## About
BCRbQ BAU Capacity Retirements before Quantization | California | 2024-01-03 | Alabama | AL
| CA |  | Alaska | AK
Sources: | 2020-2022 Retirements |  | Arizona | AZ
| Energy Information Administration |  | Arkansas | AR
| Electric Power Monthly, December 2020, 2021, and 2022 |  | California | CA
| http://www.eia.gov/electricity/monthly/ |  | Colorado | CO
| Table 6.4 |  | Connecticut | CT
|  |  | Delaware | DE
| 2023-2050 Retirements |  | Florida | FL
| Energy Information Administration |  | Georgia | GA
| Electric Power Monthly, January 2023 |  | Hawaii | HI
| http://www.eia.gov/electricity/monthly/ |  | Idaho | ID
| Table 6.6 |  | Illinois | IL
|  |  | Indiana | IN
Notes |  |  | Iowa | IA
This variable represents BAU planned capacity retirements and expected capacity |  |  | Kansas | KS
retirements due to the Inflation Reduction Act (see corresponding tab). |  |  | Kentucky | KY
It does not represent any other projected economic retirements. |  |  | Louisiana | LA
|  |  | Maine | ME
Quantization |  |  | Maryland | MD
The EPS retires (and builds) power plants in increments of the minimum power plant size, |  |  | Massachusetts | MA
specified in elec/MPPC. If the BAU retirements you get when running the model do not |  |  | Michigan | MI
match those specified in this variable, this may be because your values here are not |  |  | Minnesota | MN
even multiples of the values in elec/MPPC. If you wish to ensure your retirement schedule |  |  | Mississippi | MS
is followed precisely, make sure that retirements specified here are even multiples of the |  |  | Missouri | MO
values in elec/MPPC. You can reduce the values in elec/MPPC if helpful. |  |  | Montana | MT
|  |  | Nebraska | NE
|  |  | Nevada | NV
Notes for state adaptation |  |  | New Hampshire | NH
excluding IRA funded coop retirements for now, due to subjective estimates of funding impact |  |  | New Jersey | NJ
|  |  | New Mexico | NM
|  |  | New York | NY
|  |  | North Carolina | NC
|  |  | North Dakota | ND
|  |  | Ohio | OH
|  |  | Oklahoma | OK
|  |  | Oregon | OR
|  |  | Pennsylvania | PA
|  |  | Rhode Island | RI
|  |  | South Carolina | SC
|  |  | South Dakota | SD
|  |  | Tennessee | TN
|  |  | Texas | TX
|  |  | Utah | UT
|  |  | Vermont | VT
|  |  | Virginia | VA
|  |  | Washington | WA
|  |  | West Virginia | WV
|  |  | Wisconsin | WI
|  |  | Wyoming | WY

## Crosswalk
Technology | EPS Plant Type | Include CHP Plants? | TRUE
All Other.OTH | other | Include Non-Utilty Plants? | FALSE
All Other.PUR | other
All Other.TDF | other
All Other.WH | other | Sector Name
Batteries.MWH | battery storage | Electric Utility | TRUE
Coal Integrated Gasification Combined Cycle.SGC | hard coal | IPP Non-CHP | FALSE
Conventional Hydroelectric.WAT | hydro | Commercial Non-CHP | TRUE
Conventional Steam Coal.BIT | hard coal | IPP CHP | FALSE
Conventional Steam Coal.LIG | lignite | Industrial CHP | TRUE
Conventional Steam Coal.RC | hard coal | Commercial CHP | TRUE
Conventional Steam Coal.SUB | hard coal | Industrial Non-CHP
Conventional Steam Coal.WC | hard coal
Flywheels.MWH | other
Geothermal.GEO | geothermal
Hydroelectric Pumped Storage.WAT | other
Landfill Gas.LFG | natural gas peaker
Municipal Solid Waste.MSW | municipal solid waste
Natural Gas Fired Combined Cycle.NG | natural gas combined cycle
Natural Gas Fired Combustion Turbine.NG | natural gas peaker
Natural Gas Internal Combustion Engine.NG | natural gas peaker
Natural Gas Steam Turbine.NG | natural gas steam turbine
Natural Gas with Compressed Air Storage.NG | natural gas combined cycle
Nuclear.NUC | nuclear
Offshore Wind Turbine.WND | offshore wind
Onshore Wind Turbine.WND | onshore wind
Other Gases.BFG | other
Other Gases.OG | other
Other Natural Gas.NG | natural gas peaker
Other Waste Biomass.AB | biomass
Other Waste Biomass.OBG | biomass
Other Waste Biomass.OBL | biomass
Other Waste Biomass.OBS | biomass
Petroleum Coke.PC | petroleum
Petroleum Coke.SGP | petroleum
Petroleum Liquids.DFO | petroleum
Petroleum Liquids.JF | petroleum
Petroleum Liquids.KER | petroleum
Petroleum Liquids.PG | petroleum
Petroleum Liquids.RFO | petroleum
Petroleum Liquids.WO | petroleum
Solar Photovoltaic.SUN | solar PV
Solar Thermal with Energy Storage.SUN | solar thermal
Solar Thermal without Energy Storage.SUN | solar thermal
Wood/Wood Waste Biomass.BLQ | biomass
Wood/Wood Waste Biomass.WDL | biomass
Wood/Wood Waste Biomass.WDS | biomass

## NEEDS Crosswalk
PlantType | EPS plant type
Hydro | hydro
O/G Steam | natural gas steam turbine
Coal Steam | hard coal
Combined Cycle | natural gas combined cycle
Combustion Turbine | natural gas peaker
Nuclear | nuclear
Pumped Storage
Solar PV | solar pv
Geothermal | geothermal
Energy Storage
Onshore Wind | onshore wind
Biomass | biomass
IGCC | hard coal
Fossil Waste | hard coal
Landfill Gas | biomass
Non-Fossil Waste | municipal solid waste
Municipal Solid Waste | municipal solid waste
Solar Thermal | solar thermal
Tires | municipal solid waste
Fuel Cell
Offshore Wind | offshore wind

## NEEDS_Summer2023_Active
EPS Fuel | Plant Name | UniqueID_Final | ORIS Plant Code | Boiler/Generator/Committed Unit | Unit ID | CAMD Database UnitID | PlantType | Combustion Turbine/IC Engine | Region Name | State Name | State Code | County | County Code | FIPS5 | Capacity (MW) | Heat Rate (Btu/kWh) | On Line Year | Retirement Year | Firing | Bottom | Cogen? | Modeled Fuels | Wet/DryScrubber | Scrubber_Online_Year | Scrubber Efficiency | NOx Comb Control | NOx Post-Comb Control | SCR_Online_Year | SNCR_Online_Year | PM Control | FlueGasConditioning_Flag | Mercury_Controls | ACI_Online_Year | Mercury_Controls Efficiency | SO2 Permit Rate (lbs/mmBtu) | Mode 1 NOx Rate (lbs/mmBtu) | Mode 2 NOx Rate (lbs/mmBtu) | Mode 3 NOx Rate (lbs/mmBtu) | Mode 4 NOx Rate (lbs/mmBtu) | Hg EMF for BIT | Hg EMF for SUB | Hg EMF for LIG | HCL Removal | DSI Unit | DSI Online Year | CCS | CCS Removal | C2G | C2G Online Year | BART Affected Unit | Owner Name | Owner Percent | Holding Company | Holding Company Percent
hydro | Bankhead Dam | 2_G_1 | 2 | G | 1 |  | Hydro |  | S_SOU | Alabama | 1 | Tuscaloosa | 125 | 01125 | 53 | 0 | 1963 | 9999 |  |  | N | Hydro | [13 empty] | 0 | 0 | 0 | 0 | [11 empty] | Alabama Power Co | 100 | Southern Co | 100
natural gas steam turbine | Barry | 3_B_1 | 3 | B | 1 | 1 | O/G Steam |  | S_SOU | Alabama | 1 | Mobile | 97 | 01097 | 56 | 11267 | 1954 | 9999 | tangential | dry | N | Natural Gas |  |  |  | LNC1 | SNCR | [8 empty] | 0.05876 | 0.05876 | 0.05876 | 0.05876 | [11 empty] | Alabama Power Co | 100 | Southern Co | 100
natural gas steam turbine | Barry | 3_B_2 | 3 | B | 2 | 2 | O/G Steam |  | S_SOU | Alabama | 1 | Mobile | 97 | 01097 | 56 | 11291 | 1954 | 9999 | tangential | dry | N | Natural Gas |  |  |  | LNC1 | SNCR | [8 empty] | 0.06242 | 0.06242 | 0.06242 | 0.06242 | [11 empty] | Alabama Power Co | 100 | Southern Co | 100
hard coal | Barry | 3_B_4 | 3 | B | 4 | 4 | Coal Steam |  | S_SOU | Alabama | 1 | Mobile | 97 | 01097 | 362 | 10088 | 1969 | 9999 | tangential | dry | N | Bituminous |  |  | 0.0876 | LNC2 | SNCR |  | 2006 | ESPC | Yes | ACI | 2016 |  | 1.8 | 0.32455 | 0.2575 | 0.1469 | 0.11655 | 0.1 | 0.1 | 0.1 | 0.98 | Yes | 2016 |  |  | C2G | 2023 |  | Alabama Power Co | 100 | Southern Co | 100
hard coal | Barry | 3_B_5 | 3 | B | 5 | 5 | Coal Steam |  | S_SOU | Alabama | 1 | Mobile | 97 | 01097 | 756 | 10141 | 1971 | 9999 | tangential | dry | N | Bituminous | Wet Scrubber | 2010 | 0.95 | LNC2 | SCR | 2008 |  | ESPC + WS | Yes | ACI | 2016 |  | 1.8 | 0.3085 | 0.06842 | 0.3085 | 0.06842 | 0.05 | 0.1 | 0.1 | 0.99 | [7 empty] | Alabama Power Co | 100 | Southern Co | 100
natural gas combined cycle | Barry | 3_G_A1CT | 3 | G | A1CT | 6 | Combined Cycle |  | S_SOU | Alabama | 1 | Mobile | 97 | 01097 | 175.6 | 7050 | 2000 | 9999 |  |  | N | Natural Gas |  |  |  | DLNB | SCR | [7 empty] | 0.001 | 0.0077676 | 0.0077676 | 0.0077676 | 0.0077676 | [11 empty] | Alabama Power Co | 100 | Southern Co | 100
natural gas combined cycle | Barry | 3_G_A1CT2 | 3 | G | A1CT2 | 7 | Combined Cycle |  | S_SOU | Alabama | 1 | Mobile | 97 | 01097 | 175.6 | 7050 | 2000 | 9999 |  |  | N | Natural Gas |  |  |  | DLNB | SCR | [8 empty] | 0.0077676 | 0.0077676 | 0.0077676 | 0.0077676 | [11 empty] | Alabama Power Co | 100 | Southern Co | 100
natural gas combined cycle | Barry | 3_G_A1ST | 3 | G | A1ST | 6 | Combined Cycle |  | S_SOU | Alabama | 1 | Mobile | 97 | 01097 | 200 | 7050 | 2000 | 9999 |  |  | N | Natural Gas |  |  |  | LNB | SCR | [7 empty] | 0.001 | 0.0077676 | 0.0077676 | 0.0077676 | 0.0077676 | [11 empty] | Alabama Power Co | 100 | Southern Co | 100
natural gas combined cycle | Barry | 3_G_A2C1 | 3 | G | A2C1 | 8 | Combined Cycle |  | S_SOU | Alabama | 1 | Mobile | 97 | 01097 | 178.6 | 7050 | 2000 | 9999 |  |  | N | Natural Gas |  |  |  | DLNB | SCR | [7 empty] | 0.001 | 0.0081107 | 0.0081107 | 0.0081107 | 0.0081107 | [11 empty] | Alabama Power Co | 100 | Southern Co | 100
natural gas combined cycle | Barry | 3_G_A2C2 | 3 | G | A2C2 | 9 | Combined Cycle |  | S_SOU | Alabama | 1 | Mobile | 97 | 01097 | 178.6 | 7050 | 2000 | 9999 |  |  | N | Natural Gas |  |  |  | DLNB | SCR | [7 empty] | 0.001 | 0.0081107 | 0.0081107 | 0.0081107 | 0.0081107 | [11 empty] | Alabama Power Co | 100 | Southern Co | 100
natural gas combined cycle | Barry | 3_G_A2ST | 3 | G | A2ST | 8 | Combined Cycle |  | S_SOU | Alabama | 1 | Mobile | 97 | 01097 | 200 | 7050 | 2000 | 9999 |  |  | N | Natural Gas |  |  |  | LNB | SCR | [7 empty] | 0.001 | 0.0081107 | 0.0081107 | 0.0081107 | 0.0081107 | [11 empty] | Alabama Power Co | 100 | Southern Co | 100
hydro | Walter Bouldin Dam | 4_G_1 | 4 | G | 1 |  | Hydro |  | S_SOU | Alabama | 1 | Elmore | 51 | 01051 | 74.7 | 0 | 1967 | 9999 |  |  | N | Hydro | [13 empty] | 0 | 0 | 0 | 0 | [11 empty] | Alabama Power Co | 100 | Southern Co | 100
hydro | Walter Bouldin Dam | 4_G_2 | 4 | G | 2 |  | Hydro |  | S_SOU | Alabama | 1 | Elmore | 51 | 01051 | 74.7 | 0 | 1967 | 9999 |  |  | N | Hydro | [13 empty] | 0 | 0 | 0 | 0 | [11 empty] | Alabama Power Co | 100 | Southern Co | 100
hydro | Walter Bouldin Dam | 4_G_3 | 4 | G | 3 |  | Hydro |  | S_SOU | Alabama | 1 | Elmore | 51 | 01051 | 74.7 | 0 | 1967 | 9999 |  |  | N | Hydro | [13 empty] | 0 | 0 | 0 | 0 | [11 empty] | Alabama Power Co | 100 | Southern Co | 100
natural gas peaker | Copper | 9_G_1 | 9 | G | 1 | 90211 | Combustion Turbine |  | WECC_NM | Texas | 48 | El Paso | 141 | 48141 | 64 | 16930 | 1980 | 9999 |  |  | N | Natural Gas |  |  |  | H2O | [8 empty] | 3 | 0.24448 | 0.24448 | 0.24448 | 0.24448 | [11 empty] | El Paso Electric Co | 100 | JPMorgan Chase & Co | 100
natural gas peaker | Greene County | 10_G_GT3 | 10 | G | GT3 | 23 | Combustion Turbine |  | S_SOU | Alabama | 1 | Greene | 63 | 01063 | 82 | 13956 | 1995 | 9999 |  |  | N | Natural Gas, Distillate Fuel Oil |  |  |  | H2O | [8 empty] | 0.001 | 0.07141 | 0.07141 | 0.07141 | 0.07141 | [11 empty] | Alabama Power Co | 100 | Southern Co | 100
natural gas peaker | Greene County | 10_G_GT4 | 10 | G | GT4 | 24 | Combustion Turbine |  | S_SOU | Alabama | 1 | Greene | 63 | 01063 | 81 | 13956 | 1995 | 9999 |  |  | N | Natural Gas, Distillate Fuel Oil |  |  |  | H2O | [8 empty] | 0.001 | 0.07988 | 0.07988 | 0.07988 | 0.07988 | [11 empty] | Alabama Power Co | 100 | Southern Co | 100
natural gas peaker | Greene County | 10_G_GT5 | 10 | G | GT5 | 25 | Combustion Turbine |  | S_SOU | Alabama | 1 | Greene | 63 | 01063 | 82 | 13956 | 1995 | 9999 |  |  | N | Natural Gas, Distillate Fuel Oil |  |  |  | H2O | [8 empty] | 0.001 | 0.06087 | 0.06087 | 0.06087 | 0.06087 | [11 empty] | Alabama Power Co | 100 | Southern Co | 100
natural gas peaker | Greene County | 10_G_GT6 | 10 | G | GT6 | 26 | Combustion Turbine |  | S_SOU | Alabama | 1 | Greene | 63 | 01063 | 81 | 13956 | 1995 | 9999 |  |  | N | Natural Gas, Distillate Fuel Oil |  |  |  | H2O | [8 empty] | 0.001 | 0.06568 | 0.06568 | 0.06568 | 0.06568 | [11 empty] | Alabama Power Co | 100 | Southern Co | 100
natural gas peaker | Greene County | 10_G_GT7 | 10 | G | GT7 | 27 | Combustion Turbine |  | S_SOU | Alabama | 1 | Greene | 63 | 01063 | 80 | 13956 | 1995 | 9999 |  |  | N | Natural Gas, Distillate Fuel Oil |  |  |  | H2O | [8 empty] | 0.001 | 0.08329 | 0.08329 | 0.08329 | 0.08329 | [11 empty] | Alabama Power Co | 100 | Southern Co | 100
natural gas peaker | Greene County | 10_G_GT10 | 10 | G | GT10 | 21 | Combustion Turbine |  | S_SOU | Alabama | 1 | Greene | 63 | 01063 | 85 | 13956 | 1996 | 9999 |  |  | N | Natural Gas, Distillate Fuel Oil |  |  |  | H2O | [8 empty] | 0.001 | 0.07866 | 0.07866 | 0.07866 | 0.07866 | [11 empty] | Alabama Power Co | 100 | Southern Co | 100
natural gas peaker | Greene County | 10_G_GT2 | 10 | G | GT2 | 22 | Combustion Turbine |  | S_SOU | Alabama | 1 | Greene | 63 | 01063 | 84 | 13956 | 1996 | 9999 |  |  | N | Natural Gas, Distillate Fuel Oil |  |  |  | H2O | [8 empty] | 0.001 | 0.07281 | 0.07281 | 0.07281 | 0.07281 | [11 empty] | Alabama Power Co | 100 | Southern Co | 100
natural gas peaker | Greene County | 10_G_GT8 | 10 | G | GT8 | 28 | Combustion Turbine |  | S_SOU | Alabama | 1 | Greene | 63 | 01063 | 83 | 13956 | 1996 | 9999 |  |  | N | Natural Gas, Distillate Fuel Oil |  |  |  | H2O | [8 empty] | 0.001 | 0.06997 | 0.06997 | 0.06997 | 0.06997 | [11 empty] | Alabama Power Co | 100 | Southern Co | 100
natural gas peaker | Greene County | 10_G_GT9 | 10 | G | GT9 | 29 | Combustion Turbine |  | S_SOU | Alabama | 1 | Greene | 63 | 01063 | 82 | 13956 | 1996 | 9999 |  |  | N | Natural Gas, Distillate Fuel Oil |  |  |  | H2O | [8 empty] | 0.001 | 0.07007 | 0.07007 | 0.07007 | 0.07007 | [11 empty] | Alabama Power Co | 100 | Southern Co | 100
hydro | H Neely Henry Dam | 11_G_1 | 11 | G | 1 |  | Hydro |  | S_SOU | Alabama | 1 | Calhoun | 15 | 01015 | 23.7 | 0 | 1966 | 9999 |  |  | N | Hydro | [13 empty] | 0 | 0 | 0 | 0 | [11 empty] | Alabama Power Co | 100 | Southern Co | 100
hydro | H Neely Henry Dam | 11_G_2 | 11 | G | 2 |  | Hydro |  | S_SOU | Alabama | 1 | Calhoun | 15 | 01015 | 23.7 | 0 | 1966 | 9999 |  |  | N | Hydro | [13 empty] | 0 | 0 | 0 | 0 | [11 empty] | Alabama Power Co | 100 | Southern Co | 100
hydro | H Neely Henry Dam | 11_G_3 | 11 | G | 3 |  | Hydro |  | S_SOU | Alabama | 1 | Calhoun | 15 | 01015 | 23.7 | 0 | 1966 | 9999 |  |  | N | Hydro | [13 empty] | 0 | 0 | 0 | 0 | [11 empty] | Alabama Power Co | 100 | Southern Co | 100
hydro | Holt Dam | 12_G_1 | 12 | G | 1 |  | Hydro |  | S_SOU | Alabama | 1 | Tuscaloosa | 125 | 01125 | 48 | 0 | 1968 | 9999 |  |  | N | Hydro | [13 empty] | 0 | 0 | 0 | 0 | [11 empty] | Alabama Power Co | 100 | Southern Co | 100
hydro | Jordan Dam | 13_G_1 | 13 | G | 1 |  | Hydro |  | S_SOU | Alabama | 1 | Elmore | 51 | 01051 | 32.3 | 0 | 1929 | 9999 |  |  | N | Hydro | [13 empty] | 0 | 0 | 0 | 0 | [11 empty] | Alabama Power Co | 100 | Southern Co | 100
hydro | Jordan Dam | 13_G_2 | 13 | G | 2 |  | Hydro |  | S_SOU | Alabama | 1 | Elmore | 51 | 01051 | 32.3 | 0 | 1929 | 9999 |  |  | N | Hydro | [13 empty] | 0 | 0 | 0 | 0 | [11 empty] | Alabama Power Co | 100 | Southern Co | 100
hydro | Jordan Dam | 13_G_3 | 13 | G | 3 |  | Hydro |  | S_SOU | Alabama | 1 | Elmore | 51 | 01051 | 32.3 | 0 | 1929 | 9999 |  |  | N | Hydro | [13 empty] | 0 | 0 | 0 | 0 | [11 empty] | Alabama Power Co | 100 | Southern Co | 100
hydro | Jordan Dam | 13_G_4 | 13 | G | 4 |  | Hydro |  | S_SOU | Alabama | 1 | Elmore | 51 | 01051 | 32.3 | 0 | 1929 | 9999 |  |  | N | Hydro | [13 empty] | 0 | 0 | 0 | 0 | [11 empty] | Alabama Power Co | 100 | Southern Co | 100
hydro | Logan Martin Dam | 14_G_1 | 14 | G | 1 |  | Hydro |  | S_SOU | Alabama | 1 | Talladega | 121 | 01121 | 43 | 0 | 1964 | 9999 |  |  | N | Hydro | [13 empty] | 0 | 0 | 0 | 0 | [11 empty] | Alabama Power Co | 100 | Southern Co | 100
hydro | Logan Martin Dam | 14_G_2 | 14 | G | 2 |  | Hydro |  | S_SOU | Alabama | 1 | Talladega | 121 | 01121 | 43 | 0 | 1964 | 9999 |  |  | N | Hydro | [13 empty] | 0 | 0 | 0 | 0 | [11 empty] | Alabama Power Co | 100 | Southern Co | 100
hydro | Logan Martin Dam | 14_G_3 | 14 | G | 3 |  | Hydro |  | S_SOU | Alabama | 1 | Talladega | 121 | 01121 | 43 | 0 | 1964 | 9999 |  |  | N | Hydro | [13 empty] | 0 | 0 | 0 | 0 | [11 empty] | Alabama Power Co | 100 | Southern Co | 100
hydro | Lay Dam | 15_G_3 | 15 | G | 3 |  | Hydro |  | S_SOU | Alabama | 1 | Chilton | 21 | 01021 | 30 | 0 | 1967 | 9999 |  |  | N | Hydro | [13 empty] | 0 | 0 | 0 | 0 | [11 empty] | Alabama Power Co | 100 | Southern Co | 100
hydro | Lay Dam | 15_G_4 | 15 | G | 4 |  | Hydro |  | S_SOU | Alabama | 1 | Chilton | 21 | 01021 | 30 | 0 | 1967 | 9999 |  |  | N | Hydro | [13 empty] | 0 | 0 | 0 | 0 | [11 empty] | Alabama Power Co | 100 | Southern Co | 100
hydro | Lay Dam | 15_G_5 | 15 | G | 5 |  | Hydro |  | S_SOU | Alabama | 1 | Chilton | 21 | 01021 | 30 | 0 | 1967 | 9999 |  |  | N | Hydro | [13 empty] | 0 | 0 | 0 | 0 | [11 empty] | Alabama Power Co | 100 | Southern Co | 100
hydro | Lay Dam | 15_G_6 | 15 | G | 6 |  | Hydro |  | S_SOU | Alabama | 1 | Chilton | 21 | 01021 | 30 | 0 | 1967 | 9999 |  |  | N | Hydro | [13 empty] | 0 | 0 | 0 | 0 | [11 empty] | Alabama Power Co | 100 | Southern Co | 100
hydro | Lay Dam | 15_G_1 | 15 | G | 1 |  | Hydro |  | S_SOU | Alabama | 1 | Chilton | 21 | 01021 | 30 | 0 | 1968 | 9999 |  |  | N | Hydro | [13 empty] | 0 | 0 | 0 | 0 | [11 empty] | Alabama Power Co | 100 | Southern Co | 100
hydro | Lay Dam | 15_G_2 | 15 | G | 2 |  | Hydro |  | S_SOU | Alabama | 1 | Chilton | 21 | 01021 | 30 | 0 | 1968 | 9999 |  |  | N | Hydro | [13 empty] | 0 | 0 | 0 | 0 | [11 empty] | Alabama Power Co | 100 | Southern Co | 100
hydro | Martin Dam | 16_G_1 | 16 | G | 1 |  | Hydro |  | S_SOU | Alabama | 1 | Elmore | 51 | 01051 | 41.5 | 0 | 1927 | 9999 |  |  | N | Hydro | [13 empty] | 0 | 0 | 0 | 0 | [11 empty] | Alabama Power Co | 100 | Southern Co | 100
hydro | Martin Dam | 16_G_2 | 16 | G | 2 |  | Hydro |  | S_SOU | Alabama | 1 | Elmore | 51 | 01051 | 41.5 | 0 | 1927 | 9999 |  |  | N | Hydro | [13 empty] | 0 | 0 | 0 | 0 | [11 empty] | Alabama Power Co | 100 | Southern Co | 100
hydro | Martin Dam | 16_G_3 | 16 | G | 3 |  | Hydro |  | S_SOU | Alabama | 1 | Elmore | 51 | 01051 | 41.5 | 0 | 1927 | 9999 |  |  | N | Hydro | [13 empty] | 0 | 0 | 0 | 0 | [11 empty] | Alabama Power Co | 100 | Southern Co | 100
hydro | Martin Dam | 16_G_4 | 16 | G | 4 |  | Hydro |  | S_SOU | Alabama | 1 | Elmore | 51 | 01051 | 57.6 | 0 | 1952 | 9999 |  |  | N | Hydro | [13 empty] | 0 | 0 | 0 | 0 | [11 empty] | Alabama Power Co | 100 | Southern Co | 100
hydro | Mitchell Dam | 17_G_4 | 17 | G | 4 |  | Hydro |  | S_SOU | Alabama | 1 | Coosa | 37 | 01037 | 22.4 | 0 | 1949 | 9999 |  |  | N | Hydro | [13 empty] | 0 | 0 | 0 | 0 | [11 empty] | Alabama Power Co | 100 | Southern Co | 100
hydro | Mitchell Dam | 17_G_5 | 17 | G | 5 |  | Hydro |  | S_SOU | Alabama | 1 | Coosa | 37 | 01037 | 46.9 | 0 | 1985 | 9999 |  |  | N | Hydro | [13 empty] | 0 | 0 | 0 | 0 | [11 empty] | Alabama Power Co | 100 | Southern Co | 100
hydro | Mitchell Dam | 17_G_6 | 17 | G | 6 |  | Hydro |  | S_SOU | Alabama | 1 | Coosa | 37 | 01037 | 46.9 | 0 | 1985 | 9999 |  |  | N | Hydro | [13 empty] | 0 | 0 | 0 | 0 | [11 empty] | Alabama Power Co | 100 | Southern Co | 100
hydro | Mitchell Dam | 17_G_7 | 17 | G | 7 |  | Hydro |  | S_SOU | Alabama | 1 | Coosa | 37 | 01037 | 46.9 | 0 | 1985 | 9999 |  |  | N | Hydro | [13 empty] | 0 | 0 | 0 | 0 | [11 empty] | Alabama Power Co | 100 | Southern Co | 100
hydro | Lewis Smith Dam | 18_G_1 | 18 | G | 1 |  | Hydro |  | S_SOU | Alabama | 1 | Walker | 127 | 01127 | 89 | 0 | 1961 | 9999 |  |  | N | Hydro | [13 empty] | 0 | 0 | 0 | 0 | [11 empty] | Alabama Power Co | 100 | Southern Co | 100
hydro | Lewis Smith Dam | 18_G_2 | 18 | G | 2 |  | Hydro |  | S_SOU | Alabama | 1 | Walker | 127 | 01127 | 89 | 0 | 1962 | 9999 |  |  | N | Hydro | [13 empty] | 0 | 0 | 0 | 0 | [11 empty] | Alabama Power Co | 100 | Southern Co | 100
hydro | Thurlow Dam | 19_G_1 | 19 | G | 1 |  | Hydro |  | S_SOU | Alabama | 1 | Elmore | 51 | 01051 | 36.2 | 0 | 1931 | 9999 |  |  | N | Hydro | [13 empty] | 0 | 0 | 0 | 0 | [11 empty] | Alabama Power Co | 100 | Southern Co | 100
hydro | Thurlow Dam | 19_G_2 | 19 | G | 2 |  | Hydro |  | S_SOU | Alabama | 1 | Elmore | 51 | 01051 | 36.2 | 0 | 1931 | 9999 |  |  | N | Hydro | [13 empty] | 0 | 0 | 0 | 0 | [11 empty] | Alabama Power Co | 100 | Southern Co | 100
hydro | Thurlow Dam | 19_G_3 | 19 | G | 3 |  | Hydro |  | S_SOU | Alabama | 1 | Elmore | 51 | 01051 | 7.5 | 0 | 1931 | 9999 |  |  | N | Hydro | [13 empty] | 0 | 0 | 0 | 0 | [11 empty] | Alabama Power Co | 100 | Southern Co | 100
hydro | Weiss Dam | 20_G_2 | 20 | G | 2 |  | Hydro |  | S_SOU | Alabama | 1 | Cherokee | 19 | 01019 | 27 | 0 | 1961 | 9999 |  |  | N | Hydro | [13 empty] | 0 | 0 | 0 | 0 | [11 empty] | Alabama Power Co | 100 | Southern Co | 100
hydro | Weiss Dam | 20_G_3 | 20 | G | 3 |  | Hydro |  | S_SOU | Alabama | 1 | Cherokee | 19 | 01019 | 27 | 0 | 1961 | 9999 |  |  | N | Hydro | [13 empty] | 0 | 0 | 0 | 0 | [11 empty] | Alabama Power Co | 100 | Southern Co | 100
hydro | Weiss Dam | 20_G_1 | 20 | G | 1 |  | Hydro |  | S_SOU | Alabama | 1 | Cherokee | 19 | 01019 | 27 | 0 | 1962 | 9999 |  |  | N | Hydro | [13 empty] | 0 | 0 | 0 | 0 | [11 empty] | Alabama Power Co | 100 | Southern Co | 100
hydro | Yates Dam | 21_G_1 | 21 | G | 1 |  | Hydro |  | S_SOU | Alabama | 1 | Elmore | 51 | 01051 | 22 | 0 | 1928 | 9999 |  |  | N | Hydro | [13 empty] | 0 | 0 | 0 | 0 | [11 empty] | Alabama Power Co | 100 | Southern Co | 100
hydro | Yates Dam | 21_G_2 | 21 | G | 2 |  | Hydro |  | S_SOU | Alabama | 1 | Elmore | 51 | 01051 | 22 | 0 | 1928 | 9999 |  |  | N | Hydro | [13 empty] | 0 | 0 | 0 | 0 | [11 empty] | Alabama Power Co | 100 | Southern Co | 100
natural gas steam turbine | E C Gaston | 26_B_1 | 26 | B | 1 | 30 | O/G Steam |  | S_SOU | Alabama | 1 | Shelby | 117 | 01117 | 254 | 10458 | 1960 | 2029 | wall | dry | N | Natural Gas |  |  |  | LNB | [8 empty] | 3.8 | 0.11165 | 0.11165 | 0.11165 | 0.11165 | [11 empty] | Southern Electric Generating Co | 100 | Southern Co | 100
natural gas steam turbine | E C Gaston | 26_B_2 | 26 | B | 2 | 31 | O/G Steam |  | S_SOU | Alabama | 1 | Shelby | 117 | 01117 | 256 | 10492 | 1960 | 2029 | wall | dry | N | Natural Gas |  |  |  | LNB | [8 empty] | 3.8 | 0.11176 | 0.11176 | 0.11176 | 0.11176 | [11 empty] | Southern Electric Generating Co | 100 | Southern Co | 100
natural gas steam turbine | E C Gaston | 26_B_3 | 26 | B | 3 | 32 | O/G Steam |  | S_SOU | Alabama | 1 | Shelby | 117 | 01117 | 254 | 10542 | 1961 | 2029 | wall | dry | N | Natural Gas |  |  |  | LNB | [8 empty] | 3.8 | 0.12418 | 0.12418 | 0.12418 | 0.12418 | [11 empty] | Southern Electric Generating Co | 100 | Southern Co | 100
natural gas steam turbine | E C Gaston | 26_B_4 | 26 | B | 4 | 33 | O/G Steam |  | S_SOU | Alabama | 1 | Shelby | 117 | 01117 | 256 | 10434 | 1962 | 2029 | wall | dry | N | Natural Gas |  |  |  | LNB | [8 empty] | 3.8 | 0.12502 | 0.12502 | 0.12502 | 0.12502 | [11 empty] | Southern Electric Generating Co | 100 | Southern Co | 100
natural gas peaker | E C Gaston | 26_G_GT4 | 26 | G | GT4 |  | Combustion Turbine |  | S_SOU | Alabama | 1 | Shelby | 117 | 01117 | 16 | 22876 | 1970 | 2029 |  |  | N | Distillate Fuel Oil | [12 empty] | 0.5 | 0.8805 | 0.8805 | 0.8805 | 0.8805 | [11 empty] | Southern Electric Generating Co | 100 | Southern Co | 100
hard coal | E C Gaston | 26_B_5 | 26 | B | 5 | 34 | Coal Steam |  | S_SOU | Alabama | 1 | Shelby | 117 | 01117 | 832 | 10254 | 1974 | 9999 | tangential | dry | N | Bituminous | Wet Scrubber | 2010 | 0.95 | LNC2 | SCR | 2006 |  | ESPH + B + WS | No | ACI | 2016 |  | 3.8 | 0.2397 | 0.1004 | 0.2397 | 0.1004 | 0.05 | 0.1 | 0.1 | 0.99 |  |  |  |  | C2G | 2028 |  | Alabama Power Co | 100 | Southern Co | 100
natural gas peaker | Madelia | 30_G_5 | 30 | G | 5 |  | Combustion Turbine | IC Engine | MIS_MNWI | Minnesota | 27 | Watonwan | 165 | 27165 | 1.1 | 12283 | 1954 | 9999 |  |  | N | Natural Gas, Distillate Fuel Oil | [13 empty] | 1.061 | 1.061 | 1.061 | 1.061 | [11 empty] | Madelia MN (City of) | 100 | Madelia MN (City of) | 100
natural gas peaker | Madelia | 30_G_3 | 30 | G | 3 |  | Combustion Turbine | IC Engine | MIS_MNWI | Minnesota | 27 | Watonwan | 165 | 27165 | 0.9 | 12283 | 1959 | 9999 |  |  | N | Natural Gas, Distillate Fuel Oil | [13 empty] | 1.061 | 1.061 | 1.061 | 1.061 | [11 empty] | Madelia MN (City of) | 100 | Madelia MN (City of) | 100
natural gas peaker | Madelia | 30_G_2 | 30 | G | 2 |  | Combustion Turbine | IC Engine | MIS_MNWI | Minnesota | 27 | Watonwan | 165 | 27165 | 1.5 | 12283 | 1965 | 9999 |  |  | N | Natural Gas, Distillate Fuel Oil | [13 empty] | 1.061 | 1.061 | 1.061 | 1.061 | [11 empty] | Madelia MN (City of) | 100 | Madelia MN (City of) | 100
natural gas peaker | Madelia | 30_G_4 | 30 | G | 4 |  | Combustion Turbine | IC Engine | MIS_MNWI | Minnesota | 27 | Watonwan | 165 | 27165 | 3.7 | 12283 | 1973 | 9999 |  |  | N | Natural Gas, Distillate Fuel Oil | [13 empty] | 1.061 | 1.061 | 1.061 | 1.061 | [11 empty] | Madelia MN (City of) | 100 | Madelia MN (City of) | 100
natural gas peaker | Madelia | 30_G_1 | 30 | G | 1 |  | Combustion Turbine | IC Engine | MIS_MNWI | Minnesota | 27 | Watonwan | 165 | 27165 | 3.1 | 12283 | 2001 | 9999 |  |  | N | Natural Gas, Distillate Fuel Oil | [13 empty] | 1.061 | 1.061 | 1.061 | 1.061 | [11 empty] | Madelia MN (City of) | 100 | Madelia MN (City of) | 100
hydro | Rollins | 34_G_1P | 34 | G | 1P |  | Hydro |  | WEC_CALN | California | 6 | Placer | 61 | 06061 | 12.1 | 0 | 1980 | 9999 |  |  | N | Hydro | [13 empty] | 0 | 0 | 0 | 0 | [11 empty] | Nevada Irrigation District | 100 | Nevada Irrigation District | 100
hydro | Millers Ferry | 38_G_1 | 38 | G | 1 |  | Hydro |  | S_SOU | Alabama | 1 | Wilcox | 131 | 01131 | 30 | 0 | 1970 | 9999 |  |  | N | Hydro | [13 empty] | 0 | 0 | 0 | 0 | [11 empty] | USACE Mobile District | 100 | U S Army Corps of Engineers | 100
hydro | Millers Ferry | 38_G_2 | 38 | G | 2 |  | Hydro |  | S_SOU | Alabama | 1 | Wilcox | 131 | 01131 | 30 | 0 | 1970 | 9999 |  |  | N | Hydro | [13 empty] | 0 | 0 | 0 | 0 | [11 empty] | USACE Mobile District | 100 | U S Army Corps of Engineers | 100
hydro | Millers Ferry | 38_G_3 | 38 | G | 3 |  | Hydro |  | S_SOU | Alabama | 1 | Wilcox | 131 | 01131 | 30 | 0 | 1970 | 9999 |  |  | N | Hydro | [13 empty] | 0 | 0 | 0 | 0 | [11 empty] | USACE Mobile District | 100 | U S Army Corps of Engineers | 100
nuclear | Browns Ferry | 46_G_1 | 46 | G | 1 |  | Nuclear |  | S_C_TVA | Alabama | 1 | Limestone | 83 | 01083 | 1255.8 | 10456 | 1974 | 9999 |  |  | N | Nuclear Fuel | [13 empty] | 0 | 0 | 0 | 0 | [11 empty] | Tennessee Valley Authority | 100 | Tennessee Valley Authority | 100
nuclear | Browns Ferry | 46_G_2 | 46 | G | 2 |  | Nuclear |  | S_C_TVA | Alabama | 1 | Limestone | 83 | 01083 | 1258.7 | 10456 | 1975 | 9999 |  |  | N | Nuclear Fuel | [13 empty] | 0 | 0 | 0 | 0 | [11 empty] | Tennessee Valley Authority | 100 | Tennessee Valley Authority | 100
nuclear | Browns Ferry | 46_G_3 | 46 | G | 3 |  | Nuclear |  | S_C_TVA | Alabama | 1 | Limestone | 83 | 01083 | 1259.9 | 10456 | 1977 | 9999 |  |  | N | Nuclear Fuel | [13 empty] | 0 | 0 | 0 | 0 | [11 empty] | Tennessee Valley Authority | 100 | Tennessee Valley Authority | 100
natural gas peaker | Colbert | 47_G_GT1 | 47 | G | GT1 | 88150 | Combustion Turbine |  | S_C_TVA | Alabama | 1 | Colbert | 33 | 01033 | 45.4 | 14637 | 1972 | 9999 |  |  | N | Natural Gas, Distillate Fuel Oil | [12 empty] | 4 | 0.46686 | 0.46686 | 0.46686 | 0.46686 | [11 empty] | Tennessee Valley Authority | 100 | Tennessee Valley Authority | 100
natural gas peaker | Colbert | 47_G_GT2 | 47 | G | GT2 | 88151 | Combustion Turbine |  | S_C_TVA | Alabama | 1 | Colbert | 33 | 01033 | 45.4 | 14638 | 1972 | 9999 |  |  | N | Natural Gas, Distillate Fuel Oil | [12 empty] | 4 | 0.46179 | 0.46179 | 0.46179 | 0.46179 | [11 empty] | Tennessee Valley Authority | 100 | Tennessee Valley Authority | 100
natural gas peaker | Colbert | 47_G_GT3 | 47 | G | GT3 | 88152 | Combustion Turbine |  | S_C_TVA | Alabama | 1 | Colbert | 33 | 01033 | 45.4 | 14638 | 1972 | 9999 |  |  | N | Natural Gas, Distillate Fuel Oil | [12 empty] | 4 | 0.70011 | 0.70011 | 0.70011 | 0.70011 | [11 empty] | Tennessee Valley Authority | 100 | Tennessee Valley Authority | 100
natural gas peaker | Colbert | 47_G_GT4 | 47 | G | GT4 | 88153 | Combustion Turbine |  | S_C_TVA | Alabama | 1 | Colbert | 33 | 01033 | 45.4 | 14638 | 1972 | 9999 |  |  | N | Natural Gas, Distillate Fuel Oil | [12 empty] | 4 | 0.48169 | 0.48169 | 0.48169 | 0.48169 | [11 empty] | Tennessee Valley Authority | 100 | Tennessee Valley Authority | 100
natural gas peaker | Colbert | 47_G_GT5 | 47 | G | GT5 | 88154 | Combustion Turbine |  | S_C_TVA | Alabama | 1 | Colbert | 33 | 01033 | 45.4 | 14638 | 1972 | 9999 |  |  | N | Natural Gas, Distillate Fuel Oil | [12 empty] | 4 | 0.45544 | 0.45544 | 0.45544 | 0.45544 | [11 empty] | Tennessee Valley Authority | 100 | Tennessee Valley Authority | 100
natural gas peaker | Colbert | 47_G_GT6 | 47 | G | GT6 | 88155 | Combustion Turbine |  | S_C_TVA | Alabama | 1 | Colbert | 33 | 01033 | 45.4 | 14638 | 1972 | 9999 |  |  | N | Natural Gas, Distillate Fuel Oil | [12 empty] | 4 | 0.46212 | 0.46212 | 0.46212 | 0.46212 | [11 empty] | Tennessee Valley Authority | 100 | Tennessee Valley Authority | 100
natural gas peaker | Colbert | 47_G_GT7 | 47 | G | GT7 | 88156 | Combustion Turbine |  | S_C_TVA | Alabama | 1 | Colbert | 33 | 01033 | 45.4 | 14638 | 1972 | 9999 |  |  | N | Natural Gas, Distillate Fuel Oil | [12 empty] | 4 | 0.70114 | 0.70114 | 0.70114 | 0.70114 | [11 empty] | Tennessee Valley Authority | 100 | Tennessee Valley Authority | 100
natural gas peaker | Colbert | 47_G_GT8 | 47 | G | GT8 | 88157 | Combustion Turbine |  | S_C_TVA | Alabama | 1 | Colbert | 33 | 01033 | 45.4 | 14638 | 1972 | 9999 |  |  | N | Natural Gas, Distillate Fuel Oil | [12 empty] | 4 | 0.70033 | 0.70033 | 0.70033 | 0.70033 | [11 empty] | Tennessee Valley Authority | 100 | Tennessee Valley Authority | 100
hydro | Guntersville | 48_G_1 | 48 | G | 1 |  | Hydro |  | S_C_TVA | Alabama | 1 | Marshall | 95 | 01095 | 31 | 0 | 1939 | 9999 |  |  | N | Hydro | [13 empty] | 0 | 0 | 0 | 0 | [11 empty] | Tennessee Valley Authority | 100 | Tennessee Valley Authority | 100
hydro | Guntersville | 48_G_2 | 48 | G | 2 |  | Hydro |  | S_C_TVA | Alabama | 1 | Marshall | 95 | 01095 | 30.6 | 0 | 1939 | 9999 |  |  | N | Hydro | [13 empty] | 0 | 0 | 0 | 0 | [11 empty] | Tennessee Valley Authority | 100 | Tennessee Valley Authority | 100
hydro | Guntersville | 48_G_3 | 48 | G | 3 |  | Hydro |  | S_C_TVA | Alabama | 1 | Marshall | 95 | 01095 | 29.8 | 0 | 1939 | 9999 |  |  | N | Hydro | [13 empty] | 0 | 0 | 0 | 0 | [11 empty] | Tennessee Valley Authority | 100 | Tennessee Valley Authority | 100
hydro | Guntersville | 48_G_4 | 48 | G | 4 |  | Hydro |  | S_C_TVA | Alabama | 1 | Marshall | 95 | 01095 | 31.3 | 0 | 1952 | 9999 |  |  | N | Hydro | [13 empty] | 0 | 0 | 0 | 0 | [11 empty] | Tennessee Valley Authority | 100 | Tennessee Valley Authority | 100
hydro | Wheeler Dam | 49_G_1 | 49 | G | 1 |  | Hydro |  | S_C_TVA | Alabama | 1 | Lawrence | 79 | 01079 | 34.1 | 0 | 1936 | 9999 |  |  | N | Hydro | [13 empty] | 0 | 0 | 0 | 0 | [11 empty] | Tennessee Valley Authority | 100 | Tennessee Valley Authority | 100
hydro | Wheeler Dam | 49_G_2 | 49 | G | 2 |  | Hydro |  | S_C_TVA | Alabama | 1 | Lawrence | 79 | 01079 | 33.2 | 0 | 1937 | 9999 |  |  | N | Hydro | [13 empty] | 0 | 0 | 0 | 0 | [11 empty] | Tennessee Valley Authority | 100 | Tennessee Valley Authority | 100
hydro | Wheeler Dam | 49_G_3 | 49 | G | 3 |  | Hydro |  | S_C_TVA | Alabama | 1 | Lawrence | 79 | 01079 | 33.6 | 0 | 1941 | 9999 |  |  | N | Hydro | [13 empty] | 0 | 0 | 0 | 0 | [11 empty] | Tennessee Valley Authority | 100 | Tennessee Valley Authority | 100
hydro | Wheeler Dam | 49_G_4 | 49 | G | 4 |  | Hydro |  | S_C_TVA | Alabama | 1 | Lawrence | 79 | 01079 | 33.4 | 0 | 1941 | 9999 |  |  | N | Hydro | [13 empty] | 0 | 0 | 0 | 0 | [11 empty] | Tennessee Valley Authority | 100 | Tennessee Valley Authority | 100
hydro | Wheeler Dam | 49_G_5 | 49 | G | 5 |  | Hydro |  | S_C_TVA | Alabama | 1 | Lawrence | 79 | 01079 | 34.7 | 0 | 1948 | 9999 |  |  | N | Hydro | [13 empty] | 0 | 0 | 0 | 0 | [11 empty] | Tennessee Valley Authority | 100 | Tennessee Valley Authority | 100
hydro | Wheeler Dam | 49_G_6 | 49 | G | 6 |  | Hydro |  | S_C_TVA | Alabama | 1 | Lawrence | 79 | 01079 | 34.6 | 0 | 1949 | 9999 |  |  | N | Hydro | [13 empty] | 0 | 0 | 0 | 0 | [11 empty] | Tennessee Valley Authority | 100 | Tennessee Valley Authority | 100
hydro | Wheeler Dam | 49_G_7 | 49 | G | 7 |  | Hydro |  | S_C_TVA | Alabama | 1 | Lawrence | 79 | 01079 | 34.4 | 0 | 1949 | 9999 |  |  | N | Hydro | [13 empty] | 0 | 0 | 0 | 0 | [11 empty] | Tennessee Valley Authority | 100 | Tennessee Valley Authority | 100
hydro | Wheeler Dam | 49_G_8 | 49 | G | 8 |  | Hydro |  | S_C_TVA | Alabama | 1 | Lawrence | 79 | 01079 | 34.5 | 0 | 1950 | 9999 |  |  | N | Hydro | [13 empty] | 0 | 0 | 0 | 0 | [11 empty] | Tennessee Valley Authority | 100 | Tennessee Valley Authority | 100
hydro | Wheeler Dam | 49_G_9 | 49 | G | 9 |  | Hydro |  | S_C_TVA | Alabama | 1 | Lawrence | 79 | 01079 | 41.9 | 0 | 1962 | 9999 |  |  | N | Hydro | [13 empty] | 0 | 0 | 0 | 0 | [11 empty] | Tennessee Valley Authority | 100 | Tennessee Valley Authority | 100
hydro | Wheeler Dam | 49_G_10 | 49 | G | 10 |  | Hydro |  | S_C_TVA | Alabama | 1 | Lawrence | 79 | 01079 | 41.9 | 0 | 1963 | 9999 |  |  | N | Hydro | [13 empty] | 0 | 0 | 0 | 0 | [11 empty] | Tennessee Valley Authority | 100 | Tennessee Valley Authority | 100
hydro | Wheeler Dam | 49_G_11 | 49 | G | 11 |  | Hydro |  | S_C_TVA | Alabama | 1 | Lawrence | 79 | 01079 | 41.9 | 0 | 1963 | 9999 |  |  | N | Hydro | [13 empty] | 0 | 0 | 0 | 0 | [11 empty] | Tennessee Valley Authority | 100 | Tennessee Valley Authority | 100
hydro | Gantt | 53_G_3 | 53 | G | 3 |  | Hydro |  | S_SOU | Alabama | 1 | Covington | 39 | 01039 | 1 | 0 | 1926 | 9999 |  |  | N | Hydro | [13 empty] | 0 | 0 | 0 | 0 | [11 empty] | PowerSouth Energy Coop | 100 | PowerSouth Energy Coop | 100
hydro | Gantt | 53_G_4 | 53 | G | 4 |  | Hydro |  | S_SOU | Alabama | 1 | Covington | 39 | 01039 | 1.8 | 0 | 1985 | 9999 |  |  | N | Hydro | [13 empty] | 0 | 0 | 0 | 0 | [11 empty] | PowerSouth Energy Coop | 100 | PowerSouth Energy Coop | 100
natural gas peaker | J K Smith | 54_G_GT1 | 54 | G | GT1 | 50 | Combustion Turbine |  | PJM_West | Kentucky | 21 | Clark | 49 | 21049 | 104 | 12578 | 1999 | 9999 |  |  | N | Natural Gas, Distillate Fuel Oil |  |  |  | H2O | [9 empty] | 0.05603 | 0.05603 | 0.05603 | 0.05603 | [11 empty] | East Kentucky Power Coop | 100 | East Kentucky Power Coop | 100
natural gas peaker | J K Smith | 54_G_GT2 | 54 | G | GT2 | 51 | Combustion Turbine |  | PJM_West | Kentucky | 21 | Clark | 49 | 21049 | 104 | 12578 | 1999 | 9999 |  |  | N | Natural Gas, Distillate Fuel Oil |  |  |  | H2O | [9 empty] | 0.08005 | 0.08005 | 0.08005 | 0.08005 | [11 empty] | East Kentucky Power Coop | 100 | East Kentucky Power Coop | 100
natural gas peaker | J K Smith | 54_G_GT3 | 54 | G | GT3 | 52 | Combustion Turbine |  | PJM_West | Kentucky | 21 | Clark | 49 | 21049 | 104 | 12578 | 1999 | 9999 |  |  | N | Natural Gas, Distillate Fuel Oil |  |  |  | H2O | [9 empty] | 0.0755 | 0.0755 | 0.0755 | 0.0755 | [11 empty] | East Kentucky Power Coop | 100 | East Kentucky Power Coop | 100
natural gas peaker | J K Smith | 54_G_GT4 | 54 | G | GT4 | 9271 | Combustion Turbine |  | PJM_West | Kentucky | 21 | Clark | 49 | 21049 | 74 | 12578 | 2001 | 9999 |  |  | N | Natural Gas, Distillate Fuel Oil |  |  |  | DLNB + H2O | [9 empty] | 0.03337 | 0.03337 | 0.03337 | 0.03337 | [11 empty] | East Kentucky Power Coop | 100 | East Kentucky Power Coop | 100
natural gas peaker | J K Smith | 54_G_GT5 | 54 | G | GT5 | 9272 | Combustion Turbine |  | PJM_West | Kentucky | 21 | Clark | 49 | 21049 | 74 | 12578 | 2001 | 9999 |  |  | N | Natural Gas, Distillate Fuel Oil |  |  |  | DLNB + H2O | [9 empty] | 0.03396 | 0.03396 | 0.03396 | 0.03396 | [11 empty] | East Kentucky Power Coop | 100 | East Kentucky Power Coop | 100
natural gas peaker | J K Smith | 54_G_GT6 | 54 | G | GT6 | 89572 | Combustion Turbine |  | PJM_West | Kentucky | 21 | Clark | 49 | 21049 | 74 | 12578 | 2005 | 9999 |  |  | N | Natural Gas, Distillate Fuel Oil |  |  |  | DLNB + H2O | [9 empty] | 0.03624 | 0.03624 | 0.03624 | 0.03624 | [11 empty] | East Kentucky Power Coop | 100 | East Kentucky Power Coop | 100
natural gas peaker | J K Smith | 54_G_GT7 | 54 | G | GT7 | 89573 | Combustion Turbine |  | PJM_West | Kentucky | 21 | Clark | 49 | 21049 | 74 | 12578 | 2005 | 9999 |  |  | N | Natural Gas, Distillate Fuel Oil |  |  |  | DLNB + H2O | [9 empty] | 0.03237 | 0.03237 | 0.03237 | 0.03237 | [11 empty] | East Kentucky Power Coop | 100 | East Kentucky Power Coop | 100
natural gas peaker | J K Smith | 54_G_GT10 | 54 | G | GT10 | 90542 | Combustion Turbine |  | PJM_West | Kentucky | 21 | Clark | 49 | 21049 | 88 | 12578 | 2010 | 9999 |  |  | N | Natural Gas |  |  |  | H2O | SCR | [8 empty] | 0.01224 | 0.0118 | 0.01224 | 0.0118 | [11 empty] | East Kentucky Power Coop | 100 | East Kentucky Power Coop | 100
natural gas peaker | J K Smith | 54_G_GT9 | 54 | G | GT9 | 90541 | Combustion Turbine |  | PJM_West | Kentucky | 21 | Clark | 49 | 21049 | 88 | 12578 | 2010 | 9999 |  |  | N | Natural Gas |  |  |  | H2O | SCR | [8 empty] | 0.01307 | 0.01248 | 0.01307 | 0.01248 | [11 empty] | East Kentucky Power Coop | 100 | East Kentucky Power Coop | 100
hydro | Point A | 55_G_1 | 55 | G | 1 |  | Hydro |  | S_SOU | Alabama | 1 | Covington | 39 | 01039 | 1.8 | 0 | 1925 | 9999 |  |  | N | Hydro | [13 empty] | 0 | 0 | 0 | 0 | [11 empty] | PowerSouth Energy Coop | 100 | PowerSouth Energy Coop | 100
hydro | Point A | 55_G_2 | 55 | G | 2 |  | Hydro |  | S_SOU | Alabama | 1 | Covington | 39 | 01039 | 1.8 | 0 | 1925 | 9999 |  |  | N | Hydro | [13 empty] | 0 | 0 | 0 | 0 | [11 empty] | PowerSouth Energy Coop | 100 | PowerSouth Energy Coop | 100
hydro | Point A | 55_G_3 | 55 | G | 3 |  | Hydro |  | S_SOU | Alabama | 1 | Covington | 39 | 01039 | 1.8 | 0 | 1949 | 9999 |  |  | N | Hydro | [13 empty] | 0 | 0 | 0 | 0 | [11 empty] | PowerSouth Energy Coop | 100 | PowerSouth Energy Coop | 100
hard coal | Platte | 59_B_1 | 59 | B | 1 | 56 | Coal Steam |  | SPP_NEBR | Nebraska | 31 | Hall | 79 | 31079 | 100 | 11578 | 1982 | 9999 | tangential | dry | N | Subbituminous | Dry Scrubber | 2014 | 0.913 | LNC3 |  |  |  | ESPH + B | No | ACI | 2016 |  | 0.745 | 0.17508 | 0.17508 | 0.17508 | 0.17508 | 0.1 | 0.1 | 0.1 | 0.963 | [7 empty] | Grand Island Utilities | 100 | Grand Island Utilities | 100
hard coal | Whelan Energy Center | 60_B_1 | 60 | B | 1 | 57 | Coal Steam |  | SPP_NEBR | Nebraska | 31 | Adams | 1 | 31001 | 77 | 12708 | 1981 | 9999 | tangential | dry | N | Subbituminous |  |  | 0.01 | OFA |  |  |  | ESPC | No | ACI | 2016 |  | 0.696 | 0.16396 | 0.16396 | 0.1469 | 0.1469 | 0.1 | 0.1 | 0.1 | 0 | [7 empty] | Hastings Utilities (NE) | 100 | Hastings Utilities (NE) | 100
hard coal | Whelan Energy Center | 60_B_2 | 60 | B | 2 | 90669 | Coal Steam |  | SPP_NEBR | Nebraska | 31 | Adams | 1 | 31001 | 232 | 12132 | 2011 | 9999 | wall | dry | N | Subbituminous | Dry Scrubber | 2011 | 0.905 | LNB + NH3 + OFA | SCR | 2011 |  | B | NA | ACI | 2015 |  | 0.12 | 0.07677 | 0.07677 | 0.07677 | 0.07677 | 0.1 | 0.1 | 0.1 | 0.955 | [7 empty] | Heartland Consumers Power District | 36.4 | Heartland Consumers Power District | 36.4
hydro | Venice Hydro | 72_G_1 | 72 | G | 1 |  | Hydro |  | WECC_SCE | California | 6 | Los Angeles | 37 | 06037 | 10.1 | 0 | 1982 | 9999 |  |  | N | Hydro | [13 empty] | 0 | 0 | 0 | 0 | [11 empty] | Metropolitan Water District | 100 | Metropolitan Water District | 100
hydro | Ashokan | 88_G_1 | 88 | G | 1 |  | Hydro |  | NY_Z_G-I | New York | 36 | Ulster | 111 | 36111 | 2.3 | 0 | 1982 | 9999 |  |  | N | Hydro | [13 empty] | 0 | 0 | 0 | 0 | [11 empty] | New York Power Authority | 100 | New York Power Authority | 100
hydro | Ashokan | 88_G_2 | 88 | G | 2 |  | Hydro |  | NY_Z_G-I | New York | 36 | Ulster | 111 | 36111 | 2.3 | 0 | 1982 | 9999 |  |  | N | Hydro | [13 empty] | 0 | 0 | 0 | 0 | [11 empty] | New York Power Authority | 100 | New York Power Authority | 100
natural gas peaker | Frederickson | 99_G_1 | 99 | G | 1 |  | Combustion Turbine |  | WECC_PNW | Washington | 53 | Pierce | 53 | 53053 | 67 | 25000 | 1981 | 9999 |  |  | N | Natural Gas, Distillate Fuel Oil | [12 empty] | 2.63 | 0.19683 | 0.19683 | 0.19683 | 0.19683 | [11 empty] | Puget Sound Energy Inc | 100 | Puget Energy Inc | 100
natural gas peaker | Frederickson | 99_G_2 | 99 | G | 2 |  | Combustion Turbine |  | WECC_PNW | Washington | 53 | Pierce | 53 | 53053 | 67 | 25000 | 1981 | 9999 |  |  | N | Natural Gas, Distillate Fuel Oil | [12 empty] | 2.63 | 0.1126 | 0.1126 | 0.1126 | 0.1126 | [11 empty] | Puget Sound Energy Inc | 100 | Puget Energy Inc | 100
hydro | South Consolidated | 100_G_SC1 | 100 | G | SC1 |  | Hydro |  | WECC_AZ | Arizona | 4 | Maricopa | 13 | 04013 | 1.4 | 0 | 1981 | 9999 |  |  | N | Hydro | [13 empty] | 0 | 0 | 0 | 0 | [11 empty] | Salt River Project | 100 | Salt River Project | 100
0 | J S Eastwood | 104_G_1 | 104 | G | 1 |  | Pumped Storage |  | WEC_CALN | California | 6 | Fresno | 19 | 06019 | 95 | 0 | 1987 | 9999 |  |  | N | Pumped Storage | [13 empty] | 0 | 0 | 0 | 0 | [11 empty] | Southern California Edison Co | 100 | Edison International | 100
hard coal | Holcomb | 108_B_SGU1 | 108 | B | SGU1 | 60 | Coal Steam |  | SPP_N | Kansas | 20 | Finney | 55 | 20055 | 359 | 10904 | 1983 | 9999 | wall | dry | N | Subbituminous | Dry Scrubber | 1983 | 0.8 | LNB + OFA |  |  |  | B | NA | ACI | 2016 |  | 0.48 | 0.18468 | 0.18468 | 0.18468 | 0.18468 | 0.1 | 0.1 | 0.1 | 0.85 | [7 empty] | Sunflower Electric Power Corp | 100 | Victory Electric Coop Association Inc | 100
natural gas peaker | Douglas | 114_G_1 | 114 | G | 1 |  | Combustion Turbine |  | WECC_AZ | Arizona | 4 | Cochise | 3 | 04003 | 15 | 25000 | 1972 | 9999 |  |  | N | Distillate Fuel Oil | [12 empty] | 1 | 1.01 | 1.01 | 1.01 | 1.01 | [11 empty] | Arizona Public Service Co | 100 | Pinnacle West Capital Corp | 100
natural gas peaker | Ocotillo | 116_G_GT1 | 116 | G | GT1 | 66 | Combustion Turbine |  | WECC_AZ | Arizona | 4 | Maricopa | 13 | 04013 | 50 | 21977 | 1972 | 9999 |  |  | N | Natural Gas | [12 empty] | 0.8 | 0.02815 | 0.02815 | 0.02815 | 0.02815 | [11 empty] | Arizona Public Service Co | 100 | Pinnacle West Capital Corp | 100
natural gas peaker | Ocotillo | 116_G_GT2 | 116 | G | GT2 | 67 | Combustion Turbine |  | WECC_AZ | Arizona | 4 | Maricopa | 13 | 04013 | 50 | 21978 | 1973 | 9999 |  |  | N | Natural Gas | [12 empty] | 0.8 | 0.09899 | 0.09899 | 0.09899 | 0.09899 | [11 empty] | Arizona Public Service Co | 100 | Pinnacle West Capital Corp | 100
natural gas peaker | Ocotillo | 116_G_GT3 | 116 | G | GT3 | 91277 | Combustion Turbine |  | WECC_AZ | Arizona | 4 | Maricopa | 13 | 04013 | 104.7 | 10745 | 2019 | 9999 |  |  | N | Natural Gas |  |  |  | H2O | SCR | [8 empty] | 0.00889 | 0.00889 | 0.00889 | 0.00889 | [11 empty] | Arizona Public Service Co | 100 | Pinnacle West Capital Corp | 100
natural gas peaker | Ocotillo | 116_G_GT4 | 116 | G | GT4 | 91278 | Combustion Turbine |  | WECC_AZ | Arizona | 4 | Maricopa | 13 | 04013 | 104.7 | 10745 | 2019 | 9999 |  |  | N | Natural Gas |  |  |  | H2O | SCR | [8 empty] | 0.00834 | 0.00834 | 0.00834 | 0.00834 | [11 empty] | Arizona Public Service Co | 100 | Pinnacle West Capital Corp | 100
natural gas peaker | Ocotillo | 116_G_GT5 | 116 | G | GT5 | 91279 | Combustion Turbine |  | WECC_AZ | Arizona | 4 | Maricopa | 13 | 04013 | 104.7 | 10745 | 2019 | 9999 |  |  | N | Natural Gas |  |  |  | H2O | SCR | [8 empty] | 0.00838 | 0.00838 | 0.00838 | 0.00838 | [11 empty] | Arizona Public Service Co | 100 | Pinnacle West Capital Corp | 100
natural gas peaker | Ocotillo | 116_G_GT6 | 116 | G | GT6 | 91280 | Combustion Turbine |  | WECC_AZ | Arizona | 4 | Maricopa | 13 | 04013 | 104.7 | 10745 | 2019 | 9999 |  |  | N | Natural Gas |  |  |  | H2O | SCR | [8 empty] | 0.0085 | 0.0085 | 0.0085 | 0.0085 | [11 empty] | Arizona Public Service Co | 100 | Pinnacle West Capital Corp | 100
natural gas peaker | Ocotillo | 116_G_GT7 | 116 | G | GT7 | 91281 | Combustion Turbine |  | WECC_AZ | Arizona | 4 | Maricopa | 13 | 04013 | 104.7 | 10745 | 2019 | 9999 |  |  | N | Natural Gas |  |  |  | H2O | SCR | [8 empty] | 0.00865 | 0.00865 | 0.00865 | 0.00865 | [11 empty] | Arizona Public Service Co | 100 | Pinnacle West Capital Corp | 100
natural gas peaker | West Phoenix | 117_G_GT1 | 117 | G | GT1 |  | Combustion Turbine |  | WECC_AZ | Arizona | 4 | Maricopa | 13 | 04013 | 50 | 22352 | 1972 | 9999 |  |  | N | Natural Gas | [12 empty] | 0.8 | 0.11274 | 0.11274 | 0.11274 | 0.11274 | [11 empty] | Arizona Public Service Co | 100 | Pinnacle West Capital Corp | 100
natural gas peaker | West Phoenix | 117_G_GT2 | 117 | G | GT2 |  | Combustion Turbine |  | WECC_AZ | Arizona | 4 | Maricopa | 13 | 04013 | 50 | 22353 | 1973 | 9999 |  |  | N | Natural Gas | [12 empty] | 0.8 | 0.11274 | 0.11274 | 0.11274 | 0.11274 | [11 empty] | Arizona Public Service Co | 100 | Pinnacle West Capital Corp | 100
natural gas combined cycle | West Phoenix | 117_G_1B | 117 | G | 1B |  | Combined Cycle |  | WECC_AZ | Arizona | 4 | Maricopa | 13 | 04013 | 85 | 10763 | 1976 | 9999 | other |  | N | Natural Gas | [13 empty] | 0.04147 | 0.04147 | 0.04147 | 0.04147 | [11 empty] | Arizona Public Service Co | 100 | Pinnacle West Capital Corp | 100
natural gas combined cycle | West Phoenix | 117_G_2B | 117 | G | 2B |  | Combined Cycle |  | WECC_AZ | Arizona | 4 | Maricopa | 13 | 04013 | 85 | 10818 | 1976 | 9999 | other |  | N | Natural Gas | [13 empty] | 0.04147 | 0.04147 | 0.04147 | 0.04147 | [11 empty] | Arizona Public Service Co | 100 | Pinnacle West Capital Corp | 100
natural gas combined cycle | West Phoenix | 117_G_3B | 117 | G | 3B |  | Combined Cycle |  | WECC_AZ | Arizona | 4 | Maricopa | 13 | 04013 | 85 | 10722 | 1976 | 9999 | other |  | N | Natural Gas | [13 empty] | 0.04147 | 0.04147 | 0.04147 | 0.04147 | [11 empty] | Arizona Public Service Co | 100 | Pinnacle West Capital Corp | 100
natural gas combined cycle | West Phoenix | 117_G_C4-1 | 117 | G | C4-1 | 70 | Combined Cycle |  | WECC_AZ | Arizona | 4 | Maricopa | 13 | 04013 | 68 | 8230 | 2001 | 9999 |  |  | N | Natural Gas |  |  |  | DLNB | [9 empty] | 0.028361 | 0.028361 | 0.028361 | 0.028361 | [11 empty] | Arizona Public Service Co | 100 | Pinnacle West Capital Corp | 100
natural gas combined cycle | West Phoenix | 117_G_C4-2 | 117 | G | C4-2 | 70 | Combined Cycle |  | WECC_AZ | Arizona | 4 | Maricopa | 13 | 04013 | 39 | 8230 | 2001 | 9999 |  |  | N | Natural Gas |  |  |  | LNB | [9 empty] | 0.028361 | 0.028361 | 0.028361 | 0.028361 | [11 empty] | Arizona Public Service Co | 100 | Pinnacle West Capital Corp | 100
natural gas combined cycle | West Phoenix | 117_G_C5-1 | 117 | G | C5-1 | 71 | Combined Cycle |  | WECC_AZ | Arizona | 4 | Maricopa | 13 | 04013 | 155 | 8230 | 2003 | 9999 |  |  | N | Natural Gas |  |  |  | DLNB | SCR | [8 empty] | 0.014709 | 0.014709 | 0.014709 | 0.014709 | [11 empty] | Arizona Public Service Co | 100 | Pinnacle West Capital Corp | 100
natural gas combined cycle | West Phoenix | 117_G_C5-2 | 117 | G | C5-2 | 88097 | Combined Cycle |  | WECC_AZ | Arizona | 4 | Maricopa | 13 | 04013 | 153 | 8230 | 2003 | 9999 |  |  | N | Natural Gas |  |  |  | DLNB | SCR | [8 empty] | 0.014709 | 0.014709 | 0.014709 | 0.014709 | [11 empty] | Arizona Public Service Co | 100 | Pinnacle West Capital Corp | 100
natural gas combined cycle | West Phoenix | 117_G_C5-3 | 117 | G | C5-3 | 71 | Combined Cycle |  | WECC_AZ | Arizona | 4 | Maricopa | 13 | 04013 | 150 | 8230 | 2003 | 9999 |  |  | N | Natural Gas |  |  |  | NH3 | SCR | [8 empty] | 0.014709 | 0.014709 | 0.014709 | 0.014709 | [11 empty] | Arizona Public Service Co | 100 | Pinnacle West Capital Corp | 100
natural gas peaker | Saguaro | 118_G_GT1 | 118 | G | GT1 |  | Combustion Turbine |  | WECC_AZ | Arizona | 4 | Pinal | 21 | 04021 | 50 | 15103 | 1972 | 9999 |  |  | N | Natural Gas | [12 empty] | 0.8 | 0.32 | 0.32 | 0.32 | 0.32 | [11 empty] | Arizona Public Service Co | 100 | Pinnacle West Capital Corp | 100
natural gas peaker | Saguaro | 118_G_GT2 | 118 | G | GT2 |  | Combustion Turbine |  | WECC_AZ | Arizona | 4 | Pinal | 21 | 04021 | 50 | 15103 | 1973 | 9999 |  |  | N | Natural Gas | [12 empty] | 0.8 | 0.02409 | 0.02409 | 0.02409 | 0.02409 | [11 empty] | Arizona Public Service Co | 100 | Pinnacle West Capital Corp | 100
natural gas peaker | Saguaro | 118_G_GE1 | 118 | G | GE1 | 8250 | Combustion Turbine |  | WECC_AZ | Arizona | 4 | Pinal | 21 | 04021 | 76 | 15103 | 2002 | 9999 |  |  | N | Natural Gas |  |  |  | DLNB | [8 empty] | 0.8 | 0.03809 | 0.03809 | 0.03809 | 0.03809 | [11 empty] | Arizona Public Service Co | 100 | Pinnacle West Capital Corp | 100
natural gas peaker | Yucca | 120_G_GT1 | 120 | G | GT1 |  | Combustion Turbine |  | WECC_AZ | Arizona | 4 | Yuma | 27 | 04027 | 18 | 11938 | 1971 | 9999 |  |  | N | Natural Gas, Distillate Fuel Oil |  |  |  |  | SCR | [7 empty] | 1 | 0.0279 | 0.0279 | 0.0279 | 0.0279 | [11 empty] | Arizona Public Service Co | 100 | Pinnacle West Capital Corp | 100
natural gas peaker | Yucca | 120_G_GT2 | 120 | G | GT2 |  | Combustion Turbine |  | WECC_AZ | Arizona | 4 | Yuma | 27 | 04027 | 18 | 11938 | 1971 | 9999 |  |  | N | Natural Gas, Distillate Fuel Oil |  |  |  |  | SCR | [7 empty] | 1 | 0.02555 | 0.02555 | 0.02555 | 0.02555 | [11 empty] | Arizona Public Service Co | 100 | Pinnacle West Capital Corp | 100
natural gas peaker | Yucca | 120_G_GT3 | 120 | G | GT3 |  | Combustion Turbine |  | WECC_AZ | Arizona | 4 | Yuma | 27 | 04027 | 52 | 11938 | 1973 | 9999 |  |  | N | Natural Gas |  |  |  |  | SCR | [7 empty] | 0.8 | 0.08118 | 0.08118 | 0.08118 | 0.08118 | [11 empty] | Arizona Public Service Co | 100 | Pinnacle West Capital Corp | 100
natural gas peaker | Yucca | 120_G_GT4 | 120 | G | GT4 |  | Combustion Turbine |  | WECC_AZ | Arizona | 4 | Yuma | 27 | 04027 | 51 | 11938 | 1974 | 9999 |  |  | N | Distillate Fuel Oil |  |  |  |  | SCR | [7 empty] | 0.8 | 0.08118 | 0.08118 | 0.08118 | 0.08118 | [11 empty] | Arizona Public Service Co | 100 | Pinnacle West Capital Corp | 100
natural gas steam turbine | Yucca | 120_B_1 | 120 | B | 1 | 74 | O/G Steam |  | WECC_AZ | Arizona | 4 | Yuma | 27 | 04027 | 75 | 11154 | 1978 | 9999 | tangential |  | N | Natural Gas | [12 empty] | 1 | 0.10483 | 0.10483 | 0.10483 | 0.10483 | [11 empty] | Imperial Irrigation District | 100 | Imperial Irrigation District | 100
natural gas peaker | Yucca | 120_G_GT21 | 120 | G | GT21 |  | Combustion Turbine |  | WECC_AZ | Arizona | 4 | Yuma | 27 | 04027 | 20 | 11938 | 1978 | 9999 |  |  | N | Distillate Fuel Oil |  |  |  |  | SCR | [7 empty] | 0.8 | 0.88 | 0.176 | 0.88 | 0.176 | [11 empty] | Imperial Irrigation District | 100 | Imperial Irrigation District | 100
natural gas peaker | Yucca | 120_G_GT5 | 120 | G | GT5 | 89724 | Combustion Turbine |  | WECC_AZ | Arizona | 4 | Yuma | 27 | 04027 | 47 | 11938 | 2008 | 9999 |  |  | N | Natural Gas |  |  |  |  | SCR | [8 empty] | 0.01024 | 0.01024 | 0.01024 | 0.01024 | [11 empty] | Arizona Public Service Co | 100 | Pinnacle West Capital Corp | 100
natural gas peaker | Yucca | 120_G_GT6 | 120 | G | GT6 | 89725 | Combustion Turbine |  | WECC_AZ | Arizona | 4 | Yuma | 27 | 04027 | 47 | 11938 | 2008 | 9999 |  |  | N | Natural Gas |  |  |  |  | SCR | [8 empty] | 0.01104 | 0.01104 | 0.01104 | 0.01104 | [11 empty] | Arizona Public Service Co | 100 | Pinnacle West Capital Corp | 100
natural gas peaker | Demoss Petrie | 124_G_GT2 | 124 | G | GT2 | 76 | Combustion Turbine |  | WECC_AZ | Arizona | 4 | Pima | 19 | 04019 | 75 | 10745 | 2001 | 9999 |  |  | N | Natural Gas |  |  |  | DLNB | [8 empty] | 0.8 | 0.03438 | 0.03438 | 0.03438 | 0.03438 | [11 empty] | Tucson Electric Power Co | 100 | Uns Energy Corp | 100
natural gas steam turbine | H Wilson Sundt Generating Station | 126_B_3 | 126 | B | 3 | 79 | O/G Steam |  | WECC_AZ | Arizona | 4 | Pima | 19 | 04019 | 104 | 11372 | 1962 | 9999 | tangential |  | N | Natural Gas | [12 empty] | 1 | 0.21977 | 0.21977 | 0.21977 | 0.21977 | [11 empty] | Tucson Electric Power Co | 100 | Uns Energy Corp | 100
natural gas steam turbine | H Wilson Sundt Generating Station | 126_B_4 | 126 | B | 4 | 80 | O/G Steam |  | WECC_AZ | Arizona | 4 | Pima | 19 | 04019 | 156 | 11020 | 1967 | 9999 | wall | dry | N | Natural Gas |  |  |  | LNBO | [8 empty] | 1 | 0.15131 | 0.15131 | 0.15131 | 0.15131 | [11 empty] | Tucson Electric Power Co | 100 | Uns Energy Corp | 100
natural gas peaker | H Wilson Sundt Generating Station | 126_G_GT1 | 126 | G | GT1 |  | Combustion Turbine |  | WECC_AZ | Arizona | 4 | Pima | 19 | 04019 | 24 | 13349 | 1972 | 9999 |  |  | N | Natural Gas, Distillate Fuel Oil | [12 empty] | 0.8 | 0.06357 | 0.06357 | 0.06357 | 0.06357 | [11 empty] | Tucson Electric Power Co | 100 | Uns Energy Corp | 100
natural gas peaker | H Wilson Sundt Generating Station | 126_G_GT2 | 126 | G | GT2 |  | Combustion Turbine |  | WECC_AZ | Arizona | 4 | Pima | 19 | 04019 | 24 | 13350 | 1972 | 9999 |  |  | N | Natural Gas, Distillate Fuel Oil | [12 empty] | 0.8 | 0.06357 | 0.06357 | 0.06357 | 0.06357 | [11 empty] | Tucson Electric Power Co | 100 | Uns Energy Corp | 100
natural gas peaker | H Wilson Sundt Generating Station | 126_G_RIC1 | 126 | G | RIC1 |  | Combustion Turbine | IC Engine | WECC_AZ | Arizona | 4 | Pima | 19 | 04019 | 18.2 | 10745 | 2020 | 9999 |  |  | N | Natural Gas | [13 empty] | 1.061 | 1.061 | 1.061 | 1.061 | [11 empty] | Tucson Electric Power Co | 100 | Uns Energy Corp | 100
natural gas peaker | H Wilson Sundt Generating Station | 126_G_RIC10 | 126 | G | RIC10 |  | Combustion Turbine | IC Engine | WECC_AZ | Arizona | 4 | Pima | 19 | 04019 | 18.2 | 10745 | 2020 | 9999 |  |  | N | Natural Gas | [13 empty] | 1.061 | 1.061 | 1.061 | 1.061 | [11 empty] | Tucson Electric Power Co | 100 | Uns Energy Corp | 100
natural gas peaker | H Wilson Sundt Generating Station | 126_G_RIC2 | 126 | G | RIC2 |  | Combustion Turbine | IC Engine | WECC_AZ | Arizona | 4 | Pima | 19 | 04019 | 18.2 | 10745 | 2020 | 9999 |  |  | N | Natural Gas | [13 empty] | 1.061 | 1.061 | 1.061 | 1.061 | [11 empty] | Tucson Electric Power Co | 100 | Uns Energy Corp | 100
natural gas peaker | H Wilson Sundt Generating Station | 126_G_RIC3 | 126 | G | RIC3 |  | Combustion Turbine | IC Engine | WECC_AZ | Arizona | 4 | Pima | 19 | 04019 | 18.2 | 10745 | 2020 | 9999 |  |  | N | Natural Gas | [13 empty] | 1.061 | 1.061 | 1.061 | 1.061 | [11 empty] | Tucson Electric Power Co | 100 | Uns Energy Corp | 100
natural gas peaker | H Wilson Sundt Generating Station | 126_G_RIC4 | 126 | G | RIC4 |  | Combustion Turbine | IC Engine | WECC_AZ | Arizona | 4 | Pima | 19 | 04019 | 18.2 | 10745 | 2020 | 9999 |  |  | N | Natural Gas | [13 empty] | 1.061 | 1.061 | 1.061 | 1.061 | [11 empty] | Tucson Electric Power Co | 100 | Uns Energy Corp | 100
natural gas peaker | H Wilson Sundt Generating Station | 126_G_RIC5 | 126 | G | RIC5 |  | Combustion Turbine | IC Engine | WECC_AZ | Arizona | 4 | Pima | 19 | 04019 | 18.2 | 10745 | 2020 | 9999 |  |  | Y | Natural Gas | [13 empty] | 1.061 | 1.061 | 1.061 | 1.061 | [11 empty] | Tucson Electric Power Co | 100 | Uns Energy Corp | 100
natural gas peaker | H Wilson Sundt Generating Station | 126_G_RIC6 | 126 | G | RIC6 |  | Combustion Turbine | IC Engine | WECC_AZ | Arizona | 4 | Pima | 19 | 04019 | 18.2 | 10745 | 2020 | 9999 |  |  | Y | Natural Gas | [13 empty] | 1.061 | 1.061 | 1.061 | 1.061 | [11 empty] | Tucson Electric Power Co | 100 | Uns Energy Corp | 100
natural gas peaker | H Wilson Sundt Generating Station | 126_G_RIC7 | 126 | G | RIC7 |  | Combustion Turbine | IC Engine | WECC_AZ | Arizona | 4 | Pima | 19 | 04019 | 18.2 | 10745 | 2020 | 9999 |  |  | N | Natural Gas | [13 empty] | 1.061 | 1.061 | 1.061 | 1.061 | [11 empty] | Tucson Electric Power Co | 100 | Uns Energy Corp | 100
natural gas peaker | H Wilson Sundt Generating Station | 126_G_RIC8 | 126 | G | RIC8 |  | Combustion Turbine | IC Engine | WECC_AZ | Arizona | 4 | Pima | 19 | 04019 | 18.2 | 10745 | 2020 | 9999 |  |  | N | Natural Gas | [13 empty] | 1.061 | 1.061 | 1.061 | 1.061 | [11 empty] | Tucson Electric Power Co | 100 | Uns Energy Corp | 100
natural gas peaker | H Wilson Sundt Generating Station | 126_G_RIC9 | 126 | G | RIC9 |  | Combustion Turbine | IC Engine | WECC_AZ | Arizona | 4 | Pima | 19 | 04019 | 18.2 | 10745 | 2020 | 9999 |  |  | N | Natural Gas | [13 empty] | 1.061 | 1.061 | 1.061 | 1.061 | [11 empty] | Tucson Electric Power Co | 100 | Uns Energy Corp | 100
hard coal | Cross | 130_B_2 | 130 | B | 2 | 83 | Coal Steam |  | S_VACA | South Carolina | 45 | Berkeley | 15 | 45015 | 570 | 10475 | 1984 | 9999 | tangential | dry | N | Bituminous | Wet Scrubber | 1984 | 0.948 | LNC1 | SCR | 2003 |  | ESPC + WS | No |  |  |  | 0.26 | 0.0692 | 0.0692 | 0.0692 | 0.0692 | 0.05 | 0.1 | 0.56 | 0.99 | [7 empty] | Santee Cooper | 100 | Santee Cooper | 100
hard coal | Cross | 130_B_1 | 130 | B | 1 | 82 | Coal Steam |  | S_VACA | South Carolina | 45 | Berkeley | 15 | 45015 | 580 | 10570 | 1995 | 9999 | wall | dry | N | Bituminous | Wet Scrubber | 1995 | 0.977 | LNBO | SCR | 2002 |  | ESPC + WS | No |  |  |  | 0.26 | 0.08232 | 0.08232 | 0.08232 | 0.08232 | 0.05 | 0.1 | 0.56 | 0.99 | [7 empty] | Santee Cooper | 100 | Santee Cooper | 100
hard coal | Cross | 130_B_3 | 130 | B | 3 | 89490 | Coal Steam |  | S_VACA | South Carolina | 45 | Berkeley | 15 | 45015 | 600 | 9772 | 2007 | 9999 | tangential | dry | N | Bituminous | Wet Scrubber | 2007 | 0.983 | LNC3 | SCR | 2007 |  | ESPC + WS | No |  |  |  | 0.26 | 0.06333 | 0.06333 | 0.06333 | 0.06333 | 0.05 | 0.1 | 0.56 | 0.99 | [7 empty] | Santee Cooper | 100 | Santee Cooper | 100
hard coal | Cross | 130_B_4 | 130 | B | 4 | 89491 | Coal Steam |  | S_VACA | South Carolina | 45 | Berkeley | 15 | 45015 | 600 | 9801 | 2008 | 9999 | tangential | dry | N | Bituminous | Wet Scrubber | 2008 | 0.984 | LNC3 | SCR | 2008 |  | ESPC + WS | No |  |  |  | 0.26 | 0.06517 | 0.06517 | 0.06517 | 0.06517 | 0.05 | 0.1 | 0.56 | 0.99 | [7 empty] | Santee Cooper | 100 | Santee Cooper | 100
hard coal | Seminole (FL) | 136_B_2 | 136 | B | 2 | 85 | Coal Steam |  | FRCC | Florida | 12 | Putnam | 107 | 12107 | 657 | 9871 | 1984 | 9999 | wall | dry | N | Bituminous | Wet Scrubber | 1984 | 0.95 | LNBO | SCR | 2009 |  | ESPC | No |  |  |  | 0.2 | 0.4449 | 0.05939 | 0.4449 | 0.05939 | 0.05 | 0.1 | 0.56 | 0.99 | [6 empty] | Yes | Seminole Electric Coop Inc | 100 | Seminole Electric Coop Inc | 100
natural gas steam turbine | Agua Fria | 141_B_2 | 141 | B | 2 | 87 | O/G Steam |  | WECC_AZ | Arizona | 4 | Maricopa | 13 | 04013 | 113 | 12776 | 1957 | 9999 | wall | dry | N | Natural Gas | [12 empty] | 1 | 0.24557 | 0.24557 | 0.24557 | 0.24557 | [11 empty] | Salt River Project | 100 | Salt River Project | 100
natural gas steam turbine | Agua Fria | 141_B_1 | 141 | B | 1 | 86 | O/G Steam |  | WECC_AZ | Arizona | 4 | Maricopa | 13 | 04013 | 113 | 12852 | 1958 | 9999 | wall | dry | N | Natural Gas | [12 empty] | 1 | 0.26731 | 0.26731 | 0.26731 | 0.26731 | [11 empty] | Salt River Project | 100 | Salt River Project | 100
natural gas steam turbine | Agua Fria | 141_B_3 | 141 | B | 3 | 88 | O/G Steam |  | WECC_AZ | Arizona | 4 | Maricopa | 13 | 04013 | 181 | 11979 | 1961 | 9999 | wall | dry | N | Natural Gas | [12 empty] | 1 | 0.45588 | 0.45588 | 0.45588 | 0.45588 | [11 empty] | Salt River Project | 100 | Salt River Project | 100
natural gas peaker | Agua Fria | 141_G_AF5 | 141 | G | AF5 |  | Combustion Turbine |  | WECC_AZ | Arizona | 4 | Maricopa | 13 | 04013 | 73 | 25000 | 1974 | 9999 |  |  | N | Natural Gas, Distillate Fuel Oil | [12 empty] | 0.8 | 0.23721 | 0.23721 | 0.23721 | 0.23721 | [11 empty] | Salt River Project | 100 | Salt River Project | 100
natural gas peaker | Agua Fria | 141_G_AF6 | 141 | G | AF6 |  | Combustion Turbine |  | WECC_AZ | Arizona | 4 | Maricopa | 13 | 04013 | 73 | 25000 | 1974 | 9999 |  |  | N | Natural Gas, Distillate Fuel Oil | [12 empty] | 0.8 | 0.26998 | 0.26998 | 0.26998 | 0.26998 | [11 empty] | Salt River Project | 100 | Salt River Project | 100
natural gas peaker | Agua Fria | 141_G_AF4 | 141 | G | AF4 |  | Combustion Turbine |  | WECC_AZ | Arizona | 4 | Maricopa | 13 | 04013 | 73 | 25000 | 1975 | 9999 |  |  | N | Natural Gas, Distillate Fuel Oil | [12 empty] | 0.8 | 0.1391 | 0.1391 | 0.1391 | 0.1391 | [11 empty] | Salt River Project | 100 | Salt River Project | 100
solar pv | Agua Fria | 141_G_PV-3 | 141 | G | PV-3 |  | Solar PV |  | WECC_AZ | Arizona | 4 | Maricopa | 13 | 04013 | 0.2 | 0 | 2001 | 9999 |  |  | N | Solar | [13 empty] | 0 | 0 | 0 | 0 | [11 empty] | Salt River Project | 100 | Salt River Project | 100
hydro | Horse Mesa | 145_G_HM1 | 145 | G | HM1 |  | Hydro |  | WECC_AZ | Arizona | 4 | Maricopa | 13 | 04013 | 10 | 0 | 1927 | 9999 |  |  | N | Hydro | [13 empty] | 0 | 0 | 0 | 0 | [11 empty] | Salt River Project | 100 | Salt River Project | 100
hydro | Horse Mesa | 145_G_HM2 | 145 | G | HM2 |  | Hydro |  | WECC_AZ | Arizona | 4 | Maricopa | 13 | 04013 | 10 | 0 | 1927 | 9999 |  |  | N | Hydro | [13 empty] | 0 | 0 | 0 | 0 | [11 empty] | Salt River Project | 100 | Salt River Project | 100
hydro | Horse Mesa | 145_G_HM3 | 145 | G | HM3 |  | Hydro |  | WECC_AZ | Arizona | 4 | Maricopa | 13 | 04013 | 10 | 0 | 1927 | 9999 |  |  | N | Hydro | [13 empty] | 0 | 0 | 0 | 0 | [11 empty] | Salt River Project | 100 | Salt River Project | 100
0 | Horse Mesa | 145_G_HM4 | 145 | G | HM4 |  | Pumped Storage |  | WECC_AZ | Arizona | 4 | Maricopa | 13 | 04013 | 119 | 0 | 1972 | 9999 |  |  | N | Pumped Storage | [13 empty] | 0 | 0 | 0 | 0 | [11 empty] | Salt River Project | 100 | Salt River Project | 100
natural gas peaker | Kyrene | 147_G_KY4 | 147 | G | KY4 |  | Combustion Turbine |  | WECC_AZ | Arizona | 4 | Maricopa | 13 | 04013 | 59 | 24801 | 1971 | 9999 |  |  | N | Natural Gas, Distillate Fuel Oil | [12 empty] | 1 | 0.42278 | 0.42278 | 0.42278 | 0.42278 | [11 empty] | Salt River Project | 100 | Salt River Project | 100
natural gas peaker | Kyrene | 147_G_KY5 | 147 | G | KY5 |  | Combustion Turbine |  | WECC_AZ | Arizona | 4 | Maricopa | 13 | 04013 | 53 | 24796 | 1973 | 9999 |  |  | N | Natural Gas, Distillate Fuel Oil | [12 empty] | 0.8 | 0.42278 | 0.42278 | 0.42278 | 0.42278 | [11 empty] | Salt River Project | 100 | Salt River Project | 100
natural gas peaker | Kyrene | 147_G_KY6 | 147 | G | KY6 |  | Combustion Turbine |  | WECC_AZ | Arizona | 4 | Maricopa | 13 | 04013 | 53 | 24796 | 1973 | 9999 |  |  | N | Natural Gas, Distillate Fuel Oil | [12 empty] | 0.8 | 0.42278 | 0.42278 | 0.42278 | 0.42278 | [11 empty] | Salt River Project | 100 | Salt River Project | 100
natural gas combined cycle | Kyrene | 147_G_KY7 | 147 | G | KY7 | 91 | Combined Cycle |  | WECC_AZ | Arizona | 4 | Maricopa | 13 | 04013 | 148 | 7437 | 2002 | 9999 |  |  | N | Natural Gas |  |  |  | DLNB | SCR | [8 empty] | 0.009024 | 0.009024 | 0.009024 | 0.009024 | [11 empty] | Salt River Project | 100 | Salt River Project | 100
natural gas combined cycle | Kyrene | 147_G_KY7A | 147 | G | KY7A | 91 | Combined Cycle |  | WECC_AZ | Arizona | 4 | Maricopa | 13 | 04013 | 106 | 7437 | 2002 | 9999 |  |  | N | Natural Gas |  |  |  | LNB | SCR | [8 empty] | 0.009024 | 0.009024 | 0.009024 | 0.009024 | [11 empty] | Salt River Project | 100 | Salt River Project | 100
hydro | Mormon Flat | 148_G_MF1 | 148 | G | MF1 |  | Hydro |  | WECC_AZ | Arizona | 4 | Maricopa | 13 | 04013 | 11.5 | 0 | 1926 | 9999 |  |  | N | Hydro | [13 empty] | 0 | 0 | 0 | 0 | [11 empty] | Salt River Project | 100 | Salt River Project | 100
0 | Mormon Flat | 148_G_MF2 | 148 | G | MF2 |  | Pumped Storage |  | WECC_AZ | Arizona | 4 | Maricopa | 13 | 04013 | 57.3 | 0 | 1971 | 9999 |  |  | N | Pumped Storage | [13 empty] | 0 | 0 | 0 | 0 | [11 empty] | Salt River Project | 100 | Salt River Project | 100
hydro | Roosevelt | 149_G_ROOS | 149 | G | ROOS |  | Hydro |  | WECC_AZ | Arizona | 4 | Maricopa | 13 | 04013 | 36 | 0 | 1973 | 9999 |  |  | N | Hydro | [13 empty] | 0 | 0 | 0 | 0 | [11 empty] | Salt River Project | 100 | Salt River Project | 100
hydro | Stewart Mountain | 150_G_SM | 150 | G | SM |  | Hydro |  | WECC_AZ | Arizona | 4 | Maricopa | 13 | 04013 | 13 | 0 | 1930 | 9999 |  |  | N | Hydro | [13 empty] | 0 | 0 | 0 | 0 | [11 empty] | Salt River Project | 100 | Salt River Project | 100
natural gas peaker | McClure | 151_G_1 | 151 | G | 1 |  | Combustion Turbine |  | WEC_BANC | California | 6 | Stanislaus | 99 | 06099 | 53.5 | 17486 | 1980 | 9999 |  |  | N | Natural Gas, Distillate Fuel Oil | [12 empty] | 4.9 | 0.05104 | 0.05104 | 0.05104 | 0.05104 | [11 empty] | Modesto Irrigation District | 100 | Modesto Irrigation District | 100
natural gas peaker | McClure | 151_G_2 | 151 | G | 2 |  | Combustion Turbine |  | WEC_BANC | California | 6 | Stanislaus | 99 | 06099 | 53.5 | 17490 | 1981 | 9999 |  |  | N | Natural Gas, Distillate Fuel Oil | [12 empty] | 4.9 | 0.05231 | 0.05231 | 0.05231 | 0.05231 | [11 empty] | Modesto Irrigation District | 100 | Modesto Irrigation District | 100
hydro | Davis Dam | 152_G_1 | 152 | G | 1 |  | Hydro |  | WECC_AZ | Arizona | 4 | Mohave | 15 | 04015 | 51.7 | 0 | 1951 | 9999 |  |  | N | Hydro | [13 empty] | 0 | 0 | 0 | 0 | [11 empty] | U S Bureau of Reclamation | 100 | U S Bureau of Reclamation | 100
hydro | Davis Dam | 152_G_2 | 152 | G | 2 |  | Hydro |  | WECC_AZ | Arizona | 4 | Mohave | 15 | 04015 | 51.7 | 0 | 1951 | 9999 |  |  | N | Hydro | [13 empty] | 0 | 0 | 0 | 0 | [11 empty] | U S Bureau of Reclamation | 100 | U S Bureau of Reclamation | 100
hydro | Davis Dam | 152_G_3 | 152 | G | 3 |  | Hydro |  | WECC_AZ | Arizona | 4 | Mohave | 15 | 04015 | 48 | 0 | 1951 | 9999 |  |  | N | Hydro | [13 empty] | 0 | 0 | 0 | 0 | [11 empty] | U S Bureau of Reclamation | 100 | U S Bureau of Reclamation | 100
hydro | Davis Dam | 152_G_4 | 152 | G | 4 |  | Hydro |  | WECC_AZ | Arizona | 4 | Mohave | 15 | 04015 | 51.7 | 0 | 1951 | 9999 |  |  | N | Hydro | [13 empty] | 0 | 0 | 0 | 0 | [11 empty] | U S Bureau of Reclamation | 100 | U S Bureau of Reclamation | 100
hydro | Davis Dam | 152_G_5 | 152 | G | 5 |  | Hydro |  | WECC_AZ | Arizona | 4 | Mohave | 15 | 04015 | 51.7 | 0 | 1951 | 9999 |  |  | N | Hydro | [13 empty] | 0 | 0 | 0 | 0 | [11 empty] | U S Bureau of Reclamation | 100 | U S Bureau of Reclamation | 100
hydro | Glen Canyon Dam | 153_G_1 | 153 | G | 1 |  | Hydro |  | WECC_AZ | Arizona | 4 | Coconino | 5 | 04005 | 165 | 0 | 1964 | 9999 |  |  | N | Hydro | [13 empty] | 0 | 0 | 0 | 0 | [11 empty] | U S Bureau of Reclamation | 100 | U S Bureau of Reclamation | 100
hydro | Glen Canyon Dam | 153_G_2 | 153 | G | 2 |  | Hydro |  | WECC_AZ | Arizona | 4 | Coconino | 5 | 04005 | 165 | 0 | 1964 | 9999 |  |  | N | Hydro | [13 empty] | 0 | 0 | 0 | 0 | [11 empty] | U S Bureau of Reclamation | 100 | U S Bureau of Reclamation | 100
hydro | Glen Canyon Dam | 153_G_3 | 153 | G | 3 |  | Hydro |  | WECC_AZ | Arizona | 4 | Coconino | 5 | 04005 | 165 | 0 | 1964 | 9999 |  |  | N | Hydro | [13 empty] | 0 | 0 | 0 | 0 | [11 empty] | U S Bureau of Reclamation | 100 | U S Bureau of Reclamation | 100
hydro | Glen Canyon Dam | 153_G_4 | 153 | G | 4 |  | Hydro |  | WECC_AZ | Arizona | 4 | Coconino | 5 | 04005 | 165 | 0 | 1965 | 9999 |  |  | N | Hydro | [13 empty] | 0 | 0 | 0 | 0 | [11 empty] | U S Bureau of Reclamation | 100 | U S Bureau of Reclamation | 100
hydro | Glen Canyon Dam | 153_G_5 | 153 | G | 5 |  | Hydro |  | WECC_AZ | Arizona | 4 | Coconino | 5 | 04005 | 165 | 0 | 1965 | 9999 |  |  | N | Hydro | [13 empty] | 0 | 0 | 0 | 0 | [11 empty] | U S Bureau of Reclamation | 100 | U S Bureau of Reclamation | 100
hydro | Glen Canyon Dam | 153_G_6 | 153 | G | 6 |  | Hydro |  | WECC_AZ | Arizona | 4 | Coconino | 5 | 04005 | 165 | 0 | 1965 | 9999 |  |  | N | Hydro | [13 empty] | 0 | 0 | 0 | 0 | [11 empty] | U S Bureau of Reclamation | 100 | U S Bureau of Reclamation | 100
hydro | Glen Canyon Dam | 153_G_7 | 153 | G | 7 |  | Hydro |  | WECC_AZ | Arizona | 4 | Coconino | 5 | 04005 | 157 | 0 | 1966 | 9999 |  |  | N | Hydro | [13 empty] | 0 | 0 | 0 | 0 | [11 empty] | U S Bureau of Reclamation | 100 | U S Bureau of Reclamation | 100
hydro | Glen Canyon Dam | 153_G_8 | 153 | G | 8 |  | Hydro |  | WECC_AZ | Arizona | 4 | Coconino | 5 | 04005 | 165 | 0 | 1966 | 9999 |  |  | N | Hydro | [13 empty] | 0 | 0 | 0 | 0 | [11 empty] | U S Bureau of Reclamation | 100 | U S Bureau of Reclamation | 100
hydro | Hoover Dam (NV) | 154_G_N0 | 154 | G | N0 |  | Hydro |  | WECC_SNV | Nevada | 32 | Clark | 3 | 32003 | 2.4 | 0 | 1936 | 9999 |  |  | N | Hydro | [13 empty] | 0 | 0 | 0 | 0 | [11 empty] | U S Bureau of Reclamation | 100 | U S Bureau of Reclamation | 100
hydro | Hoover Dam (NV) | 154_G_N1 | 154 | G | N1 |  | Hydro |  | WECC_SNV | Nevada | 32 | Clark | 3 | 32003 | 130 | 0 | 1936 | 9999 |  |  | N | Hydro | [13 empty] | 0 | 0 | 0 | 0 | [11 empty] | U S Bureau of Reclamation | 100 | U S Bureau of Reclamation | 100
hydro | Hoover Dam (NV) | 154_G_N2 | 154 | G | N2 |  | Hydro |  | WECC_SNV | Nevada | 32 | Clark | 3 | 32003 | 130 | 0 | 1936 | 9999 |  |  | N | Hydro | [13 empty] | 0 | 0 | 0 | 0 | [11 empty] | U S Bureau of Reclamation | 100 | U S Bureau of Reclamation | 100
hydro | Hoover Dam (NV) | 154_G_N4 | 154 | G | N4 |  | Hydro |  | WECC_SNV | Nevada | 32 | Clark | 3 | 32003 | 130 | 0 | 1936 | 9999 |  |  | N | Hydro | [13 empty] | 0 | 0 | 0 | 0 | [11 empty] | U S Bureau of Reclamation | 100 | U S Bureau of Reclamation | 100
hydro | Hoover Dam (NV) | 154_G_N3 | 154 | G | N3 |  | Hydro |  | WECC_SNV | Nevada | 32 | Clark | 3 | 32003 | 130 | 0 | 1937 | 9999 |  |  | N | Hydro | [13 empty] | 0 | 0 | 0 | 0 | [11 empty] | U S Bureau of Reclamation | 100 | U S Bureau of Reclamation | 100
hydro | Hoover Dam (NV) | 154_G_N5 | 154 | G | N5 |  | Hydro |  | WECC_SNV | Nevada | 32 | Clark | 3 | 32003 | 130 | 0 | 1938 | 9999 |  |  | N | Hydro | [13 empty] | 0 | 0 | 0 | 0 | [11 empty] | U S Bureau of Reclamation | 100 | U S Bureau of Reclamation | 100
hydro | Hoover Dam (NV) | 154_G_N6 | 154 | G | N6 |  | Hydro |  | WECC_SNV | Nevada | 32 | Clark | 3 | 32003 | 130 | 0 | 1938 | 9999 |  |  | N | Hydro | [13 empty] | 0 | 0 | 0 | 0 | [11 empty] | U S Bureau of Reclamation | 100 | U S Bureau of Reclamation | 100
hydro | Hoover Dam (NV) | 154_G_N7 | 154 | G | N7 |  | Hydro |  | WECC_SNV | Nevada | 32 | Clark | 3 | 32003 | 127 | 0 | 1944 | 9999 |  |  | N | Hydro | [13 empty] | 0 | 0 | 0 | 0 | [11 empty] | U S Bureau of Reclamation | 100 | U S Bureau of Reclamation | 100
hydro | Hoover Dam (NV) | 154_G_N8 | 154 | G | N8 |  | Hydro |  | WECC_SNV | Nevada | 32 | Clark | 3 | 32003 | 130 | 0 | 1961 | 9999 |  |  | N | Hydro | [13 empty] | 0 | 0 | 0 | 0 | [11 empty] | U S Bureau of Reclamation | 100 | U S Bureau of Reclamation | 100
hydro | Lake Creek Dam | 159_G_1 | 159 | G | 1 |  | Hydro |  | WECC_UT | Utah | 49 | Wasatch | 51 | 49051 | 1 | 0 | 1981 | 9999 |  |  | N | Hydro | [13 empty] | 0 | 0 | 0 | 0 | [11 empty] | Heber Light & Power Co | 100 | Heber Light & Power Co | 100
natural gas peaker | Apache Station | 160_G_GT1 | 160 | G | GT1 |  | Combustion Turbine |  | WECC_AZ | Arizona | 4 | Cochise | 3 | 04003 | 10 | 13017 | 1963 | 9999 |  |  | N | Natural Gas | [13 empty] | 0.05083 | 0.05083 | 0.05083 | 0.05083 | [11 empty] | Arizona Electric Power Coop Inc | 100 | Arizona Electric Power Coop Inc | 100
natural gas peaker | Apache Station | 160_G_GT2 | 160 | G | GT2 |  | Combustion Turbine |  | WECC_AZ | Arizona | 4 | Cochise | 3 | 04003 | 18.5 | 13017 | 1972 | 9999 |  |  | N | Natural Gas, Distillate Fuel Oil | [12 empty] | 1 | 0.05083 | 0.05083 | 0.05083 | 0.05083 | [11 empty] | Arizona Electric Power Coop Inc | 100 | Arizona Electric Power Coop Inc | 100
natural gas peaker | Apache Station | 160_G_GT3 | 160 | G | GT3 |  | Combustion Turbine |  | WECC_AZ | Arizona | 4 | Cochise | 3 | 04003 | 60 | 13017 | 1975 | 9999 |  |  | N | Natural Gas | [13 empty] | 0.05083 | 0.05083 | 0.05083 | 0.05083 | [11 empty] | Arizona Electric Power Coop Inc | 100 | Arizona Electric Power Coop Inc | 100
natural gas steam turbine | Apache Station | 160_B_1 | 160 | B | 1 | 92 | O/G Steam |  | WECC_AZ | Arizona | 4 | Cochise | 3 | 04003 | 72 | 10915 | 1979 | 9999 | wall | dry | N | Natural Gas |  |  |  | LNB | [8 empty] | 0.00064 | 0.04107 | 0.04107 | 0.04107 | 0.04107 | [10 empty] | Yes | Arizona Electric Power Coop Inc | 100 | Arizona Electric Power Coop Inc | 100
natural gas steam turbine | Apache Station | 160_B_2 | 160 | B | 2 | 93 | O/G Steam |  | WECC_AZ | Arizona | 4 | Cochise | 3 | 04003 | 175 | 11061 | 1979 | 9999 | wall | dry | N | Natural Gas |  |  |  | FR + LNB + OFA | [8 empty] | 0.00064 | 0.06674 | 0.06674 | 0.06674 | 0.06674 | [10 empty] | Yes | Arizona Electric Power Coop Inc | 100 | Arizona Electric Power Coop Inc | 100
hard coal | Apache Station | 160_B_3 | 160 | B | 3 | 94 | Coal Steam |  | WECC_AZ | Arizona | 4 | Cochise | 3 | 04003 | 175 | 11040 | 1979 | 9999 | wall | dry | N | Bituminous, Subbituminous | Wet Scrubber | 1979 | 0.85 | LNB + OFA | SNCR |  | 2017 | ESPH | No | ACI | 2016 |  | 0.15 | 0.34043 | 0.18535 | 0.34043 | 0.18535 | 0.05 | 0.1 | 0.1 | 0.9 | [6 empty] | Yes | Arizona Electric Power Coop Inc | 100 | Arizona Electric Power Coop Inc | 100
natural gas peaker | Apache Station | 160_G_GT4 | 160 | G | GT4 | 88320 | Combustion Turbine |  | WECC_AZ | Arizona | 4 | Cochise | 3 | 04003 | 38 | 13017 | 2002 | 9999 |  |  | N | Natural Gas, Distillate Fuel Oil |  |  |  | H2O | SCR | 2002 | [6 empty] | 1 | 0.02383 | 0.02383 | 0.02383 | 0.02383 | [11 empty] | Arizona Electric Power Coop Inc | 100 | Arizona Electric Power Coop Inc | 100
hydro | Turlock Lake | 161_G_1 | 161 | G | 1 |  | Hydro |  | WEC_CALN | California | 6 | Stanislaus | 99 | 06099 | 1.1 | 0 | 1980 | 9999 |  |  | N | Hydro | [13 empty] | 0 | 0 | 0 | 0 | [11 empty] | Turlock Irrigation District | 100 | Turlock Irrigation District | 100
hydro | Turlock Lake | 161_G_2 | 161 | G | 2 |  | Hydro |  | WEC_CALN | California | 6 | Stanislaus | 99 | 06099 | 1.1 | 0 | 1980 | 9999 |  |  | N | Hydro | [13 empty] | 0 | 0 | 0 | 0 | [11 empty] | Turlock Irrigation District | 100 | Turlock Irrigation District | 100
hydro | Turlock Lake | 161_G_3 | 161 | G | 3 |  | Hydro |  | WEC_CALN | California | 6 | Stanislaus | 99 | 06099 | 1.1 | 0 | 1980 | 9999 |  |  | N | Hydro | [13 empty] | 0 | 0 | 0 | 0 | [11 empty] | Turlock Irrigation District | 100 | Turlock Irrigation District | 100
hydro | Hickman | 162_G_1 | 162 | G | 1 |  | Hydro |  | WEC_CALN | California | 6 | Stanislaus | 99 | 06099 | 0.5 | 0 | 1979 | 9999 |  |  | N | Hydro | [13 empty] | 0 | 0 | 0 | 0 | [11 empty] | Turlock Irrigation District | 100 | Turlock Irrigation District | 100
hydro | Hickman | 162_G_2 | 162 | G | 2 |  | Hydro |  | WEC_CALN | California | 6 | Stanislaus | 99 | 06099 | 0.5 | 0 | 1979 | 9999 |  |  | N | Hydro | [13 empty] | 0 | 0 | 0 | 0 | [11 empty] | Turlock Irrigation District | 100 | Turlock Irrigation District | 100
hard coal | GREC | 165_B_2 | 165 | B | 2 | 96 | Coal Steam |  | SPP_WEST | Oklahoma | 40 | Mayes | 97 | 40097 | 492 | 12314 | 1982 | 9999 | wall | dry | N | Subbituminous | Dry Scrubber | 1986 | 0.85 | LNB + LNBO |  |  |  | B | NA | ACI | 2015 |  | 0.6 | 0.19884 | 0.19884 | 0.19884 | 0.19884 | 0.1 | 0.1 | 0.1 | 0.9 | [7 empty] | Grand River Dam Authority | 61.5 | Grand River Dam Authority | 61.5
natural gas combined cycle | GREC | 165_G_3CT | 165 | G | 3CT | 91186 | Combined Cycle |  | SPP_WEST | Oklahoma | 40 | Mayes | 97 | 40097 | 307 | 7050 | 2017 | 9999 |  |  | N | Natural Gas |  |  |  |  | SCR | [8 empty] | 0.02306 | 0.02306 | 0.02306 | 0.02306 | [11 empty] | Grand River Dam Authority | 100 | Grand River Dam Authority | 100
natural gas combined cycle | GREC | 165_G_3ST | 165 | G | 3ST | 91186 | Combined Cycle |  | SPP_WEST | Oklahoma | 40 | Mayes | 97 | 40097 | 160.5 | 7050 | 2017 | 9999 |  |  | N | Natural Gas |  |  |  |  | SCR | [8 empty] | 0.02306 | 0.02306 | 0.02306 | 0.02306 | [11 empty] | Grand River Dam Authority | 100 | Grand River Dam Authority | 100
hydro | Carpenter | 166_G_1 | 166 | G | 1 |  | Hydro |  | MIS_AR | Arkansas | 5 | Garland | 51 | 05051 | 30.9 | 0 | 1932 | 9999 |  |  | N | Hydro | [13 empty] | 0 | 0 | 0 | 0 | [11 empty] | Entergy Arkansas LLC | 100 | Entergy Corp | 100
hydro | Carpenter | 166_G_2 | 166 | G | 2 |  | Hydro |  | MIS_AR | Arkansas | 5 | Garland | 51 | 05051 | 30.8 | 0 | 1932 | 9999 |  |  | N | Hydro | [13 empty] | 0 | 0 | 0 | 0 | [11 empty] | Entergy Arkansas LLC | 100 | Entergy Corp | 100
natural gas peaker | Osceola (AR) | 172_G_9 | 172 | G | 9 |  | Combustion Turbine | IC Engine | MIS_AR | Arkansas | 5 | Mississippi | 93 | 05093 | 1.6 | 12283 | 1992 | 9999 |  |  | N | Distillate Fuel Oil | [13 empty] | 1.6498 | 1.6498 | 1.6498 | 1.6498 | [11 empty] | Osceola AR (City of) | 100 | Osceola AR (City of) | 100
hydro | Remmel | 174_G_1 | 174 | G | 1 |  | Hydro |  | MIS_AR | Arkansas | 5 | Hot Spring | 59 | 05059 | 3.9 | 0 | 1925 | 9999 |  |  | N | Hydro | [13 empty] | 0 | 0 | 0 | 0 | [11 empty] | Entergy Arkansas LLC | 100 | Entergy Corp | 100
hydro | Remmel | 174_G_2 | 174 | G | 2 |  | Hydro |  | MIS_AR | Arkansas | 5 | Hot Spring | 59 | 05059 | 3.7 | 0 | 1925 | 9999 |  |  | N | Hydro | [13 empty] | 0 | 0 | 0 | 0 | [11 empty] | Entergy Arkansas LLC | 100 | Entergy Corp | 100
hydro | Remmel | 174_G_3 | 174 | G | 3 |  | Hydro |  | MIS_AR | Arkansas | 5 | Hot Spring | 59 | 05059 | 3.8 | 0 | 1925 | 9999 |  |  | N | Hydro | [13 empty] | 0 | 0 | 0 | 0 | [11 empty] | Entergy Arkansas LLC | 100 | Entergy Corp | 100
hydro | Volta 2 | 180_G_1 | 180 | G | 1 |  | Hydro |  | WEC_CALN | California | 6 | Shasta | 89 | 06089 | 0.9 | 0 | 1981 | 9999 |  |  | N | Hydro | [13 empty] | 0 | 0 | 0 | 0 | [11 empty] | Pacific Gas & Electric Co | 100 | PG&E Corp | 100
hydro | Beaver Dam | 182_G_1 | 182 | G | 1 |  | Hydro |  | SPP_WEST | Arkansas | 5 | Carroll | 15 | 05015 | 64.4 | 0 | 1965 | 9999 |  |  | N | Hydro | [13 empty] | 0 | 0 | 0 | 0 | [11 empty] | USACE Little Rock District | 100 | U S Army Corps of Engineers | 100
hydro | Beaver Dam | 182_G_2 | 182 | G | 2 |  | Hydro |  | SPP_WEST | Arkansas | 5 | Carroll | 15 | 05015 | 64.4 | 0 | 1965 | 9999 |  |  | N | Hydro | [13 empty] | 0 | 0 | 0 | 0 | [11 empty] | USACE Little Rock District | 100 | U S Army Corps of Engineers | 100
hydro | Degray | 187_G_1 | 187 | G | 1 |  | Hydro |  | SPP_WEST | Arkansas | 5 | Clark | 19 | 05019 | 40 | 0 | 1972 | 9999 |  |  | N | Hydro | [13 empty] | 0 | 0 | 0 | 0 | [11 empty] | USACE Vicksburg District | 100 | U S Army Corps of Engineers | 100
0 | Degray | 187_G_2 | 187 | G | 2 |  | Pumped Storage |  | SPP_WEST | Arkansas | 5 | Clark | 19 | 05019 | 28 | 0 | 1972 | 9999 |  |  | N | Pumped Storage | [13 empty] | 0 | 0 | 0 | 0 | [11 empty] | USACE Vicksburg District | 100 | U S Army Corps of Engineers | 100
hydro | Greers Ferry Lake | 188_G_1 | 188 | G | 1 |  | Hydro |  | SPP_WEST | Arkansas | 5 | Cleburne | 23 | 05023 | 50 | 0 | 1964 | 9999 |  |  | N | Hydro | [13 empty] | 0 | 0 | 0 | 0 | [11 empty] | USACE Little Rock District | 100 | U S Army Corps of Engineers | 100
hydro | Greers Ferry Lake | 188_G_2 | 188 | G | 2 |  | Hydro |  | SPP_WEST | Arkansas | 5 | Cleburne | 23 | 05023 | 40 | 0 | 1964 | 9999 |  |  | N | Hydro | [13 empty] | 0 | 0 | 0 | 0 | [11 empty] | USACE Little Rock District | 100 | U S Army Corps of Engineers | 100
natural gas peaker | Municipal Light | 193_G_2 | 193 | G | 2 |  | Combustion Turbine | IC Engine | SPP_WEST | Arkansas | 5 | Clay | 21 | 05021 | 0.6 | 12283 | 1952 | 9999 |  |  | N | Distillate Fuel Oil | [13 empty] | 1.6498 | 1.6498 | 1.6498 | 1.6498 | [11 empty] | Piggott Municipal Light Water & Sewer | 100 | Piggott Municipal Light Water & Sewer | 100
natural gas peaker | Municipal Light | 193_G_7 | 193 | G | 7 |  | Combustion Turbine | IC Engine | SPP_WEST | Arkansas | 5 | Clay | 21 | 05021 | 1.1 | 12283 | 1955 | 9999 |  |  | N | Distillate Fuel Oil | [13 empty] | 1.6498 | 1.6498 | 1.6498 | 1.6498 | [11 empty] | Piggott Municipal Light Water & Sewer | 100 | Piggott Municipal Light Water & Sewer | 100
natural gas peaker | Municipal Light | 193_G_6 | 193 | G | 6 |  | Combustion Turbine | IC Engine | SPP_WEST | Arkansas | 5 | Clay | 21 | 05021 | 1.3 | 12283 | 1959 | 9999 |  |  | N | Distillate Fuel Oil | [13 empty] | 1.6498 | 1.6498 | 1.6498 | 1.6498 | [11 empty] | Piggott Municipal Light Water & Sewer | 100 | Piggott Municipal Light Water & Sewer | 100
natural gas peaker | Municipal Light | 193_G_1 | 193 | G | 1 |  | Combustion Turbine | IC Engine | SPP_WEST | Arkansas | 5 | Clay | 21 | 05021 | 2 | 12283 | 1963 | 9999 |  |  | N | Distillate Fuel Oil | [13 empty] | 1.6498 | 1.6498 | 1.6498 | 1.6498 | [11 empty] | Piggott Municipal Light Water & Sewer | 100 | Piggott Municipal Light Water & Sewer | 100
natural gas peaker | Municipal Light | 193_G_4 | 193 | G | 4 |  | Combustion Turbine | IC Engine | SPP_WEST | Arkansas | 5 | Clay | 21 | 05021 | 2.2 | 12283 | 1976 | 9999 |  |  | N | Distillate Fuel Oil | [13 empty] | 1.6498 | 1.6498 | 1.6498 | 1.6498 | [11 empty] | Piggott Municipal Light Water & Sewer | 100 | Piggott Municipal Light Water & Sewer | 100
hydro | Narrows (AR) | 195_G_1 | 195 | G | 1 |  | Hydro |  | SPP_WEST | Arkansas | 5 | Pike | 109 | 05109 | 9.7 | 0 | 1950 | 9999 |  |  | N | Hydro | [13 empty] | 0 | 0 | 0 | 0 | [11 empty] | USACE Vicksburg District | 100 | U S Army Corps of Engineers | 100
hydro | Narrows (AR) | 195_G_2 | 195 | G | 2 |  | Hydro |  | SPP_WEST | Arkansas | 5 | Pike | 109 | 05109 | 9.7 | 0 | 1950 | 9999 |  |  | N | Hydro | [13 empty] | 0 | 0 | 0 | 0 | [11 empty] | USACE Vicksburg District | 100 | U S Army Corps of Engineers | 100
hydro | Narrows (AR) | 195_G_3 | 195 | G | 3 |  | Hydro |  | SPP_WEST | Arkansas | 5 | Pike | 109 | 05109 | 9.7 | 0 | 1969 | 9999 |  |  | N | Hydro | [13 empty] | 0 | 0 | 0 | 0 | [11 empty] | USACE Vicksburg District | 100 | U S Army Corps of Engineers | 100
hydro | Norfork | 196_G_2 | 196 | G | 2 |  | Hydro |  | SPP_WEST | Arkansas | 5 | Baxter | 5 | 05005 | 40 | 0 | 1944 | 9999 |  |  | N | Hydro | [13 empty] | 0 | 0 | 0 | 0 | [11 empty] | USACE Little Rock District | 100 | U S Army Corps of Engineers | 100
hydro | Norfork | 196_G_1 | 196 | G | 1 |  | Hydro |  | SPP_WEST | Arkansas | 5 | Baxter | 5 | 05005 | 40 | 0 | 1950 | 9999 |  |  | N | Hydro | [13 empty] | 0 | 0 | 0 | 0 | [11 empty] | USACE Little Rock District | 100 | U S Army Corps of Engineers | 100
hydro | Blakely Mountain | 197_G_1 | 197 | G | 1 |  | Hydro |  | MIS_AR | Arkansas | 5 | Garland | 51 | 05051 | 37.5 | 0 | 1955 | 9999 |  |  | N | Hydro | [13 empty] | 0 | 0 | 0 | 0 | [11 empty] | USACE Vicksburg District | 100 | U S Army Corps of Engineers | 100
hydro | Blakely Mountain | 197_G_2 | 197 | G | 2 |  | Hydro |  | MIS_AR | Arkansas | 5 | Garland | 51 | 05051 | 37.5 | 0 | 1955 | 9999 |  |  | N | Hydro | [13 empty] | 0 | 0 | 0 | 0 | [11 empty] | USACE Vicksburg District | 100 | U S Army Corps of Engineers | 100
hydro | Bull Shoals | 198_G_1 | 198 | G | 1 |  | Hydro |  | SPP_WEST | Arkansas | 5 | Marion | 89 | 05089 | 45 | 0 | 1952 | 9999 |  |  | N | Hydro | [13 empty] | 0 | 0 | 0 | 0 | [11 empty] | USACE Little Rock District | 100 | U S Army Corps of Engineers | 100
hydro | Bull Shoals | 198_G_2 | 198 | G | 2 |  | Hydro |  | SPP_WEST | Arkansas | 5 | Marion | 89 | 05089 | 45 | 0 | 1952 | 9999 |  |  | N | Hydro | [13 empty] | 0 | 0 | 0 | 0 | [11 empty] | USACE Little Rock District | 100 | U S Army Corps of Engineers | 100
hydro | Bull Shoals | 198_G_3 | 198 | G | 3 |  | Hydro |  | SPP_WEST | Arkansas | 5 | Marion | 89 | 05089 | 35 | 0 | 1952 | 9999 |  |  | N | Hydro | [13 empty] | 0 | 0 | 0 | 0 | [11 empty] | USACE Little Rock District | 100 | U S Army Corps of Engineers | 100
hydro | Bull Shoals | 198_G_4 | 198 | G | 4 |  | Hydro |  | SPP_WEST | Arkansas | 5 | Marion | 89 | 05089 | 45 | 0 | 1953 | 9999 |  |  | N | Hydro | [13 empty] | 0 | 0 | 0 | 0 | [11 empty] | USACE Little Rock District | 100 | U S Army Corps of Engineers | 100
hydro | Bull Shoals | 198_G_5 | 198 | G | 5 |  | Hydro |  | SPP_WEST | Arkansas | 5 | Marion | 89 | 05089 | 50 | 0 | 1962 | 9999 |  |  | N | Hydro | [13 empty] | 0 | 0 | 0 | 0 | [11 empty] | USACE Little Rock District | 100 | U S Army Corps of Engineers | 100
hydro | Bull Shoals | 198_G_6 | 198 | G | 6 |  | Hydro |  | SPP_WEST | Arkansas | 5 | Marion | 89 | 05089 | 50 | 0 | 1962 | 9999 |  |  | N | Hydro | [13 empty] | 0 | 0 | 0 | 0 | [11 empty] | USACE Little Rock District | 100 | U S Army Corps of Engineers | 100
hydro | Bull Shoals | 198_G_7 | 198 | G | 7 |  | Hydro |  | SPP_WEST | Arkansas | 5 | Marion | 89 | 05089 | 50 | 0 | 1963 | 9999 |  |  | N | Hydro | [13 empty] | 0 | 0 | 0 | 0 | [11 empty] | USACE Little Rock District | 100 | U S Army Corps of Engineers | 100
hydro | Bull Shoals | 198_G_8 | 198 | G | 8 |  | Hydro |  | SPP_WEST | Arkansas | 5 | Marion | 89 | 05089 | 50 | 0 | 1963 | 9999 |  |  | N | Hydro | [13 empty] | 0 | 0 | 0 | 0 | [11 empty] | USACE Little Rock District | 100 | U S Army Corps of Engineers | 100
hydro | Dardanelle | 199_G_1 | 199 | G | 1 |  | Hydro |  | SPP_WEST | Arkansas | 5 | Pope | 115 | 05115 | 35 | 0 | 1965 | 9999 |  |  | N | Hydro | [13 empty] | 0 | 0 | 0 | 0 | [11 empty] | USACE Little Rock District | 100 | U S Army Corps of Engineers | 100
hydro | Dardanelle | 199_G_2 | 199 | G | 2 |  | Hydro |  | SPP_WEST | Arkansas | 5 | Pope | 115 | 05115 | 35 | 0 | 1965 | 9999 |  |  | N | Hydro | [13 empty] | 0 | 0 | 0 | 0 | [11 empty] | USACE Little Rock District | 100 | U S Army Corps of Engineers | 100
hydro | Dardanelle | 199_G_3 | 199 | G | 3 |  | Hydro |  | SPP_WEST | Arkansas | 5 | Pope | 115 | 05115 | 35 | 0 | 1965 | 9999 |  |  | N | Hydro | [13 empty] | 0 | 0 | 0 | 0 | [11 empty] | USACE Little Rock District | 100 | U S Army Corps of Engineers | 100
hydro | Dardanelle | 199_G_4 | 199 | G | 4 |  | Hydro |  | SPP_WEST | Arkansas | 5 | Pope | 115 | 05115 | 35 | 0 | 1966 | 9999 |  |  | N | Hydro | [13 empty] | 0 | 0 | 0 | 0 | [11 empty] | USACE Little Rock District | 100 | U S Army Corps of Engineers | 100
natural gas combined cycle | Thomas Fitzhugh | 201_G_1 | 201 | G | 1 | 88375 | Combined Cycle |  | SPP_WEST | Arkansas | 5 | Franklin | 47 | 05047 | 61 | 8895 | 1963 | 9999 |  |  | N | Natural Gas, Distillate Fuel Oil |  |  |  | LNB | [9 empty] | 0.07885 | 0.07885 | 0.07885 | 0.07885 | [11 empty] | Arkansas Electric Coop Corp | 100 | Arkansas Electric Coop Corp | 100
natural gas combined cycle | Thomas Fitzhugh | 201_G_2 | 201 | G | 2 | 88375 | Combined Cycle |  | SPP_WEST | Arkansas | 5 | Franklin | 47 | 05047 | 101 | 8895 | 2002 | 9999 |  |  | N | Natural Gas, Distillate Fuel Oil |  |  |  | DLNB + H2O + LNB | [9 empty] | 0.07885 | 0.07885 | 0.07885 | 0.07885 | [11 empty] | Arkansas Electric Coop Corp | 100 | Arkansas Electric Coop Corp | 100
natural gas steam turbine | Carl Bailey | 202_B_01 | 202 | B | 01 | 111 | O/G Steam |  | MIS_AR | Arkansas | 5 | Woodruff | 147 | 05147 | 122 | 11635 | 1966 | 9999 | wall | dry | N | Natural Gas | [12 empty] | 3.682 | 0.17858 | 0.17858 | 0.17858 | 0.17858 | [10 empty] | Yes | Arkansas Electric Coop Corp | 100 | Arkansas Electric Coop Corp | 100
natural gas steam turbine | McClellan (AR) | 203_B_01 | 203 | B | 01 | 112 | O/G Steam |  | MIS_AR | Arkansas | 5 | Ouachita | 103 | 05103 | 134 | 12180 | 1972 | 9999 | wall | dry | N | Natural Gas | [12 empty] | 3.682 | 0.19106 | 0.19106 | 0.19106 | 0.19106 | [10 empty] | Yes | Arkansas Electric Coop Corp | 100 | Arkansas Electric Coop Corp | 100
nuclear | Clinton Power Station | 204_G_1 | 204 | G | 1 |  | Nuclear |  | MIS_IL | Illinois | 17 | DeWitt | 39 | 17039 | 1065 | 10456 | 1987 | 9999 |  |  | N | Nuclear Fuel | [13 empty] | 0 | 0 | 0 | 0 | [11 empty] | Exelon Nuclear | 100 | Exelon Corp | 100
nuclear | Wolf Creek Generating Station | 210_G_1 | 210 | G | 1 |  | Nuclear |  | SPP_N | Kansas | 20 | Coffey | 31 | 20031 | 1225 | 10456 | 1985 | 9999 |  |  | N | Nuclear Fuel | [13 empty] | 0 | 0 | 0 | 0 | [11 empty] | Evergy Kansas South Inc | 47 | Evergy Inc | 94
hydro | Alta Powerhouse | 214_G_1 | 214 | G | 1 |  | Hydro |  | WEC_CALN | California | 6 | Placer | 61 | 06061 | 1 | 0 | 1902 | 9999 |  |  | N | Hydro | [13 empty] | 0 | 0 | 0 | 0 | [11 empty] | Pacific Gas & Electric Co | 100 | PG&E Corp | 100
hydro | Angels | 215_G_1 | 215 | G | 1 |  | Hydro |  | WEC_CALN | California | 6 | Calaveras | 9 | 06009 | 0.7 | 0 | 1940 | 9999 |  |  | N | Hydro | [13 empty] | 0 | 0 | 0 | 0 | [11 empty] | Utica Power Authority | 100 | Utica Power Authority | 100
hydro | Balch 1 | 217_G_1 | 217 | G | 1 |  | Hydro |  | WEC_CALN | California | 6 | Fresno | 19 | 06019 | 34 | 0 | 1927 | 9999 |  |  | N | Hydro | [13 empty] | 0 | 0 | 0 | 0 | [11 empty] | Pacific Gas & Electric Co | 100 | PG&E Corp | 100
hydro | Balch 2 | 218_G_2 | 218 | G | 2 |  | Hydro |  | WEC_CALN | California | 6 | Fresno | 19 | 06019 | 52.5 | 0 | 1958 | 9999 |  |  | N | Hydro | [13 empty] | 0 | 0 | 0 | 0 | [11 empty] | Pacific Gas & Electric Co | 100 | PG&E Corp | 100
hydro | Balch 2 | 218_G_3 | 218 | G | 3 |  | Hydro |  | WEC_CALN | California | 6 | Fresno | 19 | 06019 | 52.5 | 0 | 1958 | 9999 |  |  | N | Hydro | [13 empty] | 0 | 0 | 0 | 0 | [11 empty] | Pacific Gas & Electric Co | 100 | PG&E Corp | 100
hydro | Belden | 219_G_1 | 219 | G | 1 |  | Hydro |  | WEC_CALN | California | 6 | Plumas | 63 | 06063 | 125 | 0 | 1969 | 9999 |  |  | N | Hydro | [13 empty] | 0 | 0 | 0 | 0 | [11 empty] | Pacific Gas & Electric Co | 100 | PG&E Corp | 100
hydro | Bucks Creek | 220_G_H1 | 220 | G | H1 |  | Hydro |  | WEC_CALN | California | 6 | Plumas | 63 | 06063 | 32.5 | 0 | 1928 | 9999 |  |  | N | Hydro | [13 empty] | 0 | 0 | 0 | 0 | [11 empty] | Pacific Gas & Electric Co | 100 | PG&E Corp | 100
hydro | Bucks Creek | 220_G_H2 | 220 | G | H2 |  | Hydro |  | WEC_CALN | California | 6 | Plumas | 63 | 06063 | 32.5 | 0 | 1928 | 9999 |  |  | N | Hydro | [13 empty] | 0 | 0 | 0 | 0 | [11 empty] | Pacific Gas & Electric Co | 100 | PG&E Corp | 100
hydro | Butt Valley | 221_G_1 | 221 | G | 1 |  | Hydro |  | WEC_CALN | California | 6 | Plumas | 63 | 06063 | 41 | 0 | 1958 | 9999 |  |  | N | Hydro | [13 empty] | 0 | 0 | 0 | 0 | [11 empty] | Pacific Gas & Electric Co | 100 | PG&E Corp | 100
hydro | Caribou 1 | 222_G_1 | 222 | G | 1 |  | Hydro |  | WEC_CALN | California | 6 | Plumas | 63 | 06063 | 25 | 0 | 1921 | 9999 |  |  | N | Hydro | [13 empty] | 0 | 0 | 0 | 0 | [11 empty] | Pacific Gas & Electric Co | 100 | PG&E Corp | 100
hydro | Caribou 1 | 222_G_2 | 222 | G | 2 |  | Hydro |  | WEC_CALN | California | 6 | Plumas | 63 | 06063 | 25 | 0 | 1921 | 9999 |  |  | N | Hydro | [13 empty] | 0 | 0 | 0 | 0 | [11 empty] | Pacific Gas & Electric Co | 100 | PG&E Corp | 100
hydro | Caribou 1 | 222_G_3 | 222 | G | 3 |  | Hydro |  | WEC_CALN | California | 6 | Plumas | 63 | 06063 | 25 | 0 | 1924 | 9999 |  |  | N | Hydro | [13 empty] | 0 | 0 | 0 | 0 | [11 empty] | Pacific Gas & Electric Co | 100 | PG&E Corp | 100
hydro | Caribou 2 | 223_G_4 | 223 | G | 4 |  | Hydro |  | WEC_CALN | California | 6 | Plumas | 63 | 06063 | 60 | 0 | 1958 | 9999 |  |  | N | Hydro | [13 empty] | 0 | 0 | 0 | 0 | [11 empty] | Pacific Gas & Electric Co | 100 | PG&E Corp | 100
hydro | Caribou 2 | 223_G_5 | 223 | G | 5 |  | Hydro |  | WEC_CALN | California | 6 | Plumas | 63 | 06063 | 60 | 0 | 1958 | 9999 |  |  | N | Hydro | [13 empty] | 0 | 0 | 0 | 0 | [11 empty] | Pacific Gas & Electric Co | 100 | PG&E Corp | 100
hydro | Chili Bar | 225_G_1 | 225 | G | 1 |  | Hydro |  | WEC_CALN | California | 6 | El Dorado | 17 | 06017 | 7 | 0 | 1965 | 9999 |  |  | N | Hydro | [13 empty] | 0 | 0 | 0 | 0 | [11 empty] | Pacific Gas & Electric Co | 100 | PG&E Corp | 100
hydro | Coleman PH | 227_G_1 | 227 | G | 1 |  | Hydro |  | WEC_CALN | California | 6 | Shasta | 89 | 06089 | 13 | 0 | 1979 | 9999 |  |  | N | Hydro | [13 empty] | 0 | 0 | 0 | 0 | [11 empty] | Pacific Gas & Electric Co | 100 | PG&E Corp | 100
hydro | Cresta | 231_G_1 | 231 | G | 1 |  | Hydro |  | WEC_CALN | California | 6 | Butte | 7 | 06007 | 35 | 0 | 1949 | 9999 |  |  | N | Hydro | [13 empty] | 0 | 0 | 0 | 0 | [11 empty] | Pacific Gas & Electric Co | 100 | PG&E Corp | 100
hydro | Cresta | 231_G_2 | 231 | G | 2 |  | Hydro |  | WEC_CALN | California | 6 | Butte | 7 | 06007 | 35 | 0 | 1950 | 9999 |  |  | N | Hydro | [13 empty] | 0 | 0 | 0 | 0 | [11 empty] | Pacific Gas & Electric Co | 100 | PG&E Corp | 100
hydro | De Sabla | 232_G_1 | 232 | G | 1 |  | Hydro |  | WEC_CALN | California | 6 | Butte | 7 | 06007 | 18.5 | 0 | 1963 | 9999 |  |  | N | Hydro | [13 empty] | 0 | 0 | 0 | 0 | [11 empty] | Pacific Gas & Electric Co | 100 | PG&E Corp | 100
hydro | Deer Creek PH | 233_G_1 | 233 | G | 1 |  | Hydro |  | WEC_CALN | California | 6 | Nevada | 57 | 06057 | 5.7 | 0 | 1908 | 9999 |  |  | N | Hydro | [13 empty] | 0 | 0 | 0 | 0 | [11 empty] | Pacific Gas & Electric Co | 100 | PG&E Corp | 100
hydro | Drum 1 | 235_G_1 | 235 | G | 1 |  | Hydro |  | WEC_CALN | California | 6 | Placer | 61 | 06061 | 13.2 | 0 | 1913 | 9999 |  |  | N | Hydro | [13 empty] | 0 | 0 | 0 | 0 | [11 empty] | Pacific Gas & Electric Co | 100 | PG&E Corp | 100
hydro | Drum 1 | 235_G_2 | 235 | G | 2 |  | Hydro |  | WEC_CALN | California | 6 | Placer | 61 | 06061 | 13.2 | 0 | 1913 | 9999 |  |  | N | Hydro | [13 empty] | 0 | 0 | 0 | 0 | [11 empty] | Pacific Gas & Electric Co | 100 | PG&E Corp | 100
hydro | Drum 1 | 235_G_3 | 235 | G | 3 |  | Hydro |  | WEC_CALN | California | 6 | Placer | 61 | 06061 | 13.2 | 0 | 1922 | 9999 |  |  | N | Hydro | [13 empty] | 0 | 0 | 0 | 0 | [11 empty] | Pacific Gas & Electric Co | 100 | PG&E Corp | 100
hydro | Drum 1 | 235_G_4 | 235 | G | 4 |  | Hydro |  | WEC_CALN | California | 6 | Placer | 61 | 06061 | 14.4 | 0 | 1928 | 9999 |  |  | N | Hydro | [13 empty] | 0 | 0 | 0 | 0 | [11 empty] | Pacific Gas & Electric Co | 100 | PG&E Corp | 100
hydro | Drum 2 | 236_G_5 | 236 | G | 5 |  | Hydro |  | WEC_CALN | California | 6 | Placer | 61 | 06061 | 49.5 | 0 | 1965 | 9999 |  |  | N | Hydro | [13 empty] | 0 | 0 | 0 | 0 | [11 empty] | Pacific Gas & Electric Co | 100 | PG&E Corp | 100
hydro | Dutch Flat | 237_G_1 | 237 | G | 1 |  | Hydro |  | WEC_CALN | California | 6 | Placer | 61 | 06061 | 22 | 0 | 1943 | 9999 |  |  | N | Hydro | [13 empty] | 0 | 0 | 0 | 0 | [11 empty] | Pacific Gas & Electric Co | 100 | PG&E Corp | 100
hydro | El Dorado | 238_G_1 | 238 | G | 1 |  | Hydro |  | WEC_CALN | California | 6 | El Dorado | 17 | 06017 | 10.4 | 0 | 1924 | 9999 |  |  | N | Hydro | [13 empty] | 0 | 0 | 0 | 0 | [11 empty] | El Dorado Irrigation District | 100 | El Dorado Irrigation District | 100
hydro | El Dorado | 238_G_2 | 238 | G | 2 |  | Hydro |  | WEC_CALN | California | 6 | El Dorado | 17 | 06017 | 10.4 | 0 | 1924 | 9999 |  |  | N | Hydro | [13 empty] | 0 | 0 | 0 | 0 | [11 empty] | El Dorado Irrigation District | 100 | El Dorado Irrigation District | 100
hydro | Electra | 239_G_1 | 239 | G | 1 |  | Hydro |  | WEC_CALN | California | 6 | Amador | 5 | 06005 | 30.7 | 0 | 1948 | 9999 |  |  | N | Hydro | [13 empty] | 0 | 0 | 0 | 0 | [11 empty] | Pacific Gas & Electric Co | 100 | PG&E Corp | 100
hydro | Electra | 239_G_2 | 239 | G | 2 |  | Hydro |  | WEC_CALN | California | 6 | Amador | 5 | 06005 | 30.7 | 0 | 1948 | 9999 |  |  | N | Hydro | [13 empty] | 0 | 0 | 0 | 0 | [11 empty] | Pacific Gas & Electric Co | 100 | PG&E Corp | 100
hydro | Electra | 239_G_3 | 239 | G | 3 |  | Hydro |  | WEC_CALN | California | 6 | Amador | 5 | 06005 | 36.6 | 0 | 1948 | 9999 |  |  | N | Hydro | [13 empty] | 0 | 0 | 0 | 0 | [11 empty] | Pacific Gas & Electric Co | 100 | PG&E Corp | 100
hydro | Haas | 240_G_H1 | 240 | G | H1 |  | Hydro |  | WEC_CALN | California | 6 | Fresno | 19 | 06019 | 72 | 0 | 1958 | 9999 |  |  | N | Hydro | [13 empty] | 0 | 0 | 0 | 0 | [11 empty] | Pacific Gas & Electric Co | 100 | PG&E Corp | 100
hydro | Haas | 240_G_H2 | 240 | G | H2 |  | Hydro |  | WEC_CALN | California | 6 | Fresno | 19 | 06019 | 72 | 0 | 1958 | 9999 |  |  | N | Hydro | [13 empty] | 0 | 0 | 0 | 0 | [11 empty] | Pacific Gas & Electric Co | 100 | PG&E Corp | 100
hydro | Halsey | 241_G_1 | 241 | G | 1 |  | Hydro |  | WEC_CALN | California | 6 | Placer | 61 | 06061 | 11 | 0 | 1916 | 9999 |  |  | N | Hydro | [13 empty] | 0 | 0 | 0 | 0 | [11 empty] | Pacific Gas & Electric Co | 100 | PG&E Corp | 100
hydro | Hamilton Branch | 242_G_2 | 242 | G | 2 |  | Hydro |  | WEC_CALN | California | 6 | Plumas | 63 | 06063 | 2.4 | 0 | 1921 | 9999 |  |  | N | Hydro | [13 empty] | 0 | 0 | 0 | 0 | [11 empty] | Pacific Gas & Electric Co | 100 | PG&E Corp | 100
hydro | Hat Creek 1 | 243_G_1 | 243 | G | 1 |  | Hydro |  | WEC_CALN | California | 6 | Shasta | 89 | 06089 | 8.5 | 0 | 1921 | 9999 |  |  | N | Hydro | [13 empty] | 0 | 0 | 0 | 0 | [11 empty] | Pacific Gas & Electric Co | 100 | PG&E Corp | 100
hydro | Hat Creek 2 | 244_G_1 | 244 | G | 1 |  | Hydro |  | WEC_CALN | California | 6 | Shasta | 89 | 06089 | 8.5 | 0 | 1921 | 9999 |  |  | N | Hydro | [13 empty] | 0 | 0 | 0 | 0 | [11 empty] | Pacific Gas & Electric Co | 100 | PG&E Corp | 100
natural gas peaker | Humboldt Bay | 246_G_IC1 | 246 | G | IC1 |  | Combustion Turbine | IC Engine | WEC_CALN | California | 6 | Humboldt | 23 | 06023 | 16.3 | 10745 | 2010 | 9999 |  |  | N | Natural Gas, Distillate Fuel Oil | [13 empty] | 0.01491 | 0.01491 | 0.01491 | 0.01491 | [11 empty] | Pacific Gas & Electric Co | 100 | PG&E Corp | 100
natural gas peaker | Humboldt Bay | 246_G_IC10 | 246 | G | IC10 |  | Combustion Turbine | IC Engine | WEC_CALN | California | 6 | Humboldt | 23 | 06023 | 16.3 | 10745 | 2010 | 9999 |  |  | N | Natural Gas, Distillate Fuel Oil | [13 empty] | 0.01491 | 0.01491 | 0.01491 | 0.01491 | [11 empty] | Pacific Gas & Electric Co | 100 | PG&E Corp | 100
natural gas peaker | Humboldt Bay | 246_G_IC2 | 246 | G | IC2 |  | Combustion Turbine | IC Engine | WEC_CALN | California | 6 | Humboldt | 23 | 06023 | 16.3 | 10745 | 2010 | 9999 |  |  | N | Natural Gas, Distillate Fuel Oil | [13 empty] | 0.01491 | 0.01491 | 0.01491 | 0.01491 | [11 empty] | Pacific Gas & Electric Co | 100 | PG&E Corp | 100
natural gas peaker | Humboldt Bay | 246_G_IC4 | 246 | G | IC4 |  | Combustion Turbine | IC Engine | WEC_CALN | California | 6 | Humboldt | 23 | 06023 | 16.3 | 10745 | 2010 | 9999 |  |  | N | Natural Gas, Distillate Fuel Oil | [13 empty] | 0.01491 | 0.01491 | 0.01491 | 0.01491 | [11 empty] | Pacific Gas & Electric Co | 100 | PG&E Corp | 100
natural gas peaker | Humboldt Bay | 246_G_IC5 | 246 | G | IC5 |  | Combustion Turbine | IC Engine | WEC_CALN | California | 6 | Humboldt | 23 | 06023 | 16.3 | 10745 | 2010 | 9999 |  |  | N | Natural Gas, Distillate Fuel Oil | [13 empty] | 0.01491 | 0.01491 | 0.01491 | 0.01491 | [11 empty] | Pacific Gas & Electric Co | 100 | PG&E Corp | 100
natural gas peaker | Humboldt Bay | 246_G_IC6 | 246 | G | IC6 |  | Combustion Turbine | IC Engine | WEC_CALN | California | 6 | Humboldt | 23 | 06023 | 16.3 | 10745 | 2010 | 9999 |  |  | N | Natural Gas, Distillate Fuel Oil | [13 empty] | 0.01491 | 0.01491 | 0.01491 | 0.01491 | [11 empty] | Pacific Gas & Electric Co | 100 | PG&E Corp | 100
natural gas peaker | Humboldt Bay | 246_G_IC7 | 246 | G | IC7 |  | Combustion Turbine | IC Engine | WEC_CALN | California | 6 | Humboldt | 23 | 06023 | 16.3 | 10745 | 2010 | 9999 |  |  | N | Natural Gas, Distillate Fuel Oil | [13 empty] | 0.01491 | 0.01491 | 0.01491 | 0.01491 | [11 empty] | Pacific Gas & Electric Co | 100 | PG&E Corp | 100
natural gas peaker | Humboldt Bay | 246_G_IC8 | 246 | G | IC8 |  | Combustion Turbine | IC Engine | WEC_CALN | California | 6 | Humboldt | 23 | 06023 | 16.3 | 10745 | 2010 | 9999 |  |  | N | Natural Gas, Distillate Fuel Oil | [13 empty] | 0.01491 | 0.01491 | 0.01491 | 0.01491 | [11 empty] | Pacific Gas & Electric Co | 100 | PG&E Corp | 100
natural gas peaker | Humboldt Bay | 246_G_IC9 | 246 | G | IC9 |  | Combustion Turbine | IC Engine | WEC_CALN | California | 6 | Humboldt | 23 | 06023 | 16.7 | 10745 | 2010 | 9999 |  |  | N | Natural Gas, Distillate Fuel Oil | [13 empty] | 0.01491 | 0.01491 | 0.01491 | 0.01491 | [11 empty] | Pacific Gas & Electric Co | 100 | PG&E Corp | 100
natural gas peaker | Humboldt Bay | 246_G_IC3 | 246 | G | IC3 |  | Combustion Turbine | IC Engine | WEC_CALN | California | 6 | Humboldt | 23 | 06023 | 16.3 | 10745 | 2011 | 9999 |  |  | N | Natural Gas, Distillate Fuel Oil | [13 empty] | 0.01491 | 0.01491 | 0.01491 | 0.01491 | [11 empty] | Pacific Gas & Electric Co | 100 | PG&E Corp | 100
hydro | Inskip | 248_G_1 | 248 | G | 1 |  | Hydro |  | WEC_CALN | California | 6 | Tehama | 103 | 06103 | 8 | 0 | 1979 | 9999 |  |  | N | Hydro | [13 empty] | 0 | 0 | 0 | 0 | [11 empty] | Pacific Gas & Electric Co | 100 | PG&E Corp | 100
hydro | James B Black | 249_G_2 | 249 | G | 2 |  | Hydro |  | WEC_CALN | California | 6 | Shasta | 89 | 06089 | 86 | 0 | 1965 | 9999 |  |  | N | Hydro | [13 empty] | 0 | 0 | 0 | 0 | [11 empty] | Pacific Gas & Electric Co | 100 | PG&E Corp | 100
hydro | James B Black | 249_G_1 | 249 | G | 1 |  | Hydro |  | WEC_CALN | California | 6 | Shasta | 89 | 06089 | 86 | 0 | 1966 | 9999 |  |  | N | Hydro | [13 empty] | 0 | 0 | 0 | 0 | [11 empty] | Pacific Gas & Electric Co | 100 | PG&E Corp | 100
hydro | Kings River PH | 254_G_H1 | 254 | G | H1 |  | Hydro |  | WEC_CALN | California | 6 | Fresno | 19 | 06019 | 52 | 0 | 1962 | 9999 |  |  | N | Hydro | [13 empty] | 0 | 0 | 0 | 0 | [11 empty] | Pacific Gas & Electric Co | 100 | PG&E Corp | 100
hydro | Lime Saddle | 255_G_1 | 255 | G | 1 |  | Hydro |  | WEC_CALN | California | 6 | Butte | 7 | 06007 | 1 | 0 | 1906 | 9999 |  |  | N | Hydro | [13 empty] | 0 | 0 | 0 | 0 | [11 empty] | Pacific Gas & Electric Co | 100 | PG&E Corp | 100
hydro | Lime Saddle | 255_G_2 | 255 | G | 2 |  | Hydro |  | WEC_CALN | California | 6 | Butte | 7 | 06007 | 1 | 0 | 1906 | 9999 |  |  | N | Hydro | [13 empty] | 0 | 0 | 0 | 0 | [11 empty] | Pacific Gas & Electric Co | 100 | PG&E Corp | 100
hydro | Merced Falls | 258_G_1 | 258 | G | 1 |  | Hydro |  | WEC_CALN | California | 6 | Merced | 47 | 06047 | 3.5 | 0 | 1930 | 9999 |  |  | N | Hydro | [13 empty] | 0 | 0 | 0 | 0 | [11 empty] | Pacific Gas & Electric Co | 100 | PG&E Corp | 100
natural gas combined cycle | Dynegy Moss Landing Power Plant | 260_G_CT1A | 260 | G | CT1A | 149 | Combined Cycle |  | WEC_CALN | California | 6 | Monterey | 53 | 06053 | 165 | 7181 | 2002 | 9999 |  |  | N | Natural Gas |  |  |  | DLNB | SCR | [8 empty] | 0.0093426 | 0.0093426 | 0.0093426 | 0.0093426 | [11 empty] | Dynegy Moss Landing LLC | 100 | Vistra Energy | 100
natural gas combined cycle | Dynegy Moss Landing Power Plant | 260_G_CT1B | 260 | G | CT1B | 150 | Combined Cycle |  | WEC_CALN | California | 6 | Monterey | 53 | 06053 | 165 | 7181 | 2002 | 9999 |  |  | N | Natural Gas |  |  |  | DLNB | SCR | [8 empty] | 0.0093426 | 0.0093426 | 0.0093426 | 0.0093426 | [11 empty] | Dynegy Moss Landing LLC | 100 | Vistra Energy | 100
natural gas combined cycle | Dynegy Moss Landing Power Plant | 260_G_CT2A | 260 | G | CT2A | 152 | Combined Cycle |  | WEC_CALN | California | 6 | Monterey | 53 | 06053 | 165 | 7181 | 2002 | 9999 |  |  | N | Natural Gas |  |  |  | DLNB | SCR | [8 empty] | 0.0089675 | 0.0089675 | 0.0089675 | 0.0089675 | [11 empty] | Dynegy Moss Landing LLC | 100 | Vistra Energy | 100
natural gas combined cycle | Dynegy Moss Landing Power Plant | 260_G_CT2B | 260 | G | CT2B | 153 | Combined Cycle |  | WEC_CALN | California | 6 | Monterey | 53 | 06053 | 165 | 7181 | 2002 | 9999 |  |  | N | Natural Gas |  |  |  | DLNB | SCR | [8 empty] | 0.0089675 | 0.0089675 | 0.0089675 | 0.0089675 | [11 empty] | Dynegy Moss Landing LLC | 100 | Vistra Energy | 100
natural gas combined cycle | Dynegy Moss Landing Power Plant | 260_G_ST1 | 260 | G | ST1 | 149 | Combined Cycle |  | WEC_CALN | California | 6 | Monterey | 53 | 06053 | 180 | 7181 | 2002 | 9999 | other |  | N | Natural Gas |  |  |  | NH3 | SCR | [8 empty] | 0.0093426 | 0.0093426 | 0.0093426 | 0.0093426 | [11 empty] | Dynegy Moss Landing LLC | 100 | Vistra Energy | 100
natural gas combined cycle | Dynegy Moss Landing Power Plant | 260_G_ST2 | 260 | G | ST2 | 152 | Combined Cycle |  | WEC_CALN | California | 6 | Monterey | 53 | 06053 | 180 | 7181 | 2002 | 9999 | other |  | N | Natural Gas |  |  |  | NH3 | SCR | [8 empty] | 0.0089675 | 0.0089675 | 0.0089675 | 0.0089675 | [11 empty] | Dynegy Moss Landing LLC | 100 | Vistra Energy | 100
hydro | Murphys | 261_G_1 | 261 | G | 1 |  | Hydro |  | WEC_CALN | California | 6 | Calaveras | 9 | 06009 | 1.7 | 0 | 1954 | 9999 |  |  | N | Hydro | [13 empty] | 0 | 0 | 0 | 0 | [11 empty] | Utica Power Authority | 100 | Utica Power Authority | 100
hydro | Narrows PH | 262_G_1 | 262 | G | 1 |  | Hydro |  | WEC_CALN | California | 6 | Nevada | 57 | 06057 | 12 | 0 | 1942 | 9999 |  |  | N | Hydro | [13 empty] | 0 | 0 | 0 | 0 | [11 empty] | Pacific Gas & Electric Co | 100 | PG&E Corp | 100
hydro | Phoenix | 264_G_1 | 264 | G | 1 |  | Hydro |  | WEC_CALN | California | 6 | Tuolumne | 109 | 06109 | 2 | 0 | 1940 | 9999 |  |  | N | Hydro | [13 empty] | 0 | 0 | 0 | 0 | [11 empty] | Pacific Gas & Electric Co | 100 | PG&E Corp | 100
hydro | Pit 1 | 265_G_H1 | 265 | G | H1 |  | Hydro |  | WEC_CALN | California | 6 | Shasta | 89 | 06089 | 30.5 | 0 | 1922 | 9999 |  |  | N | Hydro | [13 empty] | 0 | 0 | 0 | 0 | [11 empty] | Pacific Gas & Electric Co | 100 | PG&E Corp | 100
hydro | Pit 1 | 265_G_H2 | 265 | G | H2 |  | Hydro |  | WEC_CALN | California | 6 | Shasta | 89 | 06089 | 30.5 | 0 | 1922 | 9999 |  |  | N | Hydro | [13 empty] | 0 | 0 | 0 | 0 | [11 empty] | Pacific Gas & Electric Co | 100 | PG&E Corp | 100
hydro | Pit 3 | 266_G_H1 | 266 | G | H1 |  | Hydro |  | WEC_CALN | California | 6 | Shasta | 89 | 06089 | 23.3 | 0 | 1925 | 9999 |  |  | N | Hydro | [13 empty] | 0 | 0 | 0 | 0 | [11 empty] | Pacific Gas & Electric Co | 100 | PG&E Corp | 100
hydro | Pit 3 | 266_G_H2 | 266 | G | H2 |  | Hydro |  | WEC_CALN | California | 6 | Shasta | 89 | 06089 | 23.3 | 0 | 1925 | 9999 |  |  | N | Hydro | [13 empty] | 0 | 0 | 0 | 0 | [11 empty] | Pacific Gas & Electric Co | 100 | PG&E Corp | 100
hydro | Pit 3 | 266_G_H3 | 266 | G | H3 |  | Hydro |  | WEC_CALN | California | 6 | Shasta | 89 | 06089 | 23.3 | 0 | 1925 | 9999 |  |  | N | Hydro | [13 empty] | 0 | 0 | 0 | 0 | [11 empty] | Pacific Gas & Electric Co | 100 | PG&E Corp | 100
hydro | Pit 4 | 267_G_1 | 267 | G | 1 |  | Hydro |  | WEC_CALN | California | 6 | Shasta | 89 | 06089 | 47.5 | 0 | 1955 | 9999 |  |  | N | Hydro | [13 empty] | 0 | 0 | 0 | 0 | [11 empty] | Pacific Gas & Electric Co | 100 | PG&E Corp | 100
hydro | Pit 4 | 267_G_2 | 267 | G | 2 |  | Hydro |  | WEC_CALN | California | 6 | Shasta | 89 | 06089 | 47.5 | 0 | 1955 | 9999 |  |  | N | Hydro | [13 empty] | 0 | 0 | 0 | 0 | [11 empty] | Pacific Gas & Electric Co | 100 | PG&E Corp | 100
hydro | Pit 5 | 268_G_H1 | 268 | G | H1 |  | Hydro |  | WEC_CALN | California | 6 | Shasta | 89 | 06089 | 40 | 0 | 1944 | 9999 |  |  | N | Hydro | [13 empty] | 0 | 0 | 0 | 0 | [11 empty] | Pacific Gas & Electric Co | 100 | PG&E Corp | 100
hydro | Pit 5 | 268_G_H2 | 268 | G | H2 |  | Hydro |  | WEC_CALN | California | 6 | Shasta | 89 | 06089 | 40 | 0 | 1944 | 9999 |  |  | N | Hydro | [13 empty] | 0 | 0 | 0 | 0 | [11 empty] | Pacific Gas & Electric Co | 100 | PG&E Corp | 100
hydro | Pit 5 | 268_G_H3 | 268 | G | H3 |  | Hydro |  | WEC_CALN | California | 6 | Shasta | 89 | 06089 | 40 | 0 | 1944 | 9999 |  |  | N | Hydro | [13 empty] | 0 | 0 | 0 | 0 | [11 empty] | Pacific Gas & Electric Co | 100 | PG&E Corp | 100
hydro | Pit 5 | 268_G_H4 | 268 | G | H4 |  | Hydro |  | WEC_CALN | California | 6 | Shasta | 89 | 06089 | 40 | 0 | 1944 | 9999 |  |  | N | Hydro | [13 empty] | 0 | 0 | 0 | 0 | [11 empty] | Pacific Gas & Electric Co | 100 | PG&E Corp | 100
hydro | Pit 6 | 269_G_H1 | 269 | G | H1 |  | Hydro |  | WEC_CALN | California | 6 | Shasta | 89 | 06089 | 40 | 0 | 1965 | 9999 |  |  | N | Hydro | [13 empty] | 0 | 0 | 0 | 0 | [11 empty] | Pacific Gas & Electric Co | 100 | PG&E Corp | 100
hydro | Pit 6 | 269_G_H2 | 269 | G | H2 |  | Hydro |  | WEC_CALN | California | 6 | Shasta | 89 | 06089 | 40 | 0 | 1965 | 9999 |  |  | N | Hydro | [13 empty] | 0 | 0 | 0 | 0 | [11 empty] | Pacific Gas & Electric Co | 100 | PG&E Corp | 100
hydro | Pit 7 | 270_G_H1 | 270 | G | H1 |  | Hydro |  | WEC_CALN | California | 6 | Shasta | 89 | 06089 | 56 | 0 | 1965 | 9999 |  |  | N | Hydro | [13 empty] | 0 | 0 | 0 | 0 | [11 empty] | Pacific Gas & Electric Co | 100 | PG&E Corp | 100
hydro | Pit 7 | 270_G_H2 | 270 | G | H2 |  | Hydro |  | WEC_CALN | California | 6 | Shasta | 89 | 06089 | 57 | 0 | 1965 | 9999 |  |  | N | Hydro | [13 empty] | 0 | 0 | 0 | 0 | [11 empty] | Pacific Gas & Electric Co | 100 | PG&E Corp | 100
hydro | Poe | 272_G_1 | 272 | G | 1 |  | Hydro |  | WEC_CALN | California | 6 | Butte | 7 | 06007 | 60 | 0 | 1958 | 9999 |  |  | N | Hydro | [13 empty] | 0 | 0 | 0 | 0 | [11 empty] | Pacific Gas & Electric Co | 100 | PG&E Corp | 100
hydro | Poe | 272_G_2 | 272 | G | 2 |  | Hydro |  | WEC_CALN | California | 6 | Butte | 7 | 06007 | 60 | 0 | 1958 | 9999 |  |  | N | Hydro | [13 empty] | 0 | 0 | 0 | 0 | [11 empty] | Pacific Gas & Electric Co | 100 | PG&E Corp | 100
hydro | Potter Valley | 274_G_2 | 274 | G | 2 |  | Hydro |  | WEC_CALN | California | 6 | Mendocino | 45 | 06045 | 2 | 0 | 1910 | 9999 |  |  | N | Hydro | [13 empty] | 0 | 0 | 0 | 0 | [11 empty] | Pacific Gas & Electric Co | 100 | PG&E Corp | 100
hydro | Potter Valley | 274_G_3 | 274 | G | 3 |  | Hydro |  | WEC_CALN | California | 6 | Mendocino | 45 | 06045 | 2.7 | 0 | 1917 | 9999 |  |  | N | Hydro | [13 empty] | 0 | 0 | 0 | 0 | [11 empty] | Pacific Gas & Electric Co | 100 | PG&E Corp | 100
hydro | Potter Valley | 274_G_1 | 274 | G | 1 |  | Hydro |  | WEC_CALN | California | 6 | Mendocino | 45 | 06045 | 4.5 | 0 | 1939 | 9999 |  |  | N | Hydro | [13 empty] | 0 | 0 | 0 | 0 | [11 empty] | Pacific Gas & Electric Co | 100 | PG&E Corp | 100
hydro | Rock Creek | 275_G_H1 | 275 | G | H1 |  | Hydro |  | WEC_CALN | California | 6 | Plumas | 63 | 06063 | 63 | 0 | 1950 | 9999 |  |  | N | Hydro | [13 empty] | 0 | 0 | 0 | 0 | [11 empty] | Pacific Gas & Electric Co | 100 | PG&E Corp | 100
hydro | Rock Creek | 275_G_H2 | 275 | G | H2 |  | Hydro |  | WEC_CALN | California | 6 | Plumas | 63 | 06063 | 63 | 0 | 1950 | 9999 |  |  | N | Hydro | [13 empty] | 0 | 0 | 0 | 0 | [11 empty] | Pacific Gas & Electric Co | 100 | PG&E Corp | 100
hydro | San Joaquin 2 | 276_G_1 | 276 | G | 1 |  | Hydro |  | WEC_CALN | California | 6 | Madera | 39 | 06039 | 3.2 | 0 | 1917 | 9999 |  |  | N | Hydro | [13 empty] | 0 | 0 | 0 | 0 | [11 empty] | Pacific Gas & Electric Co | 100 | PG&E Corp | 100
hydro | Salt Springs | 279_G_1 | 279 | G | 1 |  | Hydro |  | WEC_CALN | California | 6 | Amador | 5 | 06005 | 11 | 0 | 1931 | 9999 |  |  | N | Hydro | [13 empty] | 0 | 0 | 0 | 0 | [11 empty] | Pacific Gas & Electric Co | 100 | PG&E Corp | 100
hydro | Salt Springs | 279_G_2 | 279 | G | 2 |  | Hydro |  | WEC_CALN | California | 6 | Amador | 5 | 06005 | 33 | 0 | 1953 | 9999 |  |  | N | Hydro | [13 empty] | 0 | 0 | 0 | 0 | [11 empty] | Pacific Gas & Electric Co | 100 | PG&E Corp | 100
hydro | South | 280_G_1 | 280 | G | 1 |  | Hydro |  | WEC_CALN | California | 6 | Tehama | 103 | 06103 | 7 | 0 | 1979 | 9999 |  |  | N | Hydro | [13 empty] | 0 | 0 | 0 | 0 | [11 empty] | Pacific Gas & Electric Co | 100 | PG&E Corp | 100
hydro | Spaulding 1 | 281_G_1 | 281 | G | 1 |  | Hydro |  | WEC_CALN | California | 6 | Nevada | 57 | 06057 | 7 | 0 | 1928 | 9999 |  |  | N | Hydro | [13 empty] | 0 | 0 | 0 | 0 | [11 empty] | Pacific Gas & Electric Co | 100 | PG&E Corp | 100
hydro | Spaulding 2 | 282_G_1 | 282 | G | 1 |  | Hydro |  | WEC_CALN | California | 6 | Nevada | 57 | 06057 | 4.4 | 0 | 1928 | 9999 |  |  | N | Hydro | [13 empty] | 0 | 0 | 0 | 0 | [11 empty] | Pacific Gas & Electric Co | 100 | PG&E Corp | 100
hydro | Spaulding 3 | 283_G_1 | 283 | G | 1 |  | Hydro |  | WEC_CALN | California | 6 | Nevada | 57 | 06057 | 5.8 | 0 | 1929 | 9999 |  |  | N | Hydro | [13 empty] | 0 | 0 | 0 | 0 | [11 empty] | Pacific Gas & Electric Co | 100 | PG&E Corp | 100
hydro | Spring Gap | 284_G_1 | 284 | G | 1 |  | Hydro |  | WEC_CALN | California | 6 | Tuolumne | 109 | 06109 | 7 | 0 | 1921 | 9999 |  |  | N | Hydro | [13 empty] | 0 | 0 | 0 | 0 | [11 empty] | Pacific Gas & Electric Co | 100 | PG&E Corp | 100
hydro | Stanislaus | 285_G_HC1 | 285 | G | HC1 |  | Hydro |  | WEC_CALN | California | 6 | Tuolumne | 109 | 06109 | 91 | 0 | 1963 | 9999 |  |  | N | Hydro | [13 empty] | 0 | 0 | 0 | 0 | [11 empty] | Pacific Gas & Electric Co | 100 | PG&E Corp | 100
geothermal | Geysers Unit 5-20 | 286_G_U5 | 286 | G | U5 |  | Geothermal |  | WEC_CALN | California | 6 | Sonoma | 97 | 06097 | 42 | 9771 | 1971 | 9999 |  |  | N | Geothermal | [13 empty] | 0 | 0 | 0 | 0 | 0.3713 | 0.3713 | 0.3713 | [8 empty] | Geysers Power Co LLC | 100 | Energy Capital Partners | 100
geothermal | Geysers Unit 5-20 | 286_G_U6 | 286 | G | U6 |  | Geothermal |  | WEC_CALN | California | 6 | Sonoma | 97 | 06097 | 42 | 9771 | 1971 | 9999 |  |  | N | Geothermal | [13 empty] | 0 | 0 | 0 | 0 | 0.3713 | 0.3713 | 0.3713 | [8 empty] | Geysers Power Co LLC | 100 | Energy Capital Partners | 100
geothermal | Geysers Unit 5-20 | 286_G_U7 | 286 | G | U7 |  | Geothermal |  | WEC_CALN | California | 6 | Sonoma | 97 | 06097 | 40 | 9771 | 1972 | 9999 |  |  | N | Geothermal | [13 empty] | 0 | 0 | 0 | 0 | 0.3713 | 0.3713 | 0.3713 | [8 empty] | Geysers Power Co LLC | 100 | Energy Capital Partners | 100
geothermal | Geysers Unit 5-20 | 286_G_U8 | 286 | G | U8 |  | Geothermal |  | WEC_CALN | California | 6 | Sonoma | 97 | 06097 | 40 | 9771 | 1972 | 9999 |  |  | N | Geothermal | [13 empty] | 0 | 0 | 0 | 0 | 0.3713 | 0.3713 | 0.3713 | [8 empty] | Geysers Power Co LLC | 100 | Energy Capital Partners | 100
geothermal | Geysers Unit 5-20 | 286_G_U11 | 286 | G | U11 |  | Geothermal |  | WEC_CALN | California | 6 | Sonoma | 97 | 06097 | 68 | 9771 | 1975 | 9999 |  |  | N | Geothermal | [13 empty] | 0 | 0 | 0 | 0 | 0.3713 | 0.3713 | 0.3713 | [8 empty] | Geysers Power Co LLC | 100 | Energy Capital Partners | 100
geothermal | Geysers Unit 5-20 | 286_G_U12 | 286 | G | U12 |  | Geothermal |  | WEC_CALN | California | 6 | Sonoma | 97 | 06097 | 50 | 9771 | 1979 | 9999 |  |  | N | Geothermal | [13 empty] | 0 | 0 | 0 | 0 | 0.3713 | 0.3713 | 0.3713 | [8 empty] | Geysers Power Co LLC | 100 | Energy Capital Partners | 100
geothermal | Geysers Unit 5-20 | 286_G_U13 | 286 | G | U13 |  | Geothermal |  | WEC_CALN | California | 6 | Sonoma | 97 | 06097 | 56 | 9771 | 1980 | 9999 |  |  | N | Geothermal | [13 empty] | 0 | 0 | 0 | 0 | 0.3713 | 0.3713 | 0.3713 | [8 empty] | Geysers Power Co LLC | 100 | Energy Capital Partners | 100
geothermal | Geysers Unit 5-20 | 286_G_U14 | 286 | G | U14 |  | Geothermal |  | WEC_CALN | California | 6 | Sonoma | 97 | 06097 | 50 | 9771 | 1980 | 9999 |  |  | N | Geothermal | [13 empty] | 0 | 0 | 0 | 0 | 0.3713 | 0.3713 | 0.3713 | [8 empty] | Geysers Power Co LLC | 100 | Energy Capital Partners | 100
geothermal | Geysers Unit 5-20 | 286_G_U17 | 286 | G | U17 |  | Geothermal |  | WEC_CALN | California | 6 | Sonoma | 97 | 06097 | 56 | 9771 | 1982 | 9999 |  |  | N | Geothermal | [13 empty] | 0 | 0 | 0 | 0 | 0.3713 | 0.3713 | 0.3713 | [8 empty] | Geysers Power Co LLC | 100 | Energy Capital Partners | 100
geothermal | Geysers Unit 5-20 | 286_G_U18 | 286 | G | U18 |  | Geothermal |  | WEC_CALN | California | 6 | Sonoma | 97 | 06097 | 45 | 9771 | 1983 | 9999 |  |  | N | Geothermal | [13 empty] | 0 | 0 | 0 | 0 | 0.3713 | 0.3713 | 0.3713 | [8 empty] | Geysers Power Co LLC | 100 | Energy Capital Partners | 100
geothermal | Geysers Unit 5-20 | 286_G_U16 | 286 | G | U16 |  | Geothermal |  | WEC_CALN | California | 6 | Sonoma | 97 | 06097 | 49 | 9771 | 1985 | 9999 |  |  | N | Geothermal | [13 empty] | 0 | 0 | 0 | 0 | 0.3713 | 0.3713 | 0.3713 | [8 empty] | Geysers Power Co LLC | 100 | Energy Capital Partners | 100
geothermal | Geysers Unit 5-20 | 286_G_U20 | 286 | G | U20 |  | Geothermal |  | WEC_CALN | California | 6 | Sonoma | 97 | 06097 | 40 | 9771 | 1985 | 9999 |  |  | N | Geothermal | [13 empty] | 0 | 0 | 0 | 0 | 0.3713 | 0.3713 | 0.3713 | [8 empty] | Geysers Power Co LLC | 100 | Energy Capital Partners | 100
hydro | Tiger Creek | 287_G_H1 | 287 | G | H1 |  | Hydro |  | WEC_CALN | California | 6 | Amador | 5 | 06005 | 29 | 0 | 1931 | 9999 |  |  | N | Hydro | [13 empty] | 0 | 0 | 0 | 0 | [11 empty] | Pacific Gas & Electric Co | 100 | PG&E Corp | 100
hydro | Tiger Creek | 287_G_H2 | 287 | G | H2 |  | Hydro |  | WEC_CALN | California | 6 | Amador | 5 | 06005 | 29 | 0 | 1931 | 9999 |  |  | N | Hydro | [13 empty] | 0 | 0 | 0 | 0 | [11 empty] | Pacific Gas & Electric Co | 100 | PG&E Corp | 100
hydro | Volta 1 | 290_G_1 | 290 | G | 1 |  | Hydro |  | WEC_CALN | California | 6 | Shasta | 89 | 06089 | 9 | 0 | 1980 | 9999 |  |  | N | Hydro | [13 empty] | 0 | 0 | 0 | 0 | [11 empty] | Pacific Gas & Electric Co | 100 | PG&E Corp | 100
hydro | West Point PH | 291_G_1 | 291 | G | 1 |  | Hydro |  | WEC_CALN | California | 6 | Amador | 5 | 06005 | 14.5 | 0 | 1948 | 9999 |  |  | N | Hydro | [13 empty] | 0 | 0 | 0 | 0 | [11 empty] | Pacific Gas & Electric Co | 100 | PG&E Corp | 100
hydro | Wise | 292_G_1 | 292 | G | 1 |  | Hydro |  | WEC_CALN | California | 6 | Placer | 61 | 06061 | 14 | 0 | 1917 | 9999 |  |  | N | Hydro | [13 empty] | 0 | 0 | 0 | 0 | [11 empty] | Pacific Gas & Electric Co | 100 | PG&E Corp | 100
hydro | Wise | 292_G_2 | 292 | G | 2 |  | Hydro |  | WEC_CALN | California | 6 | Placer | 61 | 06061 | 3.2 | 0 | 1986 | 9999 |  |  | N | Hydro | [13 empty] | 0 | 0 | 0 | 0 | [11 empty] | Pacific Gas & Electric Co | 100 | PG&E Corp | 100
hydro | A G Wishon | 293_G_1 | 293 | G | 1 |  | Hydro |  | WEC_CALN | California | 6 | Madera | 39 | 06039 | 5 | 0 | 1910 | 9999 |  |  | N | Hydro | [13 empty] | 0 | 0 | 0 | 0 | [11 empty] | Pacific Gas & Electric Co | 100 | PG&E Corp | 100
hydro | A G Wishon | 293_G_2 | 293 | G | 2 |  | Hydro |  | WEC_CALN | California | 6 | Madera | 39 | 06039 | 5 | 0 | 1910 | 9999 |  |  | N | Hydro | [13 empty] | 0 | 0 | 0 | 0 | [11 empty] | Pacific Gas & Electric Co | 100 | PG&E Corp | 100
hydro | A G Wishon | 293_G_3 | 293 | G | 3 |  | Hydro |  | WEC_CALN | California | 6 | Madera | 39 | 06039 | 5 | 0 | 1910 | 9999 |  |  | N | Hydro | [13 empty] | 0 | 0 | 0 | 0 | [11 empty] | Pacific Gas & Electric Co | 100 | PG&E Corp | 100
hydro | A G Wishon | 293_G_4 | 293 | G | 4 |  | Hydro |  | WEC_CALN | California | 6 | Madera | 39 | 06039 | 5 | 0 | 1910 | 9999 |  |  | N | Hydro | [13 empty] | 0 | 0 | 0 | 0 | [11 empty] | Pacific Gas & Electric Co | 100 | PG&E Corp | 100
hydro | Copco 1 | 294_G_1 | 294 | G | 1 |  | Hydro |  | WECC_PNW | California | 6 | Siskiyou | 93 | 06093 | 14 | 0 | 1918 | 9999 |  |  | N | Hydro | [13 empty] | 0 | 0 | 0 | 0 | [11 empty] | PacifiCorp | 100 | Berkshire Hathaway Inc | 100
hydro | Copco 1 | 294_G_2 | 294 | G | 2 |  | Hydro |  | WECC_PNW | California | 6 | Siskiyou | 93 | 06093 | 14 | 0 | 1918 | 9999 |  |  | N | Hydro | [13 empty] | 0 | 0 | 0 | 0 | [11 empty] | PacifiCorp | 100 | Berkshire Hathaway Inc | 100
hydro | Copco 2 | 295_G_1 | 295 | G | 1 |  | Hydro |  | WECC_PNW | California | 6 | Siskiyou | 93 | 06093 | 17 | 0 | 1925 | 9999 |  |  | N | Hydro | [13 empty] | 0 | 0 | 0 | 0 | [11 empty] | PacifiCorp | 100 | Berkshire Hathaway Inc | 100
hydro | Copco 2 | 295_G_2 | 295 | G | 2 |  | Hydro |  | WECC_PNW | California | 6 | Siskiyou | 93 | 06093 | 17 | 0 | 1925 | 9999 |  |  | N | Hydro | [13 empty] | 0 | 0 | 0 | 0 | [11 empty] | PacifiCorp | 100 | Berkshire Hathaway Inc | 100
hydro | Fall Creek | 296_G_1 | 296 | G | 1 |  | Hydro |  | WECC_PNW | California | 6 | Siskiyou | 93 | 06093 | 0.4 | 0 | 1903 | 9999 |  |  | N | Hydro | [13 empty] | 0 | 0 | 0 | 0 | [11 empty] | PacifiCorp | 100 | Berkshire Hathaway Inc | 100
hydro | Fall Creek | 296_G_2 | 296 | G | 2 |  | Hydro |  | WECC_PNW | California | 6 | Siskiyou | 93 | 06093 | 0.4 | 0 | 1907 | 9999 |  |  | N | Hydro | [13 empty] | 0 | 0 | 0 | 0 | [11 empty] | PacifiCorp | 100 | Berkshire Hathaway Inc | 100
hydro | Fall Creek | 296_G_3 | 296 | G | 3 |  | Hydro |  | WECC_PNW | California | 6 | Siskiyou | 93 | 06093 | 1.1 | 0 | 1910 | 9999 |  |  | N | Hydro | [13 empty] | 0 | 0 | 0 | 0 | [11 empty] | PacifiCorp | 100 | Berkshire Hathaway Inc | 100
hydro | Iron Gate | 297_G_1 | 297 | G | 1 |  | Hydro |  | WECC_PNW | California | 6 | Siskiyou | 93 | 06093 | 18.8 | 0 | 1962 | 9999 |  |  | N | Hydro | [13 empty] | 0 | 0 | 0 | 0 | [11 empty] | PacifiCorp | 100 | Berkshire Hathaway Inc | 100
hard coal | Limestone | 298_B_LIM1 | 298 | B | LIM1 | 176 | Coal Steam |  | ERC_REST | Texas | 48 | Limestone | 293 | 48293 | 831 | 10605 | 1985 | 2029 | tangential | dry | N | Lignite, Subbituminous | Wet Scrubber | 1985 | 0.9 | LNC3 | SNCR |  | 1997 | ESPC | No | ACI | 2016 |  | 0.6 | 0.15265 | 0.15265 | 0.15265 | 0.15265 | 0.1 | 0.1 | 0.1 | 0.95 | [7 empty] | NRG Texas LLC | 100 | NRG Energy Inc | 100
hard coal | Limestone | 298_B_LIM2 | 298 | B | LIM2 | 177 | Coal Steam |  | ERC_REST | Texas | 48 | Limestone | 293 | 48293 | 858 | 10567 | 1986 | 2029 | tangential | dry | N | Lignite, Subbituminous | Wet Scrubber | 1986 | 0.9 | OFA | SNCR |  | 1997 | ESPC | No | ACI | 2016 |  | 0.6 | 0.16322 | 0.16322 | 0.1469 | 0.1469 | 0.1 | 0.1 | 0.1 | 0.95 | [7 empty] | NRG Texas LLC | 100 | NRG Energy Inc | 100
geothermal | Blundell | 299_B_1 | 299 | B | 1 |  | Geothermal |  | WECC_UT | Utah | 49 | Beaver | 1 | 49001 | 23 | 9771 | 1984 | 9999 |  |  | N | Geothermal | [13 empty] | 0 | 0 | 0 | 0 | 0.4563 | 0.4563 | 0.4563 | [8 empty] | PacifiCorp | 100 | Berkshire Hathaway Inc | 100
geothermal | Blundell | 299_B_2 | 299 | B | 2 |  | Geothermal |  | WECC_UT | Utah | 49 | Beaver | 1 | 49001 | 11 | 9771 | 2007 | 9999 |  |  | N | Geothermal | [13 empty] | 0 | 0 | 0 | 0 | 0.4563 | 0.4563 | 0.4563 | [8 empty] | PacifiCorp | 100 | Berkshire Hathaway Inc | 100
hydro | Drop 5 | 314_G_1 | 314 | G | 1 |  | Hydro |  | WECC_IID | California | 6 | Imperial | 25 | 06025 | 1.9 | 0 | 1982 | 9999 |  |  | N | Hydro | [13 empty] | 0 | 0 | 0 | 0 | [11 empty] | Imperial Irrigation District | 100 | Imperial Irrigation District | 100
hydro | Drop 5 | 314_G_2 | 314 | G | 2 |  | Hydro |  | WECC_IID | California | 6 | Imperial | 25 | 06025 | 1.9 | 0 | 1982 | 9999 |  |  | N | Hydro | [13 empty] | 0 | 0 | 0 | 0 | [11 empty] | Imperial Irrigation District | 100 | Imperial Irrigation District | 100
hydro | Sepulveda Canyon | 316_G_1 | 316 | G | 1 |  | Hydro |  | WEC_LADW | California | 6 | Los Angeles | 37 | 06037 | 8.5 | 0 | 1982 | 9999 |  |  | N | Hydro | [13 empty] | 0 | 0 | 0 | 0 | [11 empty] | Metropolitan Water District | 100 | Metropolitan Water District | 100
hydro | Big Creek 1 | 317_G_1 | 317 | G | 1 |  | Hydro |  | WECC_SCE | California | 6 | Fresno | 19 | 06019 | 19.8 | 0 | 1913 | 9999 |  |  | N | Hydro | [13 empty] | 0 | 0 | 0 | 0 | [11 empty] | Southern California Edison Co | 100 | Edison International | 100
hydro | Big Creek 1 | 317_G_2 | 317 | G | 2 |  | Hydro |  | WECC_SCE | California | 6 | Fresno | 19 | 06019 | 15.8 | 0 | 1913 | 9999 |  |  | N | Hydro | [13 empty] | 0 | 0 | 0 | 0 | [11 empty] | Southern California Edison Co | 100 | Edison International | 100
hydro | Big Creek 1 | 317_G_3 | 317 | G | 3 |  | Hydro |  | WECC_SCE | California | 6 | Fresno | 19 | 06019 | 21.6 | 0 | 1923 | 9999 |  |  | N | Hydro | [13 empty] | 0 | 0 | 0 | 0 | [11 empty] | Southern California Edison Co | 100 | Edison International | 100
hydro | Big Creek 1 | 317_G_4 | 317 | G | 4 |  | Hydro |  | WECC_SCE | California | 6 | Fresno | 19 | 06019 | 31.2 | 0 | 1925 | 9999 |  |  | N | Hydro | [13 empty] | 0 | 0 | 0 | 0 | [11 empty] | Southern California Edison Co | 100 | Edison International | 100
hydro | Big Creek 2 | 318_G_3 | 318 | G | 3 |  | Hydro |  | WECC_SCE | California | 6 | Fresno | 19 | 06019 | 15.8 | 0 | 1913 | 9999 |  |  | N | Hydro | [13 empty] | 0 | 0 | 0 | 0 | [11 empty] | Southern California Edison Co | 100 | Edison International | 100
hydro | Big Creek 2 | 318_G_4 | 318 | G | 4 |  | Hydro |  | WECC_SCE | California | 6 | Fresno | 19 | 06019 | 15.8 | 0 | 1914 | 9999 |  |  | N | Hydro | [13 empty] | 0 | 0 | 0 | 0 | [11 empty] | Southern California Edison Co | 100 | Edison International | 100
hydro | Big Creek 2 | 318_G_5 | 318 | G | 5 |  | Hydro |  | WECC_SCE | California | 6 | Fresno | 19 | 06019 | 17.5 | 0 | 1921 | 9999 |  |  | N | Hydro | [13 empty] | 0 | 0 | 0 | 0 | [11 empty] | Southern California Edison Co | 100 | Edison International | 100
hydro | Big Creek 2 | 318_G_6 | 318 | G | 6 |  | Hydro |  | WECC_SCE | California | 6 | Fresno | 19 | 06019 | 17.5 | 0 | 1925 | 9999 |  |  | N | Hydro | [13 empty] | 0 | 0 | 0 | 0 | [11 empty] | Southern California Edison Co | 100 | Edison International | 100
hydro | Big Creek 3 | 319_G_1 | 319 | G | 1 |  | Hydro |  | WECC_SCE | California | 6 | Fresno | 19 | 06019 | 34 | 0 | 1923 | 9999 |  |  | N | Hydro | [13 empty] | 0 | 0 | 0 | 0 | [11 empty] | Southern California Edison Co | 100 | Edison International | 100
hydro | Big Creek 3 | 319_G_2 | 319 | G | 2 |  | Hydro |  | WECC_SCE | California | 6 | Fresno | 19 | 06019 | 34 | 0 | 1923 | 9999 |  |  | N | Hydro | [13 empty] | 0 | 0 | 0 | 0 | [11 empty] | Southern California Edison Co | 100 | Edison International | 100
hydro | Big Creek 3 | 319_G_3 | 319 | G | 3 |  | Hydro |  | WECC_SCE | California | 6 | Fresno | 19 | 06019 | 33 | 0 | 1923 | 9999 |  |  | N | Hydro | [13 empty] | 0 | 0 | 0 | 0 | [11 empty] | Southern California Edison Co | 100 | Edison International | 100
hydro | Big Creek 3 | 319_G_4 | 319 | G | 4 |  | Hydro |  | WECC_SCE | California | 6 | Fresno | 19 | 06019 | 36 | 0 | 1948 | 9999 |  |  | N | Hydro | [13 empty] | 0 | 0 | 0 | 0 | [11 empty] | Southern California Edison Co | 100 | Edison International | 100
hydro | Big Creek 3 | 319_G_5 | 319 | G | 5 |  | Hydro |  | WECC_SCE | California | 6 | Fresno | 19 | 06019 | 36.5 | 0 | 1980 | 9999 |  |  | N | Hydro | [13 empty] | 0 | 0 | 0 | 0 | [11 empty] | Southern California Edison Co | 100 | Edison International | 100
hydro | Big Creek 4 | 320_G_1 | 320 | G | 1 |  | Hydro |  | WECC_SCE | California | 6 | Madera | 39 | 06039 | 50 | 0 | 1951 | 9999 |  |  | N | Hydro | [13 empty] | 0 | 0 | 0 | 0 | [11 empty] | Southern California Edison Co | 100 | Edison International | 100
hydro | Big Creek 4 | 320_G_2 | 320 | G | 2 |  | Hydro |  | WECC_SCE | California | 6 | Madera | 39 | 06039 | 50 | 0 | 1951 | 9999 |  |  | N | Hydro | [13 empty] | 0 | 0 | 0 | 0 | [11 empty] | Southern California Edison Co | 100 | Edison International | 100
hydro | Big Creek 8 | 321_G_1 | 321 | G | 1 |  | Hydro |  | WECC_SCE | California | 6 | Fresno | 19 | 06019 | 25.8 | 0 | 1921 | 9999 |  |  | N | Hydro | [13 empty] | 0 | 0 | 0 | 0 | [11 empty] | Southern California Edison Co | 100 | Edison International | 100
hydro | Big Creek 8 | 321_G_2 | 321 | G | 2 |  | Hydro |  | WECC_SCE | California | 6 | Fresno | 19 | 06019 | 45 | 0 | 1929 | 9999 |  |  | N | Hydro | [13 empty] | 0 | 0 | 0 | 0 | [11 empty] | Southern California Edison Co | 100 | Edison International | 100
hydro | Big Creek 2A | 322_G_1 | 322 | G | 1 |  | Hydro |  | WECC_SCE | California | 6 | Fresno | 19 | 06019 | 50 | 0 | 1928 | 9999 |  |  | N | Hydro | [13 empty] | 0 | 0 | 0 | 0 | [11 empty] | Southern California Edison Co | 100 | Edison International | 100
hydro | Big Creek 2A | 322_G_2 | 322 | G | 2 |  | Hydro |  | WECC_SCE | California | 6 | Fresno | 19 | 06019 | 50 | 0 | 1928 | 9999 |  |  | N | Hydro | [13 empty] | 0 | 0 | 0 | 0 | [11 empty] | Southern California Edison Co | 100 | Edison International | 100
hydro | Bishop Creek 2 | 323_G_1 | 323 | G | 1 |  | Hydro |  | WECC_SCE | California | 6 | Inyo | 27 | 06027 | 2.5 | 0 | 1908 | 9999 |  |  | N | Hydro | [13 empty] | 0 | 0 | 0 | 0 | [11 empty] | Southern California Edison Co | 100 | Edison International | 100
hydro | Bishop Creek 2 | 323_G_2 | 323 | G | 2 |  | Hydro |  | WECC_SCE | California | 6 | Inyo | 27 | 06027 | 2.5 | 0 | 1908 | 9999 |  |  | N | Hydro | [13 empty] | 0 | 0 | 0 | 0 | [11 empty] | Southern California Edison Co | 100 | Edison International | 100
hydro | Bishop Creek 2 | 323_G_3 | 323 | G | 3 |  | Hydro |  | WECC_SCE | California | 6 | Inyo | 27 | 06027 | 2.3 | 0 | 1911 | 9999 |  |  | N | Hydro | [13 empty] | 0 | 0 | 0 | 0 | [11 empty] | Southern California Edison Co | 100 | Edison International | 100
hydro | Bishop Creek 3 | 324_G_1 | 324 | G | 1 |  | Hydro |  | WECC_SCE | California | 6 | Inyo | 27 | 06027 | 2.8 | 0 | 1913 | 9999 |  |  | N | Hydro | [13 empty] | 0 | 0 | 0 | 0 | [11 empty] | Southern California Edison Co | 100 | Edison International | 100
hydro | Bishop Creek 3 | 324_G_2 | 324 | G | 2 |  | Hydro |  | WECC_SCE | California | 6 | Inyo | 27 | 06027 | 2.8 | 0 | 1913 | 9999 |  |  | N | Hydro | [13 empty] | 0 | 0 | 0 | 0 | [11 empty] | Southern California Edison Co | 100 | Edison International | 100
hydro | Bishop Creek 3 | 324_G_3 | 324 | G | 3 |  | Hydro |  | WECC_SCE | California | 6 | Inyo | 27 | 06027 | 2.8 | 0 | 1913 | 9999 |  |  | N | Hydro | [13 empty] | 0 | 0 | 0 | 0 | [11 empty] | Southern California Edison Co | 100 | Edison International | 100
hydro | Bishop Creek 4 | 325_G_1 | 325 | G | 1 |  | Hydro |  | WECC_SCE | California | 6 | Inyo | 27 | 06027 | 1 | 0 | 1905 | 9999 |  |  | N | Hydro | [13 empty] | 0 | 0 | 0 | 0 | [11 empty] | Southern California Edison Co | 100 | Edison International | 100
hydro | Bishop Creek 4 | 325_G_2 | 325 | G | 2 |  | Hydro |  | WECC_SCE | California | 6 | Inyo | 27 | 06027 | 1 | 0 | 1905 | 9999 |  |  | N | Hydro | [13 empty] | 0 | 0 | 0 | 0 | [11 empty] | Southern California Edison Co | 100 | Edison International | 100
hydro | Bishop Creek 4 | 325_G_3 | 325 | G | 3 |  | Hydro |  | WECC_SCE | California | 6 | Inyo | 27 | 06027 | 2 | 0 | 1906 | 9999 |  |  | N | Hydro | [13 empty] | 0 | 0 | 0 | 0 | [11 empty] | Southern California Edison Co | 100 | Edison International | 100
hydro | Bishop Creek 4 | 325_G_4 | 325 | G | 4 |  | Hydro |  | WECC_SCE | California | 6 | Inyo | 27 | 06027 | 2.2 | 0 | 1907 | 9999 |  |  | N | Hydro | [13 empty] | 0 | 0 | 0 | 0 | [11 empty] | Southern California Edison Co | 100 | Edison International | 100
hydro | Bishop Creek 4 | 325_G_5 | 325 | G | 5 |  | Hydro |  | WECC_SCE | California | 6 | Inyo | 27 | 06027 | 2 | 0 | 1909 | 9999 |  |  | N | Hydro | [13 empty] | 0 | 0 | 0 | 0 | [11 empty] | Southern California Edison Co | 100 | Edison International | 100
hydro | Bishop Creek 5 | 326_G_2 | 326 | G | 2 |  | Hydro |  | WECC_SCE | California | 6 | Inyo | 27 | 06027 | 1.8 | 0 | 1919 | 9999 |  |  | N | Hydro | [13 empty] | 0 | 0 | 0 | 0 | [11 empty] | Southern California Edison Co | 100 | Edison International | 100
hydro | Bishop Creek 5 | 326_G_1 | 326 | G | 1 |  | Hydro |  | WECC_SCE | California | 6 | Inyo | 27 | 06027 | 2 | 0 | 1943 | 9999 |  |  | N | Hydro | [13 empty] | 0 | 0 | 0 | 0 | [11 empty] | Southern California Edison Co | 100 | Edison International | 100
hydro | Bishop Creek 6 | 327_G_1 | 327 | G | 1 |  | Hydro |  | WECC_SCE | California | 6 | Inyo | 27 | 06027 | 1.6 | 0 | 1913 | 9999 |  |  | N | Hydro | [13 empty] | 0 | 0 | 0 | 0 | [11 empty] | Southern California Edison Co | 100 | Edison International | 100
hydro | Fontana | 332_G_1 | 332 | G | 1 |  | Hydro |  | WECC_SCE | California | 6 | San Bernardino | 71 | 06071 | 1.5 | 0 | 1917 | 9999 |  |  | N | Hydro | [13 empty] | 0 | 0 | 0 | 0 | [11 empty] | Southern California Edison Co | 100 | Edison International | 100
hydro | Fontana | 332_G_2 | 332 | G | 2 |  | Hydro |  | WECC_SCE | California | 6 | San Bernardino | 71 | 06071 | 1.5 | 0 | 1917 | 9999 |  |  | N | Hydro | [13 empty] | 0 | 0 | 0 | 0 | [11 empty] | Southern California Edison Co | 100 | Edison International | 100
hydro | Kaweah 2 | 336_G_2 | 336 | G | 2 |  | Hydro |  | WECC_SCE | California | 6 | Tulare | 107 | 06107 | 1.8 | 0 | 1929 | 9999 |  |  | N | Hydro | [13 empty] | 0 | 0 | 0 | 0 | [11 empty] | Southern California Edison Co | 100 | Edison International | 100
hydro | Kaweah 1 | 337_G_1 | 337 | G | 1 |  | Hydro |  | WECC_SCE | California | 6 | Tulare | 107 | 06107 | 2.3 | 0 | 1929 | 9999 |  |  | N | Hydro | [13 empty] | 0 | 0 | 0 | 0 | [11 empty] | Southern California Edison Co | 100 | Edison International | 100
hydro | Kaweah 3 | 338_G_1 | 338 | G | 1 |  | Hydro |  | WECC_SCE | California | 6 | Tulare | 107 | 06107 | 2.4 | 0 | 1913 | 9999 |  |  | N | Hydro | [13 empty] | 0 | 0 | 0 | 0 | [11 empty] | Southern California Edison Co | 100 | Edison International | 100
hydro | Kaweah 3 | 338_G_2 | 338 | G | 2 |  | Hydro |  | WECC_SCE | California | 6 | Tulare | 107 | 06107 | 2.1 | 0 | 1913 | 9999 |  |  | N | Hydro | [13 empty] | 0 | 0 | 0 | 0 | [11 empty] | Southern California Edison Co | 100 | Edison International | 100
hydro | Kern River 3 | 339_G_1 | 339 | G | 1 |  | Hydro |  | WECC_SCE | California | 6 | Kern | 29 | 06029 | 20.5 | 0 | 1921 | 9999 |  |  | N | Hydro | [13 empty] | 0 | 0 | 0 | 0 | [11 empty] | Southern California Edison Co | 100 | Edison International | 100
hydro | Kern River 3 | 339_G_2 | 339 | G | 2 |  | Hydro |  | WECC_SCE | California | 6 | Kern | 29 | 06029 | 19.7 | 0 | 1921 | 9999 |  |  | N | Hydro | [13 empty] | 0 | 0 | 0 | 0 | [11 empty] | Southern California Edison Co | 100 | Edison International | 100
hydro | Kern River 1 | 340_G_1 | 340 | G | 1 |  | Hydro |  | WECC_SCE | California | 6 | Kern | 29 | 06029 | 6.6 | 0 | 1907 | 9999 |  |  | N | Hydro | [13 empty] | 0 | 0 | 0 | 0 | [11 empty] | Southern California Edison Co | 100 | Edison International | 100
hydro | Kern River 1 | 340_G_2 | 340 | G | 2 |  | Hydro |  | WECC_SCE | California | 6 | Kern | 29 | 06029 | 6.6 | 0 | 1907 | 9999 |  |  | N | Hydro | [13 empty] | 0 | 0 | 0 | 0 | [11 empty] | Southern California Edison Co | 100 | Edison International | 100
hydro | Kern River 1 | 340_G_3 | 340 | G | 3 |  | Hydro |  | WECC_SCE | California | 6 | Kern | 29 | 06029 | 6.6 | 0 | 1907 | 9999 |  |  | N | Hydro | [13 empty] | 0 | 0 | 0 | 0 | [11 empty] | Southern California Edison Co | 100 | Edison International | 100
hydro | Kern River 1 | 340_G_4 | 340 | G | 4 |  | Hydro |  | WECC_SCE | California | 6 | Kern | 29 | 06029 | 6.6 | 0 | 1907 | 9999 |  |  | N | Hydro | [13 empty] | 0 | 0 | 0 | 0 | [11 empty] | Southern California Edison Co | 100 | Edison International | 100
natural gas peaker | Long Beach Generation LLC | 341_G_CT1 | 341 | G | CT1 | 89768 | Combustion Turbine |  | WECC_SCE | California | 6 | Los Angeles | 37 | 06037 | 65 | 16715 | 1976 | 9999 |  |  | N | Natural Gas |  |  |  | H2O | SCR | [8 empty] | 0.03026 | 0.03026 | 0.03026 | 0.03026 | [11 empty] | Long Beach Generation LLC | 100 | ArcLight Capital Partners LLC | 100
natural gas peaker | Long Beach Generation LLC | 341_G_CT2 | 341 | G | CT2 | 89769 | Combustion Turbine |  | WECC_SCE | California | 6 | Los Angeles | 37 | 06037 | 65 | 16716 | 1976 | 9999 |  |  | N | Natural Gas |  |  |  | H2O | SCR | [8 empty] | 0.03446 | 0.03446 | 0.03446 | 0.03446 | [11 empty] | Long Beach Generation LLC | 100 | ArcLight Capital Partners LLC | 100
natural gas peaker | Long Beach Generation LLC | 341_G_CT3 | 341 | G | CT3 | 89770 | Combustion Turbine |  | WECC_SCE | California | 6 | Los Angeles | 37 | 06037 | 65 | 16716 | 1976 | 9999 |  |  | N | Natural Gas |  |  |  | H2O | SCR | [8 empty] | 0.02916 | 0.02916 | 0.02916 | 0.02916 | [11 empty] | Long Beach Generation LLC | 100 | ArcLight Capital Partners LLC | 100
natural gas peaker | Long Beach Generation LLC | 341_G_CT4 | 341 | G | CT4 | 89771 | Combustion Turbine |  | WECC_SCE | California | 6 | Los Angeles | 37 | 06037 | 65 | 16716 | 1976 | 9999 |  |  | N | Natural Gas |  |  |  | H2O | SCR | [8 empty] | 0.03367 | 0.03367 | 0.03367 | 0.03367 | [11 empty] | Long Beach Generation LLC | 100 | ArcLight Capital Partners LLC | 100
hydro | Lundy | 342_G_1 | 342 | G | 1 |  | Hydro |  | WECC_SCE | California | 6 | Mono | 51 | 06051 | 1.5 | 0 | 1911 | 9999 |  |  | N | Hydro | [13 empty] | 0 | 0 | 0 | 0 | [11 empty] | Southern California Edison Co | 100 | Edison International | 100
hydro | Lundy | 342_G_2 | 342 | G | 2 |  | Hydro |  | WECC_SCE | California | 6 | Mono | 51 | 06051 | 1.5 | 0 | 1912 | 9999 |  |  | N | Hydro | [13 empty] | 0 | 0 | 0 | 0 | [11 empty] | Southern California Edison Co | 100 | Edison International | 100
hydro | Mammoth Pool | 344_G_1 | 344 | G | 1 |  | Hydro |  | WECC_SCE | California | 6 | Madera | 39 | 06039 | 80 | 0 | 1960 | 9999 |  |  | N | Hydro | [13 empty] | 0 | 0 | 0 | 0 | [11 empty] | Southern California Edison Co | 100 | Edison International | 100
hydro | Mammoth Pool | 344_G_2 | 344 | G | 2 |  | Hydro |  | WECC_SCE | California | 6 | Madera | 39 | 06039 | 80 | 0 | 1960 | 9999 |  |  | N | Hydro | [13 empty] | 0 | 0 | 0 | 0 | [11 empty] | Southern California Edison Co | 100 | Edison International | 100
hydro | Poole | 353_G_1 | 353 | G | 1 |  | Hydro |  | WECC_SCE | California | 6 | Mono | 51 | 06051 | 11.3 | 0 | 1924 | 9999 |  |  | N | Hydro | [13 empty] | 0 | 0 | 0 | 0 | [11 empty] | Southern California Edison Co | 100 | Edison International | 100
hydro | Portal | 354_G_1 | 354 | G | 1 |  | Hydro |  | WECC_SCE | California | 6 | Fresno | 19 | 06019 | 10.8 | 0 | 1956 | 9999 |  |  | N | Hydro | [13 empty] | 0 | 0 | 0 | 0 | [11 empty] | Southern California Edison Co | 100 | Edison International | 100
hydro | Rush Creek | 357_G_1 | 357 | G | 1 |  | Hydro |  | WECC_SCE | California | 6 | Mono | 51 | 06051 | 5.9 | 0 | 1916 | 9999 |  |  | N | Hydro | [13 empty] | 0 | 0 | 0 | 0 | [11 empty] | Southern California Edison Co | 100 | Edison International | 100
hydro | Rush Creek | 357_G_2 | 357 | G | 2 |  | Hydro |  | WECC_SCE | California | 6 | Mono | 51 | 06051 | 5.5 | 0 | 1917 | 9999 |  |  | N | Hydro | [13 empty] | 0 | 0 | 0 | 0 | [11 empty] | Southern California Edison Co | 100 | Edison International | 100
natural gas combined cycle | Mountainview Generating Station | 358_G_MV3A | 358 | G | MV3A | 89500 | Combined Cycle |  | WECC_SCE | California | 6 | San Bernardino | 71 | 06071 | 149 | 7679 | 2005 | 9999 |  |  | N | Natural Gas |  |  |  | LNB + NH3 | SCR | [8 empty] | 0.0064092 | 0.0064092 | 0.0064092 | 0.0064092 | [11 empty] | Southern California Edison Co | 100 | Edison International | 100
natural gas combined cycle | Mountainview Generating Station | 358_G_MV3B | 358 | G | MV3B | 89501 | Combined Cycle |  | WECC_SCE | California | 6 | San Bernardino | 71 | 06071 | 149 | 7679 | 2005 | 9999 |  |  | N | Natural Gas |  |  |  | LNB + NH3 | SCR | [8 empty] | 0.0064092 | 0.0064092 | 0.0064092 | 0.0064092 | [11 empty] | Southern California Edison Co | 100 | Edison International | 100
natural gas combined cycle | Mountainview Generating Station | 358_G_MV3C | 358 | G | MV3C | 89500 | Combined Cycle |  | WECC_SCE | California | 6 | San Bernardino | 71 | 06071 | 188 | 7679 | 2005 | 9999 |  |  | N | Natural Gas |  |  |  | LNB + NH3 | SCR | [8 empty] | 0.0064092 | 0.0064092 | 0.0064092 | 0.0064092 | [11 empty] | Southern California Edison Co | 100 | Edison International | 100
natural gas combined cycle | Mountainview Generating Station | 358_G_MV4A | 358 | G | MV4A | 89502 | Combined Cycle |  | WECC_SCE | California | 6 | San Bernardino | 71 | 06071 | 149 | 7679 | 2006 | 9999 |  |  | N | Natural Gas |  |  |  | LNB + NH3 | SCR | [8 empty] | 0.0059231 | 0.0059231 | 0.0059231 | 0.0059231 | [11 empty] | Southern California Edison Co | 100 | Edison International | 100
natural gas combined cycle | Mountainview Generating Station | 358_G_MV4B | 358 | G | MV4B | 89503 | Combined Cycle |  | WECC_SCE | California | 6 | San Bernardino | 71 | 06071 | 149 | 7679 | 2006 | 9999 |  |  | N | Natural Gas |  |  |  | LNB + NH3 | SCR | [8 empty] | 0.0059231 | 0.0059231 | 0.0059231 | 0.0059231 | [11 empty] | Southern California Edison Co | 100 | Edison International | 100
natural gas combined cycle | Mountainview Generating Station | 358_G_MV4C | 358 | G | MV4C | 89502 | Combined Cycle |  | WECC_SCE | California | 6 | San Bernardino | 71 | 06071 | 188 | 7679 | 2006 | 9999 |  |  | N | Natural Gas |  |  |  | LNB + NH3 | SCR | [8 empty] | 0.0059231 | 0.0059231 | 0.0059231 | 0.0059231 | [11 empty] | Southern California Edison Co | 100 | Edison International | 100
hydro | Santa Ana 1 | 361_G_1 | 361 | G | 1 |  | Hydro |  | WECC_SCE | California | 6 | San Bernardino | 71 | 06071 | 0.8 | 0 | 1899 | 9999 |  |  | N | Hydro | [13 empty] | 0 | 0 | 0 | 0 | [11 empty] | Southern California Edison Co | 100 | Edison International | 100
hydro | Santa Ana 1 | 361_G_2 | 361 | G | 2 |  | Hydro |  | WECC_SCE | California | 6 | San Bernardino | 71 | 06071 | 0.8 | 0 | 1899 | 9999 |  |  | N | Hydro | [13 empty] | 0 | 0 | 0 | 0 | [11 empty] | Southern California Edison Co | 100 | Edison International | 100
hydro | Santa Ana 1 | 361_G_3 | 361 | G | 3 |  | Hydro |  | WECC_SCE | California | 6 | San Bernardino | 71 | 06071 | 0.8 | 0 | 1899 | 9999 |  |  | N | Hydro | [13 empty] | 0 | 0 | 0 | 0 | [11 empty] | Southern California Edison Co | 100 | Edison International | 100
hydro | Santa Ana 1 | 361_G_4 | 361 | G | 4 |  | Hydro |  | WECC_SCE | California | 6 | San Bernardino | 71 | 06071 | 0.8 | 0 | 1899 | 9999 |  |  | N | Hydro | [13 empty] | 0 | 0 | 0 | 0 | [11 empty] | Southern California Edison Co | 100 | Edison International | 100
hydro | Santa Ana 3 | 363_G_1 | 363 | G | 1 |  | Hydro |  | WECC_SCE | California | 6 | San Bernardino | 71 | 06071 | 3.1 | 0 | 1999 | 9999 |  |  | N | Hydro | [13 empty] | 0 | 0 | 0 | 0 | [11 empty] | Southern California Edison Co | 100 | Edison International | 100
nuclear | Columbia Generating Station | 371_G_2 | 371 | G | 2 |  | Nuclear |  | WECC_PNW | Washington | 53 | Benton | 5 | 53005 | 1163 | 10456 | 1984 | 9999 |  |  | N | Nuclear Fuel | [13 empty] | 0 | 0 | 0 | 0 | [11 empty] | Energy Northwest | 100 | Energy Northwest | 100
hydro | Pardee | 376_G_1 | 376 | G | 1 |  | Hydro |  | WEC_CALN | California | 6 | Calaveras | 9 | 06009 | 8.9 | 0 | 1930 | 9999 |  |  | N | Hydro | [13 empty] | 0 | 0 | 0 | 0 | [11 empty] | East Bay Municipal Utility District | 100 | East Bay Municipal Utility District | 100
hydro | Pardee | 376_G_2 | 376 | G | 2 |  | Hydro |  | WEC_CALN | California | 6 | Calaveras | 9 | 06009 | 8.9 | 0 | 1930 | 9999 |  |  | N | Hydro | [13 empty] | 0 | 0 | 0 | 0 | [11 empty] | East Bay Municipal Utility District | 100 | East Bay Municipal Utility District | 100
hydro | Pardee | 376_G_3 | 376 | G | 3 |  | Hydro |  | WEC_CALN | California | 6 | Calaveras | 9 | 06009 | 9.9 | 0 | 1983 | 9999 |  |  | N | Hydro | [13 empty] | 0 | 0 | 0 | 0 | [11 empty] | East Bay Municipal Utility District | 100 | East Bay Municipal Utility District | 100
natural gas steam turbine | Grayson | 377_B_4 | 377 | B | 4 | 248 | O/G Steam |  | WEC_LADW | California | 6 | Los Angeles | 37 | 06037 | 40 | 13796 | 1959 | 9999 | wall | dry | N | Natural Gas |  |  |  | LNB | [9 empty] | 0.04145 | 0.04145 | 0.04145 | 0.04145 | [11 empty] | Glendale Water & Power | 100 | Glendale Water & Power | 100
natural gas steam turbine | Grayson | 377_B_5 | 377 | B | 5 | 249 | O/G Steam |  | WEC_LADW | California | 6 | Los Angeles | 37 | 06037 | 40 | 14246 | 1964 | 9999 | wall | dry | N | Natural Gas |  |  |  | FR + LA + LNB | [9 empty] | 0.02985 | 0.02985 | 0.02985 | 0.02985 | [11 empty] | Glendale Water & Power | 100 | Glendale Water & Power | 100
natural gas combined cycle | Grayson | 377_G_1 | 377 | G | 1 |  | Combined Cycle |  | WEC_LADW | California | 6 | Los Angeles | 37 | 06037 | 19 | 11114 | 1977 | 9999 | other | dry | N | Natural Gas |  |  |  |  | SCR | [8 empty] | 0.25538 | 0.051076 | 0.25538 | 0.051076 | [11 empty] | Glendale Water & Power | 100 | Glendale Water & Power | 100
natural gas combined cycle | Grayson | 377_G_2 | 377 | G | 2 |  | Combined Cycle |  | WEC_LADW | California | 6 | Los Angeles | 37 | 06037 | 19 | 11114 | 1977 | 9999 | other | dry | N | Natural Gas |  |  |  |  | SCR | [8 empty] | 0.19075 | 0.03815 | 0.19075 | 0.03815 | [11 empty] | Glendale Water & Power | 100 | Glendale Water & Power | 100
natural gas combined cycle | Grayson | 377_G_8A | 377 | G | 8A |  | Combined Cycle |  | WEC_LADW | California | 6 | Los Angeles | 37 | 06037 | 26 | 11114 | 1977 | 9999 | other | dry | N | Natural Gas |  |  |  |  | SCR | [8 empty] | 0.25538 | 0.051076 | 0.25538 | 0.051076 | [11 empty] | Glendale Water & Power | 100 | Glendale Water & Power | 100
natural gas combined cycle | Grayson | 377_G_8BC | 377 | G | 8BC |  | Combined Cycle |  | WEC_LADW | California | 6 | Los Angeles | 37 | 06037 | 46 | 11114 | 1977 | 9999 | other | dry | N | Natural Gas |  |  |  |  | SCR | [8 empty] | 0.19075 | 0.03815 | 0.19075 | 0.03815 | [11 empty] | Glendale Water & Power | 100 | Glendale Water & Power | 100
natural gas peaker | Grayson | 377_G_9 | 377 | G | 9 | 89495 | Combustion Turbine |  | WEC_LADW | California | 6 | Los Angeles | 37 | 06037 | 48 | 10745 | 2004 | 9999 |  |  | N | Natural Gas |  |  |  |  | SCR | [7 empty] | 0.74 | 0.02445 | 0.02445 | 0.02445 | 0.02445 | [11 empty] | Glendale Water & Power | 100 | Glendale Water & Power | 100
hydro | Prairie River | 378_G_1 | 378 | G | 1 |  | Hydro |  | MIS_MNWI | Minnesota | 27 | Itasca | 61 | 27061 | 0.5 | 0 | 1920 | 9999 |  |  | N | Hydro | [13 empty] | 0 | 0 | 0 | 0 | [11 empty] | ALLETE Inc | 100 | ALLETE Inc | 100
hydro | Prairie River | 378_G_2 | 378 | G | 2 |  | Hydro |  | MIS_MNWI | Minnesota | 27 | Itasca | 61 | 27061 | 0.2 | 0 | 1920 | 9999 |  |  | N | Hydro | [13 empty] | 0 | 0 | 0 | 0 | [11 empty] | ALLETE Inc | 100 | ALLETE Inc | 100
hydro | Dion R Holm | 380_G_1 | 380 | G | 1 |  | Hydro |  | WEC_CALN | California | 6 | Tuolumne | 109 | 06109 | 78.4 | 0 | 1960 | 9999 |  |  | N | Hydro | [13 empty] | 0 | 0 | 0 | 0 | [11 empty] | City & County of San Francisco | 100 | City & County of San Francisco | 100
hydro | Dion R Holm | 380_G_2 | 380 | G | 2 |  | Hydro |  | WEC_CALN | California | 6 | Tuolumne | 109 | 06109 | 78.4 | 0 | 1960 | 9999 |  |  | N | Hydro | [13 empty] | 0 | 0 | 0 | 0 | [11 empty] | City & County of San Francisco | 100 | City & County of San Francisco | 100
hydro | Moccasin | 381_G_1 | 381 | G | 1 |  | Hydro |  | WEC_CALN | California | 6 | Tuolumne | 109 | 06109 | 50 | 0 | 1969 | 9999 |  |  | N | Hydro | [13 empty] | 0 | 0 | 0 | 0 | [11 empty] | City & County of San Francisco | 100 | City & County of San Francisco | 100
hydro | Moccasin | 381_G_2 | 381 | G | 2 |  | Hydro |  | WEC_CALN | California | 6 | Tuolumne | 109 | 06109 | 50 | 0 | 1969 | 9999 |  |  | N | Hydro | [13 empty] | 0 | 0 | 0 | 0 | [11 empty] | City & County of San Francisco | 100 | City & County of San Francisco | 100
hydro | R C Kirkwood | 382_G_1 | 382 | G | 1 |  | Hydro |  | WEC_CALN | California | 6 | Tuolumne | 109 | 06109 | 39.5 | 0 | 1967 | 9999 |  |  | N | Hydro | [13 empty] | 0 | 0 | 0 | 0 | [11 empty] | City & County of San Francisco | 100 | City & County of San Francisco | 100
hydro | R C Kirkwood | 382_G_2 | 382 | G | 2 |  | Hydro |  | WEC_CALN | California | 6 | Tuolumne | 109 | 06109 | 39.5 | 0 | 1967 | 9999 |  |  | N | Hydro | [13 empty] | 0 | 0 | 0 | 0 | [11 empty] | City & County of San Francisco | 100 | City & County of San Francisco | 100
hydro | R C Kirkwood | 382_G_3 | 382 | G | 3 |  | Hydro |  | WEC_CALN | California | 6 | Tuolumne | 109 | 06109 | 36.5 | 0 | 1987 | 9999 |  |  | N | Hydro | [13 empty] | 0 | 0 | 0 | 0 | [11 empty] | City & County of San Francisco | 100 | City & County of San Francisco | 100
hydro | Drop 2 (CA) | 385_G_1 | 385 | G | 1 |  | Hydro |  | WECC_IID | California | 6 | Imperial | 25 | 06025 | 4.9 | 0 | 1953 | 9999 |  |  | N | Hydro | [13 empty] | 0 | 0 | 0 | 0 | [11 empty] | Imperial Irrigation District | 100 | Imperial Irrigation District | 100
hydro | Drop 2 (CA) | 385_G_2 | 385 | G | 2 |  | Hydro |  | WECC_IID | California | 6 | Imperial | 25 | 06025 | 4.9 | 0 | 1953 | 9999 |  |  | N | Hydro | [13 empty] | 0 | 0 | 0 | 0 | [11 empty] | Imperial Irrigation District | 100 | Imperial Irrigation District | 100
hydro | Drop 3 (CA) | 386_G_1 | 386 | G | 1 |  | Hydro |  | WECC_IID | California | 6 | Imperial | 25 | 06025 | 2.7 | 0 | 1941 | 9999 |  |  | N | Hydro | [13 empty] | 0 | 0 | 0 | 0 | [11 empty] | Imperial Irrigation District | 100 | Imperial Irrigation District | 100
hydro | Drop 3 (CA) | 386_G_2 | 386 | G | 2 |  | Hydro |  | WECC_IID | California | 6 | Imperial | 25 | 06025 | 4.6 | 0 | 1966 | 9999 |  |  | N | Hydro | [13 empty] | 0 | 0 | 0 | 0 | [11 empty] | Imperial Irrigation District | 100 | Imperial Irrigation District | 100
hydro | Drop 4 | 387_G_2 | 387 | G | 2 |  | Hydro |  | WECC_IID | California | 6 | Imperial | 25 | 06025 | 11 | 0 | 1941 | 9999 |  |  | N | Hydro | [13 empty] | 0 | 0 | 0 | 0 | [11 empty] | Imperial Irrigation District | 100 | Imperial Irrigation District | 100
hydro | Drop 4 | 387_G_1 | 387 | G | 1 |  | Hydro |  | WECC_IID | California | 6 | Imperial | 25 | 06025 | 8.1 | 0 | 1950 | 9999 |  |  | N | Hydro | [13 empty] | 0 | 0 | 0 | 0 | [11 empty] | Imperial Irrigation District | 100 | Imperial Irrigation District | 100
hydro | Pilot Knob | 388_G_1 | 388 | G | 1 |  | Hydro |  | WECC_IID | California | 6 | Imperial | 25 | 06025 | 10.4 | 0 | 1957 | 9999 |  |  | N | Hydro | [13 empty] | 0 | 0 | 0 | 0 | [11 empty] | Imperial Irrigation District | 100 | Imperial Irrigation District | 100
hydro | Pilot Knob | 388_G_2 | 388 | G | 2 |  | Hydro |  | WECC_IID | California | 6 | Imperial | 25 | 06025 | 7.7 | 0 | 1957 | 9999 |  |  | N | Hydro | [13 empty] | 0 | 0 | 0 | 0 | [11 empty] | Imperial Irrigation District | 100 | Imperial Irrigation District | 100
natural gas combined cycle | El Centro Hybrid | 389_G_2 | 389 | G | 2 | 255 | Combined Cycle |  | WECC_IID | California | 6 | Imperial | 25 | 06025 | 31 | 8128 | 1952 | 9999 | other |  | N | Natural Gas, Distillate Fuel Oil |  |  |  |  | SCR | [8 empty] | 0.038174 | 0.038174 | 0.038174 | 0.038174 | [11 empty] | Imperial Irrigation District | 100 | Imperial Irrigation District | 100
natural gas steam turbine | El Centro Hybrid | 389_B_4 | 389 | B | 4 | 257 | O/G Steam |  | WECC_IID | California | 6 | Imperial | 25 | 06025 | 70 | 12987 | 1968 | 9999 | wall | dry | N | Natural Gas, Residual Fuel Oil |  |  |  |  | SCR | [7 empty] | 0.74 | 0.2383 | 0.07608 | 0.2383 | 0.07608 | [11 empty] | Imperial Irrigation District | 100 | Imperial Irrigation District | 100
natural gas combined cycle | El Centro Hybrid | 389_G_2A | 389 | G | 2A | 255 | Combined Cycle |  | WECC_IID | California | 6 | Imperial | 25 | 06025 | 71 | 8128 | 1993 | 9999 |  |  | N | Natural Gas, Distillate Fuel Oil |  |  |  |  | SCR | [8 empty] | 0.038174 | 0.038174 | 0.038174 | 0.038174 | [11 empty] | Imperial Irrigation District | 100 | Imperial Irrigation District | 100
natural gas combined cycle | El Centro Hybrid | 389_G_30 | 389 | G | 30 | 90785 | Combined Cycle |  | WECC_IID | California | 6 | Imperial | 25 | 06025 | 52 | 8128 | 2012 | 9999 | other |  | N | Natural Gas |  |  |  | DLNB | SCR | [8 empty] | 0.0072872 | 0.0072872 | 0.0072872 | 0.0072872 | [11 empty] | Imperial Irrigation District | 100 | Imperial Irrigation District | 100
natural gas combined cycle | El Centro Hybrid | 389_G_31 | 389 | G | 31 | 90785 | Combined Cycle |  | WECC_IID | California | 6 | Imperial | 25 | 06025 | 45 | 8128 | 2012 | 9999 |  |  | N | Natural Gas |  |  |  | DLNB | SCR | [8 empty] | 0.0072872 | 0.0072872 | 0.0072872 | 0.0072872 | [11 empty] | Imperial Irrigation District | 100 | Imperial Irrigation District | 100
natural gas combined cycle | El Centro Hybrid | 389_G_32 | 389 | G | 32 | 90786 | Combined Cycle |  | WECC_IID | California | 6 | Imperial | 25 | 06025 | 45 | 8128 | 2012 | 9999 |  |  | N | Natural Gas |  |  |  | DLNB | SCR | [8 empty] | 0.0072872 | 0.0072872 | 0.0072872 | 0.0072872 | [11 empty] | Imperial Irrigation District | 100 | Imperial Irrigation District | 100
0 | El Centro Hybrid | 389_G_BESS | 389 | G | BESS |  | Energy Storage |  | WECC_IID | California | 6 | Imperial | 25 | 06025 | 28 | 0 | 2016 | 9999 |  |  | N | Energy Storage | [13 empty] | 0 | 0 | 0 | 0 | [11 empty] | Imperial Irrigation District | 100 | Imperial Irrigation District | 100
hydro | Big Pine Creek | 391_G_1 | 391 | G | 1 |  | Hydro |  | WEC_LADW | California | 6 | Inyo | 27 | 06027 | 3 | 0 | 1925 | 9999 |  |  | N | Hydro | [13 empty] | 0 | 0 | 0 | 0 | [11 empty] | Los Angeles Dept of Water & Power | 100 | Los Angeles Dept of Water & Power | 100
hydro | Castaic | 392_G_7 | 392 | G | 7 |  | Hydro |  | WEC_LADW | California | 6 | Los Angeles | 37 | 06037 | 51.5 | 0 | 1972 | 9999 |  |  | N | Hydro | [13 empty] | 0 | 0 | 0 | 0 | [11 empty] | Los Angeles Dept of Water & Power | 100 | Los Angeles Dept of Water & Power | 100
0 | Castaic | 392_G_1 | 392 | G | 1 |  | Pumped Storage |  | WEC_LADW | California | 6 | Los Angeles | 37 | 06037 | 270.5 | 0 | 1973 | 9999 |  |  | N | Pumped Storage | [13 empty] | 0 | 0 | 0 | 0 | [11 empty] | Los Angeles Dept of Water & Power | 100 | Los Angeles Dept of Water & Power | 100
0 | Castaic | 392_G_2 | 392 | G | 2 |  | Pumped Storage |  | WEC_LADW | California | 6 | Los Angeles | 37 | 06037 | 270.5 | 0 | 1974 | 9999 |  |  | N | Pumped Storage | [13 empty] | 0 | 0 | 0 | 0 | [11 empty] | Los Angeles Dept of Water & Power | 100 | Los Angeles Dept of Water & Power | 100
0 | Castaic | 392_G_3 | 392 | G | 3 |  | Pumped Storage |  | WEC_LADW | California | 6 | Los Angeles | 37 | 06037 | 270.5 | 0 | 1976 | 9999 |  |  | N | Pumped Storage | [13 empty] | 0 | 0 | 0 | 0 | [11 empty] | Los Angeles Dept of Water & Power | 100 | Los Angeles Dept of Water & Power | 100
0 | Castaic | 392_G_4 | 392 | G | 4 |  | Pumped Storage |  | WEC_LADW | California | 6 | Los Angeles | 37 | 06037 | 270.5 | 0 | 1977 | 9999 |  |  | N | Pumped Storage | [13 empty] | 0 | 0 | 0 | 0 | [11 empty] | Los Angeles Dept of Water & Power | 100 | Los Angeles Dept of Water & Power | 100
0 | Castaic | 392_G_5 | 392 | G | 5 |  | Pumped Storage |  | WEC_LADW | California | 6 | Los Angeles | 37 | 06037 | 270.5 | 0 | 1977 | 9999 |  |  | N | Pumped Storage | [13 empty] | 0 | 0 | 0 | 0 | [11 empty] | Los Angeles Dept of Water & Power | 100 | Los Angeles Dept of Water & Power | 100
0 | Castaic | 392_G_6 | 392 | G | 6 |  | Pumped Storage |  | WEC_LADW | California | 6 | Los Angeles | 37 | 06037 | 270.5 | 0 | 1978 | 9999 |  |  | N | Pumped Storage | [13 empty] | 0 | 0 | 0 | 0 | [11 empty] | Los Angeles Dept of Water & Power | 100 | Los Angeles Dept of Water & Power | 100
hydro | Control Gorge | 393_G_1 | 393 | G | 1 |  | Hydro |  | WEC_LADW | California | 6 | Inyo | 27 | 06027 | 37.5 | 0 | 1952 | 9999 |  |  | N | Hydro | [13 empty] | 0 | 0 | 0 | 0 | [11 empty] | Los Angeles Dept of Water & Power | 100 | Los Angeles Dept of Water & Power | 100
hydro | Cottonwood | 394_G_1 | 394 | G | 1 |  | Hydro |  | WEC_LADW | California | 6 | Inyo | 27 | 06027 | 1.2 | 0 | 1908 | 9999 |  |  | N | Hydro | [13 empty] | 0 | 0 | 0 | 0 | [11 empty] | Los Angeles Dept of Water & Power | 100 | Los Angeles Dept of Water & Power | 100
hydro | Cottonwood | 394_G_2 | 394 | G | 2 |  | Hydro |  | WEC_LADW | California | 6 | Inyo | 27 | 06027 | 1.2 | 0 | 1909 | 9999 |  |  | N | Hydro | [13 empty] | 0 | 0 | 0 | 0 | [11 empty] | Los Angeles Dept of Water & Power | 100 | Los Angeles Dept of Water & Power | 100
hydro | Foothill | 396_G_1 | 396 | G | 1 |  | Hydro |  | WEC_LADW | California | 6 | Los Angeles | 37 | 06037 | 8.6 | 0 | 1971 | 9999 |  |  | N | Hydro | [13 empty] | 0 | 0 | 0 | 0 | [11 empty] | Los Angeles Dept of Water & Power | 100 | Los Angeles Dept of Water & Power | 100
hydro | Franklin (CA) | 397_G_1 | 397 | G | 1 |  | Hydro |  | WEC_LADW | California | 6 | Los Angeles | 37 | 06037 | 2 | 0 | 1921 | 9999 |  |  | N | Hydro | [13 empty] | 0 | 0 | 0 | 0 | [11 empty] | Los Angeles Dept of Water & Power | 100 | Los Angeles Dept of Water & Power | 100
hydro | Haiwee | 398_G_1 | 398 | G | 1 |  | Hydro |  | WEC_LADW | California | 6 | Inyo | 27 | 06027 | 2.5 | 0 | 1927 | 9999 |  |  | N | Hydro | [13 empty] | 0 | 0 | 0 | 0 | [11 empty] | Los Angeles Dept of Water & Power | 100 | Los Angeles Dept of Water & Power | 100
hydro | Haiwee | 398_G_2 | 398 | G | 2 |  | Hydro |  | WEC_LADW | California | 6 | Inyo | 27 | 06027 | 2.5 | 0 | 1927 | 9999 |  |  | N | Hydro | [13 empty] | 0 | 0 | 0 | 0 | [11 empty] | Los Angeles Dept of Water & Power | 100 | Los Angeles Dept of Water & Power | 100
natural gas combined cycle | Harbor | 399_G_10A | 399 | G | 10A | 259 | Combined Cycle |  | WEC_LADW | California | 6 | Los Angeles | 37 | 06037 | 73 | 11213 | 1995 | 9999 |  |  | N | Natural Gas |  |  |  | NH3 | SCR | [8 empty] | 0.021728 | 0.021728 | 0.021728 | 0.021728 | [11 empty] | Los Angeles Dept of Water & Power | 100 | Los Angeles Dept of Water & Power | 100
natural gas combined cycle | Harbor | 399_G_10B | 399 | G | 10B | 260 | Combined Cycle |  | WEC_LADW | California | 6 | Los Angeles | 37 | 06037 | 73 | 11213 | 1995 | 9999 |  |  | N | Natural Gas |  |  |  | NH3 | SCR | [8 empty] | 0.021728 | 0.021728 | 0.021728 | 0.021728 | [11 empty] | Los Angeles Dept of Water & Power | 100 | Los Angeles Dept of Water & Power | 100
natural gas combined cycle | Harbor | 399_G_5 | 399 | G | 5 | 259 | Combined Cycle |  | WEC_LADW | California | 6 | Los Angeles | 37 | 06037 | 56 | 11213 | 1995 | 9999 |  |  | N | Natural Gas |  |  |  | NH3 | SCR | [8 empty] | 0.021728 | 0.021728 | 0.021728 | 0.021728 | [11 empty] | Los Angeles Dept of Water & Power | 100 | Los Angeles Dept of Water & Power | 100
natural gas peaker | Harbor | 399_G_GT10 | 399 | G | GT10 | 262 | Combustion Turbine |  | WEC_LADW | California | 6 | Los Angeles | 37 | 06037 | 47.4 | 11029 | 2002 | 9999 |  |  | N | Natural Gas |  |  |  |  | SCR | [7 empty] | 0.74 | 0.02694 | 0.02694 | 0.02694 | 0.02694 | [11 empty] | Los Angeles Dept of Water & Power | 100 | Los Angeles Dept of Water & Power | 100
natural gas peaker | Harbor | 399_G_GT11 | 399 | G | GT11 | 263 | Combustion Turbine |  | WEC_LADW | California | 6 | Los Angeles | 37 | 06037 | 47.4 | 11029 | 2002 | 9999 |  |  | N | Natural Gas |  |  |  |  | SCR | [7 empty] | 0.74 | 0.0254 | 0.0254 | 0.0254 | 0.0254 | [11 empty] | Los Angeles Dept of Water & Power | 100 | Los Angeles Dept of Water & Power | 100
natural gas peaker | Harbor | 399_G_GT12 | 399 | G | GT12 | 264 | Combustion Turbine |  | WEC_LADW | California | 6 | Los Angeles | 37 | 06037 | 47.4 | 11029 | 2002 | 9999 |  |  | N | Natural Gas |  |  |  |  | SCR | [7 empty] | 0.74 | 0.02061 | 0.02061 | 0.02061 | 0.02061 | [11 empty] | Los Angeles Dept of Water & Power | 100 | Los Angeles Dept of Water & Power | 100
natural gas peaker | Harbor | 399_G_GT13 | 399 | G | GT13 | 265 | Combustion Turbine |  | WEC_LADW | California | 6 | Los Angeles | 37 | 06037 | 47.4 | 11029 | 2002 | 9999 |  |  | N | Natural Gas |  |  |  |  | SCR | [7 empty] | 0.74 | 0.02708 | 0.02708 | 0.02708 | 0.02708 | [11 empty] | Los Angeles Dept of Water & Power | 100 | Los Angeles Dept of Water & Power | 100
natural gas peaker | Harbor | 399_G_GT14 | 399 | G | GT14 | 266 | Combustion Turbine |  | WEC_LADW | California | 6 | Los Angeles | 37 | 06037 | 47.4 | 11029 | 2002 | 9999 |  |  | N | Natural Gas |  |  |  |  | SCR | [7 empty] | 0.74 | 0.02442 | 0.02442 | 0.02442 | 0.02442 | [11 empty] | Los Angeles Dept of Water & Power | 100 | Los Angeles Dept of Water & Power | 100
natural gas steam turbine | Haynes | 400_B_1 | 400 | B | 1 | 271 | O/G Steam |  | WEC_LADW | California | 6 | Los Angeles | 37 | 06037 | 222 | 11548 | 1962 | 9999 | wall | dry | N | Natural Gas |  |  |  | NH3 | SCR | [7 empty] | 0.74 | 0.00268 | 0.00268 | 0.00268 | 0.00268 | [11 empty] | Los Angeles Dept of Water & Power | 100 | Los Angeles Dept of Water & Power | 100
natural gas steam turbine | Haynes | 400_B_2 | 400 | B | 2 | 272 | O/G Steam |  | WEC_LADW | California | 6 | Los Angeles | 37 | 06037 | 222 | 11396 | 1963 | 9999 | wall | dry | N | Natural Gas |  |  |  | NH3 | SCR | [7 empty] | 0.74 | 0.00157 | 0.00157 | 0.00157 | 0.00157 | [11 empty] | Los Angeles Dept of Water & Power | 100 | Los Angeles Dept of Water & Power | 100
natural gas combined cycle | Haynes | 400_G_10 | 400 | G | 10 | 89434 | Combined Cycle |  | WEC_LADW | California | 6 | Los Angeles | 37 | 06037 | 157.5 | 7134 | 2005 | 9999 |  |  | N | Natural Gas |  |  |  | DLNB | SCR | [8 empty] | 0.0068957 | 0.0068957 | 0.0068957 | 0.0068957 | [11 empty] | Los Angeles Dept of Water & Power | 100 | Los Angeles Dept of Water & Power | 100
natural gas combined cycle | Haynes | 400_G_8 | 400 | G | 8 | 89433 | Combined Cycle |  | WEC_LADW | California | 6 | Los Angeles | 37 | 06037 | 235 | 7134 | 2005 | 9999 |  |  | N | Natural Gas |  |  |  | DLNB + NH3 | SCR | [8 empty] | 0.0068957 | 0.0068957 | 0.0068957 | 0.0068957 | [11 empty] | Los Angeles Dept of Water & Power | 100 | Los Angeles Dept of Water & Power | 100
natural gas combined cycle | Haynes | 400_G_9 | 400 | G | 9 | 89433 | Combined Cycle |  | WEC_LADW | California | 6 | Los Angeles | 37 | 06037 | 162.5 | 7134 | 2005 | 9999 |  |  | N | Natural Gas |  |  |  | DLNB | SCR | [8 empty] | 0.0068957 | 0.0068957 | 0.0068957 | 0.0068957 | [11 empty] | Los Angeles Dept of Water & Power | 100 | Los Angeles Dept of Water & Power | 100
natural gas peaker | Haynes | 400_G_11 | 400 | G | 11 | 90755 | Combustion Turbine |  | WEC_LADW | California | 6 | Los Angeles | 37 | 06037 | 99.4 | 10745 | 2013 | 9999 |  |  | N | Natural Gas |  |  |  | H2O | SCR | [8 empty] | 0.00774 | 0.00774 | 0.00774 | 0.00774 | [11 empty] | Los Angeles Dept of Water & Power | 100 | Los Angeles Dept of Water & Power | 100
natural gas peaker | Haynes | 400_G_12 | 400 | G | 12 | 90756 | Combustion Turbine |  | WEC_LADW | California | 6 | Los Angeles | 37 | 06037 | 99.4 | 10745 | 2013 | 9999 |  |  | N | Natural Gas |  |  |  | H2O | SCR | [8 empty] | 0.00835 | 0.00835 | 0.00835 | 0.00835 | [11 empty] | Los Angeles Dept of Water & Power | 100 | Los Angeles Dept of Water & Power | 100
natural gas peaker | Haynes | 400_G_13 | 400 | G | 13 | 90757 | Combustion Turbine |  | WEC_LADW | California | 6 | Los Angeles | 37 | 06037 | 99.4 | 10745 | 2013 | 9999 |  |  | N | Natural Gas |  |  |  | H2O | SCR | [8 empty] | 0.0083 | 0.0083 | 0.0083 | 0.0083 | [11 empty] | Los Angeles Dept of Water & Power | 100 | Los Angeles Dept of Water & Power | 100
natural gas peaker | Haynes | 400_G_14 | 400 | G | 14 | 90758 | Combustion Turbine |  | WEC_LADW | California | 6 | Los Angeles | 37 | 06037 | 99.4 | 10745 | 2013 | 9999 |  |  | N | Natural Gas |  |  |  | H2O | SCR | [8 empty] | 0.00966 | 0.00966 | 0.00966 | 0.00966 | [11 empty] | Los Angeles Dept of Water & Power | 100 | Los Angeles Dept of Water & Power | 100
natural gas peaker | Haynes | 400_G_15 | 400 | G | 15 | 90759 | Combustion Turbine |  | WEC_LADW | California | 6 | Los Angeles | 37 | 06037 | 99.4 | 10745 | 2013 | 9999 |  |  | N | Natural Gas |  |  |  | H2O | SCR | [8 empty] | 0.00844 | 0.00844 | 0.00844 | 0.00844 | [11 empty] | Los Angeles Dept of Water & Power | 100 | Los Angeles Dept of Water & Power | 100
natural gas peaker | Haynes | 400_G_16 | 400 | G | 16 | 90760 | Combustion Turbine |  | WEC_LADW | California | 6 | Los Angeles | 37 | 06037 | 99.4 | 10745 | 2013 | 9999 |  |  | N | Natural Gas |  |  |  | H2O | SCR | [8 empty] | 0.00848 | 0.00848 | 0.00848 | 0.00848 | [11 empty] | Los Angeles Dept of Water & Power | 100 | Los Angeles Dept of Water & Power | 100
hydro | Middle Gorge | 401_G_1 | 401 | G | 1 |  | Hydro |  | WEC_LADW | California | 6 | Mono | 51 | 06051 | 37.5 | 0 | 1952 | 9999 |  |  | N | Hydro | [13 empty] | 0 | 0 | 0 | 0 | [11 empty] | Los Angeles Dept of Water & Power | 100 | Los Angeles Dept of Water & Power | 100
hydro | Pleasant Valley Hydro | 402_G_1 | 402 | G | 1 |  | Hydro |  | WEC_LADW | California | 6 | Inyo | 27 | 06027 | 2.7 | 0 | 1958 | 9999 |  |  | N | Hydro | [13 empty] | 0 | 0 | 0 | 0 | [11 empty] | Los Angeles Dept of Water & Power | 100 | Los Angeles Dept of Water & Power | 100
hydro | San Fernando | 403_G_1 | 403 | G | 1 |  | Hydro |  | WEC_LADW | California | 6 | Los Angeles | 37 | 06037 | 3.2 | 0 | 1922 | 9999 |  |  | N | Hydro | [13 empty] | 0 | 0 | 0 | 0 | [11 empty] | Los Angeles Dept of Water & Power | 100 | Los Angeles Dept of Water & Power | 100
hydro | San Fernando | 403_G_2 | 403 | G | 2 |  | Hydro |  | WEC_LADW | California | 6 | Los Angeles | 37 | 06037 | 2.9 | 0 | 1922 | 9999 |  |  | N | Hydro | [13 empty] | 0 | 0 | 0 | 0 | [11 empty] | Los Angeles Dept of Water & Power | 100 | Los Angeles Dept of Water & Power | 100
natural gas combined cycle | Scattergood | 404_G_4 | 404 | G | 4 | 90958 | Combined Cycle |  | WEC_LADW | California | 6 | Los Angeles | 37 | 06037 | 204 | 7126 | 2015 | 9999 |  |  | N | Natural Gas |  |  |  | NH3 | SCR | [8 empty] | 0.0054009 | 0.0054009 | 0.0054009 | 0.0054009 | [11 empty] | Los Angeles Dept of Water & Power | 100 | Los Angeles Dept of Water & Power | 100
natural gas combined cycle | Scattergood | 404_G_5 | 404 | G | 5 | 90958 | Combined Cycle |  | WEC_LADW | California | 6 | Los Angeles | 37 | 06037 | 107 | 7126 | 2015 | 9999 | other |  | N | Natural Gas |  |  |  | NH3 | SCR | [8 empty] | 0.0054009 | 0.0054009 | 0.0054009 | 0.0054009 | [11 empty] | Los Angeles Dept of Water & Power | 100 | Los Angeles Dept of Water & Power | 100
natural gas peaker | Scattergood | 404_G_6 | 404 | G | 6 | 90959 | Combustion Turbine |  | WEC_LADW | California | 6 | Los Angeles | 37 | 06037 | 102 | 10745 | 2015 | 9999 |  |  | N | Natural Gas |  |  |  | H2O | SCR | [8 empty] | 0.00851 | 0.00851 | 0.00851 | 0.00851 | [11 empty] | Los Angeles Dept of Water & Power | 100 | Los Angeles Dept of Water & Power | 100
natural gas peaker | Scattergood | 404_G_7 | 404 | G | 7 | 90960 | Combustion Turbine |  | WEC_LADW | California | 6 | Los Angeles | 37 | 06037 | 102 | 10745 | 2015 | 9999 |  |  | N | Natural Gas |  |  |  | H2O | SCR | [8 empty] | 0.00848 | 0.00848 | 0.00848 | 0.00848 | [11 empty] | Los Angeles Dept of Water & Power | 100 | Los Angeles Dept of Water & Power | 100
hydro | Upper Gorge | 407_G_1 | 407 | G | 1 |  | Hydro |  | WEC_LADW | California | 6 | Mono | 51 | 06051 | 36.5 | 0 | 1953 | 9999 |  |  | N | Hydro | [13 empty] | 0 | 0 | 0 | 0 | [11 empty] | Los Angeles Dept of Water & Power | 100 | Los Angeles Dept of Water & Power | 100
natural gas peaker | Valley (CA) | 408_G_5 | 408 | G | 5 | 284 | Combustion Turbine |  | WEC_LADW | California | 6 | Los Angeles | 37 | 06037 | 43 | 11454 | 2001 | 9999 |  |  | N | Natural Gas, Distillate Fuel Oil |  |  |  |  | SCR | [7 empty] | 0.74 | 0.02323 | 0.02323 | 0.02323 | 0.02323 | [11 empty] | Los Angeles Dept of Water & Power | 100 | Los Angeles Dept of Water & Power | 100
natural gas combined cycle | Valley (CA) | 408_G_6 | 408 | G | 6 | 89304 | Combined Cycle |  | WEC_LADW | California | 6 | Los Angeles | 37 | 06037 | 162 | 7439 | 2003 | 9999 |  |  | N | Natural Gas |  |  |  | DLNB | SCR | [7 empty] | 0.395 | 0.008657 | 0.008657 | 0.008657 | 0.008657 | [11 empty] | Los Angeles Dept of Water & Power | 100 | Los Angeles Dept of Water & Power | 100
natural gas combined cycle | Valley (CA) | 408_G_7 | 408 | G | 7 | 89305 | Combined Cycle |  | WEC_LADW | California | 6 | Los Angeles | 37 | 06037 | 162 | 7439 | 2003 | 9999 |  |  | N | Natural Gas |  |  |  | DLNB | SCR | [7 empty] | 0.395 | 0.008657 | 0.008657 | 0.008657 | 0.008657 | [11 empty] | Los Angeles Dept of Water & Power | 100 | Los Angeles Dept of Water & Power | 100
natural gas combined cycle | Valley (CA) | 408_G_8 | 408 | G | 8 | 89304 | Combined Cycle |  | WEC_LADW | California | 6 | Los Angeles | 37 | 06037 | 209 | 7439 | 2003 | 9999 |  |  | N | Natural Gas |  |  |  | DLNB + NH3 | SCR | [7 empty] | 0.395 | 0.008657 | 0.008657 | 0.008657 | 0.008657 | [11 empty] | Los Angeles Dept of Water & Power | 100 | Los Angeles Dept of Water & Power | 100
hydro | Exchequer | 409_G_1 | 409 | G | 1 |  | Hydro |  | WEC_CALN | California | 6 | Mariposa | 43 | 06043 | 94.5 | 0 | 1967 | 9999 |  |  | N | Hydro | [13 empty] | 0 | 0 | 0 | 0 | [11 empty] | Merced Irrigation District | 100 | Merced Irrigation District | 100
hydro | McSwain | 410_G_1 | 410 | G | 1 |  | Hydro |  | WEC_CALN | California | 6 | Mariposa | 43 | 06043 | 9 | 0 | 1967 | 9999 |  |  | N | Hydro | [13 empty] | 0 | 0 | 0 | 0 | [11 empty] | Merced Irrigation District | 100 | Merced Irrigation District | 100
hydro | Chicago Park | 412_G_2P | 412 | G | 2P |  | Hydro |  | WEC_CALN | California | 6 | Nevada | 57 | 06057 | 44 | 0 | 1965 | 9999 |  |  | N | Hydro | [13 empty] | 0 | 0 | 0 | 0 | [11 empty] | Nevada Irrigation District | 100 | Nevada Irrigation District | 100
hydro | Dutch Flat 2 | 413_G_3P | 413 | G | 3P |  | Hydro |  | WEC_CALN | California | 6 | Nevada | 57 | 06057 | 27.3 | 0 | 1965 | 9999 |  |  | N | Hydro | [13 empty] | 0 | 0 | 0 | 0 | [11 empty] | Nevada Irrigation District | 100 | Nevada Irrigation District | 100
hydro | Beardsley | 414_G_1 | 414 | G | 1 |  | Hydro |  | WEC_CALN | California | 6 | Tuolumne | 109 | 06109 | 11 | 0 | 1957 | 9999 |  |  | N | Hydro | [13 empty] | 0 | 0 | 0 | 0 | [11 empty] | Oakdale & South San Joaquin Irrigation District | 100 | Oakdale & South San Joaquin Irrigation D | 100
hydro | Donnells | 415_G_H1 | 415 | G | H1 |  | Hydro |  | WEC_CALN | California | 6 | Tuolumne | 109 | 06109 | 72 | 0 | 1957 | 9999 |  |  | N | Hydro | [13 empty] | 0 | 0 | 0 | 0 | [11 empty] | Oakdale & South San Joaquin Irrigation District | 100 | Oakdale & South San Joaquin Irrigation D | 100
hydro | Tulloch | 416_G_1 | 416 | G | 1 |  | Hydro |  | WEC_CALN | California | 6 | Tuolumne | 109 | 06109 | 9 | 0 | 1958 | 9999 |  |  | N | Hydro | [13 empty] | 0 | 0 | 0 | 0 | [11 empty] | Oakdale & South San Joaquin Irrigation District | 100 | Oakdale & South San Joaquin Irrigation D | 100
hydro | Tulloch | 416_G_2 | 416 | G | 2 |  | Hydro |  | WEC_CALN | California | 6 | Tuolumne | 109 | 06109 | 10 | 0 | 1958 | 9999 |  |  | N | Hydro | [13 empty] | 0 | 0 | 0 | 0 | [11 empty] | Oakdale & South San Joaquin Irrigation District | 100 | Oakdale & South San Joaquin Irrigation D | 100
hydro | Tulloch | 416_G_3 | 416 | G | 3 |  | Hydro |  | WEC_CALN | California | 6 | Tuolumne | 109 | 06109 | 6.8 | 0 | 2012 | 9999 |  |  | N | Hydro | [13 empty] | 0 | 0 | 0 | 0 | [11 empty] | Oakdale & South San Joaquin Irrigation District | 100 | Oakdale & South San Joaquin Irrigation D | 100
hydro | Forbestown | 417_G_1 | 417 | G | 1 |  | Hydro |  | WEC_CALN | California | 6 | Butte | 7 | 06007 | 37.5 | 0 | 1963 | 9999 |  |  | N | Hydro | [13 empty] | 0 | 0 | 0 | 0 | [11 empty] | South Feather Water & Power Agency | 100 | South Feather Water & Power Agency | 100
hydro | Kelly Ridge | 418_G_1 | 418 | G | 1 |  | Hydro |  | WEC_CALN | California | 6 | Butte | 7 | 06007 | 11 | 0 | 1963 | 9999 |  |  | N | Hydro | [13 empty] | 0 | 0 | 0 | 0 | [11 empty] | South Feather Water & Power Agency | 100 | South Feather Water & Power Agency | 100
hydro | Woodleaf | 419_G_1 | 419 | G | 1 |  | Hydro |  | WEC_CALN | California | 6 | Butte | 7 | 06007 | 60 | 0 | 1963 | 9999 |  |  | N | Hydro | [13 empty] | 0 | 0 | 0 | 0 | [11 empty] | South Feather Water & Power Agency | 100 | South Feather Water & Power Agency | 100
natural gas peaker | Glenarm | 422_G_GT1 | 422 | G | GT1 |  | Combustion Turbine |  | WECC_SCE | California | 6 | Los Angeles | 37 | 06037 | 28.6 | 14474 | 1976 | 9999 |  |  | N | Natural Gas |  |  |  |  | SCR | [7 empty] | 0.74 | 0.02466 | 0.01 | 0.02466 | 0.01 | [11 empty] | Pasadena Water & Power Dept | 100 | Pasadena Water & Power Dept | 100
natural gas peaker | Glenarm | 422_G_GT2 | 422 | G | GT2 |  | Combustion Turbine |  | WECC_SCE | California | 6 | Los Angeles | 37 | 06037 | 28.6 | 14474 | 1976 | 9999 |  |  | N | Natural Gas |  |  |  |  | SCR | [7 empty] | 0.74 | 0.02466 | 0.01 | 0.02466 | 0.01 | [11 empty] | Pasadena Water & Power Dept | 100 | Pasadena Water & Power Dept | 100
natural gas peaker | Glenarm | 422_G_GT3 | 422 | G | GT3 | 88258 | Combustion Turbine |  | WECC_SCE | California | 6 | Los Angeles | 37 | 06037 | 47.2 | 14473 | 2004 | 9999 |  |  | N | Natural Gas |  |  |  |  | SCR | [7 empty] | 0.74 | 0.02968 | 0.02968 | 0.02968 | 0.02968 | [11 empty] | Pasadena Water & Power Dept | 100 | Pasadena Water & Power Dept | 100
natural gas peaker | Glenarm | 422_G_GT4 | 422 | G | GT4 | 88259 | Combustion Turbine |  | WECC_SCE | California | 6 | Los Angeles | 37 | 06037 | 47.2 | 14473 | 2004 | 9999 |  |  | N | Natural Gas |  |  |  |  | SCR | [7 empty] | 0.74 | 0.03252 | 0.03252 | 0.03252 | 0.03252 | [11 empty] | Pasadena Water & Power Dept | 100 | Pasadena Water & Power Dept | 100
natural gas combined cycle | Glenarm | 422_G_GT5 | 422 | G | GT5 | 90975 | Combined Cycle |  | WECC_SCE | California | 6 | Los Angeles | 37 | 06037 | 68 | 10031 | 2016 | 9999 |  |  | N | Natural Gas |  |  |  | H2O | SCR | [8 empty] | 0.48235 | 0.0079523 | 0.48235 | 0.0079523 | [11 empty] | Pasadena Water & Power Dept | 100 | Pasadena Water & Power Dept | 100
natural gas combined cycle | Glenarm | 422_G_ST1 | 422 | G | ST1 |  | Combined Cycle |  | WECC_SCE | California | 6 | Los Angeles | 37 | 06037 | 16 | 10031 | 2016 | 9999 |  |  | N | Natural Gas |  |  |  |  | SCR | [8 empty] | 0.48235 | 0.0079523 | 0.48235 | 0.0079523 | [11 empty] | Pasadena Water & Power Dept | 100 | Pasadena Water & Power Dept | 100
hydro | French Meadows | 424_G_1 | 424 | G | 1 |  | Hydro |  | WEC_CALN | California | 6 | Placer | 61 | 06061 | 16 | 0 | 1966 | 9999 |  |  | N | Hydro | [13 empty] | 0 | 0 | 0 | 0 | [11 empty] | Placer County Water Agency | 100 | Placer County Water Agency | 100
hydro | Middle Fork | 425_G_1 | 425 | G | 1 |  | Hydro |  | WEC_CALN | California | 6 | Placer | 61 | 06061 | 66 | 0 | 1966 | 9999 |  |  | N | Hydro | [13 empty] | 0 | 0 | 0 | 0 | [11 empty] | Placer County Water Agency | 100 | Placer County Water Agency | 100
hydro | Middle Fork | 425_G_2 | 425 | G | 2 |  | Hydro |  | WEC_CALN | California | 6 | Placer | 61 | 06061 | 66 | 0 | 1966 | 9999 |  |  | N | Hydro | [13 empty] | 0 | 0 | 0 | 0 | [11 empty] | Placer County Water Agency | 100 | Placer County Water Agency | 100
hydro | Oxbow (CA) | 426_G_1 | 426 | G | 1 |  | Hydro |  | WEC_CALN | California | 6 | Placer | 61 | 06061 | 6 | 0 | 1966 | 9999 |  |  | N | Hydro | [13 empty] | 0 | 0 | 0 | 0 | [11 empty] | Placer County Water Agency | 100 | Placer County Water Agency | 100
hydro | Ralston | 427_G_1 | 427 | G | 1 |  | Hydro |  | WEC_CALN | California | 6 | Placer | 61 | 06061 | 86 | 0 | 1966 | 9999 |  |  | N | Hydro | [13 empty] | 0 | 0 | 0 | 0 | [11 empty] | Placer County Water Agency | 100 | Placer County Water Agency | 100
hydro | Parker | 428_G_1 | 428 | G | 1 |  | Hydro |  | WEC_CALN | California | 6 | Merced | 47 | 06047 | 2.7 | 0 | 1982 | 9999 |  |  | N | Hydro | [13 empty] | 0 | 0 | 0 | 0 | [11 empty] | Merced Irrigation District | 100 | Merced Irrigation District | 100
hydro | Camino | 430_G_H1 | 430 | G | H1 |  | Hydro |  | WEC_BANC | California | 6 | El Dorado | 17 | 06017 | 78.9 | 0 | 1963 | 9999 |  |  | N | Hydro | [13 empty] | 0 | 0 | 0 | 0 | [11 empty] | Sacramento Municipal Utility District | 100 | Sacramento Municipal Utility District | 100
hydro | Camino | 430_G_H2 | 430 | G | H2 |  | Hydro |  | WEC_BANC | California | 6 | El Dorado | 17 | 06017 | 77 | 0 | 1968 | 9999 |  |  | N | Hydro | [13 empty] | 0 | 0 | 0 | 0 | [11 empty] | Sacramento Municipal Utility District | 100 | Sacramento Municipal Utility District | 100
hydro | Jaybird | 431_G_H1 | 431 | G | H1 |  | Hydro |  | WEC_BANC | California | 6 | El Dorado | 17 | 06017 | 78.1 | 0 | 1961 | 9999 |  |  | N | Hydro | [13 empty] | 0 | 0 | 0 | 0 | [11 empty] | Sacramento Municipal Utility District | 100 | Sacramento Municipal Utility District | 100
hydro | Jaybird | 431_G_H2 | 431 | G | H2 |  | Hydro |  | WEC_BANC | California | 6 | El Dorado | 17 | 06017 | 78.1 | 0 | 1962 | 9999 |  |  | N | Hydro | [13 empty] | 0 | 0 | 0 | 0 | [11 empty] | Sacramento Municipal Utility District | 100 | Sacramento Municipal Utility District | 100
hydro | Loon Lake | 432_G_H1 | 432 | G | H1 |  | Hydro |  | WEC_BANC | California | 6 | El Dorado | 17 | 06017 | 74.1 | 0 | 1971 | 9999 |  |  | N | Hydro | [13 empty] | 0 | 0 | 0 | 0 | [11 empty] | Sacramento Municipal Utility District | 100 | Sacramento Municipal Utility District | 100
hydro | Robbs Peak | 433_G_1 | 433 | G | 1 |  | Hydro |  | WEC_BANC | California | 6 | El Dorado | 17 | 06017 | 25.5 | 0 | 1965 | 9999 |  |  | N | Hydro | [13 empty] | 0 | 0 | 0 | 0 | [11 empty] | Sacramento Municipal Utility District | 100 | Sacramento Municipal Utility District | 100
hydro | White Rock/Slab Creek | 435_G_H1 | 435 | G | H1 |  | Hydro |  | WEC_BANC | California | 6 | El Dorado | 17 | 06017 | 108 | 0 | 1968 | 9999 |  |  | N | Hydro | [13 empty] | 0 | 0 | 0 | 0 | [11 empty] | Sacramento Municipal Utility District | 100 | Sacramento Municipal Utility District | 100
hydro | White Rock/Slab Creek | 435_G_H2 | 435 | G | H2 |  | Hydro |  | WEC_BANC | California | 6 | El Dorado | 17 | 06017 | 133 | 0 | 1968 | 9999 |  |  | N | Hydro | [13 empty] | 0 | 0 | 0 | 0 | [11 empty] | Sacramento Municipal Utility District | 100 | Sacramento Municipal Utility District | 100
hydro | White Rock/Slab Creek | 435_G_H3 | 435 | G | H3 |  | Hydro |  | WEC_BANC | California | 6 | El Dorado | 17 | 06017 | 2.7 | 0 | 2020 | 9999 |  |  | N | Hydro | [13 empty] | 0 | 0 | 0 | 0 | [11 empty] | Sacramento Municipal Utility District | 100 | Sacramento Municipal Utility District | 100
hydro | Devil Canyon | 436_G_1 | 436 | G | 1 |  | Hydro |  | WECC_SCE | California | 6 | San Bernardino | 71 | 06071 | 57 | 0 | 1972 | 9999 |  |  | N | Hydro | [13 empty] | 0 | 0 | 0 | 0 | [11 empty] | California Dept Water Resources | 100 | California Dept Water Resources | 100
hydro | Devil Canyon | 436_G_2 | 436 | G | 2 |  | Hydro |  | WECC_SCE | California | 6 | San Bernardino | 71 | 06071 | 57 | 0 | 1976 | 9999 |  |  | N | Hydro | [13 empty] | 0 | 0 | 0 | 0 | [11 empty] | California Dept Water Resources | 100 | California Dept Water Resources | 100
hydro | Devil Canyon | 436_G_4 | 436 | G | 4 |  | Hydro |  | WECC_SCE | California | 6 | San Bernardino | 71 | 06071 | 74 | 0 | 1992 | 9999 |  |  | N | Hydro | [13 empty] | 0 | 0 | 0 | 0 | [11 empty] | California Dept Water Resources | 100 | California Dept Water Resources | 100
hydro | Devil Canyon | 436_G_3 | 436 | G | 3 |  | Hydro |  | WECC_SCE | California | 6 | San Bernardino | 71 | 06071 | 74 | 0 | 1994 | 9999 |  |  | N | Hydro | [13 empty] | 0 | 0 | 0 | 0 | [11 empty] | California Dept Water Resources | 100 | California Dept Water Resources | 100
hydro | Edward C Hyatt | 437_G_1 | 437 | G | 1 |  | Hydro |  | WEC_CALN | California | 6 | Butte | 7 | 06007 | 135.3 | 0 | 1968 | 9999 |  |  | N | Hydro | [13 empty] | 0 | 0 | 0 | 0 | [11 empty] | California Dept Water Resources | 100 | California Dept Water Resources | 100
0 | Edward C Hyatt | 437_G_2 | 437 | G | 2 |  | Pumped Storage |  | WEC_CALN | California | 6 | Butte | 7 | 06007 | 112.4 | 0 | 1968 | 9999 |  |  | N | Pumped Storage | [13 empty] | 0 | 0 | 0 | 0 | [11 empty] | California Dept Water Resources | 100 | California Dept Water Resources | 100
hydro | Edward C Hyatt | 437_G_3 | 437 | G | 3 |  | Hydro |  | WEC_CALN | California | 6 | Butte | 7 | 06007 | 135.3 | 0 | 1968 | 9999 |  |  | N | Hydro | [13 empty] | 0 | 0 | 0 | 0 | [11 empty] | California Dept Water Resources | 100 | California Dept Water Resources | 100
0 | Edward C Hyatt | 437_G_4 | 437 | G | 4 |  | Pumped Storage |  | WEC_CALN | California | 6 | Butte | 7 | 06007 | 112.4 | 0 | 1968 | 9999 |  |  | N | Pumped Storage | [13 empty] | 0 | 0 | 0 | 0 | [11 empty] | California Dept Water Resources | 100 | California Dept Water Resources | 100
hydro | Edward C Hyatt | 437_G_5 | 437 | G | 5 |  | Hydro |  | WEC_CALN | California | 6 | Butte | 7 | 06007 | 135.3 | 0 | 1968 | 9999 |  |  | N | Hydro | [13 empty] | 0 | 0 | 0 | 0 | [11 empty] | California Dept Water Resources | 100 | California Dept Water Resources | 100
0 | Edward C Hyatt | 437_G_6 | 437 | G | 6 |  | Pumped Storage |  | WEC_CALN | California | 6 | Butte | 7 | 06007 | 112.4 | 0 | 1969 | 9999 |  |  | N | Pumped Storage | [13 empty] | 0 | 0 | 0 | 0 | [11 empty] | California Dept Water Resources | 100 | California Dept Water Resources | 100
hydro | Thermalito | 438_G_1 | 438 | G | 1 |  | Hydro |  | WEC_CALN | California | 6 | Butte | 7 | 06007 | 32.6 | 0 | 1968 | 9999 |  |  | N | Hydro | [13 empty] | 0 | 0 | 0 | 0 | [11 empty] | California Dept Water Resources | 100 | California Dept Water Resources | 100
0 | Thermalito | 438_G_2 | 438 | G | 2 |  | Pumped Storage |  | WEC_CALN | California | 6 | Butte | 7 | 06007 | 27.5 | 0 | 1968 | 9999 |  |  | N | Pumped Storage | [13 empty] | 0 | 0 | 0 | 0 | [11 empty] | California Dept Water Resources | 100 | California Dept Water Resources | 100
0 | Thermalito | 438_G_3 | 438 | G | 3 |  | Pumped Storage |  | WEC_CALN | California | 6 | Butte | 7 | 06007 | 27.5 | 0 | 1968 | 9999 |  |  | N | Pumped Storage | [13 empty] | 0 | 0 | 0 | 0 | [11 empty] | California Dept Water Resources | 100 | California Dept Water Resources | 100
0 | Thermalito | 438_G_4 | 438 | G | 4 |  | Pumped Storage |  | WEC_CALN | California | 6 | Butte | 7 | 06007 | 27.5 | 0 | 1968 | 9999 |  |  | N | Pumped Storage | [13 empty] | 0 | 0 | 0 | 0 | [11 empty] | California Dept Water Resources | 100 | California Dept Water Resources | 100
hydro | Don Pedro | 439_G_1 | 439 | G | 1 |  | Hydro |  | WEC_CALN | California | 6 | Tuolumne | 109 | 06109 | 55 | 0 | 1971 | 9999 |  |  | N | Hydro | [13 empty] | 0 | 0 | 0 | 0 | [11 empty] | Turlock Irrigation District | 68.46 | Turlock Irrigation District | 68.46
hydro | Don Pedro | 439_G_2 | 439 | G | 2 |  | Hydro |  | WEC_CALN | California | 6 | Tuolumne | 109 | 06109 | 55 | 0 | 1971 | 9999 |  |  | N | Hydro | [13 empty] | 0 | 0 | 0 | 0 | [11 empty] | Turlock Irrigation District | 68.46 | Turlock Irrigation District | 68.46
hydro | Don Pedro | 439_G_3 | 439 | G | 3 |  | Hydro |  | WEC_CALN | California | 6 | Tuolumne | 109 | 06109 | 55 | 0 | 1971 | 9999 |  |  | N | Hydro | [13 empty] | 0 | 0 | 0 | 0 | [11 empty] | Turlock Irrigation District | 68.46 | Turlock Irrigation District | 68.46
hydro | Don Pedro | 439_G_4 | 439 | G | 4 |  | Hydro |  | WEC_CALN | California | 6 | Tuolumne | 109 | 06109 | 38.2 | 0 | 1989 | 9999 |  |  | N | Hydro | [13 empty] | 0 | 0 | 0 | 0 | [11 empty] | Turlock Irrigation District | 68.46 | Turlock Irrigation District | 68.46
hydro | La Grange | 440_G_1 | 440 | G | 1 |  | Hydro |  | WEC_CALN | California | 6 | Stanislaus | 99 | 06099 | 1 | 0 | 1924 | 9999 |  |  | N | Hydro | [13 empty] | 0 | 0 | 0 | 0 | [11 empty] | Turlock Irrigation District | 100 | Turlock Irrigation District | 100
hydro | La Grange | 440_G_2 | 440 | G | 2 |  | Hydro |  | WEC_CALN | California | 6 | Stanislaus | 99 | 06099 | 3.3 | 0 | 1924 | 9999 |  |  | N | Hydro | [13 empty] | 0 | 0 | 0 | 0 | [11 empty] | Turlock Irrigation District | 100 | Turlock Irrigation District | 100
hydro | Folsom | 441_G_1 | 441 | G | 1 |  | Hydro |  | WEC_CALN | California | 6 | Sacramento | 67 | 06067 | 71.7 | 0 | 1955 | 9999 |  |  | N | Hydro | [13 empty] | 0 | 0 | 0 | 0 | [11 empty] | U S Bureau of Reclamation | 100 | U S Bureau of Reclamation | 100
hydro | Folsom | 441_G_2 | 441 | G | 2 |  | Hydro |  | WEC_CALN | California | 6 | Sacramento | 67 | 06067 | 71.7 | 0 | 1955 | 9999 |  |  | N | Hydro | [13 empty] | 0 | 0 | 0 | 0 | [11 empty] | U S Bureau of Reclamation | 100 | U S Bureau of Reclamation | 100
hydro | Folsom | 441_G_3 | 441 | G | 3 |  | Hydro |  | WEC_CALN | California | 6 | Sacramento | 67 | 06067 | 71.7 | 0 | 1955 | 9999 |  |  | N | Hydro | [13 empty] | 0 | 0 | 0 | 0 | [11 empty] | U S Bureau of Reclamation | 100 | U S Bureau of Reclamation | 100
hydro | Judge F Carr | 442_G_1 | 442 | G | 1 |  | Hydro |  | WEC_CALN | California | 6 | Shasta | 89 | 06089 | 88.7 | 0 | 1963 | 9999 |  |  | N | Hydro | [13 empty] | 0 | 0 | 0 | 0 | [11 empty] | U S Bureau of Reclamation | 100 | U S Bureau of Reclamation | 100
hydro | Judge F Carr | 442_G_2 | 442 | G | 2 |  | Hydro |  | WEC_CALN | California | 6 | Shasta | 89 | 06089 | 88.7 | 0 | 1963 | 9999 |  |  | N | Hydro | [13 empty] | 0 | 0 | 0 | 0 | [11 empty] | U S Bureau of Reclamation | 100 | U S Bureau of Reclamation | 100
hydro | Keswick | 443_G_2 | 443 | G | 2 |  | Hydro |  | WEC_CALN | California | 6 | Shasta | 89 | 06089 | 39 | 0 | 1949 | 9999 |  |  | N | Hydro | [13 empty] | 0 | 0 | 0 | 0 | [11 empty] | U S Bureau of Reclamation | 100 | U S Bureau of Reclamation | 100
hydro | Keswick | 443_G_3 | 443 | G | 3 |  | Hydro |  | WEC_CALN | California | 6 | Shasta | 89 | 06089 | 39 | 0 | 1949 | 9999 |  |  | N | Hydro | [13 empty] | 0 | 0 | 0 | 0 | [11 empty] | U S Bureau of Reclamation | 100 | U S Bureau of Reclamation | 100
hydro | Keswick | 443_G_1 | 443 | G | 1 |  | Hydro |  | WEC_CALN | California | 6 | Shasta | 89 | 06089 | 39 | 0 | 1950 | 9999 |  |  | N | Hydro | [13 empty] | 0 | 0 | 0 | 0 | [11 empty] | U S Bureau of Reclamation | 100 | U S Bureau of Reclamation | 100
hydro | Nimbus | 444_G_1 | 444 | G | 1 |  | Hydro |  | WEC_CALN | California | 6 | Sacramento | 67 | 06067 | 8.3 | 0 | 1955 | 9999 |  |  | N | Hydro | [13 empty] | 0 | 0 | 0 | 0 | [11 empty] | U S Bureau of Reclamation | 100 | U S Bureau of Reclamation | 100
hydro | Nimbus | 444_G_2 | 444 | G | 2 |  | Hydro |  | WEC_CALN | California | 6 | Sacramento | 67 | 06067 | 8.3 | 0 | 1955 | 9999 |  |  | N | Hydro | [13 empty] | 0 | 0 | 0 | 0 | [11 empty] | U S Bureau of Reclamation | 100 | U S Bureau of Reclamation | 100
hydro | Shasta | 445_G_3 | 445 | G | 3 |  | Hydro |  | WEC_CALN | California | 6 | Shasta | 89 | 06089 | 142 | 0 | 1944 | 9999 |  |  | N | Hydro | [13 empty] | 0 | 0 | 0 | 0 | [11 empty] | U S Bureau of Reclamation | 100 | U S Bureau of Reclamation | 100
hydro | Shasta | 445_G_4 | 445 | G | 4 |  | Hydro |  | WEC_CALN | California | 6 | Shasta | 89 | 06089 | 142 | 0 | 1944 | 9999 |  |  | N | Hydro | [13 empty] | 0 | 0 | 0 | 0 | [11 empty] | U S Bureau of Reclamation | 100 | U S Bureau of Reclamation | 100
hydro | Shasta | 445_G_S1 | 445 | G | S1 |  | Hydro |  | WEC_CALN | California | 6 | Shasta | 89 | 06089 | 2 | 0 | 1944 | 9999 |  |  | N | Hydro | [13 empty] | 0 | 0 | 0 | 0 | [11 empty] | U S Bureau of Reclamation | 100 | U S Bureau of Reclamation | 100
hydro | Shasta | 445_G_S2 | 445 | G | S2 |  | Hydro |  | WEC_CALN | California | 6 | Shasta | 89 | 06089 | 2 | 0 | 1944 | 9999 |  |  | N | Hydro | [13 empty] | 0 | 0 | 0 | 0 | [11 empty] | U S Bureau of Reclamation | 100 | U S Bureau of Reclamation | 100
hydro | Shasta | 445_G_2 | 445 | G | 2 |  | Hydro |  | WEC_CALN | California | 6 | Shasta | 89 | 06089 | 142 | 0 | 1948 | 9999 |  |  | N | Hydro | [13 empty] | 0 | 0 | 0 | 0 | [11 empty] | U S Bureau of Reclamation | 100 | U S Bureau of Reclamation | 100
hydro | Shasta | 445_G_5 | 445 | G | 5 |  | Hydro |  | WEC_CALN | California | 6 | Shasta | 89 | 06089 | 142 | 0 | 1948 | 9999 |  |  | N | Hydro | [13 empty] | 0 | 0 | 0 | 0 | [11 empty] | U S Bureau of Reclamation | 100 | U S Bureau of Reclamation | 100
hydro | Shasta | 445_G_1 | 445 | G | 1 |  | Hydro |  | WEC_CALN | California | 6 | Shasta | 89 | 06089 | 142 | 0 | 1949 | 9999 |  |  | N | Hydro | [13 empty] | 0 | 0 | 0 | 0 | [11 empty] | U S Bureau of Reclamation | 100 | U S Bureau of Reclamation | 100
0 | ONeill | 446_G_3 | 446 | G | 3 |  | Pumped Storage |  | WEC_CALN | California | 6 | Merced | 47 | 06047 | 2.4 | 0 | 1967 | 9999 |  |  | N | Pumped Storage | [13 empty] | 0 | 0 | 0 | 0 | [11 empty] | U S Bureau of Reclamation | 100 | U S Bureau of Reclamation | 100
0 | ONeill | 446_G_4 | 446 | G | 4 |  | Pumped Storage |  | WEC_CALN | California | 6 | Merced | 47 | 06047 | 2.4 | 0 | 1967 | 9999 |  |  | N | Pumped Storage | [13 empty] | 0 | 0 | 0 | 0 | [11 empty] | U S Bureau of Reclamation | 100 | U S Bureau of Reclamation | 100
0 | ONeill | 446_G_6 | 446 | G | 6 |  | Pumped Storage |  | WEC_CALN | California | 6 | Merced | 47 | 06047 | 2.4 | 0 | 1967 | 9999 |  |  | N | Pumped Storage | [13 empty] | 0 | 0 | 0 | 0 | [11 empty] | U S Bureau of Reclamation | 100 | U S Bureau of Reclamation | 100
0 | ONeill | 446_G_1 | 446 | G | 1 |  | Pumped Storage |  | WEC_CALN | California | 6 | Merced | 47 | 06047 | 2.4 | 0 | 1968 | 9999 |  |  | N | Pumped Storage | [13 empty] | 0 | 0 | 0 | 0 | [11 empty] | U S Bureau of Reclamation | 100 | U S Bureau of Reclamation | 100
0 | ONeill | 446_G_2 | 446 | G | 2 |  | Pumped Storage |  | WEC_CALN | California | 6 | Merced | 47 | 06047 | 2.4 | 0 | 1968 | 9999 |  |  | N | Pumped Storage | [13 empty] | 0 | 0 | 0 | 0 | [11 empty] | U S Bureau of Reclamation | 100 | U S Bureau of Reclamation | 100
0 | ONeill | 446_G_5 | 446 | G | 5 |  | Pumped Storage |  | WEC_CALN | California | 6 | Merced | 47 | 06047 | 2.4 | 0 | 1968 | 9999 |  |  | N | Pumped Storage | [13 empty] | 0 | 0 | 0 | 0 | [11 empty] | U S Bureau of Reclamation | 100 | U S Bureau of Reclamation | 100
hydro | Parker Dam | 447_G_1 | 447 | G | 1 |  | Hydro |  | WECC_AZ | California | 6 | San Bernardino | 71 | 06071 | 30 | 0 | 1942 | 9999 |  |  | N | Hydro | [13 empty] | 0 | 0 | 0 | 0 | [11 empty] | U S Bureau of Reclamation | 100 | U S Bureau of Reclamation | 100
hydro | Parker Dam | 447_G_3 | 447 | G | 3 |  | Hydro |  | WECC_AZ | California | 6 | San Bernardino | 71 | 06071 | 30 | 0 | 1942 | 9999 |  |  | N | Hydro | [13 empty] | 0 | 0 | 0 | 0 | [11 empty] | U S Bureau of Reclamation | 100 | U S Bureau of Reclamation | 100
hydro | Parker Dam | 447_G_2 | 447 | G | 2 |  | Hydro |  | WECC_AZ | California | 6 | San Bernardino | 71 | 06071 | 30 | 0 | 1943 | 9999 |  |  | N | Hydro | [13 empty] | 0 | 0 | 0 | 0 | [11 empty] | U S Bureau of Reclamation | 100 | U S Bureau of Reclamation | 100
hydro | Parker Dam | 447_G_4 | 447 | G | 4 |  | Hydro |  | WECC_AZ | California | 6 | San Bernardino | 71 | 06071 | 30 | 0 | 1943 | 9999 |  |  | N | Hydro | [13 empty] | 0 | 0 | 0 | 0 | [11 empty] | U S Bureau of Reclamation | 100 | U S Bureau of Reclamation | 100
0 | W R Gianelli | 448_G_3 | 448 | G | 3 |  | Pumped Storage |  | WEC_CALN | California | 6 | Merced | 47 | 06047 | 50 | 0 | 1967 | 9999 |  |  | N | Pumped Storage | [13 empty] | 0 | 0 | 0 | 0 | [11 empty] | California Dept Water Resources | 55 | California Dept Water Resources | 55
0 | W R Gianelli | 448_G_4 | 448 | G | 4 |  | Pumped Storage |  | WEC_CALN | California | 6 | Merced | 47 | 06047 | 50 | 0 | 1967 | 9999 |  |  | N | Pumped Storage | [13 empty] | 0 | 0 | 0 | 0 | [11 empty] | California Dept Water Resources | 55 | California Dept Water Resources | 55
0 | W R Gianelli | 448_G_5 | 448 | G | 5 |  | Pumped Storage |  | WEC_CALN | California | 6 | Merced | 47 | 06047 | 50 | 0 | 1967 | 9999 |  |  | N | Pumped Storage | [13 empty] | 0 | 0 | 0 | 0 | [11 empty] | California Dept Water Resources | 55 | California Dept Water Resources | 55
0 | W R Gianelli | 448_G_6 | 448 | G | 6 |  | Pumped Storage |  | WEC_CALN | California | 6 | Merced | 47 | 06047 | 50 | 0 | 1967 | 9999 |  |  | N | Pumped Storage | [13 empty] | 0 | 0 | 0 | 0 | [11 empty] | California Dept Water Resources | 55 | California Dept Water Resources | 55
0 | W R Gianelli | 448_G_7 | 448 | G | 7 |  | Pumped Storage |  | WEC_CALN | California | 6 | Merced | 47 | 06047 | 50 | 0 | 1967 | 9999 |  |  | N | Pumped Storage | [13 empty] | 0 | 0 | 0 | 0 | [11 empty] | California Dept Water Resources | 55 | California Dept Water Resources | 55
0 | W R Gianelli | 448_G_8 | 448 | G | 8 |  | Pumped Storage |  | WEC_CALN | California | 6 | Merced | 47 | 06047 | 50 | 0 | 1967 | 9999 |  |  | N | Pumped Storage | [13 empty] | 0 | 0 | 0 | 0 | [11 empty] | California Dept Water Resources | 55 | California Dept Water Resources | 55
0 | W R Gianelli | 448_G_1 | 448 | G | 1 |  | Pumped Storage |  | WEC_CALN | California | 6 | Merced | 47 | 06047 | 51 | 0 | 1968 | 9999 |  |  | N | Pumped Storage | [13 empty] | 0 | 0 | 0 | 0 | [11 empty] | California Dept Water Resources | 55 | California Dept Water Resources | 55
0 | W R Gianelli | 448_G_2 | 448 | G | 2 |  | Pumped Storage |  | WEC_CALN | California | 6 | Merced | 47 | 06047 | 50 | 0 | 1968 | 9999 |  |  | N | Pumped Storage | [13 empty] | 0 | 0 | 0 | 0 | [11 empty] | California Dept Water Resources | 55 | California Dept Water Resources | 55
hydro | Spring Creek | 450_G_1 | 450 | G | 1 |  | Hydro |  | WEC_CALN | California | 6 | Shasta | 89 | 06089 | 90 | 0 | 1964 | 9999 |  |  | N | Hydro | [13 empty] | 0 | 0 | 0 | 0 | [11 empty] | U S Bureau of Reclamation | 100 | U S Bureau of Reclamation | 100
hydro | Spring Creek | 450_G_2 | 450 | G | 2 |  | Hydro |  | WEC_CALN | California | 6 | Shasta | 89 | 06089 | 90 | 0 | 1964 | 9999 |  |  | N | Hydro | [13 empty] | 0 | 0 | 0 | 0 | [11 empty] | U S Bureau of Reclamation | 100 | U S Bureau of Reclamation | 100
hydro | Trinity | 451_G_1 | 451 | G | 1 |  | Hydro |  | WEC_CALN | California | 6 | Trinity | 105 | 06105 | 70 | 0 | 1964 | 9999 |  |  | N | Hydro | [13 empty] | 0 | 0 | 0 | 0 | [11 empty] | U S Bureau of Reclamation | 100 | U S Bureau of Reclamation | 100
hydro | Trinity | 451_G_2 | 451 | G | 2 |  | Hydro |  | WEC_CALN | California | 6 | Trinity | 105 | 06105 | 70 | 0 | 1964 | 9999 |  |  | N | Hydro | [13 empty] | 0 | 0 | 0 | 0 | [11 empty] | U S Bureau of Reclamation | 100 | U S Bureau of Reclamation | 100
hydro | Colgate | 454_G_1 | 454 | G | 1 |  | Hydro |  | WEC_CALN | California | 6 | Yuba | 115 | 06115 | 157.5 | 0 | 1969 | 9999 |  |  | N | Hydro | [13 empty] | 0 | 0 | 0 | 0 | [11 empty] | Yuba County Water Agency | 100 | Yuba County Water Agency | 100
hydro | Colgate | 454_G_2 | 454 | G | 2 |  | Hydro |  | WEC_CALN | California | 6 | Yuba | 115 | 06115 | 157.5 | 0 | 1969 | 9999 |  |  | N | Hydro | [13 empty] | 0 | 0 | 0 | 0 | [11 empty] | Yuba County Water Agency | 100 | Yuba County Water Agency | 100
hydro | Narrows 2 | 455_G_1 | 455 | G | 1 |  | Hydro |  | WEC_CALN | California | 6 | Yuba | 115 | 06115 | 46.7 | 0 | 1969 | 9999 |  |  | N | Hydro | [13 empty] | 0 | 0 | 0 | 0 | [11 empty] | Yuba County Water Agency | 100 | Yuba County Water Agency | 100
hydro | Bear Valley | 457_G_HC1 | 457 | G | HC1 |  | Hydro |  | WEC_SDGE | California | 6 | San Diego | 73 | 06073 | 0.7 | 0 | 1986 | 9999 |  |  | N | Hydro | [13 empty] | 0 | 0 | 0 | 0 | [11 empty] | Escondido CA (City of) | 100 | Escondido CA (City of) | 100
hydro | Bear Valley | 457_G_HC2 | 457 | G | HC2 |  | Hydro |  | WEC_SDGE | California | 6 | San Diego | 73 | 06073 | 0.7 | 0 | 1986 | 9999 |  |  | N | Hydro | [13 empty] | 0 | 0 | 0 | 0 | [11 empty] | Escondido CA (City of) | 100 | Escondido CA (City of) | 100
natural gas peaker | Pueblo | 460_G_IC1 | 460 | G | IC1 |  | Combustion Turbine | IC Engine | WECC_CO | Colorado | 8 | Pueblo | 101 | 08101 | 2 | 12283 | 1964 | 9999 |  |  | N | Distillate Fuel Oil | [12 empty] | 1.2 | 1.6498 | 1.6498 | 1.6498 | 1.6498 | [11 empty] | Black Hills Colorado Electric LLC | 100 | Black Hills Corp | 100
natural gas peaker | Pueblo | 460_G_IC3 | 460 | G | IC3 |  | Combustion Turbine | IC Engine | WECC_CO | Colorado | 8 | Pueblo | 101 | 08101 | 2 | 12283 | 1964 | 9999 |  |  | N | Distillate Fuel Oil | [12 empty] | 1.2 | 1.6498 | 1.6498 | 1.6498 | 1.6498 | [11 empty] | Black Hills Colorado Electric LLC | 100 | Black Hills Corp | 100
natural gas peaker | Pueblo | 460_G_IC4 | 460 | G | IC4 |  | Combustion Turbine | IC Engine | WECC_CO | Colorado | 8 | Pueblo | 101 | 08101 | 2 | 12283 | 1964 | 9999 |  |  | N | Distillate Fuel Oil | [12 empty] | 1.2 | 1.6498 | 1.6498 | 1.6498 | 1.6498 | [11 empty] | Black Hills Colorado Electric LLC | 100 | Black Hills Corp | 100
natural gas peaker | Pueblo | 460_G_IC5 | 460 | G | IC5 |  | Combustion Turbine | IC Engine | WECC_CO | Colorado | 8 | Pueblo | 101 | 08101 | 2 | 12283 | 1964 | 9999 |  |  | N | Distillate Fuel Oil | [12 empty] | 1.2 | 1.6498 | 1.6498 | 1.6498 | 1.6498 | [11 empty] | Black Hills Colorado Electric LLC | 100 | Black Hills Corp | 100
hydro | Boulder Canyon Hydro | 466_G_1A | 466 | G | 1A |  | Hydro |  | WECC_CO | Colorado | 8 | Boulder | 13 | 08013 | 5 | 0 | 2013 | 9999 |  |  | N | Hydro | [13 empty] | 0 | 0 | 0 | 0 | [11 empty] | Boulder CO (City of) | 100 | Boulder CO (City of) | 100
0 | Cabin Creek | 467_G_A | 467 | G | A |  | Pumped Storage |  | WECC_CO | Colorado | 8 | Clear Creek | 19 | 08019 | 180.3 | 0 | 1967 | 9999 |  |  | N | Pumped Storage | [13 empty] | 0 | 0 | 0 | 0 | [11 empty] | Public Service Co of Colorado | 100 | Xcel Energy Inc | 100
0 | Cabin Creek | 467_G_B | 467 | G | B |  | Pumped Storage |  | WECC_CO | Colorado | 8 | Clear Creek | 19 | 08019 | 180.3 | 0 | 1967 | 9999 |  |  | N | Pumped Storage | [13 empty] | 0 | 0 | 0 | 0 | [11 empty] | Public Service Co of Colorado | 100 | Xcel Energy Inc | 100
natural gas combined cycle | Cherokee | 469_G_5 | 469 | G | 5 | 90850 | Combined Cycle |  | WECC_CO | Colorado | 8 | Adams | 1 | 08001 | 168 | 7181 | 2015 | 9999 |  |  | N | Natural Gas |  |  |  |  | SCR | [8 empty] | 0.01176 | 0.01176 | 0.01176 | 0.01176 | [11 empty] | Public Service Co of Colorado | 100 | Xcel Energy Inc | 100
natural gas combined cycle | Cherokee | 469_G_6 | 469 | G | 6 | 90851 | Combined Cycle |  | WECC_CO | Colorado | 8 | Adams | 1 | 08001 | 168 | 7181 | 2015 | 9999 |  |  | N | Natural Gas |  |  |  |  | SCR | [8 empty] | 0.01176 | 0.01176 | 0.01176 | 0.01176 | [11 empty] | Public Service Co of Colorado | 100 | Xcel Energy Inc | 100
natural gas combined cycle | Cherokee | 469_G_7 | 469 | G | 7 | 90850 | Combined Cycle |  | WECC_CO | Colorado | 8 | Adams | 1 | 08001 | 240 | 7181 | 2015 | 9999 |  |  | N | Natural Gas |  |  |  |  | SCR | [8 empty] | 0.01176 | 0.01176 | 0.01176 | 0.01176 | [11 empty] | Public Service Co of Colorado | 100 | Xcel Energy Inc | 100
hard coal | Comanche (CO) | 470_B_3 | 470 | B | 3 | 89734 | Coal Steam |  | WECC_CO | Colorado | 8 | Pueblo | 101 | 08101 | 750 | 10459 | 2010 | 2031 | tangential | dry | N | Subbituminous | Dry Scrubber | 2010 | 0.94 | LNC3 | SCR | 2010 |  | B | NA | ACI | 2010 |  | 0.1 | 0.06597 | 0.06597 | 0.06597 | 0.06597 | 0.1 | 0.1 | 0.1 | 0.99 | [7 empty] | Public Service Co of Colorado | 67 | Xcel Energy Inc | 67
hydro | Georgetown Hydro | 472_G_1 | 472 | G | 1 |  | Hydro |  | WECC_CO | Colorado | 8 | Clear Creek | 19 | 08019 | 0.8 | 0 | 1906 | 9999 |  |  | N | Hydro | [13 empty] | 0 | 0 | 0 | 0 | [11 empty] | Public Service Co of Colorado | 100 | Xcel Energy Inc | 100
hydro | Georgetown Hydro | 472_G_2 | 472 | G | 2 |  | Hydro |  | WECC_CO | Colorado | 8 | Clear Creek | 19 | 08019 | 0.8 | 0 | 1908 | 9999 |  |  | N | Hydro | [13 empty] | 0 | 0 | 0 | 0 | [11 empty] | Public Service Co of Colorado | 100 | Xcel Energy Inc | 100
hydro | Shoshone (CO) | 476_G_A | 476 | G | A |  | Hydro |  | WECC_CO | Colorado | 8 | Garfield | 45 | 08045 | 7.5 | 0 | 1909 | 9999 |  |  | N | Hydro | [13 empty] | 0 | 0 | 0 | 0 | [11 empty] | Public Service Co of Colorado | 100 | Xcel Energy Inc | 100
hydro | Shoshone (CO) | 476_G_B | 476 | G | B |  | Hydro |  | WECC_CO | Colorado | 8 | Garfield | 45 | 08045 | 7.5 | 0 | 1909 | 9999 |  |  | N | Hydro | [13 empty] | 0 | 0 | 0 | 0 | [11 empty] | Public Service Co of Colorado | 100 | Xcel Energy Inc | 100
hydro | Temescal | 479_G_1 | 479 | G | 1 |  | Hydro |  | WECC_SCE | California | 6 | Riverside | 65 | 06065 | 2.8 | 0 | 1983 | 9999 |  |  | N | Hydro | [13 empty] | 0 | 0 | 0 | 0 | [11 empty] | Metropolitan Water District | 100 | Metropolitan Water District | 100
hydro | Corona | 480_G_1 | 480 | G | 1 |  | Hydro |  | WECC_SCE | California | 6 | Riverside | 65 | 06065 | 2.8 | 0 | 1983 | 9999 |  |  | N | Hydro | [13 empty] | 0 | 0 | 0 | 0 | [11 empty] | Metropolitan Water District | 100 | Metropolitan Water District | 100
hydro | Perris | 481_G_1 | 481 | G | 1 |  | Hydro |  | WECC_SCE | California | 6 | Riverside | 65 | 06065 | 7.9 | 0 | 1983 | 9999 |  |  | N | Hydro | [13 empty] | 0 | 0 | 0 | 0 | [11 empty] | Metropolitan Water District | 100 | Metropolitan Water District | 100
hydro | Rio Hondo | 482_G_1 | 482 | G | 1 |  | Hydro |  | WECC_SCE | California | 6 | Los Angeles | 37 | 06037 | 1.9 | 0 | 1984 | 9999 |  |  | N | Hydro | [13 empty] | 0 | 0 | 0 | 0 | [11 empty] | Metropolitan Water District | 100 | Metropolitan Water District | 100
hydro | Coyote Creek | 483_G_1 | 483 | G | 1 |  | Hydro |  | WECC_SCE | California | 6 | Orange | 59 | 06059 | 3.1 | 0 | 1984 | 9999 |  |  | N | Hydro | [13 empty] | 0 | 0 | 0 | 0 | [11 empty] | Metropolitan Water District | 100 | Metropolitan Water District | 100
hydro | Red Mountain | 484_G_1 | 484 | G | 1 |  | Hydro |  | WEC_SDGE | California | 6 | San Diego | 73 | 06073 | 5.9 | 0 | 1985 | 9999 |  |  | N | Hydro | [13 empty] | 0 | 0 | 0 | 0 | [11 empty] | Metropolitan Water District | 100 | Metropolitan Water District | 100
hydro | Valley View | 487_G_1 | 487 | G | 1 |  | Hydro |  | WECC_SCE | California | 6 | Orange | 59 | 06059 | 4.1 | 0 | 1985 | 9999 |  |  | N | Hydro | [13 empty] | 0 | 0 | 0 | 0 | [11 empty] | Metropolitan Water District | 100 | Metropolitan Water District | 100
hydro | Upper Dawson | 489_G_1 | 489 | G | 1 |  | Hydro |  | WEC_CALN | California | 6 | Tuolumne | 109 | 06109 | 5.5 | 0 | 1983 | 9999 |  |  | N | Hydro | [13 empty] | 0 | 0 | 0 | 0 | [11 empty] | Turlock Irrigation District | 100 | Turlock Irrigation District | 100
natural gas steam turbine | George Birdsall | 493_B_1 | 493 | B | 1 |  | O/G Steam |  | WECC_CO | Colorado | 8 | El Paso | 41 | 08041 | 16 | 14500 | 1953 | 9999 |  |  | N | Natural Gas, Distillate Fuel Oil | [12 empty] | 1.5 | 0.22476 | 0.22476 | 0.22476 | 0.22476 | [11 empty] | Colorado Springs Utilities | 100 | Colorado Springs Utilities | 100
natural gas steam turbine | George Birdsall | 493_B_2 | 493 | B | 2 |  | O/G Steam |  | WECC_CO | Colorado | 8 | El Paso | 41 | 08041 | 16 | 14500 | 1954 | 9999 |  |  | N | Natural Gas, Distillate Fuel Oil | [12 empty] | 1.5 | 0.26768 | 0.26768 | 0.26768 | 0.26768 | [11 empty] | Colorado Springs Utilities | 100 | Colorado Springs Utilities | 100
natural gas steam turbine | George Birdsall | 493_B_3 | 493 | B | 3 |  | O/G Steam |  | WECC_CO | Colorado | 8 | El Paso | 41 | 08041 | 23 | 14500 | 1957 | 9999 |  |  | N | Natural Gas, Distillate Fuel Oil | [12 empty] | 1.5 | 0.28067 | 0.28067 | 0.28067 | 0.28067 | [11 empty] | Colorado Springs Utilities | 100 | Colorado Springs Utilities | 100
hydro | Manitou Springs | 494_G_2 | 494 | G | 2 |  | Hydro |  | WECC_CO | Colorado | 8 | El Paso | 41 | 08041 | 2.6 | 0 | 1927 | 9999 |  |  | N | Hydro | [13 empty] | 0 | 0 | 0 | 0 | [11 empty] | Colorado Springs Utilities | 100 | Colorado Springs Utilities | 100
hydro | Manitou Springs | 494_G_1 | 494 | G | 1 |  | Hydro |  | WECC_CO | Colorado | 8 | El Paso | 41 | 08041 | 2.5 | 0 | 1939 | 9999 |  |  | N | Hydro | [13 empty] | 0 | 0 | 0 | 0 | [11 empty] | Colorado Springs Utilities | 100 | Colorado Springs Utilities | 100
hydro | Manitou Springs | 494_G_3 | 494 | G | 3 |  | Hydro |  | WECC_CO | Colorado | 8 | El Paso | 41 | 08041 | 0.5 | 0 | 2006 | 9999 |  |  | N | Hydro | [13 empty] | 0 | 0 | 0 | 0 | [11 empty] | Colorado Springs Utilities | 100 | Colorado Springs Utilities | 100
hydro | Ruxton Park | 495_G_1 | 495 | G | 1 |  | Hydro |  | WECC_CO | Colorado | 8 | El Paso | 41 | 08041 | 1 | 0 | 1925 | 9999 |  |  | N | Hydro | [13 empty] | 0 | 0 | 0 | 0 | [11 empty] | Colorado Springs Utilities | 100 | Colorado Springs Utilities | 100
natural gas peaker | Holly | 502_G_EMD | 502 | G | EMD |  | Combustion Turbine | IC Engine | WECC_CO | Colorado | 8 | Prowers | 99 | 08099 | 0.7 | 15943 | 1993 | 9999 |  |  | N | Distillate Fuel Oil | [12 empty] | 1.2 | 1.6498 | 1.6498 | 1.6498 | 1.6498 | [11 empty] | Holly CO (City of) | 100 | Holly CO (City of) | 100
natural gas peaker | Holly | 502_G_5 | 502 | G | 5 |  | Combustion Turbine | IC Engine | WECC_CO | Colorado | 8 | Prowers | 99 | 08099 | 0.3 | 16469 | 2000 | 9999 |  |  | N | Distillate Fuel Oil | [12 empty] | 1.2 | 1.6498 | 1.6498 | 1.6498 | 1.6498 | [11 empty] | Holly CO (City of) | 100 | Holly CO (City of) | 100
natural gas peaker | Holly | 502_G_CAT | 502 | G | CAT |  | Combustion Turbine | IC Engine | WECC_CO | Colorado | 8 | Prowers | 99 | 08099 | 1.7 | 15892 | 2007 | 9999 |  |  | N | Distillate Fuel Oil | [13 empty] | 1.6498 | 1.6498 | 1.6498 | 1.6498 | [11 empty] | Holly CO (City of) | 100 | Holly CO (City of) | 100
natural gas peaker | Julesburg | 504_G_3 | 504 | G | 3 |  | Combustion Turbine | IC Engine | WECC_CO | Colorado | 8 | Sedgwick | 115 | 08115 | 0.2 | 12283 | 1945 | 9999 |  |  | N | Distillate Fuel Oil | [12 empty] | 1.2 | 1.6498 | 1.6498 | 1.6498 | 1.6498 | [11 empty] | Julesburg CO (City of) | 100 | Julesburg CO (City of) | 100
natural gas peaker | Julesburg | 504_G_5 | 504 | G | 5 |  | Combustion Turbine | IC Engine | WECC_CO | Colorado | 8 | Sedgwick | 115 | 08115 | 0.2 | 12283 | 1946 | 9999 |  |  | N | Distillate Fuel Oil | [12 empty] | 1.2 | 1.6498 | 1.6498 | 1.6498 | 1.6498 | [11 empty] | Julesburg CO (City of) | 100 | Julesburg CO (City of) | 100
natural gas peaker | Julesburg | 504_G_1 | 504 | G | 1 |  | Combustion Turbine | IC Engine | WECC_CO | Colorado | 8 | Sedgwick | 115 | 08115 | 0.7 | 12283 | 1951 | 9999 |  |  | N | Distillate Fuel Oil | [12 empty] | 1.2 | 1.6498 | 1.6498 | 1.6498 | 1.6498 | [11 empty] | Julesburg CO (City of) | 100 | Julesburg CO (City of) | 100
natural gas peaker | Julesburg | 504_G_4 | 504 | G | 4 |  | Combustion Turbine | IC Engine | WECC_CO | Colorado | 8 | Sedgwick | 115 | 08115 | 1.1 | 12283 | 1964 | 9999 |  |  | N | Distillate Fuel Oil | [12 empty] | 1.2 | 1.6498 | 1.6498 | 1.6498 | 1.6498 | [11 empty] | Julesburg CO (City of) | 100 | Julesburg CO (City of) | 100
hydro | Boysen | 505_G_1 | 505 | G | 1 |  | Hydro |  | WECC_WY | Wyoming | 56 | Fremont | 13 | 56013 | 8.6 | 0 | 1952 | 9999 |  |  | N | Hydro | [13 empty] | 0 | 0 | 0 | 0 | [11 empty] | U S Bureau of Reclamation | 100 | U S Bureau of Reclamation | 100
hydro | Boysen | 505_G_2 | 505 | G | 2 |  | Hydro |  | WECC_WY | Wyoming | 56 | Fremont | 13 | 56013 | 8.6 | 0 | 1952 | 9999 |  |  | N | Hydro | [13 empty] | 0 | 0 | 0 | 0 | [11 empty] | U S Bureau of Reclamation | 100 | U S Bureau of Reclamation | 100
natural gas peaker | Las Animas | 507_G_1 | 507 | G | 1 |  | Combustion Turbine | IC Engine | WECC_CO | Colorado | 8 | Bent | 11 | 08011 | 0.3 | 12283 | 1941 | 9999 |  |  | N | Distillate Fuel Oil | [12 empty] | 1.2 | 1.6498 | 1.6498 | 1.6498 | 1.6498 | [11 empty] | Las Animas Municipal Light & Power | 100 | Las Animas Municipal Light & Power | 100
natural gas peaker | Las Animas | 507_G_2 | 507 | G | 2 |  | Combustion Turbine | IC Engine | WECC_CO | Colorado | 8 | Bent | 11 | 08011 | 0.3 | 12283 | 1941 | 9999 |  |  | N | Distillate Fuel Oil | [12 empty] | 1.2 | 1.6498 | 1.6498 | 1.6498 | 1.6498 | [11 empty] | Las Animas Municipal Light & Power | 100 | Las Animas Municipal Light & Power | 100
natural gas peaker | Las Animas | 507_G_4 | 507 | G | 4 |  | Combustion Turbine | IC Engine | WECC_CO | Colorado | 8 | Bent | 11 | 08011 | 1 | 12283 | 1951 | 9999 |  |  | N | Distillate Fuel Oil | [12 empty] | 1.2 | 1.6498 | 1.6498 | 1.6498 | 1.6498 | [11 empty] | Las Animas Municipal Light & Power | 100 | Las Animas Municipal Light & Power | 100
natural gas peaker | Las Animas | 507_G_5 | 507 | G | 5 |  | Combustion Turbine | IC Engine | WECC_CO | Colorado | 8 | Bent | 11 | 08011 | 1 | 12283 | 1951 | 9999 |  |  | N | Distillate Fuel Oil | [12 empty] | 1.2 | 1.6498 | 1.6498 | 1.6498 | 1.6498 | [11 empty] | Las Animas Municipal Light & Power | 100 | Las Animas Municipal Light & Power | 100
natural gas peaker | Las Animas | 507_G_6 | 507 | G | 6 |  | Combustion Turbine | IC Engine | WECC_CO | Colorado | 8 | Bent | 11 | 08011 | 2.5 | 12283 | 1967 | 9999 |  |  | N | Distillate Fuel Oil | [12 empty] | 1.2 | 1.6498 | 1.6498 | 1.6498 | 1.6498 | [11 empty] | Las Animas Municipal Light & Power | 100 | Las Animas Municipal Light & Power | 100
onshore wind | Lamar Plant | 508_G_T1-T3 | 508 | G | T1-T3 |  | Onshore Wind |  | WECC_CO | Colorado | 8 | Prowers | 99 | 08099 | 4 | 0 | 2004 | 9999 |  |  | N | Wind | [13 empty] | 0 | 0 | 0 | 0 | [11 empty] | Arkansas River Power Authority | 100 | Arkansas River Power Authority | 100
onshore wind | Lamar Plant | 508_G_T4 | 508 | G | T4 |  | Onshore Wind |  | WECC_CO | Colorado | 8 | Prowers | 99 | 08099 | 1.5 | 0 | 2004 | 9999 |  |  | N | Wind | [13 empty] | 0 | 0 | 0 | 0 | [11 empty] | Arkansas River Power Authority | 100 | Arkansas River Power Authority | 100
geothermal | Sonoma California Geothermal | 510_G_1 | 510 | G | 1 |  | Geothermal |  | WEC_CALN | California | 6 | Lake | 33 | 06033 | 50 | 9771 | 1983 | 9999 |  |  | N | Geothermal | [13 empty] | 0 | 0 | 0 | 0 | 0.3713 | 0.3713 | 0.3713 | [8 empty] | Geysers Power Co LLC | 100 | Energy Capital Partners | 100
natural gas peaker | Trinidad (CO) | 511_G_3 | 511 | G | 3 |  | Combustion Turbine | IC Engine | WECC_CO | Colorado | 8 | Las Animas | 71 | 08071 | 1.9 | 16963 | 1966 | 9999 |  |  | N | Natural Gas | [12 empty] | 1.2 | 1.061 | 1.061 | 1.061 | 1.061 | [11 empty] | Trinidad CO (City of) | 100 | Trinidad CO (City of) | 100
natural gas peaker | Trinidad (CO) | 511_G_4 | 511 | G | 4 |  | Combustion Turbine | IC Engine | WECC_CO | Colorado | 8 | Las Animas | 71 | 08071 | 1.9 | 16963 | 1966 | 9999 |  |  | N | Natural Gas | [12 empty] | 1.2 | 1.061 | 1.061 | 1.061 | 1.061 | [11 empty] | Trinidad CO (City of) | 100 | Trinidad CO (City of) | 100
natural gas peaker | Trinidad (CO) | 511_G_5 | 511 | G | 5 |  | Combustion Turbine | IC Engine | WECC_CO | Colorado | 8 | Las Animas | 71 | 08071 | 1.8 | 10745 | 1999 | 9999 |  |  | N | Distillate Fuel Oil | [12 empty] | 1.2 | 1.6498 | 1.6498 | 1.6498 | 1.6498 | [11 empty] | Arkansas River Power Authority | 100 | Arkansas River Power Authority | 100
natural gas peaker | Trinidad (CO) | 511_G_6 | 511 | G | 6 |  | Combustion Turbine | IC Engine | WECC_CO | Colorado | 8 | Las Animas | 71 | 08071 | 1.8 | 10745 | 1999 | 9999 |  |  | N | Distillate Fuel Oil | [12 empty] | 1.2 | 1.6498 | 1.6498 | 1.6498 | 1.6498 | [11 empty] | Arkansas River Power Authority | 100 | Arkansas River Power Authority | 100
natural gas peaker | Trinidad (CO) | 511_G_7 | 511 | G | 7 |  | Combustion Turbine | IC Engine | WECC_CO | Colorado | 8 | Las Animas | 71 | 08071 | 1.8 | 10745 | 1999 | 9999 |  |  | N | Distillate Fuel Oil | [12 empty] | 1.2 | 1.6498 | 1.6498 | 1.6498 | 1.6498 | [11 empty] | Arkansas River Power Authority | 100 | Arkansas River Power Authority | 100
hydro | Blue Mesa | 512_G_1 | 512 | G | 1 |  | Hydro |  | WECC_CO | Colorado | 8 | Gunnison | 51 | 08051 | 43.2 | 0 | 1967 | 9999 |  |  | N | Hydro | [13 empty] | 0 | 0 | 0 | 0 | [11 empty] | U S Bureau of Reclamation | 100 | U S Bureau of Reclamation | 100
hydro | Blue Mesa | 512_G_2 | 512 | G | 2 |  | Hydro |  | WECC_CO | Colorado | 8 | Gunnison | 51 | 08051 | 43.2 | 0 | 1967 | 9999 |  |  | N | Hydro | [13 empty] | 0 | 0 | 0 | 0 | [11 empty] | U S Bureau of Reclamation | 100 | U S Bureau of Reclamation | 100
hydro | Estes | 513_G_1 | 513 | G | 1 |  | Hydro |  | WECC_CO | Colorado | 8 | Larimer | 69 | 08069 | 17.2 | 0 | 1950 | 9999 |  |  | N | Hydro | [13 empty] | 0 | 0 | 0 | 0 | [11 empty] | U S Bureau of Reclamation | 100 | U S Bureau of Reclamation | 100
hydro | Estes | 513_G_2 | 513 | G | 2 |  | Hydro |  | WECC_CO | Colorado | 8 | Larimer | 69 | 08069 | 17.2 | 0 | 1950 | 9999 |  |  | N | Hydro | [13 empty] | 0 | 0 | 0 | 0 | [11 empty] | U S Bureau of Reclamation | 100 | U S Bureau of Reclamation | 100
hydro | Estes | 513_G_3 | 513 | G | 3 |  | Hydro |  | WECC_CO | Colorado | 8 | Larimer | 69 | 08069 | 17.2 | 0 | 1950 | 9999 |  |  | N | Hydro | [13 empty] | 0 | 0 | 0 | 0 | [11 empty] | U S Bureau of Reclamation | 100 | U S Bureau of Reclamation | 100
hydro | Morrow Point | 514_G_1 | 514 | G | 1 |  | Hydro |  | WECC_CO | Colorado | 8 | Montrose | 85 | 08085 | 86.6 | 0 | 1970 | 9999 |  |  | N | Hydro | [13 empty] | 0 | 0 | 0 | 0 | [11 empty] | U S Bureau of Reclamation | 100 | U S Bureau of Reclamation | 100
hydro | Morrow Point | 514_G_2 | 514 | G | 2 |  | Hydro |  | WECC_CO | Colorado | 8 | Montrose | 85 | 08085 | 86.6 | 0 | 1971 | 9999 |  |  | N | Hydro | [13 empty] | 0 | 0 | 0 | 0 | [11 empty] | U S Bureau of Reclamation | 100 | U S Bureau of Reclamation | 100
hydro | Big Thompson | 515_G_1 | 515 | G | 1 |  | Hydro |  | WECC_CO | Colorado | 8 | Larimer | 69 | 08069 | 5.2 | 0 | 1959 | 9999 |  |  | N | Hydro | [13 empty] | 0 | 0 | 0 | 0 | [11 empty] | U S Bureau of Reclamation | 100 | U S Bureau of Reclamation | 100
hydro | Green Mountain | 516_G_1 | 516 | G | 1 |  | Hydro |  | WECC_CO | Colorado | 8 | Summit | 117 | 08117 | 13 | 0 | 1943 | 9999 |  |  | N | Hydro | [13 empty] | 0 | 0 | 0 | 0 | [11 empty] | U S Bureau of Reclamation | 100 | U S Bureau of Reclamation | 100
hydro | Green Mountain | 516_G_2 | 516 | G | 2 |  | Hydro |  | WECC_CO | Colorado | 8 | Summit | 117 | 08117 | 13 | 0 | 1943 | 9999 |  |  | N | Hydro | [13 empty] | 0 | 0 | 0 | 0 | [11 empty] | U S Bureau of Reclamation | 100 | U S Bureau of Reclamation | 100
hydro | Marys Lake | 517_G_1 | 517 | G | 1 |  | Hydro |  | WECC_CO | Colorado | 8 | Larimer | 69 | 08069 | 9.3 | 0 | 1951 | 9999 |  |  | N | Hydro | [13 empty] | 0 | 0 | 0 | 0 | [11 empty] | U S Bureau of Reclamation | 100 | U S Bureau of Reclamation | 100
hydro | Flatiron | 518_G_1 | 518 | G | 1 |  | Hydro |  | WECC_CO | Colorado | 8 | Larimer | 69 | 08069 | 43 | 0 | 1954 | 9999 |  |  | N | Hydro | [13 empty] | 0 | 0 | 0 | 0 | [11 empty] | U S Bureau of Reclamation | 100 | U S Bureau of Reclamation | 100
hydro | Flatiron | 518_G_2 | 518 | G | 2 |  | Hydro |  | WECC_CO | Colorado | 8 | Larimer | 69 | 08069 | 43 | 0 | 1954 | 9999 |  |  | N | Hydro | [13 empty] | 0 | 0 | 0 | 0 | [11 empty] | U S Bureau of Reclamation | 100 | U S Bureau of Reclamation | 100
0 | Flatiron | 518_G_3 | 518 | G | 3 |  | Pumped Storage |  | WECC_CO | Colorado | 8 | Larimer | 69 | 08069 | 8.5 | 0 | 1954 | 9999 |  |  | N | Pumped Storage | [13 empty] | 0 | 0 | 0 | 0 | [11 empty] | U S Bureau of Reclamation | 100 | U S Bureau of Reclamation | 100
hydro | Pole Hill | 519_G_1 | 519 | G | 1 |  | Hydro |  | WECC_CO | Colorado | 8 | Larimer | 69 | 08069 | 38.2 | 0 | 1954 | 9999 |  |  | N | Hydro | [13 empty] | 0 | 0 | 0 | 0 | [11 empty] | U S Bureau of Reclamation | 100 | U S Bureau of Reclamation | 100
hydro | Lower Molina | 520_G_1 | 520 | G | 1 |  | Hydro |  | WECC_CO | Colorado | 8 | Mesa | 77 | 08077 | 5.6 | 0 | 1962 | 9999 |  |  | N | Hydro | [13 empty] | 0 | 0 | 0 | 0 | [11 empty] | U S Bureau of Reclamation | 100 | U S Bureau of Reclamation | 100
hydro | Upper Molina | 521_G_1 | 521 | G | 1 |  | Hydro |  | WECC_CO | Colorado | 8 | Mesa | 77 | 08077 | 9.9 | 0 | 1962 | 9999 |  |  | N | Hydro | [13 empty] | 0 | 0 | 0 | 0 | [11 empty] | U S Bureau of Reclamation | 100 | U S Bureau of Reclamation | 100
hard coal | Hayden | 525_B_H1 | 525 | B | H1 | 317 | Coal Steam |  | WECC_CO | Colorado | 8 | Routt | 107 | 08107 | 179 | 10910 | 1976 | 2029 | wall | dry | N | Bituminous | Dry Scrubber | 1998 | 0.87 | LNBO | SCR | 2015 |  | B | NA |  |  |  | 0.13 | 0.25112 | 0.04781 | 0.25112 | 0.04781 | 0.05 | 0.1 | 1 | 0.92 | [6 empty] | Yes | Public Service Co of Colorado | 75.5 | Xcel Energy Inc | 75.5
hydro | Camp Far West | 531_G_1 | 531 | G | 1 |  | Hydro |  | WEC_CALN | California | 6 | Placer | 61 | 06061 | 7.2 | 0 | 1985 | 9999 |  |  | N | Hydro | [13 empty] | 0 | 0 | 0 | 0 | [11 empty] | South Sutter Water District | 100 | South Sutter Water District | 100
natural gas combined cycle | McWilliams | 533_G_1 | 533 | G | 1 | 320 | Combined Cycle |  | S_SOU | Alabama | 1 | Covington | 39 | 01039 | 9 | 7534 | 1954 | 9999 |  |  | N | Natural Gas, Distillate Fuel Oil |  |  |  | DLNB + H2O | [9 empty] | 0.0484 | 0.0484 | 0.0484 | 0.0484 | [11 empty] | PowerSouth Energy Coop | 100 | PowerSouth Energy Coop | 100
natural gas combined cycle | McWilliams | 533_G_2 | 533 | G | 2 | 320 | Combined Cycle |  | S_SOU | Alabama | 1 | Covington | 39 | 01039 | 9 | 7534 | 1954 | 9999 |  |  | N | Natural Gas, Distillate Fuel Oil |  |  |  | DLNB + H2O | [9 empty] | 0.0484 | 0.0484 | 0.0484 | 0.0484 | [11 empty] | PowerSouth Energy Coop | 100 | PowerSouth Energy Coop | 100
natural gas combined cycle | McWilliams | 533_G_3 | 533 | G | 3 | 320 | Combined Cycle |  | S_SOU | Alabama | 1 | Covington | 39 | 01039 | 22 | 7534 | 1959 | 9999 |  |  | N | Natural Gas, Distillate Fuel Oil |  |  |  | DLNB + H2O | [9 empty] | 0.0484 | 0.0484 | 0.0484 | 0.0484 | [11 empty] | PowerSouth Energy Coop | 100 | PowerSouth Energy Coop | 100
natural gas combined cycle | McWilliams | 533_G_4 | 533 | G | 4 | 320 | Combined Cycle |  | S_SOU | Alabama | 1 | Covington | 39 | 01039 | 108 | 7534 | 1996 | 9999 |  |  | N | Natural Gas, Distillate Fuel Oil |  |  |  | DLNB + H2O | [9 empty] | 0.0484 | 0.0484 | 0.0484 | 0.0484 | [11 empty] | PowerSouth Energy Coop | 100 | PowerSouth Energy Coop | 100
natural gas combined cycle | McWilliams | 533_G_VAN1 | 533 | G | VAN1 | 324 | Combined Cycle |  | S_SOU | Alabama | 1 | Covington | 39 | 01039 | 171 | 7534 | 2002 | 9999 |  |  | N | Natural Gas |  |  |  | DLNB | SCR | [8 empty] | 0.011282 | 0.011282 | 0.011282 | 0.011282 | [11 empty] | PowerSouth Energy Coop | 100 | PowerSouth Energy Coop | 100
natural gas combined cycle | McWilliams | 533_G_VAN2 | 533 | G | VAN2 | 325 | Combined Cycle |  | S_SOU | Alabama | 1 | Covington | 39 | 01039 | 168 | 7534 | 2002 | 9999 |  |  | N | Natural Gas |  |  |  | DLNB | SCR | [8 empty] | 0.011282 | 0.011282 | 0.011282 | 0.011282 | [11 empty] | PowerSouth Energy Coop | 100 | PowerSouth Energy Coop | 100
natural gas combined cycle | McWilliams | 533_G_VAN3 | 533 | G | VAN3 | 324 | Combined Cycle |  | S_SOU | Alabama | 1 | Covington | 39 | 01039 | 176 | 7534 | 2002 | 9999 | other |  | N | Natural Gas |  |  |  | DLNB | SCR | [8 empty] | 0.011282 | 0.011282 | 0.011282 | 0.011282 | [11 empty] | PowerSouth Energy Coop | 100 | PowerSouth Energy Coop | 100
hydro | Jones Fork | 534_G_1 | 534 | G | 1 |  | Hydro |  | WEC_BANC | California | 6 | El Dorado | 17 | 06017 | 10 | 0 | 1985 | 9999 |  |  | N | Hydro | [13 empty] | 0 | 0 | 0 | 0 | [11 empty] | Sacramento Municipal Utility District | 100 | Sacramento Municipal Utility District | 100
natural gas peaker | McClellan (CA) | 535_G_1 | 535 | G | 1 |  | Combustion Turbine |  | WEC_BANC | California | 6 | Sacramento | 67 | 06067 | 77 | 12783 | 1986 | 9999 |  |  | N | Natural Gas | [12 empty] | 0.74 | 0.06694 | 0.06694 | 0.06694 | 0.06694 | [11 empty] | Sacramento Municipal Utility District | 100 | Sacramento Municipal Utility District | 100
hydro | Camanche | 537_G_1 | 537 | G | 1 |  | Hydro |  | WEC_CALN | California | 6 | San Joaquin | 77 | 06077 | 3.5 | 0 | 1983 | 9999 |  |  | N | Hydro | [13 empty] | 0 | 0 | 0 | 0 | [11 empty] | East Bay Municipal Utility District | 100 | East Bay Municipal Utility District | 100
hydro | Camanche | 537_G_2 | 537 | G | 2 |  | Hydro |  | WEC_CALN | California | 6 | San Joaquin | 77 | 06077 | 3.5 | 0 | 1983 | 9999 |  |  | N | Hydro | [13 empty] | 0 | 0 | 0 | 0 | [11 empty] | East Bay Municipal Utility District | 100 | East Bay Municipal Utility District | 100
hydro | Camanche | 537_G_3 | 537 | G | 3 |  | Hydro |  | WEC_CALN | California | 6 | San Joaquin | 77 | 06077 | 3.5 | 0 | 1983 | 9999 |  |  | N | Hydro | [13 empty] | 0 | 0 | 0 | 0 | [11 empty] | East Bay Municipal Utility District | 100 | East Bay Municipal Utility District | 100
0 | Rocky River (CT) | 539_G_2 | 539 | G | 2 |  | Pumped Storage |  | NENG_CT | Connecticut | 9 | Litchfield | 5 | 09005 | 2 | 0 | 1928 | 9999 |  |  | N | Pumped Storage | [13 empty] | 0 | 0 | 0 | 0 | [11 empty] | FirstLight CT Housatonic LLC | 100 | Public Sector Pension Investment Board | 100
0 | Rocky River (CT) | 539_G_3 | 539 | G | 3 |  | Pumped Storage |  | NENG_CT | Connecticut | 9 | Litchfield | 5 | 09005 | 25.4 | 0 | 1928 | 9999 |  |  | N | Pumped Storage | [13 empty] | 0 | 0 | 0 | 0 | [11 empty] | FirstLight CT Housatonic LLC | 100 | Public Sector Pension Investment Board | 100
0 | Rocky River (CT) | 539_G_1 | 539 | G | 1 |  | Pumped Storage |  | NENG_CT | Connecticut | 9 | Litchfield | 5 | 09005 | 2 | 0 | 1929 | 9999 |  |  | N | Pumped Storage | [13 empty] | 0 | 0 | 0 | 0 | [11 empty] | FirstLight CT Housatonic LLC | 100 | Public Sector Pension Investment Board | 100
natural gas peaker | Branford | 540_G_UN10 | 540 | G | UN10 | 326 | Combustion Turbine |  | NENG_CT | Connecticut | 9 | New Haven | 9 | 09009 | 17.4 | 13749 | 1967 | 9999 |  |  | N | Distillate Fuel Oil |  |  |  | H2O | [8 empty] | 0.33 | 0.15 | 0.15 | 0.15 | 0.15 | [11 empty] | Connecticut Jet Power LLC | 100 | ArcLight Capital Partners LLC | 100
hydro | Bulls Bridge | 541_G_1 | 541 | G | 1 |  | Hydro |  | NENG_CT | Connecticut | 9 | Litchfield | 5 | 09005 | 1.4 | 0 | 1903 | 9999 |  |  | N | Hydro | [13 empty] | 0 | 0 | 0 | 0 | [11 empty] | FirstLight CT Housatonic LLC | 100 | Public Sector Pension Investment Board | 100
hydro | Bulls Bridge | 541_G_2 | 541 | G | 2 |  | Hydro |  | NENG_CT | Connecticut | 9 | Litchfield | 5 | 09005 | 1.4 | 0 | 1903 | 9999 |  |  | N | Hydro | [13 empty] | 0 | 0 | 0 | 0 | [11 empty] | FirstLight CT Housatonic LLC | 100 | Public Sector Pension Investment Board | 100
hydro | Bulls Bridge | 541_G_3 | 541 | G | 3 |  | Hydro |  | NENG_CT | Connecticut | 9 | Litchfield | 5 | 09005 | 1.4 | 0 | 1903 | 9999 |  |  | N | Hydro | [13 empty] | 0 | 0 | 0 | 0 | [11 empty] | FirstLight CT Housatonic LLC | 100 | Public Sector Pension Investment Board | 100
hydro | Bulls Bridge | 541_G_4 | 541 | G | 4 |  | Hydro |  | NENG_CT | Connecticut | 9 | Litchfield | 5 | 09005 | 1.4 | 0 | 1903 | 9999 |  |  | N | Hydro | [13 empty] | 0 | 0 | 0 | 0 | [11 empty] | FirstLight CT Housatonic LLC | 100 | Public Sector Pension Investment Board | 100
hydro | Bulls Bridge | 541_G_5 | 541 | G | 5 |  | Hydro |  | NENG_CT | Connecticut | 9 | Litchfield | 5 | 09005 | 1.4 | 0 | 1903 | 9999 |  |  | N | Hydro | [13 empty] | 0 | 0 | 0 | 0 | [11 empty] | FirstLight CT Housatonic LLC | 100 | Public Sector Pension Investment Board | 100
hydro | Bulls Bridge | 541_G_6 | 541 | G | 6 |  | Hydro |  | NENG_CT | Connecticut | 9 | Litchfield | 5 | 09005 | 1.4 | 0 | 1903 | 9999 |  |  | N | Hydro | [13 empty] | 0 | 0 | 0 | 0 | [11 empty] | FirstLight CT Housatonic LLC | 100 | Public Sector Pension Investment Board | 100
natural gas peaker | Cos Cob | 542_G_UN10 | 542 | G | UN10 | 327 | Combustion Turbine |  | NENG_CT | Connecticut | 9 | Fairfield | 1 | 09001 | 19.1 | 13246 | 1969 | 9999 |  |  | N | Distillate Fuel Oil |  |  |  | H2O | [8 empty] | 0.002 | 0.15 | 0.15 | 0.15 | 0.15 | [11 empty] | Connecticut Jet Power LLC | 100 | ArcLight Capital Partners LLC | 100
natural gas peaker | Cos Cob | 542_G_UN11 | 542 | G | UN11 | 328 | Combustion Turbine |  | NENG_CT | Connecticut | 9 | Fairfield | 1 | 09001 | 18.7 | 13244 | 1969 | 9999 |  |  | N | Distillate Fuel Oil |  |  |  | H2O | [8 empty] | 0.002 | 0.15 | 0.15 | 0.15 | 0.15 | [11 empty] | Connecticut Jet Power LLC | 100 | ArcLight Capital Partners LLC | 100
natural gas peaker | Cos Cob | 542_G_UN12 | 542 | G | UN12 | 329 | Combustion Turbine |  | NENG_CT | Connecticut | 9 | Fairfield | 1 | 09001 | 19.1 | 13246 | 1969 | 9999 |  |  | N | Distillate Fuel Oil |  |  |  | H2O | [8 empty] | 0.002 | 0.15 | 0.15 | 0.15 | 0.15 | [11 empty] | Connecticut Jet Power LLC | 100 | ArcLight Capital Partners LLC | 100
natural gas peaker | Cos Cob | 542_G_UN13 | 542 | G | UN13 | 90364 | Combustion Turbine |  | NENG_CT | Connecticut | 9 | Fairfield | 1 | 09001 | 19.1 | 13246 | 2008 | 9999 |  |  | N | Distillate Fuel Oil |  |  |  | H2O | [8 empty] | 0.002 | 0.15 | 0.15 | 0.15 | 0.15 | [11 empty] | Middletown Operations Inc | 100 | ArcLight Capital Partners LLC | 100
natural gas peaker | Cos Cob | 542_G_un14 | 542 | G | un14 | 90365 | Combustion Turbine |  | NENG_CT | Connecticut | 9 | Fairfield | 1 | 09001 | 19.6 | 13243 | 2008 | 9999 |  |  | N | Distillate Fuel Oil |  |  |  | H2O | [8 empty] | 0.002 | 0.15 | 0.15 | 0.15 | 0.15 | [11 empty] | Middletown Operations Inc | 100 | ArcLight Capital Partners LLC | 100
natural gas peaker | Devon Station | 544_G_10 | 544 | G | 10 | 330 | Combustion Turbine |  | NENG_CT | Connecticut | 9 | New Haven | 9 | 09009 | 14.4 | 10783 | 1985 | 9999 |  |  | N | Distillate Fuel Oil | [12 empty] | 0.33 | 1.2006 | 1.2006 | 1.2006 | 1.2006 | [11 empty] | Devon Power LLC | 100 | ArcLight Capital Partners LLC | 100
natural gas peaker | Devon Station | 544_G_11 | 544 | G | 11 | 331 | Combustion Turbine |  | NENG_CT | Connecticut | 9 | New Haven | 9 | 09009 | 29.3 | 10782 | 1996 | 9999 |  |  | N | Natural Gas, Distillate Fuel Oil |  |  |  | H2O | [8 empty] | 0.04 | 0.15 | 0.15 | 0.15 | 0.15 | [11 empty] | Devon Power LLC | 100 | ArcLight Capital Partners LLC | 100
natural gas peaker | Devon Station | 544_G_12 | 544 | G | 12 | 332 | Combustion Turbine |  | NENG_CT | Connecticut | 9 | New Haven | 9 | 09009 | 29.2 | 10783 | 1996 | 9999 |  |  | N | Natural Gas, Distillate Fuel Oil |  |  |  | H2O | [8 empty] | 0.04 | 0.15 | 0.15 | 0.15 | 0.15 | [11 empty] | Devon Power LLC | 100 | ArcLight Capital Partners LLC | 100
natural gas peaker | Devon Station | 544_G_13 | 544 | G | 13 | 333 | Combustion Turbine |  | NENG_CT | Connecticut | 9 | New Haven | 9 | 09009 | 29.9 | 10782 | 1996 | 9999 |  |  | N | Natural Gas, Distillate Fuel Oil |  |  |  | H2O | [8 empty] | 0.04 | 0.15 | 0.15 | 0.15 | 0.15 | [11 empty] | Devon Power LLC | 100 | ArcLight Capital Partners LLC | 100
natural gas peaker | Devon Station | 544_G_14 | 544 | G | 14 | 334 | Combustion Turbine |  | NENG_CT | Connecticut | 9 | New Haven | 9 | 09009 | 29.7 | 10782 | 1996 | 9999 |  |  | N | Natural Gas, Distillate Fuel Oil |  |  |  | H2O | [8 empty] | 0.04 | 0.15 | 0.15 | 0.15 | 0.15 | [11 empty] | Devon Power LLC | 100 | ArcLight Capital Partners LLC | 100
natural gas steam turbine | Montville Station | 546_B_5 | 546 | B | 5 | 343 | O/G Steam |  | NENG_CT | Connecticut | 9 | New London | 11 | 09011 | 81 | 12434 | 1954 | 9999 | tangential | dry | N | Natural Gas, Residual Fuel Oil |  |  |  | BF |  |  |  | ESPC | No |  |  |  | 0.3 | 0.06288 | 0.06288 | 0.06288 | 0.06288 | [11 empty] | Montville Operations Inc | 100 | ArcLight Capital Partners LLC | 100
natural gas peaker | Montville Station | 546_G_10 | 546 | G | 10 |  | Combustion Turbine | IC Engine | NENG_CT | Connecticut | 9 | New London | 11 | 09011 | 2.7 | 11367 | 1967 | 9999 |  |  | N | Distillate Fuel Oil | [12 empty] | 0.055 | 2.5232 | 2.5232 | 2.5232 | 2.5232 | [11 empty] | Montville Operations Inc | 100 | ArcLight Capital Partners LLC | 100
natural gas peaker | Montville Station | 546_G_11 | 546 | G | 11 |  | Combustion Turbine | IC Engine | NENG_CT | Connecticut | 9 | New London | 11 | 09011 | 2.7 | 11422 | 1967 | 9999 |  |  | N | Distillate Fuel Oil | [12 empty] | 0.055 | 2.6059 | 2.6059 | 2.6059 | 2.6059 | [11 empty] | Montville Operations Inc | 100 | ArcLight Capital Partners LLC | 100
natural gas steam turbine | Montville Station | 546_B_6 | 546 | B | 6 | 344 | O/G Steam |  | NENG_CT | Connecticut | 9 | New London | 11 | 09011 | 410 | 12513 | 1971 | 9999 | tangential | dry | N | Residual Fuel Oil |  |  | 0.72 | BF | [8 empty] | 0.3 | 0.01499 | 0.01499 | 0.01499 | 0.01499 | [11 empty] | Montville Operations Inc | 100 | ArcLight Capital Partners LLC | 100
0 | Northfield Mountain | 547_G_4 | 547 | G | 4 |  | Pumped Storage |  | NENGREST | Massachusetts | 25 | Franklin | 11 | 25011 | 292 | 0 | 1972 | 9999 |  |  | N | Pumped Storage | [13 empty] | 0 | 0 | 0 | 0 | [11 empty] | Northfield Mountain LLC | 100 | Public Sector Pension Investment Board | 100
0 | Northfield Mountain | 547_G_1 | 547 | G | 1 |  | Pumped Storage |  | NENGREST | Massachusetts | 25 | Franklin | 11 | 25011 | 292 | 0 | 1973 | 9999 |  |  | N | Pumped Storage | [13 empty] | 0 | 0 | 0 | 0 | [11 empty] | Northfield Mountain LLC | 100 | Public Sector Pension Investment Board | 100
0 | Northfield Mountain | 547_G_2 | 547 | G | 2 |  | Pumped Storage |  | NENGREST | Massachusetts | 25 | Franklin | 11 | 25011 | 292 | 0 | 1973 | 9999 |  |  | N | Pumped Storage | [13 empty] | 0 | 0 | 0 | 0 | [11 empty] | Northfield Mountain LLC | 100 | Public Sector Pension Investment Board | 100
0 | Northfield Mountain | 547_G_3 | 547 | G | 3 |  | Pumped Storage |  | NENGREST | Massachusetts | 25 | Franklin | 11 | 25011 | 292 | 0 | 1973 | 9999 |  |  | N | Pumped Storage | [13 empty] | 0 | 0 | 0 | 0 | [11 empty] | Northfield Mountain LLC | 100 | Public Sector Pension Investment Board | 100
biomass | Kettle Falls Generating Station | 550_B_1 | 550 | B | 1 |  | Biomass |  | WECC_PNW | Washington | 53 | Stevens | 65 | 53065 | 50 | 14662 | 1984 | 9999 |  |  | N | Biomass |  |  |  | other |  |  |  | ESPH + C | No |  |  |  |  | 0.17209 | 0.17209 | 0.17209 | 0.17209 | [11 empty] | Avista Corp | 100 | Avista Corp | 100
natural gas peaker | Kettle Falls Generating Station | 550_G_2 | 550 | G | 2 |  | Combustion Turbine |  | WECC_PNW | Washington | 53 | Stevens | 65 | 53065 | 6.2 | 11878 | 2002 | 9999 |  |  | N | Natural Gas | [12 empty] | 2.63 | 0.09038 | 0.09038 | 0.09038 | 0.09038 | [11 empty] | Avista Corp | 100 | Avista Corp | 100
hydro | Scotland Dam | 551_G_1 | 551 | G | 1 |  | Hydro |  | NENG_CT | Connecticut | 9 | Windham | 15 | 09015 | 1.7 | 0 | 1937 | 9999 |  |  | N | Hydro | [13 empty] | 0 | 0 | 0 | 0 | [11 empty] | FirstLight CT Hydro LLC | 100 | Public Sector Pension Investment Board | 100
hydro | Shepaug | 552_G_1 | 552 | G | 1 |  | Hydro |  | NENG_CT | Connecticut | 9 | New Haven | 9 | 09009 | 41.5 | 0 | 1955 | 9999 |  |  | N | Hydro | [13 empty] | 0 | 0 | 0 | 0 | [11 empty] | FirstLight CT Housatonic LLC | 100 | Public Sector Pension Investment Board | 100
hydro | Stevenson | 553_G_1 | 553 | G | 1 |  | Hydro |  | NENG_CT | Connecticut | 9 | Fairfield | 1 | 09001 | 7.1 | 0 | 1919 | 9999 |  |  | N | Hydro | [13 empty] | 0 | 0 | 0 | 0 | [11 empty] | FirstLight CT Housatonic LLC | 100 | Public Sector Pension Investment Board | 100
hydro | Stevenson | 553_G_2 | 553 | G | 2 |  | Hydro |  | NENG_CT | Connecticut | 9 | Fairfield | 1 | 09001 | 7.1 | 0 | 1919 | 9999 |  |  | N | Hydro | [13 empty] | 0 | 0 | 0 | 0 | [11 empty] | FirstLight CT Housatonic LLC | 100 | Public Sector Pension Investment Board | 100
hydro | Stevenson | 553_G_3 | 553 | G | 3 |  | Hydro |  | NENG_CT | Connecticut | 9 | Fairfield | 1 | 09001 | 7.1 | 0 | 1919 | 9999 |  |  | N | Hydro | [13 empty] | 0 | 0 | 0 | 0 | [11 empty] | FirstLight CT Housatonic LLC | 100 | Public Sector Pension Investment Board | 100
hydro | Stevenson | 553_G_4 | 553 | G | 4 |  | Hydro |  | NENG_CT | Connecticut | 9 | Fairfield | 1 | 09001 | 7.6 | 0 | 1936 | 9999 |  |  | N | Hydro | [13 empty] | 0 | 0 | 0 | 0 | [11 empty] | FirstLight CT Housatonic LLC | 100 | Public Sector Pension Investment Board | 100
hydro | Taftville | 554_G_2 | 554 | G | 2 |  | Hydro |  | NENG_CT | Connecticut | 9 | New London | 11 | 09011 | 0.4 | 0 | 1906 | 9999 |  |  | N | Hydro | [13 empty] | 0 | 0 | 0 | 0 | [11 empty] | FirstLight CT Hydro LLC | 100 | Public Sector Pension Investment Board | 100
hydro | Taftville | 554_G_3 | 554 | G | 3 |  | Hydro |  | NENG_CT | Connecticut | 9 | New London | 11 | 09011 | 0.4 | 0 | 1906 | 9999 |  |  | N | Hydro | [13 empty] | 0 | 0 | 0 | 0 | [11 empty] | FirstLight CT Hydro LLC | 100 | Public Sector Pension Investment Board | 100
hydro | Taftville | 554_G_1 | 554 | G | 1 |  | Hydro |  | NENG_CT | Connecticut | 9 | New London | 11 | 09011 | 0.4 | 0 | 1926 | 9999 |  |  | N | Hydro | [13 empty] | 0 | 0 | 0 | 0 | [11 empty] | FirstLight CT Hydro LLC | 100 | Public Sector Pension Investment Board | 100
hydro | Taftville | 554_G_4 | 554 | G | 4 |  | Hydro |  | NENG_CT | Connecticut | 9 | New London | 11 | 09011 | 0.4 | 0 | 1949 | 9999 |  |  | N | Hydro | [13 empty] | 0 | 0 | 0 | 0 | [11 empty] | FirstLight CT Hydro LLC | 100 | Public Sector Pension Investment Board | 100
hydro | Taftville | 554_G_5 | 554 | G | 5 |  | Hydro |  | NENG_CT | Connecticut | 9 | New London | 11 | 09011 | 0.4 | 0 | 1949 | 9999 |  |  | N | Hydro | [13 empty] | 0 | 0 | 0 | 0 | [11 empty] | FirstLight CT Hydro LLC | 100 | Public Sector Pension Investment Board | 100
hydro | Tunnel | 557_G_1 | 557 | G | 1 |  | Hydro |  | NENG_CT | Connecticut | 9 | New London | 11 | 09011 | 0.8 | 0 | 1919 | 9999 |  |  | N | Hydro | [13 empty] | 0 | 0 | 0 | 0 | [11 empty] | FirstLight CT Hydro LLC | 100 | Public Sector Pension Investment Board | 100
hydro | Tunnel | 557_G_2 | 557 | G | 2 |  | Hydro |  | NENG_CT | Connecticut | 9 | New London | 11 | 09011 | 0.8 | 0 | 1949 | 9999 |  |  | N | Hydro | [13 empty] | 0 | 0 | 0 | 0 | [11 empty] | FirstLight CT Hydro LLC | 100 | Public Sector Pension Investment Board | 100
natural gas peaker | Tunnel | 557_G_10 | 557 | G | 10 | 349 | Combustion Turbine |  | NENG_CT | Connecticut | 9 | New London | 11 | 09011 | 16.5 | 14168 | 1969 | 9999 |  |  | N | Distillate Fuel Oil | [12 empty] | 0.33 | 0.15 | 0.15 | 0.15 | 0.15 | [11 empty] | FirstLight CT Hydro LLC | 100 | Public Sector Pension Investment Board | 100
hydro | Rainbow (CT) | 559_G_1 | 559 | G | 1 |  | Hydro |  | NENG_CT | Connecticut | 9 | Hartford | 3 | 09003 | 4 | 0 | 1925 | 9999 |  |  | N | Hydro | [13 empty] | 0 | 0 | 0 | 0 | [11 empty] | Farmington River Power Co | 100 | Farmington River Power Co | 100
hydro | Rainbow (CT) | 559_G_2 | 559 | G | 2 |  | Hydro |  | NENG_CT | Connecticut | 9 | Hartford | 3 | 09003 | 4 | 0 | 1925 | 9999 |  |  | N | Hydro | [13 empty] | 0 | 0 | 0 | 0 | [11 empty] | Farmington River Power Co | 100 | Farmington River Power Co | 100
hydro | Falls Village | 560_G_1 | 560 | G | 1 |  | Hydro |  | NENG_CT | Connecticut | 9 | Litchfield | 5 | 09005 | 3.3 | 0 | 1914 | 9999 |  |  | N | Hydro | [13 empty] | 0 | 0 | 0 | 0 | [11 empty] | FirstLight CT Housatonic LLC | 100 | Public Sector Pension Investment Board | 100
hydro | Falls Village | 560_G_2 | 560 | G | 2 |  | Hydro |  | NENG_CT | Connecticut | 9 | Litchfield | 5 | 09005 | 3.3 | 0 | 1914 | 9999 |  |  | N | Hydro | [13 empty] | 0 | 0 | 0 | 0 | [11 empty] | FirstLight CT Housatonic LLC | 100 | Public Sector Pension Investment Board | 100
hydro | Falls Village | 560_G_3 | 560 | G | 3 |  | Hydro |  | NENG_CT | Connecticut | 9 | Litchfield | 5 | 09005 | 3.3 | 0 | 1914 | 9999 |  |  | N | Hydro | [13 empty] | 0 | 0 | 0 | 0 | [11 empty] | FirstLight CT Housatonic LLC | 100 | Public Sector Pension Investment Board | 100
natural gas peaker | Franklin Drive | 561_G_UN19 | 561 | G | UN19 | 350 | Combustion Turbine |  | NENG_CT | Connecticut | 9 | Litchfield | 5 | 09005 | 16.1 | 14427 | 1968 | 9999 |  |  | N | Distillate Fuel Oil | [12 empty] | 0.33 | 0.15 | 0.15 | 0.15 | 0.15 | [11 empty] | Connecticut Jet Power LLC | 100 | ArcLight Capital Partners LLC | 100
natural gas steam turbine | Middletown | 562_B_2 | 562 | B | 2 | 353 | O/G Steam |  | NENG_CT | Connecticut | 9 | Middlesex | 7 | 09007 | 117 | 11409 | 1958 | 9999 | wall | dry | N | Natural Gas, Residual Fuel Oil |  |  |  | OFA | SNCR |  |  | ESPC | No |  |  |  | 0.3 | 0.08819 | 0.08819 | 0.08819 | 0.08819 | [11 empty] | Middletown Operations Inc | 100 | ArcLight Capital Partners LLC | 100
natural gas steam turbine | Middletown | 562_B_3 | 562 | B | 3 | 354 | O/G Steam |  | NENG_CT | Connecticut | 9 | Middlesex | 7 | 09007 | 236 | 11518 | 1964 | 9999 | cyclone | dry | N | Natural Gas, Residual Fuel Oil |  |  |  | H2O | SNCR |  |  | ESPC | No |  |  |  | 0.3 | 0.39809 | 0.15 | 0.39809 | 0.15 | [11 empty] | Middletown Operations Inc | 100 | ArcLight Capital Partners LLC | 100
natural gas peaker | Middletown | 562_G_10 | 562 | G | 10 | 352 | Combustion Turbine |  | NENG_CT | Connecticut | 9 | Middlesex | 7 | 09007 | 17.2 | 18367 | 1966 | 9999 |  |  | N | Distillate Fuel Oil | [12 empty] | 0.33 | 0.15 | 0.15 | 0.15 | 0.15 | [11 empty] | Middletown Operations Inc | 100 | ArcLight Capital Partners LLC | 100
natural gas steam turbine | Middletown | 562_B_4 | 562 | B | 4 | 355 | O/G Steam |  | NENG_CT | Connecticut | 9 | Middlesex | 7 | 09007 | 400 | 11502 | 1973 | 9999 | tangential | dry | N | Residual Fuel Oil |  |  |  | BF + BOOS + LA | [8 empty] | 0.3 | 0.15 | 0.15 | 0.15 | 0.15 | [11 empty] | Middletown Operations Inc | 100 | ArcLight Capital Partners LLC | 100
hard coal | Stanton Energy Center | 564_B_2 | 564 | B | 2 | 369 | Coal Steam |  | FRCC | Florida | 12 | Orange | 95 | 12095 | 466 | 10373 | 1996 | 9999 | wall | dry | N | Bituminous | Wet Scrubber | 1996 | 0.962 | LNB + OFA | SCR | 1996 |  | ESPC | No |  |  |  | 0.25 | 0.14861 | 0.14861 | 0.14861 | 0.14861 | 0.05 | 0.1 | 0.56 | 0.99 | Yes | 2014 |  |  | C2G | 2027 |  | Orlando Utilities Commission | 71.59 | Orlando Utilities Commission | 71.59
natural gas combined cycle | Stanton Energy Center | 564_G_B | 564 | G | B | 90549 | Combined Cycle |  | FRCC | Florida | 12 | Orange | 95 | 12095 | 128 | 7558 | 2010 | 9999 |  |  | N | Natural Gas, Distillate Fuel Oil |  |  |  | DLNB + H2O | SCR | [8 empty] | 0.0041982 | 0.0041982 | 0.0041982 | 0.0041982 | [11 empty] | NextEra Energy | 100 | NextEra Energy | 100
natural gas combined cycle | Stanton Energy Center | 564_G_B1 | 564 | G | B1 | 90549 | Combined Cycle |  | FRCC | Florida | 12 | Orange | 95 | 12095 | 167 | 7558 | 2010 | 9999 |  |  | N | Natural Gas, Distillate Fuel Oil |  |  |  | DLNB + H2O | SCR | [8 empty] | 0.0041982 | 0.0041982 | 0.0041982 | 0.0041982 | [11 empty] | NextEra Energy | 100 | NextEra Energy | 100
natural gas peaker | Torrington Terminal | 565_G_UN10 | 565 | G | UN10 | 370 | Combustion Turbine |  | NENG_CT | Connecticut | 9 | Litchfield | 5 | 09005 | 17.4 | 13237 | 1967 | 9999 |  |  | N | Distillate Fuel Oil | [12 empty] | 0.33 | 0.15 | 0.15 | 0.15 | 0.15 | [11 empty] | Connecticut Jet Power LLC | 100 | ArcLight Capital Partners LLC | 100
nuclear | Millstone | 566_G_2 | 566 | G | 2 |  | Nuclear |  | NENG_CT | Connecticut | 9 | New London | 11 | 09011 | 853 | 10456 | 1975 | 9999 |  |  | N | Nuclear Fuel | [13 empty] | 0 | 0 | 0 | 0 | [11 empty] | Dominion Energy Nuclear Connecticut Inc | 100 | Dominion Energy Inc | 100
nuclear | Millstone | 566_G_3 | 566 | G | 3 |  | Nuclear |  | NENG_CT | Connecticut | 9 | New London | 11 | 09011 | 1220.1 | 10456 | 1986 | 9999 |  |  | N | Nuclear Fuel | [13 empty] | 0 | 0 | 0 | 0 | [11 empty] | Dominion Energy Nuclear Connecticut Inc | 93.47 | Dominion Energy Inc | 93.47
natural gas combined cycle | Bridgeport Station | 568_G_501 | 568 | G | 501 | 91155 | Combined Cycle |  | NENG_CT | Connecticut | 9 | Fairfield | 1 | 09001 | 375.7 | 7050 | 2019 | 9999 |  |  | N | Natural Gas | [13 empty] | 0.0061549 | 0.0061549 | 0.0061549 | 0.0061549 | [11 empty] | PSEG Power Connecticut LLC | 100 | Public Service Enterprise Group Inc | 100
natural gas combined cycle | Bridgeport Station | 568_G_502 | 568 | G | 502 | 91155 | Combined Cycle |  | NENG_CT | Connecticut | 9 | Fairfield | 1 | 09001 | 200.6 | 7050 | 2019 | 9999 |  |  | N | Natural Gas | [13 empty] | 0.0061549 | 0.0061549 | 0.0061549 | 0.0061549 | [11 empty] | PSEG Power Connecticut LLC | 100 | Public Service Enterprise Group Inc | 100
hydro | Central Hudson High Falls | 579_G_1 | 579 | G | 1 |  | Hydro |  | NY_Z_G-I | New York | 36 | Ulster | 111 | 36111 | 3.2 | 0 | 1986 | 9999 |  |  | N | Hydro | [13 empty] | 0 | 0 | 0 | 0 | [11 empty] | Central Hudson Gas & Electric Corp | 100 | CH Energy Group Inc | 100
natural gas peaker | North Main Street | 581_G_5 | 581 | G | 5 | 5083 | Combustion Turbine |  | NENG_CT | Connecticut | 9 | New London | 11 | 09011 | 15.3 | 12986 | 1972 | 9999 |  |  | N | Distillate Fuel Oil | [12 empty] | 0.33 | 0.15 | 0.15 | 0.15 | 0.15 | [11 empty] | Norwich CT (City of) | 100 | Norwich CT (City of) | 100
hydro | Tenth Street | 583_G_1 | 583 | G | 1 |  | Hydro |  | NENG_CT | Connecticut | 9 | New London | 11 | 09011 | 1 | 0 | 1967 | 9999 |  |  | N | Hydro | [13 empty] | 0 | 0 | 0 | 0 | [11 empty] | Norwich CT (City of) | 100 | Norwich CT (City of) | 100
hydro | Navajo Dam | 584_G_1 | 584 | G | 1 |  | Hydro |  | WECC_NM | New Mexico | 35 | San Juan | 45 | 35045 | 15 | 0 | 1989 | 9999 |  |  | N | Hydro | [13 empty] | 0 | 0 | 0 | 0 | [11 empty] | Farmington NM (City of) | 100 | Farmington NM (City of) | 100
hydro | Navajo Dam | 584_G_2 | 584 | G | 2 |  | Hydro |  | WECC_NM | New Mexico | 35 | San Juan | 45 | 35045 | 15 | 0 | 1989 | 9999 |  |  | N | Hydro | [13 empty] | 0 | 0 | 0 | 0 | [11 empty] | Farmington NM (City of) | 100 | Farmington NM (City of) | 100
hydro | Drop 1 | 585_G_1 | 585 | G | 1 |  | Hydro |  | WECC_IID | California | 6 | Imperial | 25 | 06025 | 1.3 | 0 | 1984 | 9999 |  |  | N | Hydro | [13 empty] | 0 | 0 | 0 | 0 | [11 empty] | Imperial Irrigation District | 100 | Imperial Irrigation District | 100
hydro | Drop 1 | 585_G_2 | 585 | G | 2 |  | Hydro |  | WECC_IID | California | 6 | Imperial | 25 | 06025 | 1.2 | 0 | 1984 | 9999 |  |  | N | Hydro | [13 empty] | 0 | 0 | 0 | 0 | [11 empty] | Imperial Irrigation District | 100 | Imperial Irrigation District | 100
hydro | Drop 1 | 585_G_3 | 585 | G | 3 |  | Hydro |  | WECC_IID | California | 6 | Imperial | 25 | 06025 | 1.3 | 0 | 1984 | 9999 |  |  | N | Hydro | [13 empty] | 0 | 0 | 0 | 0 | [11 empty] | Imperial Irrigation District | 100 | Imperial Irrigation District | 100
hydro | East Highline | 586_G_1 | 586 | G | 1 |  | Hydro |  | WECC_IID | California | 6 | Imperial | 25 | 06025 | 1 | 0 | 1984 | 9999 |  |  | N | Hydro | [13 empty] | 0 | 0 | 0 | 0 | [11 empty] | Imperial Irrigation District | 100 | Imperial Irrigation District | 100
biomass | J C McNeil | 589_B_1 | 589 | B | 1 | 377 | Biomass |  | NENGREST | Vermont | 50 | Chittenden | 7 | 50007 | 52 | 14499 | 1984 | 9999 | other |  | N | Biomass |  |  |  | other | SCR |  |  | ESPC + C | No |  |  |  |  | 0.06874 | 0.06874 | 0.06874 | 0.06874 | [11 empty] | Burlington VT (City of) | 50 | Burlington VT (City of) | 50
natural gas peaker | Christiana | 591_G_CH11 | 591 | G | CH11 | 378 | Combustion Turbine |  | PJM_EMAC | Delaware | 10 | New Castle | 3 | 10003 | 25 | 23603 | 1973 | 9999 |  |  | N | Distillate Fuel Oil |  |  |  | H2O | [9 empty] | 0.52275 | 0.52275 | 0.52275 | 0.52275 | [11 empty] | Calpine Mid Atlantic Generation LLC | 100 | Energy Capital Partners | 100
natural gas peaker | Christiana | 591_G_CH14 | 591 | G | CH14 | 379 | Combustion Turbine |  | PJM_EMAC | Delaware | 10 | New Castle | 3 | 10003 | 25 | 23618 | 1973 | 9999 |  |  | N | Distillate Fuel Oil |  |  |  | H2O | [9 empty] | 0.54917 | 0.54917 | 0.54917 | 0.54917 | [11 empty] | Calpine Mid Atlantic Generation LLC | 100 | Energy Capital Partners | 100
natural gas peaker | Delaware City 10 | 592_G_DC10 | 592 | G | DC10 | 380 | Combustion Turbine |  | PJM_EMAC | Delaware | 10 | New Castle | 3 | 10003 | 18 | 14445 | 1968 | 9999 |  |  | N | Distillate Fuel Oil |  |  |  | H2O | [8 empty] | 0.3 | 0.28474 | 0.28474 | 0.28474 | 0.28474 | [11 empty] | Calpine Mid Atlantic Generation LLC | 100 | Energy Capital Partners | 100
natural gas steam turbine | Edge Moor | 593_B_3 | 593 | B | 3 | 382 | O/G Steam |  | PJM_EMAC | Delaware | 10 | New Castle | 3 | 10003 | 86 | 11893 | 1957 | 9999 | tangential | dry | N | Natural Gas, Residual Fuel Oil | Dry Scrubber | 2009 | 0.65 | LNB | SNCR |  |  | ESPC | No |  |  |  | 0.26 | 0.0577 | 0.0577 | 0.0577 | 0.0577 | [11 empty] | Calpine Mid Atlantic Generation LLC | 100 | Energy Capital Partners | 100
natural gas peaker | Edge Moor | 593_G_10 | 593 | G | 10 | 381 | Combustion Turbine |  | PJM_EMAC | Delaware | 10 | New Castle | 3 | 10003 | 15 | 10745 | 1963 | 9999 |  |  | N | Distillate Fuel Oil |  |  |  | H2O | [8 empty] | 0.3 | 0.23691 | 0.23691 | 0.23691 | 0.23691 | [11 empty] | Calpine Mid Atlantic Generation LLC | 100 | Energy Capital Partners | 100
natural gas steam turbine | Edge Moor | 593_B_4 | 593 | B | 4 | 383 | O/G Steam |  | PJM_EMAC | Delaware | 10 | New Castle | 3 | 10003 | 174 | 11627 | 1966 | 9999 | tangential | dry | N | Natural Gas, Residual Fuel Oil | Dry Scrubber | 2009 | 0.65 | LNC2 | SNCR |  |  | ESPC | No |  |  |  | 0.26 | 0.05003 | 0.04116 | 0.05003 | 0.04116 | [11 empty] | Calpine Mid Atlantic Generation LLC | 100 | Energy Capital Partners | 100
natural gas steam turbine | Edge Moor | 593_B_5 | 593 | B | 5 | 384 | O/G Steam |  | PJM_EMAC | Delaware | 10 | New Castle | 3 | 10003 | 450 | 11463 | 1973 | 9999 | wall | dry | N | Natural Gas, Residual Fuel Oil |  |  |  | LNBO | SNCR |  |  | C | NA |  |  |  | 0.5 | 0.09453 | 0.0696 | 0.09453 | 0.0696 | [11 empty] | Calpine Mid Atlantic Generation LLC | 100 | Energy Capital Partners | 100
natural gas peaker | Indian River Generating Station | 594_G_10 | 594 | G | 10 | 386 | Combustion Turbine |  | PJM_EMAC | Delaware | 10 | Sussex | 5 | 10005 | 16.1 | 14972 | 1967 | 9999 |  |  | N | Distillate Fuel Oil |  |  |  | H2O | [8 empty] | 0.3 | 0.24678 | 0.24678 | 0.24678 | 0.24678 | [11 empty] | Indian River Power LLC | 100 | NRG Energy Inc | 100
natural gas peaker | West Station (DE) | 597_G_WEST | 597 | G | WEST | 391 | Combustion Turbine |  | PJM_EMAC | Delaware | 10 | New Castle | 3 | 10003 | 15 | 25000 | 1964 | 9999 |  |  | N | Distillate Fuel Oil |  |  |  | H2O | [8 empty] | 0.3 | 0.23776 | 0.23776 | 0.23776 | 0.23776 | [11 empty] | Calpine Mid Atlantic Generation LLC | 100 | Energy Capital Partners | 100
natural gas peaker | Fredonia | 607_G_1 | 607 | G | 1 |  | Combustion Turbine |  | WECC_PNW | Washington | 53 | Skagit | 57 | 53057 | 93 | 12802 | 1984 | 9999 |  |  | N | Natural Gas, Distillate Fuel Oil | [12 empty] | 2.63 | 0.32121 | 0.32121 | 0.32121 | 0.32121 | [11 empty] | Puget Sound Energy Inc | 100 | Puget Energy Inc | 100
natural gas peaker | Fredonia | 607_G_2 | 607 | G | 2 |  | Combustion Turbine |  | WECC_PNW | Washington | 53 | Skagit | 57 | 53057 | 93 | 12802 | 1984 | 9999 |  |  | N | Natural Gas, Distillate Fuel Oil | [12 empty] | 2.63 | 0.31261 | 0.31261 | 0.31261 | 0.31261 | [11 empty] | Puget Sound Energy Inc | 100 | Puget Energy Inc | 100
natural gas peaker | Fredonia | 607_G_3 | 607 | G | 3 | 9183 | Combustion Turbine |  | WECC_PNW | Washington | 53 | Skagit | 57 | 53057 | 47 | 12802 | 2001 | 9999 |  |  | N | Natural Gas, Distillate Fuel Oil |  |  |  | H2O | SCR | [7 empty] | 2.63 | 0.02065 | 0.02065 | 0.02065 | 0.02065 | [11 empty] | Puget Sound Energy Inc | 100 | Puget Energy Inc | 100
natural gas peaker | Fredonia | 607_G_4 | 607 | G | 4 | 9184 | Combustion Turbine |  | WECC_PNW | Washington | 53 | Skagit | 57 | 53057 | 47 | 12802 | 2001 | 9999 |  |  | N | Natural Gas, Distillate Fuel Oil |  |  |  | H2O | SCR | [7 empty] | 2.63 | 0.01415 | 0.01415 | 0.01415 | 0.01415 | [11 empty] | Puget Sound Energy Inc | 100 | Puget Energy Inc | 100
natural gas combined cycle | Cape Canaveral | 609_G_3A | 609 | G | 3A | 90801 | Combined Cycle |  | FRCC | Florida | 12 | Brevard | 9 | 12009 | 270.4 | 7050 | 2013 | 9999 |  |  | N | Natural Gas, Distillate Fuel Oil |  |  |  | DLNB + H2O | SCR | [8 empty] | 0.0079729 | 0.0079729 | 0.0079729 | 0.0079729 | [11 empty] | Florida Power & Light Co | 100 | NextEra Energy Inc | 100
natural gas combined cycle | Cape Canaveral | 609_G_3B | 609 | G | 3B | 90802 | Combined Cycle |  | FRCC | Florida | 12 | Brevard | 9 | 12009 | 270.4 | 7050 | 2013 | 9999 |  |  | N | Natural Gas, Distillate Fuel Oil |  |  |  | DLNB + H2O | SCR | [8 empty] | 0.0079729 | 0.0079729 | 0.0079729 | 0.0079729 | [11 empty] | Florida Power & Light Co | 100 | NextEra Energy Inc | 100
natural gas combined cycle | Cape Canaveral | 609_G_3C | 609 | G | 3C | 90803 | Combined Cycle |  | FRCC | Florida | 12 | Brevard | 9 | 12009 | 270.4 | 7050 | 2013 | 9999 |  |  | N | Natural Gas, Distillate Fuel Oil |  |  |  | DLNB + H2O | SCR | [8 empty] | 0.0079729 | 0.0079729 | 0.0079729 | 0.0079729 | [11 empty] | Florida Power & Light Co | 100 | NextEra Energy Inc | 100
natural gas combined cycle | Cape Canaveral | 609_G_3ST | 609 | G | 3ST | 90801 | Combined Cycle |  | FRCC | Florida | 12 | Brevard | 9 | 12009 | 478.8 | 7050 | 2013 | 9999 | Cell |  | N | Natural Gas, Distillate Fuel Oil |  |  |  | DLNB + H2O | SCR | [8 empty] | 0.0079729 | 0.0079729 | 0.0079729 | 0.0079729 | [11 empty] | Florida Power & Light Co | 100 | NextEra Energy Inc | 100
natural gas combined cycle | Fort Myers | 612_G_ST1 | 612 | G | ST1 | 403 | Combined Cycle |  | FRCC | Florida | 12 | Lee | 71 | 12071 | 155.8 | 7225 | 1958 | 9999 |  |  | N | Natural Gas |  |  |  | DLNB | [8 empty] | 0.5 | 0.027578 | 0.027578 | 0.027578 | 0.027578 | [11 empty] | Florida Power & Light Co | 100 | NextEra Energy Inc | 100
natural gas combined cycle | Fort Myers | 612_G_ST2 | 612 | G | ST2 | 406 | Combined Cycle |  | FRCC | Florida | 12 | Lee | 71 | 12071 | 459.2 | 7225 | 1969 | 9999 |  |  | N | Natural Gas |  |  |  | DLNB | [8 empty] | 0.5 | 0.026857 | 0.026857 | 0.026857 | 0.026857 | [11 empty] | Florida Power & Light Co | 100 | NextEra Energy Inc | 100
natural gas peaker | Fort Myers | 612_G_9 | 612 | G | 9 |  | Combustion Turbine |  | FRCC | Florida | 12 | Lee | 71 | 12071 | 54 | 11565 | 1974 | 9999 |  |  | N | Distillate Fuel Oil | [13 empty] | 0.09835 | 0.09835 | 0.09835 | 0.09835 | [11 empty] | Florida Power & Light Co | 100 | NextEra Energy Inc | 100
natural gas peaker | Fort Myers | 612_G_GT1 | 612 | G | GT1 |  | Combustion Turbine |  | FRCC | Florida | 12 | Lee | 71 | 12071 | 54 | 11565 | 1974 | 9999 |  |  | N | Distillate Fuel Oil | [13 empty] | 0.33168 | 0.33168 | 0.33168 | 0.33168 | [11 empty] | Florida Power & Light Co | 100 | NextEra Energy Inc | 100
natural gas combined cycle | Fort Myers | 612_G_2A | 612 | G | 2A | 403 | Combined Cycle |  | FRCC | Florida | 12 | Lee | 71 | 12071 | 199.5 | 7225 | 2000 | 9999 |  |  | N | Natural Gas |  |  |  | DLNB | [8 empty] | 0.5 | 0.027578 | 0.027578 | 0.027578 | 0.027578 | [11 empty] | Florida Power & Light Co | 100 | NextEra Energy Inc | 100
natural gas combined cycle | Fort Myers | 612_G_2B | 612 | G | 2B | 404 | Combined Cycle |  | FRCC | Florida | 12 | Lee | 71 | 12071 | 199.5 | 7225 | 2000 | 9999 |  |  | N | Natural Gas |  |  |  | DLNB | [8 empty] | 0.5 | 0.027578 | 0.027578 | 0.027578 | 0.027578 | [11 empty] | Florida Power & Light Co | 100 | NextEra Energy Inc | 100
natural gas combined cycle | Fort Myers | 612_G_2C | 612 | G | 2C | 405 | Combined Cycle |  | FRCC | Florida | 12 | Lee | 71 | 12071 | 199.5 | 7225 | 2000 | 9999 |  |  | N | Natural Gas |  |  |  | DLNB | [8 empty] | 0.5 | 0.027578 | 0.027578 | 0.027578 | 0.027578 | [11 empty] | Florida Power & Light Co | 100 | NextEra Energy Inc | 100
natural gas combined cycle | Fort Myers | 612_G_2D | 612 | G | 2D | 406 | Combined Cycle |  | FRCC | Florida | 12 | Lee | 71 | 12071 | 199.5 | 7225 | 2001 | 9999 |  |  | N | Natural Gas |  |  |  | DLNB | [8 empty] | 0.5 | 0.026857 | 0.026857 | 0.026857 | 0.026857 | [11 empty] | Florida Power & Light Co | 100 | NextEra Energy Inc | 100
natural gas combined cycle | Fort Myers | 612_G_2E | 612 | G | 2E | 407 | Combined Cycle |  | FRCC | Florida | 12 | Lee | 71 | 12071 | 199.5 | 7225 | 2001 | 9999 |  |  | N | Natural Gas |  |  |  | DLNB | [8 empty] | 0.5 | 0.026857 | 0.026857 | 0.026857 | 0.026857 | [11 empty] | Florida Power & Light Co | 100 | NextEra Energy Inc | 100
natural gas combined cycle | Fort Myers | 612_G_2F | 612 | G | 2F | 408 | Combined Cycle |  | FRCC | Florida | 12 | Lee | 71 | 12071 | 199.5 | 7225 | 2001 | 9999 |  |  | N | Natural Gas |  |  |  | DLNB | [8 empty] | 0.5 | 0.026857 | 0.026857 | 0.026857 | 0.026857 | [11 empty] | Florida Power & Light Co | 100 | NextEra Energy Inc | 100
natural gas peaker | Fort Myers | 612_G_CT1 | 612 | G | CT1 | 411 | Combustion Turbine |  | FRCC | Florida | 12 | Lee | 71 | 12071 | 182 | 11544 | 2003 | 9999 |  |  | N | Natural Gas, Distillate Fuel Oil |  |  |  | DLNB + H2O | [8 empty] | 0.5 | 0.0316 | 0.0316 | 0.0316 | 0.0316 | [11 empty] | Florida Power & Light Co | 100 | NextEra Energy Inc | 100
natural gas peaker | Fort Myers | 612_G_CT2 | 612 | G | CT2 | 412 | Combustion Turbine |  | FRCC | Florida | 12 | Lee | 71 | 12071 | 182 | 11544 | 2003 | 9999 |  |  | N | Natural Gas, Distillate Fuel Oil |  |  |  | DLNB + H2O | [8 empty] | 0.5 | 0.03367 | 0.03367 | 0.03367 | 0.03367 | [11 empty] | Florida Power & Light Co | 100 | NextEra Energy Inc | 100
natural gas peaker | Fort Myers | 612_G_PFM3C | 612 | G | PFM3C | 91055 | Combustion Turbine |  | FRCC | Florida | 12 | Lee | 71 | 12071 | 231 | 10969 | 2016 | 9999 |  |  | N | Natural Gas, Distillate Fuel Oil |  |  |  | DLNB + H2O | [9 empty] | 0.03088 | 0.03088 | 0.03088 | 0.03088 | [11 empty] | Florida Power & Light Co | 100 | NextEra Energy Inc | 100
natural gas peaker | Fort Myers | 612_G_PFM3D | 612 | G | PFM3D | 91054 | Combustion Turbine |  | FRCC | Florida | 12 | Lee | 71 | 12071 | 231 | 10969 | 2016 | 9999 |  |  | N | Natural Gas, Distillate Fuel Oil |  |  |  | DLNB + H2O | [9 empty] | 0.03012 | 0.03012 | 0.03012 | 0.03012 | [11 empty] | Florida Power & Light Co | 100 | NextEra Energy Inc | 100
natural gas peaker | Lauderdale | 613_G_3 | 613 | G | 3 |  | Combustion Turbine |  | FRCC | Florida | 12 | Broward | 11 | 12011 | 34.3 | 12702 | 1970 | 9999 |  |  | N | Natural Gas, Distillate Fuel Oil | [12 empty] | 0.8 | 0.47388 | 0.47388 | 0.47388 | 0.47388 | [11 empty] | Florida Power & Light Co | 100 | NextEra Energy Inc | 100
natural gas peaker | Lauderdale | 613_G_5 | 613 | G | 5 |  | Combustion Turbine |  | FRCC | Florida | 12 | Broward | 11 | 12011 | 34.3 | 12702 | 1970 | 9999 |  |  | N | Natural Gas, Distillate Fuel Oil | [12 empty] | 0.8 | 0.47388 | 0.47388 | 0.47388 | 0.47388 | [11 empty] | Florida Power & Light Co | 100 | NextEra Energy Inc | 100
natural gas peaker | Lauderdale | 613_G_6A | 613 | G | 6A | 91056 | Combustion Turbine |  | FRCC | Florida | 12 | Broward | 11 | 12011 | 231 | 10745 | 2016 | 9999 |  |  | N | Natural Gas, Distillate Fuel Oil |  |  |  | DLNB + H2O | [9 empty] | 0.03104 | 0.03104 | 0.03104 | 0.03104 | [11 empty] | Florida Power & Light Co | 100 | NextEra Energy Inc | 100
natural gas peaker | Lauderdale | 613_G_6B | 613 | G | 6B | 91057 | Combustion Turbine |  | FRCC | Florida | 12 | Broward | 11 | 12011 | 231 | 10745 | 2016 | 9999 |  |  | N | Natural Gas, Distillate Fuel Oil |  |  |  | DLNB + H2O | [9 empty] | 0.03068 | 0.03068 | 0.03068 | 0.03068 | [11 empty] | Florida Power & Light Co | 100 | NextEra Energy Inc | 100
natural gas peaker | Lauderdale | 613_G_6C | 613 | G | 6C | 91058 | Combustion Turbine |  | FRCC | Florida | 12 | Broward | 11 | 12011 | 231 | 10745 | 2016 | 9999 |  |  | N | Natural Gas, Distillate Fuel Oil |  |  |  | DLNB + H2O | [9 empty] | 0.03057 | 0.03057 | 0.03057 | 0.03057 | [11 empty] | Florida Power & Light Co | 100 | NextEra Energy Inc | 100
natural gas peaker | Lauderdale | 613_G_6D | 613 | G | 6D | 91059 | Combustion Turbine |  | FRCC | Florida | 12 | Broward | 11 | 12011 | 231 | 10745 | 2016 | 9999 |  |  | N | Natural Gas, Distillate Fuel Oil |  |  |  | DLNB + H2O | [9 empty] | 0.0304 | 0.0304 | 0.0304 | 0.0304 | [11 empty] | Florida Power & Light Co | 100 | NextEra Energy Inc | 100
natural gas peaker | Lauderdale | 613_G_6E | 613 | G | 6E | 91060 | Combustion Turbine |  | FRCC | Florida | 12 | Broward | 11 | 12011 | 231 | 10745 | 2016 | 9999 |  |  | N | Natural Gas, Distillate Fuel Oil |  |  |  | DLNB + H2O | [9 empty] | 0.02929 | 0.02929 | 0.02929 | 0.02929 | [11 empty] | Florida Power & Light Co | 100 | NextEra Energy Inc | 100
natural gas combined cycle | Port Everglades | 617_G_5A | 617 | G | 5A | 91022 | Combined Cycle |  | FRCC | Florida | 12 | Broward | 11 | 12011 | 271.9 | 7050 | 2016 | 9999 |  |  | N | Natural Gas, Distillate Fuel Oil |  |  |  | DLNB + H2O | SCR | [8 empty] | 0.0073304 | 0.0073304 | 0.0073304 | 0.0073304 | [11 empty] | Florida Power & Light Co | 100 | NextEra Energy Inc | 100
natural gas combined cycle | Port Everglades | 617_G_5B | 617 | G | 5B | 91023 | Combined Cycle |  | FRCC | Florida | 12 | Broward | 11 | 12011 | 271.9 | 7050 | 2016 | 9999 |  |  | N | Natural Gas, Distillate Fuel Oil |  |  |  | DLNB + H2O | SCR | [8 empty] | 0.0073304 | 0.0073304 | 0.0073304 | 0.0073304 | [11 empty] | Florida Power & Light Co | 100 | NextEra Energy Inc | 100
natural gas combined cycle | Port Everglades | 617_G_5C | 617 | G | 5C | 91021 | Combined Cycle |  | FRCC | Florida | 12 | Broward | 11 | 12011 | 271.9 | 7050 | 2016 | 9999 |  |  | N | Natural Gas, Distillate Fuel Oil |  |  |  | DLNB + H2O | SCR | [8 empty] | 0.0073304 | 0.0073304 | 0.0073304 | 0.0073304 | [11 empty] | Florida Power & Light Co | 100 | NextEra Energy Inc | 100
natural gas combined cycle | Port Everglades | 617_G_5ST | 617 | G | 5ST |  | Combined Cycle |  | FRCC | Florida | 12 | Broward | 11 | 12011 | 421.3 | 7050 | 2016 | 9999 |  |  | N | Natural Gas, Distillate Fuel Oil |  |  |  |  | SCR | [8 empty] | 0.0073304 | 0.0073304 | 0.0073304 | 0.0073304 | [11 empty] | Florida Power & Light Co | 100 | NextEra Energy Inc | 100
natural gas combined cycle | Riviera | 619_G_5A | 619 | G | 5A | 90798 | Combined Cycle |  | FRCC | Florida | 12 | Palm Beach | 99 | 12099 | 270.5 | 7050 | 2014 | 9999 |  |  | N | Natural Gas, Distillate Fuel Oil |  |  |  | DLNB + H2O | SCR | [8 empty] | 0.0081353 | 0.0081353 | 0.0081353 | 0.0081353 | [11 empty] | Florida Power & Light Co | 100 | NextEra Energy Inc | 100
natural gas combined cycle | Riviera | 619_G_5B | 619 | G | 5B | 90799 | Combined Cycle |  | FRCC | Florida | 12 | Palm Beach | 99 | 12099 | 270.5 | 7050 | 2014 | 9999 |  |  | N | Natural Gas, Distillate Fuel Oil |  |  |  | DLNB + H2O | SCR | [8 empty] | 0.0081353 | 0.0081353 | 0.0081353 | 0.0081353 | [11 empty] | Florida Power & Light Co | 100 | NextEra Energy Inc | 100
natural gas combined cycle | Riviera | 619_G_5C | 619 | G | 5C | 90800 | Combined Cycle |  | FRCC | Florida | 12 | Palm Beach | 99 | 12099 | 270.5 | 7050 | 2014 | 9999 |  |  | N | Natural Gas, Distillate Fuel Oil |  |  |  | DLNB + H2O | SCR | [8 empty] | 0.0081353 | 0.0081353 | 0.0081353 | 0.0081353 | [11 empty] | Florida Power & Light Co | 100 | NextEra Energy Inc | 100
natural gas combined cycle | Riviera | 619_G_5ST | 619 | G | 5ST | 90798 | Combined Cycle |  | FRCC | Florida | 12 | Palm Beach | 99 | 12099 | 478.5 | 7050 | 2014 | 9999 |  |  | N | Natural Gas, Distillate Fuel Oil |  |  |  | DLNB + H2O | SCR | [8 empty] | 0.0081353 | 0.0081353 | 0.0081353 | 0.0081353 | [11 empty] | Florida Power & Light Co | 100 | NextEra Energy Inc | 100
natural gas combined cycle | Sanford | 620_G_4 | 620 | G | 4 | 429 | Combined Cycle |  | FRCC | Florida | 12 | Volusia | 127 | 12127 | 388 | 7438 | 1969 | 9999 |  |  | N | Natural Gas |  |  |  | DLNB | SCR | [7 empty] | 0.001 | 0.029388 | 0.029388 | 0.029388 | 0.029388 | [11 empty] | Florida Power & Light Co | 100 | NextEra Energy Inc | 100
natural gas combined cycle | Sanford | 620_G_5 | 620 | G | 5 | 433 | Combined Cycle |  | FRCC | Florida | 12 | Volusia | 127 | 12127 | 388 | 7438 | 1974 | 9999 | other |  | N | Natural Gas |  |  |  | DLNB | SCR | [7 empty] | 0.001 | 0.030785 | 0.030785 | 0.030785 | 0.030785 | [11 empty] | Florida Power & Light Co | 100 | NextEra Energy Inc | 100
natural gas combined cycle | Sanford | 620_G_4A | 620 | G | 4A | 429 | Combined Cycle |  | FRCC | Florida | 12 | Volusia | 127 | 12127 | 197 | 7438 | 2002 | 9999 |  |  | N | Natural Gas |  |  |  | DLNB | SCR | [7 empty] | 0.001 | 0.029388 | 0.029388 | 0.029388 | 0.029388 | [11 empty] | Florida Power & Light Co | 100 | NextEra Energy Inc | 100
natural gas combined cycle | Sanford | 620_G_4B | 620 | G | 4B | 430 | Combined Cycle |  | FRCC | Florida | 12 | Volusia | 127 | 12127 | 197 | 7438 | 2002 | 9999 |  |  | N | Natural Gas |  |  |  | DLNB | SCR | [7 empty] | 0.001 | 0.029388 | 0.029388 | 0.029388 | 0.029388 | [11 empty] | Florida Power & Light Co | 100 | NextEra Energy Inc | 100
natural gas combined cycle | Sanford | 620_G_4C | 620 | G | 4C | 431 | Combined Cycle |  | FRCC | Florida | 12 | Volusia | 127 | 12127 | 197 | 7438 | 2002 | 9999 |  |  | N | Natural Gas |  |  |  | DLNB | SCR | [7 empty] | 0.001 | 0.029388 | 0.029388 | 0.029388 | 0.029388 | [11 empty] | Florida Power & Light Co | 100 | NextEra Energy Inc | 100
natural gas combined cycle | Sanford | 620_G_5A | 620 | G | 5A | 433 | Combined Cycle |  | FRCC | Florida | 12 | Volusia | 127 | 12127 | 197 | 7438 | 2002 | 9999 |  |  | N | Natural Gas |  |  |  | DLNB | SCR | [7 empty] | 0.001 | 0.030785 | 0.030785 | 0.030785 | 0.030785 | [11 empty] | Florida Power & Light Co | 100 | NextEra Energy Inc | 100
natural gas combined cycle | Sanford | 620_G_5B | 620 | G | 5B | 434 | Combined Cycle |  | FRCC | Florida | 12 | Volusia | 127 | 12127 | 197 | 7438 | 2002 | 9999 |  |  | N | Natural Gas |  |  |  | DLNB | SCR | [7 empty] | 0.001 | 0.030785 | 0.030785 | 0.030785 | 0.030785 | [11 empty] | Florida Power & Light Co | 100 | NextEra Energy Inc | 100
natural gas combined cycle | Sanford | 620_G_5C | 620 | G | 5C | 435 | Combined Cycle |  | FRCC | Florida | 12 | Volusia | 127 | 12127 | 197 | 7438 | 2002 | 9999 |  |  | N | Natural Gas |  |  |  | DLNB | SCR | [7 empty] | 0.001 | 0.030785 | 0.030785 | 0.030785 | 0.030785 | [11 empty] | Florida Power & Light Co | 100 | NextEra Energy Inc | 100
natural gas combined cycle | Sanford | 620_G_5D | 620 | G | 5D | 436 | Combined Cycle |  | FRCC | Florida | 12 | Volusia | 127 | 12127 | 197 | 7438 | 2002 | 9999 |  |  | N | Natural Gas |  |  |  | DLNB | SCR | [7 empty] | 0.001 | 0.030785 | 0.030785 | 0.030785 | 0.030785 | [11 empty] | Florida Power & Light Co | 100 | NextEra Energy Inc | 100
natural gas combined cycle | Sanford | 620_G_4D | 620 | G | 4D | 432 | Combined Cycle |  | FRCC | Florida | 12 | Volusia | 127 | 12127 | 197 | 7438 | 2003 | 9999 |  |  | N | Natural Gas |  |  |  | DLNB | SCR | [7 empty] | 0.001 | 0.029388 | 0.029388 | 0.029388 | 0.029388 | [11 empty] | Florida Power & Light Co | 100 | NextEra Energy Inc | 100
nuclear | Turkey Point | 621_G_3 | 621 | G | 3 |  | Nuclear |  | FRCC | Florida | 12 | Miami Dade | 86 | 12086 | 837 | 10456 | 1972 | 9999 | other |  | N | Nuclear Fuel | [13 empty] | 0 | 0 | 0 | 0 | [11 empty] | Florida Power & Light Co | 100 | NextEra Energy Inc | 100
nuclear | Turkey Point | 621_G_4 | 621 | G | 4 |  | Nuclear |  | FRCC | Florida | 12 | Miami Dade | 86 | 12086 | 821 | 10456 | 1973 | 9999 | other |  | N | Nuclear Fuel | [13 empty] | 0 | 0 | 0 | 0 | [11 empty] | Florida Power & Light Co | 100 | NextEra Energy Inc | 100
natural gas combined cycle | Turkey Point | 621_G_5CA | 621 | G | 5CA | 89540 | Combined Cycle |  | FRCC | Florida | 12 | Miami Dade | 86 | 12086 | 466.2 | 7122 | 2007 | 9999 |  |  | N | Natural Gas, Distillate Fuel Oil |  |  |  | LNB + STM | SCR | [8 empty] | 0.0075673 | 0.0075673 | 0.0075673 | 0.0075673 | [11 empty] | Florida Power & Light Co | 100 | NextEra Energy Inc | 100
natural gas combined cycle | Turkey Point | 621_G_5CTA | 621 | G | 5CTA | 89540 | Combined Cycle |  | FRCC | Florida | 12 | Miami Dade | 86 | 12086 | 196.7 | 7122 | 2007 | 9999 |  |  | N | Natural Gas, Distillate Fuel Oil |  |  |  | DLNB + H2O + NH3 | SCR | [8 empty] | 0.0075673 | 0.0075673 | 0.0075673 | 0.0075673 | [11 empty] | Florida Power & Light Co | 100 | NextEra Energy Inc | 100
natural gas combined cycle | Turkey Point | 621_G_5CTB | 621 | G | 5CTB | 89541 | Combined Cycle |  | FRCC | Florida | 12 | Miami Dade | 86 | 12086 | 196.7 | 7122 | 2007 | 9999 |  |  | N | Natural Gas, Distillate Fuel Oil |  |  |  | DLNB + H2O + NH3 | SCR | [8 empty] | 0.0075673 | 0.0075673 | 0.0075673 | 0.0075673 | [11 empty] | Florida Power & Light Co | 100 | NextEra Energy Inc | 100
natural gas combined cycle | Turkey Point | 621_G_5CTC | 621 | G | 5CTC | 89542 | Combined Cycle |  | FRCC | Florida | 12 | Miami Dade | 86 | 12086 | 196.7 | 7122 | 2007 | 9999 |  |  | N | Natural Gas, Distillate Fuel Oil |  |  |  | DLNB + H2O + NH3 | SCR | [8 empty] | 0.0075673 | 0.0075673 | 0.0075673 | 0.0075673 | [11 empty] | Florida Power & Light Co | 100 | NextEra Energy Inc | 100
natural gas combined cycle | Turkey Point | 621_G_5CTD | 621 | G | 5CTD | 89543 | Combined Cycle |  | FRCC | Florida | 12 | Miami Dade | 86 | 12086 | 196.7 | 7122 | 2007 | 9999 |  |  | N | Natural Gas, Distillate Fuel Oil |  |  |  | DLNB + H2O + NH3 | SCR | [8 empty] | 0.0075673 | 0.0075673 | 0.0075673 | 0.0075673 | [11 empty] | Florida Power & Light Co | 100 | NextEra Energy Inc | 100
hydro | South Fork Tolt | 622_G_1 | 622 | G | 1 |  | Hydro |  | WECC_PNW | Washington | 53 | King | 33 | 53033 | 16.8 | 0 | 1995 | 9999 |  |  | N | Hydro | [13 empty] | 0 | 0 | 0 | 0 | [11 empty] | Seattle City Light | 100 | Seattle City Light | 100
hydro | Upper Mechanicville | 625_G_1 | 625 | G | 1 |  | Hydro |  | NY_Z_F | New York | 36 | Saratoga | 91 | 36091 | 9.2 | 0 | 1983 | 9999 |  |  | N | Hydro | [13 empty] | 0 | 0 | 0 | 0 | [11 empty] | New York State Electric & Gas Corp | 100 | Iberdrola SA | 100
hydro | Upper Mechanicville | 625_G_2 | 625 | G | 2 |  | Hydro |  | NY_Z_F | New York | 36 | Saratoga | 91 | 36091 | 9.2 | 0 | 1983 | 9999 |  |  | N | Hydro | [13 empty] | 0 | 0 | 0 | 0 | [11 empty] | New York State Electric & Gas Corp | 100 | Iberdrola SA | 100
hydro | Oak Flat | 626_G_1 | 626 | G | 1 |  | Hydro |  | WEC_CALN | California | 6 | Plumas | 63 | 06063 | 1.3 | 0 | 1985 | 9999 |  |  | N | Hydro | [13 empty] | 0 | 0 | 0 | 0 | [11 empty] | Pacific Gas & Electric Co | 100 | PG&E Corp | 100
natural gas peaker | Bayboro | 627_G_P1 | 627 | G | P1 |  | Combustion Turbine |  | FRCC | Florida | 12 | Pinellas | 103 | 12103 | 44 | 14613 | 1973 | 9999 |  |  | N | Distillate Fuel Oil | [12 empty] | 0.501 | 0.77579 | 0.77579 | 0.77579 | 0.77579 | [11 empty] | Duke Energy Florida | 100 | Duke Energy Corp | 100
natural gas peaker | Bayboro | 627_G_P2 | 627 | G | P2 |  | Combustion Turbine |  | FRCC | Florida | 12 | Pinellas | 103 | 12103 | 41 | 14615 | 1973 | 9999 |  |  | N | Distillate Fuel Oil | [12 empty] | 0.501 | 0.67038 | 0.67038 | 0.67038 | 0.67038 | [11 empty] | Duke Energy Florida | 100 | Duke Energy Corp | 100
natural gas peaker | Bayboro | 627_G_P3 | 627 | G | P3 |  | Combustion Turbine |  | FRCC | Florida | 12 | Pinellas | 103 | 12103 | 43 | 14615 | 1973 | 9999 |  |  | N | Distillate Fuel Oil | [12 empty] | 0.501 | 0.65363 | 0.65363 | 0.65363 | 0.65363 | [11 empty] | Duke Energy Florida | 100 | Duke Energy Corp | 100
natural gas peaker | Bayboro | 627_G_P4 | 627 | G | P4 |  | Combustion Turbine |  | FRCC | Florida | 12 | Pinellas | 103 | 12103 | 43 | 14615 | 1973 | 9999 |  |  | N | Distillate Fuel Oil | [12 empty] | 0.501 | 0.72187 | 0.72187 | 0.72187 | 0.72187 | [11 empty] | Duke Energy Florida | 100 | Duke Energy Corp | 100
hard coal | Crystal River | 628_B_4 | 628 | B | 4 | 442 | Coal Steam |  | FRCC | Florida | 12 | Citrus | 17 | 12017 | 712 | 10431 | 1982 | 2034 | wall | dry | N | Bituminous | Wet Scrubber | 2010 | 0.97 | LNB | SCR | 2010 |  | ESPC | No |  |  |  | 0.27 | 0.3859 | 0.04553 | 0.3859 | 0.04553 | 0.05 | 0.1 | 0.56 | 0.99 | [7 empty] | Duke Energy Florida | 100 | Duke Energy Corp | 100
hard coal | Crystal River | 628_B_5 | 628 | B | 5 | 443 | Coal Steam |  | FRCC | Florida | 12 | Citrus | 17 | 12017 | 710 | 10391 | 1984 | 2034 | wall | dry | N | Bituminous | Wet Scrubber | 2009 | 0.97 | LNB | SCR | 2009 |  | ESPC | No |  |  |  | 0.27 | 0.2134 | 0.04939 | 0.2134 | 0.04939 | 0.05 | 0.1 | 0.56 | 0.99 | [7 empty] | Duke Energy Florida | 100 | Duke Energy Corp | 100
natural gas combined cycle | Crystal River | 628_G_1GTA | 628 | G | 1GTA | 91095 | Combined Cycle |  | FRCC | Florida | 12 | Citrus | 17 | 12017 | 244 | 7050 | 2018 | 9999 |  |  | N | Natural Gas |  |  |  |  | SCR | [8 empty] | 0.053144 | 0.053144 | 0.053144 | 0.053144 | [11 empty] | Duke Energy Florida | 100 | Duke Energy Corp | 100
natural gas combined cycle | Crystal River | 628_G_1GTB | 628 | G | 1GTB | 91096 | Combined Cycle |  | FRCC | Florida | 12 | Citrus | 17 | 12017 | 244 | 7050 | 2018 | 9999 |  |  | N | Natural Gas |  |  |  |  | SCR | [8 empty] | 0.053144 | 0.053144 | 0.053144 | 0.053144 | [11 empty] | Duke Energy Florida | 100 | Duke Energy Corp | 100
natural gas combined cycle | Crystal River | 628_G_2GTA | 628 | G | 2GTA | 91097 | Combined Cycle |  | FRCC | Florida | 12 | Citrus | 17 | 12017 | 244 | 7050 | 2018 | 9999 |  |  | N | Natural Gas |  |  |  |  | SCR | [8 empty] | 0.050868 | 0.050868 | 0.050868 | 0.050868 | [11 empty] | Duke Energy Florida | 100 | Duke Energy Corp | 100
natural gas combined cycle | Crystal River | 628_G_2GTB | 628 | G | 2GTB | 91098 | Combined Cycle |  | FRCC | Florida | 12 | Citrus | 17 | 12017 | 244 | 7050 | 2018 | 9999 |  |  | N | Natural Gas |  |  |  |  | SCR | [8 empty] | 0.050868 | 0.050868 | 0.050868 | 0.050868 | [11 empty] | Duke Energy Florida | 100 | Duke Energy Corp | 100
natural gas combined cycle | Crystal River | 628_G_CC1ST | 628 | G | CC1ST | 91095 | Combined Cycle |  | FRCC | Florida | 12 | Citrus | 17 | 12017 | 328 | 7050 | 2018 | 9999 |  |  | N | Natural Gas |  |  |  | LNB | SCR | [8 empty] | 0.053144 | 0.053144 | 0.053144 | 0.053144 | [11 empty] | Duke Energy Florida | 100 | Duke Energy Corp | 100
natural gas combined cycle | Crystal River | 628_G_CC2ST | 628 | G | CC2ST | 91097 | Combined Cycle |  | FRCC | Florida | 12 | Citrus | 17 | 12017 | 328 | 7050 | 2018 | 9999 |  |  | N | Natural Gas |  |  |  | LNB | SCR | [8 empty] | 0.050868 | 0.050868 | 0.050868 | 0.050868 | [11 empty] | Duke Energy Florida | 100 | Duke Energy Corp | 100
hydro | Newcastle | 632_G_1 | 632 | G | 1 |  | Hydro |  | WEC_CALN | California | 6 | Placer | 61 | 06061 | 11.5 | 0 | 1986 | 9999 |  |  | N | Hydro | [13 empty] | 0 | 0 | 0 | 0 | [11 empty] | Pacific Gas & Electric Co | 100 | PG&E Corp | 100
natural gas peaker | P L Bartow | 634_G_P1 | 634 | G | P1 |  | Combustion Turbine |  | FRCC | Florida | 12 | Pinellas | 103 | 12103 | 41 | 15776 | 1972 | 9999 |  |  | N | Distillate Fuel Oil | [12 empty] | 0.501 | 0.48923 | 0.48923 | 0.48923 | 0.48923 | [11 empty] | Duke Energy Florida | 100 | Duke Energy Corp | 100
natural gas peaker | P L Bartow | 634_G_P2 | 634 | G | P2 |  | Combustion Turbine |  | FRCC | Florida | 12 | Pinellas | 103 | 12103 | 41 | 15779 | 1972 | 9999 |  |  | N | Natural Gas, Distillate Fuel Oil | [12 empty] | 0.501 | 0.31058 | 0.31058 | 0.31058 | 0.31058 | [11 empty] | Duke Energy Florida | 100 | Duke Energy Corp | 100
natural gas peaker | P L Bartow | 634_G_P3 | 634 | G | P3 |  | Combustion Turbine |  | FRCC | Florida | 12 | Pinellas | 103 | 12103 | 41 | 15776 | 1972 | 9999 |  |  | N | Distillate Fuel Oil | [12 empty] | 0.501 | 0.52317 | 0.52317 | 0.52317 | 0.52317 | [11 empty] | Duke Energy Florida | 100 | Duke Energy Corp | 100
natural gas peaker | P L Bartow | 634_G_P4 | 634 | G | P4 |  | Combustion Turbine |  | FRCC | Florida | 12 | Pinellas | 103 | 12103 | 45 | 15776 | 1972 | 9999 |  |  | N | Natural Gas, Distillate Fuel Oil | [12 empty] | 0.501 | 0.34193 | 0.34193 | 0.34193 | 0.34193 | [11 empty] | Duke Energy Florida | 100 | Duke Energy Corp | 100
natural gas combined cycle | P L Bartow | 634_G_4AGT | 634 | G | 4AGT | 90418 | Combined Cycle |  | FRCC | Florida | 12 | Pinellas | 103 | 12103 | 189 | 7814 | 2009 | 9999 |  |  | N | Natural Gas, Distillate Fuel Oil |  |  |  | DLNB + H2O | SCR | [7 empty] | 0.06 | 0.031762 | 0.031762 | 0.031762 | 0.031762 | [11 empty] | Duke Energy Florida | 100 | Duke Energy Corp | 100
natural gas combined cycle | P L Bartow | 634_G_4BGT | 634 | G | 4BGT | 90416 | Combined Cycle |  | FRCC | Florida | 12 | Pinellas | 103 | 12103 | 187 | 7814 | 2009 | 9999 |  |  | N | Natural Gas, Distillate Fuel Oil |  |  |  | DLNB + H2O | SCR | [7 empty] | 0.06 | 0.031762 | 0.031762 | 0.031762 | 0.031762 | [11 empty] | Duke Energy Florida | 100 | Duke Energy Corp | 100
natural gas combined cycle | P L Bartow | 634_G_4CGT | 634 | G | 4CGT | 90417 | Combined Cycle |  | FRCC | Florida | 12 | Pinellas | 103 | 12103 | 192 | 7814 | 2009 | 9999 |  |  | N | Natural Gas, Distillate Fuel Oil |  |  |  | DLNB + H2O | SCR | [7 empty] | 0.06 | 0.031762 | 0.031762 | 0.031762 | 0.031762 | [11 empty] | Duke Energy Florida | 100 | Duke Energy Corp | 100
natural gas combined cycle | P L Bartow | 634_G_4DGT | 634 | G | 4DGT | 90419 | Combined Cycle |  | FRCC | Florida | 12 | Pinellas | 103 | 12103 | 187 | 7814 | 2009 | 9999 |  |  | N | Natural Gas, Distillate Fuel Oil |  |  |  | DLNB + H2O | SCR | [7 empty] | 0.06 | 0.031762 | 0.031762 | 0.031762 | 0.031762 | [11 empty] | Duke Energy Florida | 100 | Duke Energy Corp | 100
natural gas combined cycle | P L Bartow | 634_G_4ST | 634 | G | 4ST | 90418 | Combined Cycle |  | FRCC | Florida | 12 | Pinellas | 103 | 12103 | 349 | 7814 | 2009 | 9999 |  |  | N | Natural Gas, Distillate Fuel Oil |  |  |  | LNB | SCR | [7 empty] | 0.06 | 0.031762 | 0.031762 | 0.031762 | 0.031762 | [11 empty] | Duke Energy Florida | 100 | Duke Energy Corp | 100
natural gas peaker | Suwannee River | 638_G_P1 | 638 | G | P1 |  | Combustion Turbine |  | FRCC | Florida | 12 | Suwannee | 121 | 12121 | 49 | 14268 | 1980 | 9999 |  |  | N | Natural Gas, Distillate Fuel Oil |  |  |  | H2O | [8 empty] | 0.501 | 0.19261 | 0.19261 | 0.19261 | 0.19261 | [11 empty] | Duke Energy Florida | 100 | Duke Energy Corp | 100
natural gas peaker | Suwannee River | 638_G_P2 | 638 | G | P2 |  | Combustion Turbine |  | FRCC | Florida | 12 | Suwannee | 121 | 12121 | 50 | 14271 | 1980 | 9999 |  |  | N | Distillate Fuel Oil |  |  |  | H2O | [8 empty] | 0.501 | 0.20207 | 0.20207 | 0.20207 | 0.20207 | [11 empty] | Duke Energy Florida | 100 | Duke Energy Corp | 100
natural gas peaker | Suwannee River | 638_G_P3 | 638 | G | P3 |  | Combustion Turbine |  | FRCC | Florida | 12 | Suwannee | 121 | 12121 | 50 | 14270 | 1980 | 9999 |  |  | N | Natural Gas, Distillate Fuel Oil |  |  |  | H2O | [8 empty] | 0.501 | 0.2031 | 0.2031 | 0.2031 | 0.2031 | [11 empty] | Duke Energy Florida | 100 | Duke Energy Corp | 100
hard coal | Crist | 641_B_4 | 641 | B | 4 | 459 | Coal Steam |  | S_SOU | Florida | 12 | Escambia | 33 | 12033 | 75 | 11399 | 1959 | 9999 | tangential | dry | N | Bituminous | Wet Scrubber | 2009 | 0.95 | LNB | SNCR |  | 2006 | ESPC + ESPH | No |  |  |  | 2.4 | 0.4055 | 0.11894 | 0.1469 | 0.1 | 0.05 | 0.1 | 0.56 | 0.99 |  |  |  |  | C2G | 2023 |  | Gulf Power Co | 100 | NextEra Energy Inc | 100
hard coal | Crist | 641_B_5 | 641 | B | 5 | 460 | Coal Steam |  | S_SOU | Florida | 12 | Escambia | 33 | 12033 | 75 | 11274 | 1961 | 9999 | tangential | dry | N | Bituminous | Wet Scrubber | 2009 | 0.95 | LNB | SNCR |  | 2006 | ESPC + ESPH | No |  |  |  | 2.4 | 0.3757 | 0.1159 | 0.1469 | 0.1 | 0.05 | 0.1 | 0.56 | 0.99 |  |  |  |  | C2G | 2023 |  | Gulf Power Co | 100 | NextEra Energy Inc | 100
hard coal | Crist | 641_B_6 | 641 | B | 6 | 461 | Coal Steam |  | S_SOU | Florida | 12 | Escambia | 33 | 12033 | 299 | 11083 | 1970 | 9999 | wall | dry | N | Bituminous | Wet Scrubber | 2009 | 0.95 | LNB | SCR | 2012 |  | ESPC | No |  |  |  | 2.4 | 0.2475 | 0.0678 | 0.2475 | 0.0678 | 0.05 | 0.1 | 0.56 | 0.99 |  |  |  |  | C2G | 2020 |  | Gulf Power Co | 100 | NextEra Energy Inc | 100
hard coal | Crist | 641_B_7 | 641 | B | 7 | 462 | Coal Steam |  | S_SOU | Florida | 12 | Escambia | 33 | 12033 | 475 | 10816 | 1973 | 9999 | wall | dry | N | Bituminous | Wet Scrubber | 2009 | 0.95 | LNB | SCR | 2005 |  | ESPC | No |  |  |  | 2.4 | 0.06211 | 0.06211 | 0.06211 | 0.06211 | 0.05 | 0.1 | 0.56 | 0.99 |  |  |  |  | C2G | 2020 |  | Gulf Power Co | 100 | NextEra Energy Inc | 100
natural gas peaker | Lansing Smith | 643_G_CT1 | 643 | G | CT1 |  | Combustion Turbine |  | S_SOU | Florida | 12 | Bay | 5 | 12005 | 32 | 16940 | 1971 | 9999 |  |  | N | Distillate Fuel Oil | [12 empty] | 0.8 | 0.89192 | 0.89192 | 0.89192 | 0.89192 | [11 empty] | Gulf Power Co | 100 | NextEra Energy Inc | 100
natural gas combined cycle | Lansing Smith | 643_G_3A | 643 | G | 3A | 8284 | Combined Cycle |  | S_SOU | Florida | 12 | Bay | 5 | 12005 | 167.6 | 7213 | 2002 | 9999 |  |  | N | Natural Gas |  |  |  | DLNB | [8 empty] | 0.001 | 0.029211 | 0.029211 | 0.029211 | 0.029211 | [11 empty] | Gulf Power Co | 100 | NextEra Energy Inc | 100
natural gas combined cycle | Lansing Smith | 643_G_3B | 643 | G | 3B | 8286 | Combined Cycle |  | S_SOU | Florida | 12 | Bay | 5 | 12005 | 167.6 | 7213 | 2002 | 9999 |  |  | N | Natural Gas |  |  |  | DLNB | [8 empty] | 0.001 | 0.029211 | 0.029211 | 0.029211 | 0.029211 | [11 empty] | Gulf Power Co | 100 | NextEra Energy Inc | 100
natural gas combined cycle | Lansing Smith | 643_G_3S | 643 | G | 3S | 8284 | Combined Cycle |  | S_SOU | Florida | 12 | Bay | 5 | 12005 | 175.9 | 7213 | 2002 | 9999 |  |  | N | Natural Gas |  |  |  | LNB | [8 empty] | 0.001 | 0.029211 | 0.029211 | 0.029211 | 0.029211 | [11 empty] | Gulf Power Co | 100 | NextEra Energy Inc | 100
hard coal | Big Bend | 645_B_BB01 | 645 | B | BB01 | 467 | Coal Steam |  | FRCC | Florida | 12 | Hillsborough | 57 | 12057 | 385 | 10642 | 1970 | 9999 | wall | wet | N | Bituminous, Natural Gas |  |  |  | NH3 + other | SCR | 2010 |  | ESPC | Yes |  |  |  | 6.5 | 0.5243 | 0.10151 | 0.5243 | 0.10151 | 1 | 0.1 | 1 | 0 |  |  |  |  | C2G | 2021 |  | Tampa Electric Co | 100 | TECO Energy Inc | 100
hard coal | Big Bend | 645_B_BB04 | 645 | B | BB04 | 470 | Coal Steam |  | FRCC | Florida | 12 | Hillsborough | 57 | 12057 | 437 | 10792 | 1985 | 9999 | tangential | dry | N | Bituminous, Natural Gas | Wet Scrubber | 1985 | 0.95 | LNC2 | SCR | 2007 |  | ESPC | Yes |  |  |  | 0.82 | 0.08082 | 0.08082 | 0.08082 | 0.08082 | 0.05 | 0.1 | 0.56 | 0.99 | [7 empty] | Tampa Electric Co | 100 | TECO Energy Inc | 100
natural gas peaker | Big Bend | 645_G_GT4 | 645 | G | GT4 | 90409 | Combustion Turbine |  | FRCC | Florida | 12 | Hillsborough | 57 | 12057 | 56 | 11825 | 2009 | 9999 |  |  | N | Natural Gas, Distillate Fuel Oil |  |  |  | H2O | [8 empty] | 0.06 | 0.09076 | 0.09076 | 0.09076 | 0.09076 | [11 empty] | Tampa Electric Co | 100 | TECO Energy Inc | 100
solar pv | Big Bend | 645_G_1 | 645 | G | 1 |  | Solar PV |  | FRCC | Florida | 12 | Hillsborough | 57 | 12057 | 19.4 | 0 | 2017 | 9999 |  |  | N | Solar | [13 empty] | 0 | 0 | 0 | 0 | [11 empty] | Tampa Electric Co | 100 | TECO Energy Inc | 100
natural gas combined cycle | Big Bend | 645_G_GT5 | 645 | G | GT5 |  | Combined Cycle |  | FRCC | Florida | 12 | Hillsborough | 57 | 12057 | 360 | 7050 | 2023 | 9999 |  |  | N | Natural Gas |  |  |  | DLNB | SCR | [8 empty] | 0.011 | 0.011 | 0.011 | 0.011 | [11 empty] | Tampa Electric Co | 100 | TECO Energy Inc | 100
natural gas combined cycle | Big Bend | 645_G_GT6 | 645 | G | GT6 |  | Combined Cycle |  | FRCC | Florida | 12 | Hillsborough | 57 | 12057 | 360 | 7050 | 2023 | 9999 |  |  | N | Natural Gas |  |  |  | DLNB | SCR | [8 empty] | 0.011 | 0.011 | 0.011 | 0.011 | [11 empty] | Tampa Electric Co | 100 | TECO Energy Inc | 100
nuclear | Vogtle | 649_G_1 | 649 | G | 1 |  | Nuclear |  | S_SOU | Georgia | 13 | Burke | 33 | 13033 | 1150 | 10456 | 1987 | 9999 |  |  | N | Nuclear Fuel | [13 empty] | 0 | 0 | 0 | 0 | [11 empty] | Georgia Power Co | 45.7 | Southern Co | 45.7
nuclear | Vogtle | 649_G_2 | 649 | G | 2 |  | Nuclear |  | S_SOU | Georgia | 13 | Burke | 33 | 13033 | 1152 | 10456 | 1989 | 9999 |  |  | N | Nuclear Fuel | [13 empty] | 0 | 0 | 0 | 0 | [11 empty] | Georgia Power Co | 45.7 | Southern Co | 45.7
nuclear | Vogtle | 649_G_3 | 649 | G | 3 |  | Nuclear |  | S_SOU | Georgia | 13 | Burke | 33 | 13033 | 1100 | 10456 | 2023 | 9999 |  |  | N | Nuclear Fuel | [13 empty] | 0 | 0 | 0 | 0 | [11 empty] | Georgia Power Co | 45.7 | Southern Co | 45.7
nuclear | Vogtle | 649_G_4 | 649 | G | 4 |  | Nuclear |  | S_SOU | Georgia | 13 | Burke | 33 | 13033 | 1100 | 10456 | 2023 | 9999 |  |  | N | Nuclear Fuel | [13 empty] | 0 | 0 | 0 | 0 | [11 empty] | Georgia Power Co | 45.7 | Southern Co | 45.7
hard coal | Deerhaven Generating Station | 663_B_B2 | 663 | B | B2 | 487 | Coal Steam |  | FRCC | Florida | 12 | Alachua | 1 | 12001 | 232 | 12302 | 1981 | 2031 | wall | dry | N | Bituminous | Dry Scrubber | 2010 | 0.9 | LNB + OFA | SCR | 2010 |  | ESPH + B | No |  |  |  | 1.2 | 0.3289 | 0.07 | 0.3289 | 0.07 | 0.05 | 0.1 | 1 | 0.95 |  |  |  |  | C2G | 2021 | Yes | Gainesville Regional Utilities | 100 | Gainesville Regional Utilities | 100
natural gas peaker | Deerhaven Generating Station | 663_G_GT3 | 663 | G | GT3 | 488 | Combustion Turbine |  | FRCC | Florida | 12 | Alachua | 1 | 12001 | 75 | 15493 | 1996 | 9999 |  |  | N | Natural Gas, Distillate Fuel Oil |  |  |  | DLNB + H2O | [8 empty] | 0.8 | 0.03274 | 0.03274 | 0.03274 | 0.03274 | [11 empty] | Gainesville Regional Utilities | 100 | Gainesville Regional Utilities | 100
natural gas combined cycle | John R Kelly | 664_G_CT04 | 664 | G | CT04 | 489 | Combined Cycle |  | FRCC | Florida | 12 | Alachua | 1 | 12001 | 75 | 8549 | 2001 | 9999 |  |  | N | Natural Gas, Distillate Fuel Oil |  |  |  | DLNB + H2O | [9 empty] | 0.024813 | 0.024813 | 0.024813 | 0.024813 | [11 empty] | Gainesville Regional Utilities | 100 | Gainesville Regional Utilities | 100
natural gas peaker | G W Ivey | 665_G_2 | 665 | G | 2 |  | Combustion Turbine | IC Engine | FRCC | Florida | 12 | Miami Dade | 86 | 12086 | 1.8 | 16413 | 1970 | 9999 |  |  | N | Natural Gas, Distillate Fuel Oil | [13 empty] | 4.3062 | 4.3062 | 4.3062 | 4.3062 | [11 empty] | Homestead FL (City of) | 100 | Homestead FL (City of) | 100
natural gas peaker | G W Ivey | 665_G_3 | 665 | G | 3 |  | Combustion Turbine | IC Engine | FRCC | Florida | 12 | Miami Dade | 86 | 12086 | 1.8 | 16413 | 1970 | 9999 |  |  | N | Natural Gas, Distillate Fuel Oil | [13 empty] | 4.3062 | 4.3062 | 4.3062 | 4.3062 | [11 empty] | Homestead FL (City of) | 100 | Homestead FL (City of) | 100
natural gas peaker | G W Ivey | 665_G_13 | 665 | G | 13 |  | Combustion Turbine | IC Engine | FRCC | Florida | 12 | Miami Dade | 86 | 12086 | 1.8 | 16413 | 1972 | 9999 |  |  | N | Natural Gas, Distillate Fuel Oil | [12 empty] | 0.8 | 4.357 | 4.357 | 4.357 | 4.357 | [11 empty] | Homestead FL (City of) | 100 | Homestead FL (City of) | 100
natural gas peaker | G W Ivey | 665_G_14 | 665 | G | 14 |  | Combustion Turbine | IC Engine | FRCC | Florida | 12 | Miami Dade | 86 | 12086 | 1.8 | 16413 | 1972 | 9999 |  |  | N | Natural Gas, Distillate Fuel Oil | [12 empty] | 0.8 | 3.7448 | 3.7448 | 3.7448 | 3.7448 | [11 empty] | Homestead FL (City of) | 100 | Homestead FL (City of) | 100
natural gas peaker | G W Ivey | 665_G_15 | 665 | G | 15 |  | Combustion Turbine | IC Engine | FRCC | Florida | 12 | Miami Dade | 86 | 12086 | 1.8 | 16413 | 1972 | 9999 |  |  | N | Natural Gas, Distillate Fuel Oil | [12 empty] | 0.8 | 4.3062 | 4.3062 | 4.3062 | 4.3062 | [11 empty] | Homestead FL (City of) | 100 | Homestead FL (City of) | 100
natural gas peaker | G W Ivey | 665_G_16 | 665 | G | 16 |  | Combustion Turbine | IC Engine | FRCC | Florida | 12 | Miami Dade | 86 | 12086 | 1.8 | 16413 | 1972 | 9999 |  |  | N | Natural Gas, Distillate Fuel Oil | [12 empty] | 0.8 | 4.3062 | 4.3062 | 4.3062 | 4.3062 | [11 empty] | Homestead FL (City of) | 100 | Homestead FL (City of) | 100
natural gas peaker | G W Ivey | 665_G_17 | 665 | G | 17 |  | Combustion Turbine | IC Engine | FRCC | Florida | 12 | Miami Dade | 86 | 12086 | 1.8 | 16413 | 1972 | 9999 |  |  | N | Natural Gas, Distillate Fuel Oil | [12 empty] | 0.8 | 4.3638 | 4.3638 | 4.3638 | 4.3638 | [11 empty] | Homestead FL (City of) | 100 | Homestead FL (City of) | 100
natural gas peaker | G W Ivey | 665_G_19 | 665 | G | 19 |  | Combustion Turbine | IC Engine | FRCC | Florida | 12 | Miami Dade | 86 | 12086 | 8 | 16415 | 1975 | 9999 |  |  | N | Natural Gas, Distillate Fuel Oil | [12 empty] | 0.8 | 1.9319 | 1.9319 | 1.9319 | 1.9319 | [11 empty] | Homestead FL (City of) | 100 | Homestead FL (City of) | 100
natural gas peaker | G W Ivey | 665_G_20 | 665 | G | 20 |  | Combustion Turbine | IC Engine | FRCC | Florida | 12 | Miami Dade | 86 | 12086 | 6 | 16414 | 1981 | 9999 |  |  | N | Natural Gas, Distillate Fuel Oil | [12 empty] | 0.8 | 4.3226 | 4.3226 | 4.3226 | 4.3226 | [11 empty] | Homestead FL (City of) | 100 | Homestead FL (City of) | 100
natural gas peaker | G W Ivey | 665_G_21 | 665 | G | 21 |  | Combustion Turbine | IC Engine | FRCC | Florida | 12 | Miami Dade | 86 | 12086 | 6 | 16414 | 1981 | 9999 |  |  | N | Natural Gas, Distillate Fuel Oil | [12 empty] | 0.8 | 4.3599 | 4.3599 | 4.3599 | 4.3599 | [11 empty] | Homestead FL (City of) | 100 | Homestead FL (City of) | 100
natural gas peaker | G W Ivey | 665_G_22 | 665 | G | 22 |  | Combustion Turbine | IC Engine | FRCC | Florida | 12 | Miami Dade | 86 | 12086 | 0.1 | 25000 | 2013 | 9999 |  |  | N | Distillate Fuel Oil | [13 empty] | 1.6498 | 1.6498 | 1.6498 | 1.6498 | [11 empty] | Homestead FL (City of) | 100 | Homestead FL (City of) | 100
natural gas peaker | J D Kennedy | 666_G_GT37 | 666 | G | GT37 | 493 | Combustion Turbine |  | FRCC | Florida | 12 | Duval | 31 | 12031 | 158.6 | 12606 | 2000 | 9999 |  |  | N | Natural Gas, Distillate Fuel Oil |  |  |  | DLNB + H2O | [8 empty] | 0.8 | 0.03636 | 0.03636 | 0.03636 | 0.03636 | [11 empty] | JEA | 100 | JEA | 100
natural gas peaker | J D Kennedy | 666_G_GT38 | 666 | G | GT38 | 90118 | Combustion Turbine |  | FRCC | Florida | 12 | Duval | 31 | 12031 | 158.6 | 12607 | 2009 | 9999 |  |  | N | Natural Gas, Distillate Fuel Oil |  |  |  | DLNB | [9 empty] | 0.03682 | 0.03682 | 0.03682 | 0.03682 | [11 empty] | JEA | 100 | JEA | 100
natural gas peaker | Northside Generating Station | 667_G_5 | 667 | G | 5 |  | Combustion Turbine |  | FRCC | Florida | 12 | Duval | 31 | 12031 | 53 | 18626 | 1974 | 9999 |  |  | N | Distillate Fuel Oil | [12 empty] | 0.8 | 0.38642 | 0.38642 | 0.38642 | 0.38642 | [11 empty] | JEA | 100 | JEA | 100
natural gas peaker | Northside Generating Station | 667_G_6 | 667 | G | 6 |  | Combustion Turbine |  | FRCC | Florida | 12 | Duval | 31 | 12031 | 53 | 18626 | 1974 | 9999 |  |  | N | Distillate Fuel Oil | [12 empty] | 0.8 | 0.38755 | 0.38755 | 0.38755 | 0.38755 | [11 empty] | JEA | 100 | JEA | 100
natural gas peaker | Northside Generating Station | 667_G_4 | 667 | G | 4 |  | Combustion Turbine |  | FRCC | Florida | 12 | Duval | 31 | 12031 | 53 | 18618 | 1975 | 9999 |  |  | N | Distillate Fuel Oil | [12 empty] | 0.8 | 0.35628 | 0.35628 | 0.35628 | 0.35628 | [11 empty] | JEA | 100 | JEA | 100
natural gas peaker | Northside Generating Station | 667_G_GT3 | 667 | G | GT3 |  | Combustion Turbine |  | FRCC | Florida | 12 | Duval | 31 | 12031 | 53 | 18626 | 1975 | 9999 |  |  | N | Distillate Fuel Oil | [12 empty] | 0.8 | 0.36986 | 0.36986 | 0.36986 | 0.36986 | [11 empty] | JEA | 100 | JEA | 100
natural gas steam turbine | Northside Generating Station | 667_G_ST3 | 667 | G | ST3 | 500 | O/G Steam |  | FRCC | Florida | 12 | Duval | 31 | 12031 | 524 | 11615 | 1977 | 9999 | wall | dry | N | Natural Gas, Residual Fuel Oil |  |  |  | LNB | SNCR | [8 empty] | 0.19131 | 0.19131 | 0.19131 | 0.19131 | [11 empty] | JEA | 100 | JEA | 100
hard coal | Northside Generating Station | 667_B_1 | 667 | B | 1 | 497 | Coal Steam |  | FRCC | Florida | 12 | Duval | 31 | 12031 | 293 | 10368 | 2002 | 9999 | FBC | dry | N | Bituminous, Petroleum Coke | Dry Scrubber | 2002 | 0.85 | CF | SNCR |  | 2002 | B | NA |  |  |  | 1.98 | 0.07119 | 0.07119 | 0.07119 | 0.07119 | 0.05 | 0.07 | 0.07 | 0.99 | [6 empty] | Yes | JEA | 100 | JEA | 100
hard coal | Northside Generating Station | 667_B_2 | 667 | B | 2 | 499 | Coal Steam |  | FRCC | Florida | 12 | Duval | 31 | 12031 | 293 | 10386 | 2002 | 9999 | FBC | dry | N | Bituminous, Petroleum Coke | Dry Scrubber | 2002 | 0.85 | CF | SNCR |  | 2002 | B | NA |  |  |  | 1.98 | 0.06703 | 0.06703 | 0.06703 | 0.06703 | 0.05 | 0.07 | 0.07 | 0.99 | [6 empty] | Yes | JEA | 100 | JEA | 100
natural gas peaker | Tom G Smith | 673_G_MU1 | 673 | G | MU1 |  | Combustion Turbine | IC Engine | FRCC | Florida | 12 | Palm Beach | 99 | 12099 | 2 | 18384 | 1965 | 9999 |  |  | N | Distillate Fuel Oil | [13 empty] | 3.2136 | 3.2136 | 3.2136 | 3.2136 | [11 empty] | Lake Worth Utilities | 100 | Lake Worth Utilities | 100
natural gas peaker | Tom G Smith | 673_G_MU2 | 673 | G | MU2 |  | Combustion Turbine | IC Engine | FRCC | Florida | 12 | Palm Beach | 99 | 12099 | 2 | 25000 | 1965 | 9999 |  |  | N | Distillate Fuel Oil | [13 empty] | 3.2136 | 3.2136 | 3.2136 | 3.2136 | [11 empty] | Lake Worth Utilities | 100 | Lake Worth Utilities | 100
natural gas peaker | Tom G Smith | 673_G_MU3 | 673 | G | MU3 |  | Combustion Turbine | IC Engine | FRCC | Florida | 12 | Palm Beach | 99 | 12099 | 2 | 17253 | 1965 | 9999 |  |  | N | Distillate Fuel Oil | [13 empty] | 3.2079 | 3.2079 | 3.2079 | 3.2079 | [11 empty] | Lake Worth Utilities | 100 | Lake Worth Utilities | 100
natural gas peaker | Tom G Smith | 673_G_MU4 | 673 | G | MU4 |  | Combustion Turbine | IC Engine | FRCC | Florida | 12 | Palm Beach | 99 | 12099 | 2 | 17253 | 1965 | 9999 |  |  | N | Distillate Fuel Oil | [13 empty] | 3.2136 | 3.2136 | 3.2136 | 3.2136 | [11 empty] | Lake Worth Utilities | 100 | Lake Worth Utilities | 100
natural gas peaker | Tom G Smith | 673_G_MU5 | 673 | G | MU5 |  | Combustion Turbine | IC Engine | FRCC | Florida | 12 | Palm Beach | 99 | 12099 | 2 | 17253 | 1965 | 9999 |  |  | N | Distillate Fuel Oil | [13 empty] | 3.2136 | 3.2136 | 3.2136 | 3.2136 | [11 empty] | Lake Worth Utilities | 100 | Lake Worth Utilities | 100
natural gas steam turbine | Tom G Smith | 673_B_S-3 | 673 | B | S-3 | 507 | O/G Steam |  | FRCC | Florida | 12 | Palm Beach | 99 | 12099 | 26 | 14500 | 1967 | 9999 | wall | dry | N | Natural Gas |  |  |  | AA | [8 empty] | 2.75 | 0.22733 | 0.22733 | 0.22733 | 0.22733 | [11 empty] | Lake Worth Utilities | 100 | Lake Worth Utilities | 100
natural gas peaker | Tom G Smith | 673_G_GT1 | 673 | G | GT1 |  | Combustion Turbine |  | FRCC | Florida | 12 | Palm Beach | 99 | 12099 | 26 | 25000 | 1976 | 9999 |  |  | N | Distillate Fuel Oil | [12 empty] | 0.8 | 1.2001 | 1.2001 | 1.2001 | 1.2001 | [11 empty] | Lake Worth Utilities | 100 | Lake Worth Utilities | 100
natural gas combined cycle | Tom G Smith | 673_G_GT2 | 673 | G | GT2 |  | Combined Cycle |  | FRCC | Florida | 12 | Palm Beach | 99 | 12099 | 21 | 13992 | 1978 | 9999 |  |  | N | Natural Gas, Distillate Fuel Oil | [13 empty] | 0.068427 | 0.068427 | 0.068427 | 0.068427 | [11 empty] | Lake Worth Utilities | 100 | Lake Worth Utilities | 100
natural gas combined cycle | Tom G Smith | 673_G_S5 | 673 | G | S5 |  | Combined Cycle |  | FRCC | Florida | 12 | Palm Beach | 99 | 12099 | 10 | 13992 | 1978 | 9999 |  |  | N | Natural Gas, Distillate Fuel Oil | [13 empty] | 0.068427 | 0.068427 | 0.068427 | 0.068427 | [11 empty] | Lake Worth Utilities | 100 | Lake Worth Utilities | 100
natural gas combined cycle | Larsen Memorial | 675_G_5 | 675 | G | 5 | 509 | Combined Cycle |  | FRCC | Florida | 12 | Polk | 105 | 12105 | 29 | 11430 | 1956 | 9999 |  |  | N | Natural Gas, Distillate Fuel Oil |  |  |  | H2O | [9 empty] | 0.043757 | 0.043757 | 0.043757 | 0.043757 | [11 empty] | Lakeland Dept of Electric Water Utilities | 100 | Lakeland Dept of Electric Water Utilities | 100
natural gas peaker | Larsen Memorial | 675_G_2 | 675 | G | 2 |  | Combustion Turbine |  | FRCC | Florida | 12 | Polk | 105 | 12105 | 10 | 19923 | 1962 | 9999 |  |  | N | Natural Gas, Distillate Fuel Oil | [13 empty] | 2.3358 | 2.3358 | 2.3358 | 2.3358 | [11 empty] | Lakeland Dept of Electric Water Utilities | 100 | Lakeland Dept of Electric Water Utilities | 100
natural gas peaker | Larsen Memorial | 675_G_3 | 675 | G | 3 |  | Combustion Turbine |  | FRCC | Florida | 12 | Polk | 105 | 12105 | 9 | 19931 | 1962 | 9999 |  |  | N | Natural Gas, Distillate Fuel Oil | [13 empty] | 0.34159 | 0.34159 | 0.34159 | 0.34159 | [11 empty] | Lakeland Dept of Electric Water Utilities | 100 | Lakeland Dept of Electric Water Utilities | 100
natural gas combined cycle | Larsen Memorial | 675_G_8 | 675 | G | 8 | 509 | Combined Cycle |  | FRCC | Florida | 12 | Polk | 105 | 12105 | 76 | 11430 | 1992 | 9999 |  |  | N | Natural Gas, Distillate Fuel Oil |  |  |  | H2O | [9 empty] | 0.043757 | 0.043757 | 0.043757 | 0.043757 | [11 empty] | Lakeland Dept of Electric Water Utilities | 100 | Lakeland Dept of Electric Water Utilities | 100
natural gas peaker | C D McIntosh Jr | 676_G_IC1 | 676 | G | IC1 |  | Combustion Turbine | IC Engine | FRCC | Florida | 12 | Polk | 105 | 12105 | 2.5 | 11882 | 1970 | 9999 |  |  | N | Distillate Fuel Oil | [13 empty] | 4.3905 | 4.3905 | 4.3905 | 4.3905 | [11 empty] | Lakeland Dept of Electric Water Utilities | 100 | Lakeland Dept of Electric Water Utilities | 100
natural gas peaker | C D McIntosh Jr | 676_G_IC2 | 676 | G | IC2 |  | Combustion Turbine | IC Engine | FRCC | Florida | 12 | Polk | 105 | 12105 | 2.5 | 12059 | 1970 | 9999 |  |  | N | Distillate Fuel Oil | [13 empty] | 1.6498 | 1.6498 | 1.6498 | 1.6498 | [11 empty] | Lakeland Dept of Electric Water Utilities | 100 | Lakeland Dept of Electric Water Utilities | 100
natural gas peaker | C D McIntosh Jr | 676_G_GT1 | 676 | G | GT1 |  | Combustion Turbine |  | FRCC | Florida | 12 | Polk | 105 | 12105 | 16 | 10745 | 1973 | 9999 |  |  | N | Natural Gas, Distillate Fuel Oil | [12 empty] | 0.8 | 1.2312 | 1.2312 | 1.2312 | 1.2312 | [11 empty] | Lakeland Dept of Electric Water Utilities | 100 | Lakeland Dept of Electric Water Utilities | 100
natural gas combined cycle | C D McIntosh Jr | 676_G_5CT | 676 | G | 5CT | 515 | Combined Cycle |  | FRCC | Florida | 12 | Polk | 105 | 12105 | 215 | 7296 | 2001 | 9999 |  |  | N | Natural Gas |  |  |  |  | SCR | [8 empty] | 0.024863 | 0.024863 | 0.024863 | 0.024863 | [11 empty] | Lakeland Dept of Electric Water Utilities | 100 | Lakeland Dept of Electric Water Utilities | 100
natural gas combined cycle | C D McIntosh Jr | 676_G_5ST | 676 | G | 5ST | 515 | Combined Cycle |  | FRCC | Florida | 12 | Polk | 105 | 12105 | 123 | 7296 | 2002 | 9999 | other |  | N | Natural Gas |  |  |  | LNB | SCR | [8 empty] | 0.024863 | 0.024863 | 0.024863 | 0.024863 | [11 empty] | Lakeland Dept of Electric Water Utilities | 100 | Lakeland Dept of Electric Water Utilities | 100
natural gas peaker | C D McIntosh Jr | 676_G_GT2 | 676 | G | GT2 |  | Combustion Turbine |  | FRCC | Florida | 12 | Polk | 105 | 12105 | 115 | 10745 | 2020 | 9999 |  |  | N | Natural Gas, Distillate Fuel Oil | [13 empty] | 0.011 | 0.011 | 0.011 | 0.011 | [11 empty] | Lakeland Dept of Electric Water Utilities | 100 | Lakeland Dept of Electric Water Utilities | 100
hydro | W K Sanders | 678_G_1 | 678 | G | 1 |  | Hydro |  | NENGREST | Vermont | 50 | Lamoille | 15 | 50015 | 0.7 | 0 | 1983 | 9999 |  |  | N | Hydro | [13 empty] | 0 | 0 | 0 | 0 | [11 empty] | Morrisville Water & Light Dept VT (Village of) | 100 | Morrisville Water & Light Dept VT (Village of) | 100
hydro | W K Sanders | 678_G_2 | 678 | G | 2 |  | Hydro |  | NENGREST | Vermont | 50 | Lamoille | 15 | 50015 | 0.7 | 0 | 1983 | 9999 |  |  | N | Hydro | [13 empty] | 0 | 0 | 0 | 0 | [11 empty] | Morrisville Water & Light Dept VT (Village of) | 100 | Morrisville Water & Light Dept VT (Village of) | 100
hydro | Kerckhoff 2 | 682_G_1 | 682 | G | 1 |  | Hydro |  | WEC_CALN | California | 6 | Fresno | 19 | 06019 | 155 | 0 | 1983 | 9999 |  |  | N | Hydro | [13 empty] | 0 | 0 | 0 | 0 | [11 empty] | Pacific Gas & Electric Co | 100 | PG&E Corp | 100
natural gas peaker | Indian River Plant | 683_G_A | 683 | G | A |  | Combustion Turbine |  | FRCC | Florida | 12 | Brevard | 9 | 12009 | 37 | 25000 | 1989 | 9999 |  |  | N | Natural Gas, Distillate Fuel Oil | [12 empty] | 0.8 | 0.69995 | 0.69995 | 0.69995 | 0.69995 | [11 empty] | Orlando Utilities Commission | 48.8 | Orlando Utilities Commission | 48.8
natural gas peaker | Indian River Plant | 683_G_B | 683 | G | B |  | Combustion Turbine |  | FRCC | Florida | 12 | Brevard | 9 | 12009 | 37 | 25000 | 1989 | 9999 |  |  | N | Natural Gas, Distillate Fuel Oil | [12 empty] | 0.8 | 0.7001 | 0.7001 | 0.7001 | 0.7001 | [11 empty] | Orlando Utilities Commission | 48.8 | Orlando Utilities Commission | 48.8
natural gas peaker | Indian River Plant | 683_G_C | 683 | G | C | 516 | Combustion Turbine |  | FRCC | Florida | 12 | Brevard | 9 | 12009 | 108 | 18700 | 1992 | 9999 |  |  | N | Natural Gas, Distillate Fuel Oil |  |  |  | H2O | [8 empty] | 0.8 | 0.07319 | 0.07319 | 0.07319 | 0.07319 | [11 empty] | Orlando Utilities Commission | 79 | Orlando Utilities Commission | 79
natural gas peaker | Indian River Plant | 683_G_D | 683 | G | D | 517 | Combustion Turbine |  | FRCC | Florida | 12 | Brevard | 9 | 12009 | 108 | 18700 | 1992 | 9999 |  |  | N | Natural Gas, Distillate Fuel Oil |  |  |  | H2O | [8 empty] | 0.8 | 0.06485 | 0.06485 | 0.06485 | 0.06485 | [11 empty] | Orlando Utilities Commission | 79 | Orlando Utilities Commission | 79
natural gas combined cycle | Arvah B Hopkins | 688_G_2 | 688 | G | 2 | 89683 | Combined Cycle |  | FRCC | Florida | 12 | Leon | 73 | 12073 | 141 | 7905 | 1977 | 9999 | wall | dry | N | Natural Gas, Distillate Fuel Oil |  |  |  | FR | SCR | [7 empty] | 1.4 | 0.017309 | 0.017309 | 0.017309 | 0.017309 | [11 empty] | Tallahassee FL (City of) | 100 | Tallahassee FL (City of) | 100
natural gas peaker | Arvah B Hopkins | 688_G_GT3 | 688 | G | GT3 | 89526 | Combustion Turbine |  | FRCC | Florida | 12 | Leon | 73 | 12073 | 46 | 10745 | 2005 | 9999 |  |  | N | Natural Gas, Distillate Fuel Oil |  |  |  | H2O | SCR | [7 empty] | 0.8 | 0.01659 | 0.01659 | 0.01659 | 0.01659 | [11 empty] | Tallahassee FL (City of) | 100 | Tallahassee FL (City of) | 100
natural gas peaker | Arvah B Hopkins | 688_G_GT4 | 688 | G | GT4 | 89527 | Combustion Turbine |  | FRCC | Florida | 12 | Leon | 73 | 12073 | 46 | 10745 | 2005 | 9999 |  |  | N | Natural Gas, Distillate Fuel Oil |  |  |  | H2O | SCR | [7 empty] | 0.8 | 0.01919 | 0.01919 | 0.01919 | 0.01919 | [11 empty] | Tallahassee FL (City of) | 100 | Tallahassee FL (City of) | 100
natural gas combined cycle | Arvah B Hopkins | 688_G_CT 2A | 688 | G | CT 2A | 89683 | Combined Cycle |  | FRCC | Florida | 12 | Leon | 73 | 12073 | 159 | 7905 | 2008 | 9999 |  |  | N | Natural Gas, Distillate Fuel Oil |  |  |  | DLNB + H2O | SCR | [8 empty] | 0.017309 | 0.017309 | 0.017309 | 0.017309 | [11 empty] | Tallahassee FL (City of) | 100 | Tallahassee FL (City of) | 100
natural gas peaker | Arvah B Hopkins | 688_G_IC1 | 688 | G | IC1 |  | Combustion Turbine | IC Engine | FRCC | Florida | 12 | Leon | 73 | 12073 | 18.5 | 10745 | 2019 | 9999 |  |  | N | Natural Gas | [13 empty] | 1.061 | 1.061 | 1.061 | 1.061 | [11 empty] | Tallahassee FL (City of) | 100 | Tallahassee FL (City of) | 100
natural gas peaker | Arvah B Hopkins | 688_G_IC2 | 688 | G | IC2 |  | Combustion Turbine | IC Engine | FRCC | Florida | 12 | Leon | 73 | 12073 | 18.5 | 10745 | 2019 | 9999 |  |  | N | Natural Gas | [13 empty] | 1.061 | 1.061 | 1.061 | 1.061 | [11 empty] | Tallahassee FL (City of) | 100 | Tallahassee FL (City of) | 100
natural gas peaker | Arvah B Hopkins | 688_G_IC3 | 688 | G | IC3 |  | Combustion Turbine | IC Engine | FRCC | Florida | 12 | Leon | 73 | 12073 | 18.5 | 10745 | 2019 | 9999 |  |  | N | Natural Gas | [13 empty] | 1.061 | 1.061 | 1.061 | 1.061 | [11 empty] | Tallahassee FL (City of) | 100 | Tallahassee FL (City of) | 100
natural gas peaker | Arvah B Hopkins | 688_G_IC4 | 688 | G | IC4 |  | Combustion Turbine | IC Engine | FRCC | Florida | 12 | Leon | 73 | 12073 | 18.5 | 10745 | 2019 | 9999 |  |  | N | Natural Gas | [13 empty] | 1.061 | 1.061 | 1.061 | 1.061 | [11 empty] | Tallahassee FL (City of) | 100 | Tallahassee FL (City of) | 100
natural gas combined cycle | S O Purdom | 689_G_8 | 689 | G | 8 | 521 | Combined Cycle |  | FRCC | Florida | 12 | Wakulla | 129 | 12129 | 154 | 7781 | 2000 | 9999 |  |  | N | Natural Gas, Distillate Fuel Oil |  |  |  | DLNB + H2O | [9 empty] | 0.029329 | 0.029329 | 0.029329 | 0.029329 | [11 empty] | Tallahassee FL (City of) | 100 | Tallahassee FL (City of) | 100
natural gas combined cycle | S O Purdom | 689_G_9 | 689 | G | 9 | 521 | Combined Cycle |  | FRCC | Florida | 12 | Wakulla | 129 | 12129 | 72 | 7781 | 2000 | 9999 | other | dry | N | Natural Gas, Distillate Fuel Oil |  |  |  | LNB | [9 empty] | 0.029329 | 0.029329 | 0.029329 | 0.029329 | [11 empty] | Tallahassee FL (City of) | 100 | Tallahassee FL (City of) | 100
hydro | J Woodruff | 690_G_3A | 690 | G | 3A |  | Hydro |  | FRCC | Florida | 12 | Gadsden | 39 | 12039 | 14.5 | 0 | 2001 | 9999 |  |  | N | Hydro | [13 empty] | 0 | 0 | 0 | 0 | [11 empty] | USACE Mobile District | 100 | U S Army Corps of Engineers | 100
hydro | J Woodruff | 690_G_2A | 690 | G | 2A |  | Hydro |  | FRCC | Florida | 12 | Gadsden | 39 | 12039 | 14.5 | 0 | 2002 | 9999 |  |  | N | Hydro | [13 empty] | 0 | 0 | 0 | 0 | [11 empty] | USACE Mobile District | 100 | U S Army Corps of Engineers | 100
hydro | J Woodruff | 690_G_1A | 690 | G | 1A |  | Hydro |  | FRCC | Florida | 12 | Gadsden | 39 | 12039 | 14.5 | 0 | 2003 | 9999 |  |  | N | Hydro | [13 empty] | 0 | 0 | 0 | 0 | [11 empty] | USACE Mobile District | 100 | U S Army Corps of Engineers | 100
onshore wind | Medicine Bow | 692_G_1A | 692 | G | 1A |  | Onshore Wind |  | WECC_WY | Wyoming | 56 | Carbon | 7 | 56007 | 0.6 | 0 | 1998 | 9999 |  |  | N | Wind | [13 empty] | 0 | 0 | 0 | 0 | [11 empty] | Medicine Bow Wind LLC | 100 | Gamesa Corporación Tecnológica SA | 100
onshore wind | Medicine Bow | 692_G_2A | 692 | G | 2A |  | Onshore Wind |  | WECC_WY | Wyoming | 56 | Carbon | 7 | 56007 | 0.6 | 0 | 1998 | 9999 |  |  | N | Wind | [13 empty] | 0 | 0 | 0 | 0 | [11 empty] | Medicine Bow Wind LLC | 100 | Gamesa Corporación Tecnológica SA | 100
onshore wind | Medicine Bow | 692_G_5 | 692 | G | 5 |  | Onshore Wind |  | WECC_WY | Wyoming | 56 | Carbon | 7 | 56007 | 0.7 | 0 | 1999 | 9999 |  |  | N | Wind | [13 empty] | 0 | 0 | 0 | 0 | [11 empty] | Medicine Bow Wind LLC | 100 | Gamesa Corporación Tecnológica SA | 100
onshore wind | Medicine Bow | 692_G_6 | 692 | G | 6 |  | Onshore Wind |  | WECC_WY | Wyoming | 56 | Carbon | 7 | 56007 | 0.7 | 0 | 1999 | 9999 |  |  | N | Wind | [13 empty] | 0 | 0 | 0 | 0 | [11 empty] | Medicine Bow Wind LLC | 100 | Gamesa Corporación Tecnológica SA | 100
onshore wind | Medicine Bow | 692_G_7 | 692 | G | 7 |  | Onshore Wind |  | WECC_WY | Wyoming | 56 | Carbon | 7 | 56007 | 0.7 | 0 | 1999 | 9999 |  |  | N | Wind | [13 empty] | 0 | 0 | 0 | 0 | [11 empty] | Medicine Bow Wind LLC | 100 | Gamesa Corporación Tecnológica SA | 100
onshore wind | Medicine Bow | 692_G_8 | 692 | G | 8 |  | Onshore Wind |  | WECC_WY | Wyoming | 56 | Carbon | 7 | 56007 | 0.7 | 0 | 1999 | 9999 |  |  | N | Wind | [13 empty] | 0 | 0 | 0 | 0 | [11 empty] | Medicine Bow Wind LLC | 100 | Gamesa Corporación Tecnológica SA | 100
onshore wind | Medicine Bow | 692_G_9 | 692 | G | 9 |  | Onshore Wind |  | WECC_WY | Wyoming | 56 | Carbon | 7 | 56007 | 0.7 | 0 | 1999 | 9999 |  |  | N | Wind | [13 empty] | 0 | 0 | 0 | 0 | [11 empty] | Medicine Bow Wind LLC | 100 | Gamesa Corporación Tecnológica SA | 100
onshore wind | Medicine Bow | 692_G_10 | 692 | G | 10 |  | Onshore Wind |  | WECC_WY | Wyoming | 56 | Carbon | 7 | 56007 | 0.7 | 0 | 2000 | 9999 |  |  | N | Wind | [13 empty] | 0 | 0 | 0 | 0 | [11 empty] | Crystal Lake Wind Energy III LLC | 100 | NextEra Energy Inc | 100
onshore wind | Medicine Bow | 692_G_11 | 692 | G | 11 |  | Onshore Wind |  | WECC_WY | Wyoming | 56 | Carbon | 7 | 56007 | 0.7 | 0 | 2000 | 9999 |  |  | N | Wind | [13 empty] | 0 | 0 | 0 | 0 | [11 empty] | Medicine Bow Wind LLC | 100 | Gamesa Corporación Tecnológica SA | 100
natural gas peaker | Marathon Generating Plant | 696_G_8 | 696 | G | 8 |  | Combustion Turbine | IC Engine | FRCC | Florida | 12 | Monroe | 87 | 12087 | 2 | 12283 | 1989 | 9999 |  |  | N | Distillate Fuel Oil | [12 empty] | 0.8 | 0.47736 | 0.47736 | 0.47736 | 0.47736 | [11 empty] | Florida Keys Electric Coop Association Inc | 100 | Florida Keys Electric Coop Association Inc | 100
natural gas peaker | Marathon Generating Plant | 696_G_9 | 696 | G | 9 |  | Combustion Turbine | IC Engine | FRCC | Florida | 12 | Monroe | 87 | 12087 | 2 | 12283 | 1989 | 9999 |  |  | N | Distillate Fuel Oil | [12 empty] | 0.8 | 0.49004 | 0.49004 | 0.49004 | 0.49004 | [11 empty] | Florida Keys Electric Coop Association Inc | 100 | Florida Keys Electric Coop Association Inc | 100
natural gas peaker | Marathon Generating Plant | 696_G_10 | 696 | G | 10 |  | Combustion Turbine | IC Engine | FRCC | Florida | 12 | Monroe | 87 | 12087 | 3.5 | 12283 | 1998 | 9999 |  |  | N | Distillate Fuel Oil | [12 empty] | 0.8 | 3.1547 | 3.1547 | 3.1547 | 3.1547 | [11 empty] | Florida Keys Electric Coop Association Inc | 100 | Florida Keys Electric Coop Association Inc | 100
natural gas peaker | Marathon Generating Plant | 696_G_11 | 696 | G | 11 |  | Combustion Turbine | IC Engine | FRCC | Florida | 12 | Monroe | 87 | 12087 | 3.5 | 12283 | 2001 | 9999 |  |  | N | Distillate Fuel Oil | [12 empty] | 0.8 | 3.1675 | 3.1675 | 3.1675 | 3.1675 | [11 empty] | Florida Keys Electric Coop Association Inc | 100 | Florida Keys Electric Coop Association Inc | 100
natural gas peaker | Trenton North | 698_G_1 | 698 | G | 1 |  | Combustion Turbine | IC Engine | MIS_MO | Missouri | 29 | Grundy | 79 | 29079 | 2.7 | 12307 | 1974 | 9999 |  |  | N | Distillate Fuel Oil | [12 empty] | 2.3 | 3.481 | 3.481 | 3.481 | 3.481 | [11 empty] | Trenton Municipal Utilities | 100 | Trenton Municipal Utilities | 100
natural gas peaker | Trenton North | 698_G_2 | 698 | G | 2 |  | Combustion Turbine | IC Engine | MIS_MO | Missouri | 29 | Grundy | 79 | 29079 | 2.7 | 12282 | 1974 | 9999 |  |  | N | Distillate Fuel Oil | [12 empty] | 2.3 | 1.6498 | 1.6498 | 1.6498 | 1.6498 | [11 empty] | Trenton Municipal Utilities | 100 | Trenton Municipal Utilities | 100
natural gas peaker | Trenton North | 698_G_3 | 698 | G | 3 |  | Combustion Turbine | IC Engine | MIS_MO | Missouri | 29 | Grundy | 79 | 29079 | 2.7 | 12282 | 1974 | 9999 |  |  | N | Distillate Fuel Oil | [12 empty] | 2.3 | 1.6498 | 1.6498 | 1.6498 | 1.6498 | [11 empty] | Trenton Municipal Utilities | 100 | Trenton Municipal Utilities | 100
natural gas peaker | Trenton North | 698_G_4 | 698 | G | 4 |  | Combustion Turbine | IC Engine | MIS_MO | Missouri | 29 | Grundy | 79 | 29079 | 2.7 | 12282 | 1974 | 9999 |  |  | N | Distillate Fuel Oil | [12 empty] | 2.3 | 1.6498 | 1.6498 | 1.6498 | 1.6498 | [11 empty] | Trenton Municipal Utilities | 100 | Trenton Municipal Utilities | 100
natural gas peaker | Trenton North | 698_G_5 | 698 | G | 5 |  | Combustion Turbine | IC Engine | MIS_MO | Missouri | 29 | Grundy | 79 | 29079 | 2.7 | 12282 | 1975 | 9999 |  |  | N | Distillate Fuel Oil | [12 empty] | 2.3 | 2.7103 | 2.7103 | 2.7103 | 2.7103 | [11 empty] | Trenton Municipal Utilities | 100 | Trenton Municipal Utilities | 100
hydro | Bartletts Ferry | 702_G_1 | 702 | G | 1 |  | Hydro |  | S_SOU | Alabama | 1 | Lee | 81 | 01081 | 16.4 | 0 | 1926 | 9999 |  |  | N | Hydro | [13 empty] | 0 | 0 | 0 | 0 | [11 empty] | Georgia Power Co | 100 | Southern Co | 100
hydro | Bartletts Ferry | 702_G_2 | 702 | G | 2 |  | Hydro |  | S_SOU | Alabama | 1 | Lee | 81 | 01081 | 16.4 | 0 | 1926 | 9999 |  |  | N | Hydro | [13 empty] | 0 | 0 | 0 | 0 | [11 empty] | Georgia Power Co | 100 | Southern Co | 100
hydro | Bartletts Ferry | 702_G_3 | 702 | G | 3 |  | Hydro |  | S_SOU | Alabama | 1 | Lee | 81 | 01081 | 16.4 | 0 | 1928 | 9999 |  |  | N | Hydro | [13 empty] | 0 | 0 | 0 | 0 | [11 empty] | Georgia Power Co | 100 | Southern Co | 100
hydro | Bartletts Ferry | 702_G_4 | 702 | G | 4 |  | Hydro |  | S_SOU | Alabama | 1 | Lee | 81 | 01081 | 21.9 | 0 | 1951 | 9999 |  |  | N | Hydro | [13 empty] | 0 | 0 | 0 | 0 | [11 empty] | Georgia Power Co | 100 | Southern Co | 100
hydro | Bartletts Ferry | 702_G_5 | 702 | G | 5 |  | Hydro |  | S_SOU | Alabama | 1 | Lee | 81 | 01081 | 59 | 0 | 1985 | 9999 |  |  | N | Hydro | [13 empty] | 0 | 0 | 0 | 0 | [11 empty] | Georgia Power Co | 100 | Southern Co | 100
hydro | Bartletts Ferry | 702_G_6 | 702 | G | 6 |  | Hydro |  | S_SOU | Alabama | 1 | Lee | 81 | 01081 | 59 | 0 | 1985 | 9999 |  |  | N | Hydro | [13 empty] | 0 | 0 | 0 | 0 | [11 empty] | Georgia Power Co | 100 | Southern Co | 100
hard coal | Bowen | 703_B_1BLR | 703 | B | 1BLR | 534 | Coal Steam |  | S_SOU | Georgia | 13 | Bartow | 15 | 13015 | 724 | 10032 | 1971 | 9999 | tangential | dry | N | Bituminous | Wet Scrubber | 2010 | 0.98 | LNC2 | SCR | 2010 |  | ESPC + WS | No | ACI | 2015 |  | 5 | 0.2153 | 0.10496 | 0.2153 | 0.10496 | 0.05 | 0.1 | 0.1 | 0.99 | [7 empty] | Georgia Power Co | 100 | Southern Co | 100
hard coal | Bowen | 703_B_2BLR | 703 | B | 2BLR | 535 | Coal Steam |  | S_SOU | Georgia | 13 | Bartow | 15 | 13015 | 724 | 9954 | 1972 | 9999 | tangential | dry | N | Bituminous | Wet Scrubber | 2009 | 0.98 | LNC2 | SCR | 2009 |  | ESPC + WS | No | ACI | 2015 |  | 5 | 0.21092 | 0.08485 | 0.21092 | 0.08485 | 0.05 | 0.1 | 0.1 | 0.99 | [7 empty] | Georgia Power Co | 100 | Southern Co | 100
hard coal | Bowen | 703_B_3BLR | 703 | B | 3BLR | 536 | Coal Steam |  | S_SOU | Georgia | 13 | Bartow | 15 | 13015 | 892 | 9780 | 1974 | 2035 | tangential | dry | N | Bituminous | Wet Scrubber | 2008 | 0.98 | LNC2 | SCR | 2008 |  | ESPC + B + WS | No | ACI | 2016 |  | 5 | 0.2325 | 0.08566 | 0.2325 | 0.08566 | 0.05 | 0.1 | 0.1 | 0.99 | [7 empty] | Georgia Power Co | 100 | Southern Co | 100
hard coal | Bowen | 703_B_4BLR | 703 | B | 4BLR | 537 | Coal Steam |  | S_SOU | Georgia | 13 | Bartow | 15 | 13015 | 892 | 9726 | 1975 | 2035 | tangential | dry | N | Bituminous | Wet Scrubber | 2008 | 0.98 | LNC2 | SCR | 2008 |  | ESPC + B + WS | No | ACI | 2016 |  | 5 | 0.2429 | 0.10136 | 0.2429 | 0.10136 | 0.05 | 0.1 | 0.1 | 0.99 | [7 empty] | Georgia Power Co | 100 | Southern Co | 100
hydro | Burton Dam | 704_G_1 | 704 | G | 1 |  | Hydro |  | S_SOU | Georgia | 13 | Rabun | 241 | 13241 | 4.8 | 0 | 1927 | 9999 |  |  | N | Hydro | [13 empty] | 0 | 0 | 0 | 0 | [11 empty] | Georgia Power Co | 100 | Southern Co | 100
hydro | Burton Dam | 704_G_2 | 704 | G | 2 |  | Hydro |  | S_SOU | Georgia | 13 | Rabun | 241 | 13241 | 4.8 | 0 | 1927 | 9999 |  |  | N | Hydro | [13 empty] | 0 | 0 | 0 | 0 | [11 empty] | Georgia Power Co | 100 | Southern Co | 100
hydro | Flint River | 706_G_1 | 706 | G | 1 |  | Hydro |  | S_SOU | Georgia | 13 | Dougherty | 95 | 13095 | 2.1 | 0 | 1921 | 9999 |  |  | N | Hydro | [13 empty] | 0 | 0 | 0 | 0 | [11 empty] | Georgia Power Co | 100 | Southern Co | 100
hydro | Flint River | 706_G_2 | 706 | G | 2 |  | Hydro |  | S_SOU | Georgia | 13 | Dougherty | 95 | 13095 | 2.1 | 0 | 1921 | 9999 |  |  | N | Hydro | [13 empty] | 0 | 0 | 0 | 0 | [11 empty] | Georgia Power Co | 100 | Southern Co | 100
hydro | Flint River | 706_G_3 | 706 | G | 3 |  | Hydro |  | S_SOU | Georgia | 13 | Dougherty | 95 | 13095 | 2.1 | 0 | 1925 | 9999 |  |  | N | Hydro | [13 empty] | 0 | 0 | 0 | 0 | [11 empty] | Georgia Power Co | 100 | Southern Co | 100
hydro | Goat Rock | 707_G_3 | 707 | G | 3 |  | Hydro |  | S_SOU | Alabama | 1 | Lee | 81 | 01081 | 5 | 0 | 1915 | 9999 |  |  | N | Hydro | [13 empty] | 0 | 0 | 0 | 0 | [11 empty] | Georgia Power Co | 100 | Southern Co | 100
hydro | Goat Rock | 707_G_4 | 707 | G | 4 |  | Hydro |  | S_SOU | Alabama | 1 | Lee | 81 | 01081 | 5 | 0 | 1920 | 9999 |  |  | N | Hydro | [13 empty] | 0 | 0 | 0 | 0 | [11 empty] | Georgia Power Co | 100 | Southern Co | 100
hydro | Goat Rock | 707_G_5 | 707 | G | 5 |  | Hydro |  | S_SOU | Alabama | 1 | Lee | 81 | 01081 | 5 | 0 | 1955 | 9999 |  |  | N | Hydro | [13 empty] | 0 | 0 | 0 | 0 | [11 empty] | Georgia Power Co | 100 | Southern Co | 100
hydro | Goat Rock | 707_G_6 | 707 | G | 6 |  | Hydro |  | S_SOU | Alabama | 1 | Lee | 81 | 01081 | 5 | 0 | 1956 | 9999 |  |  | N | Hydro | [13 empty] | 0 | 0 | 0 | 0 | [11 empty] | Georgia Power Co | 100 | Southern Co | 100
hydro | Goat Rock | 707_G_7 | 707 | G | 7 |  | Hydro |  | S_SOU | Alabama | 1 | Lee | 81 | 01081 | 9.3 | 0 | 2005 | 9999 |  |  | N | Hydro | [13 empty] | 0 | 0 | 0 | 0 | [11 empty] | Georgia Power Co | 100 | Southern Co | 100
hydro | Goat Rock | 707_G_8 | 707 | G | 8 |  | Hydro |  | S_SOU | Alabama | 1 | Lee | 81 | 01081 | 9.3 | 0 | 2005 | 9999 |  |  | N | Hydro | [13 empty] | 0 | 0 | 0 | 0 | [11 empty] | Georgia Power Co | 100 | Southern Co | 100
natural gas peaker | Jack McDonough | 710_G_3A | 710 | G | 3A | 90360 | Combustion Turbine |  | S_SOU | Georgia | 13 | Cobb | 67 | 13067 | 32 | 25000 | 1971 | 9999 |  |  | N | Natural Gas, Distillate Fuel Oil | [12 empty] | 3.09 | 0.97093 | 0.97093 | 0.97093 | 0.97093 | [11 empty] | Georgia Power Co | 100 | Southern Co | 100
natural gas peaker | Jack McDonough | 710_G_3B | 710 | G | 3B | 90362 | Combustion Turbine |  | S_SOU | Georgia | 13 | Cobb | 67 | 13067 | 32 | 25000 | 1971 | 9999 |  |  | N | Natural Gas, Distillate Fuel Oil | [12 empty] | 3.09 | 0.8671 | 0.8671 | 0.8671 | 0.8671 | [11 empty] | Georgia Power Co | 100 | Southern Co | 100
natural gas combined cycle | Jack McDonough | 710_G_4 | 710 | G | 4 | 90761 | Combined Cycle |  | S_SOU | Georgia | 13 | Cobb | 67 | 13067 | 360 | 7050 | 2011 | 9999 |  |  | N | Natural Gas, Distillate Fuel Oil |  |  |  | LNB | SCR | [8 empty] | 0.0075135 | 0.0075135 | 0.0075135 | 0.0075135 | [11 empty] | Georgia Power Co | 100 | Southern Co | 100
natural gas combined cycle | Jack McDonough | 710_G_CT4A | 710 | G | CT4A | 90761 | Combined Cycle |  | S_SOU | Georgia | 13 | Cobb | 67 | 13067 | 230.5 | 7050 | 2011 | 9999 |  |  | N | Natural Gas, Distillate Fuel Oil |  |  |  | DLNB + H2O | SCR | [8 empty] | 0.0075135 | 0.0075135 | 0.0075135 | 0.0075135 | [11 empty] | Georgia Power Co | 100 | Southern Co | 100
natural gas combined cycle | Jack McDonough | 710_G_CT4B | 710 | G | CT4B | 90762 | Combined Cycle |  | S_SOU | Georgia | 13 | Cobb | 67 | 13067 | 230.5 | 7050 | 2011 | 9999 |  |  | N | Natural Gas, Distillate Fuel Oil |  |  |  | DLNB | SCR | [8 empty] | 0.0075135 | 0.0075135 | 0.0075135 | 0.0075135 | [11 empty] | Georgia Power Co | 100 | Southern Co | 100
natural gas combined cycle | Jack McDonough | 710_G_5 | 710 | G | 5 | 90763 | Combined Cycle |  | S_SOU | Georgia | 13 | Cobb | 67 | 13067 | 360 | 7050 | 2012 | 9999 |  |  | N | Natural Gas, Distillate Fuel Oil |  |  |  | LNB | SCR | [8 empty] | 0.0073258 | 0.0073258 | 0.0073258 | 0.0073258 | [11 empty] | Georgia Power Co | 100 | Southern Co | 100
natural gas combined cycle | Jack McDonough | 710_G_5ACT | 710 | G | 5ACT | 90763 | Combined Cycle |  | S_SOU | Georgia | 13 | Cobb | 67 | 13067 | 231.5 | 7050 | 2012 | 9999 |  |  | N | Natural Gas, Distillate Fuel Oil |  |  |  | DLNB + H2O | SCR | [8 empty] | 0.0073258 | 0.0073258 | 0.0073258 | 0.0073258 | [11 empty] | Georgia Power Co | 100 | Southern Co | 100
natural gas combined cycle | Jack McDonough | 710_G_5BCT | 710 | G | 5BCT | 90764 | Combined Cycle |  | S_SOU | Georgia | 13 | Cobb | 67 | 13067 | 231.5 | 7050 | 2012 | 9999 |  |  | N | Natural Gas, Distillate Fuel Oil |  |  |  | DLNB | SCR | [8 empty] | 0.0073258 | 0.0073258 | 0.0073258 | 0.0073258 | [11 empty] | Georgia Power Co | 100 | Southern Co | 100
natural gas combined cycle | Jack McDonough | 710_G_6 | 710 | G | 6 | 90765 | Combined Cycle |  | S_SOU | Georgia | 13 | Cobb | 67 | 13067 | 360 | 7050 | 2012 | 9999 |  |  | N | Natural Gas |  |  |  | LNB | SCR | [8 empty] | 0.0073246 | 0.0073246 | 0.0073246 | 0.0073246 | [11 empty] | Georgia Power Co | 100 | Southern Co | 100
natural gas combined cycle | Jack McDonough | 710_G_6ACT | 710 | G | 6ACT | 90765 | Combined Cycle |  | S_SOU | Georgia | 13 | Cobb | 67 | 13067 | 233 | 7050 | 2012 | 9999 |  |  | N | Natural Gas |  |  |  | DLNB | SCR | [8 empty] | 0.0073246 | 0.0073246 | 0.0073246 | 0.0073246 | [11 empty] | Georgia Power Co | 100 | Southern Co | 100
natural gas combined cycle | Jack McDonough | 710_G_6BCT | 710 | G | 6BCT | 90766 | Combined Cycle |  | S_SOU | Georgia | 13 | Cobb | 67 | 13067 | 233 | 7050 | 2012 | 9999 |  |  | N | Natural Gas |  |  |  | DLNB | SCR | [8 empty] | 0.0073246 | 0.0073246 | 0.0073246 | 0.0073246 | [11 empty] | Georgia Power Co | 100 | Southern Co | 100
hydro | Lloyd Shoals | 712_G_1 | 712 | G | 1 |  | Hydro |  | S_SOU | Georgia | 13 | Jasper | 159 | 13159 | 3.8 | 0 | 1911 | 9999 |  |  | N | Hydro | [13 empty] | 0 | 0 | 0 | 0 | [11 empty] | Georgia Power Co | 100 | Southern Co | 100
hydro | Lloyd Shoals | 712_G_2 | 712 | G | 2 |  | Hydro |  | S_SOU | Georgia | 13 | Jasper | 159 | 13159 | 3.8 | 0 | 1911 | 9999 |  |  | N | Hydro | [13 empty] | 0 | 0 | 0 | 0 | [11 empty] | Georgia Power Co | 100 | Southern Co | 100
hydro | Lloyd Shoals | 712_G_3 | 712 | G | 3 |  | Hydro |  | S_SOU | Georgia | 13 | Jasper | 159 | 13159 | 3.8 | 0 | 1911 | 9999 |  |  | N | Hydro | [13 empty] | 0 | 0 | 0 | 0 | [11 empty] | Georgia Power Co | 100 | Southern Co | 100
hydro | Lloyd Shoals | 712_G_4 | 712 | G | 4 |  | Hydro |  | S_SOU | Georgia | 13 | Jasper | 159 | 13159 | 3.8 | 0 | 1911 | 9999 |  |  | N | Hydro | [13 empty] | 0 | 0 | 0 | 0 | [11 empty] | Georgia Power Co | 100 | Southern Co | 100
hydro | Lloyd Shoals | 712_G_5 | 712 | G | 5 |  | Hydro |  | S_SOU | Georgia | 13 | Jasper | 159 | 13159 | 3.8 | 0 | 1916 | 9999 |  |  | N | Hydro | [13 empty] | 0 | 0 | 0 | 0 | [11 empty] | Georgia Power Co | 100 | Southern Co | 100
hydro | Lloyd Shoals | 712_G_6 | 712 | G | 6 |  | Hydro |  | S_SOU | Georgia | 13 | Jasper | 159 | 13159 | 3.8 | 0 | 1917 | 9999 |  |  | N | Hydro | [13 empty] | 0 | 0 | 0 | 0 | [11 empty] | Georgia Power Co | 100 | Southern Co | 100
hydro | Toadtown | 714_G_1 | 714 | G | 1 |  | Hydro |  | WEC_CALN | California | 6 | Butte | 7 | 06007 | 1.5 | 0 | 1986 | 9999 |  |  | N | Hydro | [13 empty] | 0 | 0 | 0 | 0 | [11 empty] | Pacific Gas & Electric Co | 100 | PG&E Corp | 100
natural gas peaker | McManus | 715_G_IC1 | 715 | G | IC1 |  | Combustion Turbine | IC Engine | S_SOU | Georgia | 13 | Glynn | 127 | 13127 | 2 | 25000 | 1964 | 9999 |  |  | N | Distillate Fuel Oil | [12 empty] | 0.5 | 1.6498 | 1.6498 | 1.6498 | 1.6498 | [11 empty] | Georgia Power Co | 100 | Southern Co | 100
natural gas peaker | McManus | 715_G_3A | 715 | G | 3A | 90262 | Combustion Turbine |  | S_SOU | Georgia | 13 | Glynn | 127 | 13127 | 46 | 16959 | 1972 | 9999 |  |  | N | Distillate Fuel Oil | [12 empty] | 3.09 | 1.2001 | 1.2001 | 1.2001 | 1.2001 | [11 empty] | Georgia Power Co | 100 | Southern Co | 100
natural gas peaker | McManus | 715_G_3B | 715 | G | 3B | 90263 | Combustion Turbine |  | S_SOU | Georgia | 13 | Glynn | 127 | 13127 | 46 | 16959 | 1972 | 9999 |  |  | N | Distillate Fuel Oil | [12 empty] | 3.09 | 1.2 | 1.2 | 1.2 | 1.2 | [11 empty] | Georgia Power Co | 100 | Southern Co | 100
natural gas peaker | McManus | 715_G_3C | 715 | G | 3C | 90264 | Combustion Turbine |  | S_SOU | Georgia | 13 | Glynn | 127 | 13127 | 46 | 16959 | 1972 | 9999 |  |  | N | Distillate Fuel Oil | [12 empty] | 3.09 | 1.2 | 1.2 | 1.2 | 1.2 | [11 empty] | Georgia Power Co | 100 | Southern Co | 100
natural gas peaker | McManus | 715_G_4A | 715 | G | 4A | 90265 | Combustion Turbine |  | S_SOU | Georgia | 13 | Glynn | 127 | 13127 | 46 | 16959 | 1972 | 9999 |  |  | N | Distillate Fuel Oil | [12 empty] | 0.8 | 1.1999 | 1.1999 | 1.1999 | 1.1999 | [11 empty] | Georgia Power Co | 100 | Southern Co | 100
natural gas peaker | McManus | 715_G_4B | 715 | G | 4B | 90266 | Combustion Turbine |  | S_SOU | Georgia | 13 | Glynn | 127 | 13127 | 46 | 16959 | 1972 | 9999 |  |  | N | Distillate Fuel Oil | [12 empty] | 0.8 | 1.2003 | 1.2003 | 1.2003 | 1.2003 | [11 empty] | Georgia Power Co | 100 | Southern Co | 100
natural gas peaker | McManus | 715_G_4C | 715 | G | 4C | 90267 | Combustion Turbine |  | S_SOU | Georgia | 13 | Glynn | 127 | 13127 | 46 | 16959 | 1972 | 9999 |  |  | N | Distillate Fuel Oil | [12 empty] | 0.8 | 1.1999 | 1.1999 | 1.1999 | 1.1999 | [11 empty] | Georgia Power Co | 100 | Southern Co | 100
natural gas peaker | McManus | 715_G_4D | 715 | G | 4D | 90268 | Combustion Turbine |  | S_SOU | Georgia | 13 | Glynn | 127 | 13127 | 46 | 16959 | 1972 | 9999 |  |  | N | Distillate Fuel Oil | [12 empty] | 0.8 | 1.2 | 1.2 | 1.2 | 1.2 | [11 empty] | Georgia Power Co | 100 | Southern Co | 100
natural gas peaker | McManus | 715_G_4E | 715 | G | 4E | 90270 | Combustion Turbine |  | S_SOU | Georgia | 13 | Glynn | 127 | 13127 | 46 | 16959 | 1972 | 9999 |  |  | N | Distillate Fuel Oil | [12 empty] | 0.8 | 1.1998 | 1.1998 | 1.1998 | 1.1998 | [11 empty] | Georgia Power Co | 100 | Southern Co | 100
natural gas peaker | McManus | 715_G_4F | 715 | G | 4F | 90271 | Combustion Turbine |  | S_SOU | Georgia | 13 | Glynn | 127 | 13127 | 46 | 16959 | 1972 | 9999 |  |  | N | Distillate Fuel Oil | [12 empty] | 0.8 | 1.2 | 1.2 | 1.2 | 1.2 | [11 empty] | Georgia Power Co | 100 | Southern Co | 100
hydro | Morgan Falls | 717_G_1 | 717 | G | 1 |  | Hydro |  | S_SOU | Georgia | 13 | Fulton | 121 | 13121 | 1.5 | 0 | 1903 | 9999 |  |  | N | Hydro | [13 empty] | 0 | 0 | 0 | 0 | [11 empty] | Georgia Power Co | 100 | Southern Co | 100
hydro | Morgan Falls | 717_G_2 | 717 | G | 2 |  | Hydro |  | S_SOU | Georgia | 13 | Fulton | 121 | 13121 | 1.5 | 0 | 1903 | 9999 |  |  | N | Hydro | [13 empty] | 0 | 0 | 0 | 0 | [11 empty] | Georgia Power Co | 100 | Southern Co | 100
hydro | Morgan Falls | 717_G_3 | 717 | G | 3 |  | Hydro |  | S_SOU | Georgia | 13 | Fulton | 121 | 13121 | 1.5 | 0 | 1903 | 9999 |  |  | N | Hydro | [13 empty] | 0 | 0 | 0 | 0 | [11 empty] | Georgia Power Co | 100 | Southern Co | 100
hydro | Morgan Falls | 717_G_4 | 717 | G | 4 |  | Hydro |  | S_SOU | Georgia | 13 | Fulton | 121 | 13121 | 1.5 | 0 | 1903 | 9999 |  |  | N | Hydro | [13 empty] | 0 | 0 | 0 | 0 | [11 empty] | Georgia Power Co | 100 | Southern Co | 100
hydro | Morgan Falls | 717_G_5 | 717 | G | 5 |  | Hydro |  | S_SOU | Georgia | 13 | Fulton | 121 | 13121 | 1.5 | 0 | 1903 | 9999 |  |  | N | Hydro | [13 empty] | 0 | 0 | 0 | 0 | [11 empty] | Georgia Power Co | 100 | Southern Co | 100
hydro | Morgan Falls | 717_G_6 | 717 | G | 6 |  | Hydro |  | S_SOU | Georgia | 13 | Fulton | 121 | 13121 | 1.5 | 0 | 1903 | 9999 |  |  | N | Hydro | [13 empty] | 0 | 0 | 0 | 0 | [11 empty] | Georgia Power Co | 100 | Southern Co | 100
hydro | Morgan Falls | 717_G_7 | 717 | G | 7 |  | Hydro |  | S_SOU | Georgia | 13 | Fulton | 121 | 13121 | 1.5 | 0 | 1903 | 9999 |  |  | N | Hydro | [13 empty] | 0 | 0 | 0 | 0 | [11 empty] | Georgia Power Co | 100 | Southern Co | 100
hydro | Nacoochee | 718_G_1 | 718 | G | 1 |  | Hydro |  | S_SOU | Georgia | 13 | Rabun | 241 | 13241 | 3 | 0 | 1926 | 9999 |  |  | N | Hydro | [13 empty] | 0 | 0 | 0 | 0 | [11 empty] | Georgia Power Co | 100 | Southern Co | 100
hydro | Nacoochee | 718_G_2 | 718 | G | 2 |  | Hydro |  | S_SOU | Georgia | 13 | Rabun | 241 | 13241 | 3 | 0 | 1926 | 9999 |  |  | N | Hydro | [13 empty] | 0 | 0 | 0 | 0 | [11 empty] | Georgia Power Co | 100 | Southern Co | 100
hydro | North Highlands | 719_G_1 | 719 | G | 1 |  | Hydro |  | S_SOU | Georgia | 13 | Muscogee | 215 | 13215 | 10.7 | 0 | 1963 | 9999 |  |  | N | Hydro | [13 empty] | 0 | 0 | 0 | 0 | [11 empty] | Georgia Power Co | 100 | Southern Co | 100
hydro | North Highlands | 719_G_2 | 719 | G | 2 |  | Hydro |  | S_SOU | Georgia | 13 | Muscogee | 215 | 13215 | 10.7 | 0 | 1963 | 9999 |  |  | N | Hydro | [13 empty] | 0 | 0 | 0 | 0 | [11 empty] | Georgia Power Co | 100 | Southern Co | 100
hydro | North Highlands | 719_G_3 | 719 | G | 3 |  | Hydro |  | S_SOU | Georgia | 13 | Muscogee | 215 | 13215 | 10.7 | 0 | 1963 | 9999 |  |  | N | Hydro | [13 empty] | 0 | 0 | 0 | 0 | [11 empty] | Georgia Power Co | 100 | Southern Co | 100
hydro | North Highlands | 719_G_4 | 719 | G | 4 |  | Hydro |  | S_SOU | Georgia | 13 | Muscogee | 215 | 13215 | 2.3 | 0 | 1963 | 9999 |  |  | N | Hydro | [13 empty] | 0 | 0 | 0 | 0 | [11 empty] | Georgia Power Co | 100 | Southern Co | 100
hydro | Oliver Dam | 720_G_1 | 720 | G | 1 |  | Hydro |  | S_SOU | Georgia | 13 | Muscogee | 215 | 13215 | 17.7 | 0 | 1959 | 9999 |  |  | N | Hydro | [13 empty] | 0 | 0 | 0 | 0 | [11 empty] | Georgia Power Co | 100 | Southern Co | 100
hydro | Oliver Dam | 720_G_2 | 720 | G | 2 |  | Hydro |  | S_SOU | Georgia | 13 | Muscogee | 215 | 13215 | 17.7 | 0 | 1959 | 9999 |  |  | N | Hydro | [13 empty] | 0 | 0 | 0 | 0 | [11 empty] | Georgia Power Co | 100 | Southern Co | 100
hydro | Oliver Dam | 720_G_3 | 720 | G | 3 |  | Hydro |  | S_SOU | Georgia | 13 | Muscogee | 215 | 13215 | 17.7 | 0 | 1959 | 9999 |  |  | N | Hydro | [13 empty] | 0 | 0 | 0 | 0 | [11 empty] | Georgia Power Co | 100 | Southern Co | 100
hydro | Oliver Dam | 720_G_4 | 720 | G | 4 |  | Hydro |  | S_SOU | Georgia | 13 | Muscogee | 215 | 13215 | 5.9 | 0 | 1959 | 9999 |  |  | N | Hydro | [13 empty] | 0 | 0 | 0 | 0 | [11 empty] | Georgia Power Co | 100 | Southern Co | 100
hydro | Sinclair Dam | 722_G_1 | 722 | G | 1 |  | Hydro |  | S_SOU | Georgia | 13 | Baldwin | 9 | 13009 | 21.9 | 0 | 1953 | 9999 |  |  | N | Hydro | [13 empty] | 0 | 0 | 0 | 0 | [11 empty] | Georgia Power Co | 100 | Southern Co | 100
hydro | Sinclair Dam | 722_G_2 | 722 | G | 2 |  | Hydro |  | S_SOU | Georgia | 13 | Baldwin | 9 | 13009 | 21.9 | 0 | 1953 | 9999 |  |  | N | Hydro | [13 empty] | 0 | 0 | 0 | 0 | [11 empty] | Georgia Power Co | 100 | Southern Co | 100
hydro | Tallulah Falls | 723_G_1 | 723 | G | 1 |  | Hydro |  | S_SOU | Georgia | 13 | Habersham | 137 | 13137 | 12.1 | 0 | 1913 | 9999 |  |  | N | Hydro | [13 empty] | 0 | 0 | 0 | 0 | [11 empty] | Georgia Power Co | 100 | Southern Co | 100
hydro | Tallulah Falls | 723_G_2 | 723 | G | 2 |  | Hydro |  | S_SOU | Georgia | 13 | Habersham | 137 | 13137 | 12.1 | 0 | 1913 | 9999 |  |  | N | Hydro | [13 empty] | 0 | 0 | 0 | 0 | [11 empty] | Georgia Power Co | 100 | Southern Co | 100
hydro | Tallulah Falls | 723_G_4 | 723 | G | 4 |  | Hydro |  | S_SOU | Georgia | 13 | Habersham | 137 | 13137 | 12.2 | 0 | 1913 | 9999 |  |  | N | Hydro | [13 empty] | 0 | 0 | 0 | 0 | [11 empty] | Georgia Power Co | 100 | Southern Co | 100
hydro | Tallulah Falls | 723_G_5 | 723 | G | 5 |  | Hydro |  | S_SOU | Georgia | 13 | Habersham | 137 | 13137 | 12.2 | 0 | 1913 | 9999 |  |  | N | Hydro | [13 empty] | 0 | 0 | 0 | 0 | [11 empty] | Georgia Power Co | 100 | Southern Co | 100
hydro | Tallulah Falls | 723_G_3 | 723 | G | 3 |  | Hydro |  | S_SOU | Georgia | 13 | Habersham | 137 | 13137 | 12.1 | 0 | 1914 | 9999 |  |  | N | Hydro | [13 empty] | 0 | 0 | 0 | 0 | [11 empty] | Georgia Power Co | 100 | Southern Co | 100
hydro | Tallulah Falls | 723_G_6 | 723 | G | 6 |  | Hydro |  | S_SOU | Georgia | 13 | Habersham | 137 | 13137 | 12.2 | 0 | 1920 | 9999 |  |  | N | Hydro | [13 empty] | 0 | 0 | 0 | 0 | [11 empty] | Georgia Power Co | 100 | Southern Co | 100
hydro | Terrora | 724_G_1 | 724 | G | 1 |  | Hydro |  | S_SOU | Georgia | 13 | Rabun | 241 | 13241 | 8.3 | 0 | 1925 | 9999 |  |  | N | Hydro | [13 empty] | 0 | 0 | 0 | 0 | [11 empty] | Georgia Power Co | 100 | Southern Co | 100
hydro | Terrora | 724_G_2 | 724 | G | 2 |  | Hydro |  | S_SOU | Georgia | 13 | Rabun | 241 | 13241 | 8.3 | 0 | 1925 | 9999 |  |  | N | Hydro | [13 empty] | 0 | 0 | 0 | 0 | [11 empty] | Georgia Power Co | 100 | Southern Co | 100
hydro | Tugalo | 725_G_1 | 725 | G | 1 |  | Hydro |  | S_SOU | Georgia | 13 | Habersham | 137 | 13137 | 13 | 0 | 1923 | 9999 |  |  | N | Hydro | [13 empty] | 0 | 0 | 0 | 0 | [11 empty] | Georgia Power Co | 100 | Southern Co | 100
hydro | Tugalo | 725_G_2 | 725 | G | 2 |  | Hydro |  | S_SOU | Georgia | 13 | Habersham | 137 | 13137 | 13 | 0 | 1923 | 9999 |  |  | N | Hydro | [13 empty] | 0 | 0 | 0 | 0 | [11 empty] | Georgia Power Co | 100 | Southern Co | 100
hydro | Tugalo | 725_G_3 | 725 | G | 3 |  | Hydro |  | S_SOU | Georgia | 13 | Habersham | 137 | 13137 | 13 | 0 | 1924 | 9999 |  |  | N | Hydro | [13 empty] | 0 | 0 | 0 | 0 | [11 empty] | Georgia Power Co | 100 | Southern Co | 100
hydro | Tugalo | 725_G_4 | 725 | G | 4 |  | Hydro |  | S_SOU | Georgia | 13 | Habersham | 137 | 13137 | 13 | 0 | 1924 | 9999 |  |  | N | Hydro | [13 empty] | 0 | 0 | 0 | 0 | [11 empty] | Georgia Power Co | 100 | Southern Co | 100
natural gas steam turbine | Yates | 728_B_Y6BR | 728 | B | Y6BR | 556 | O/G Steam |  | S_SOU | Georgia | 13 | Coweta | 77 | 13077 | 356 | 11068 | 1974 | 9999 | tangential | dry | N | Natural Gas |  |  |  | LNC2 + other | [8 empty] | 1.2 | 0.07565 | 0.07565 | 0.07565 | 0.07565 | [11 empty] | Georgia Power Co | 100 | Southern Co | 100
natural gas steam turbine | Yates | 728_B_Y7BR | 728 | B | Y7BR | 557 | O/G Steam |  | S_SOU | Georgia | 13 | Coweta | 77 | 13077 | 358 | 11498 | 1974 | 9999 | tangential | dry | N | Natural Gas |  |  |  | LNC2 + other | [8 empty] | 1.2 | 0.06934 | 0.06934 | 0.06934 | 0.06934 | [11 empty] | Georgia Power Co | 100 | Southern Co | 100
hydro | Yonah | 729_G_1 | 729 | G | 1 |  | Hydro |  | S_SOU | Georgia | 13 | Stephens | 257 | 13257 | 9.5 | 0 | 1925 | 9999 |  |  | N | Hydro | [13 empty] | 0 | 0 | 0 | 0 | [11 empty] | Georgia Power Co | 100 | Southern Co | 100
hydro | Yonah | 729_G_2 | 729 | G | 2 |  | Hydro |  | S_SOU | Georgia | 13 | Stephens | 257 | 13257 | 9.5 | 0 | 1925 | 9999 |  |  | N | Hydro | [13 empty] | 0 | 0 | 0 | 0 | [11 empty] | Georgia Power Co | 100 | Southern Co | 100
hydro | Yonah | 729_G_3 | 729 | G | 3 |  | Hydro |  | S_SOU | Georgia | 13 | Stephens | 257 | 13257 | 9.5 | 0 | 1925 | 9999 |  |  | N | Hydro | [13 empty] | 0 | 0 | 0 | 0 | [11 empty] | Georgia Power Co | 100 | Southern Co | 100
natural gas peaker | Boulevard | 732_G_1 | 732 | G | 1 |  | Combustion Turbine |  | S_SOU | Georgia | 13 | Chatham | 51 | 13051 | 14 | 25000 | 1970 | 9999 |  |  | N | Natural Gas, Distillate Fuel Oil | [13 empty] | 0.88423 | 0.88423 | 0.88423 | 0.88423 | [11 empty] | Georgia Power Co | 100 | Southern Co | 100
hydro | Stevens Creek | 736_G_1 | 736 | G | 1 |  | Hydro |  | S_VACA | Georgia | 13 | Columbia | 73 | 13073 | 1.5 | 0 | 1914 | 9999 |  |  | N | Hydro | [13 empty] | 0 | 0 | 0 | 0 | [11 empty] | Dominion Energy South Carolina | 100 | Dominion Energy Inc | 100
hydro | Stevens Creek | 736_G_2 | 736 | G | 2 |  | Hydro |  | S_VACA | Georgia | 13 | Columbia | 73 | 13073 | 1.5 | 0 | 1914 | 9999 |  |  | N | Hydro | [13 empty] | 0 | 0 | 0 | 0 | [11 empty] | Dominion Energy South Carolina | 100 | Dominion Energy Inc | 100
hydro | Stevens Creek | 736_G_3 | 736 | G | 3 |  | Hydro |  | S_VACA | Georgia | 13 | Columbia | 73 | 13073 | 1.5 | 0 | 1914 | 9999 |  |  | N | Hydro | [13 empty] | 0 | 0 | 0 | 0 | [11 empty] | Dominion Energy South Carolina | 100 | Dominion Energy Inc | 100
hydro | Stevens Creek | 736_G_4 | 736 | G | 4 |  | Hydro |  | S_VACA | Georgia | 13 | Columbia | 73 | 13073 | 1.5 | 0 | 1914 | 9999 |  |  | N | Hydro | [13 empty] | 0 | 0 | 0 | 0 | [11 empty] | Dominion Energy South Carolina | 100 | Dominion Energy Inc | 100
hydro | Stevens Creek | 736_G_5 | 736 | G | 5 |  | Hydro |  | S_VACA | Georgia | 13 | Columbia | 73 | 13073 | 1.5 | 0 | 1914 | 9999 |  |  | N | Hydro | [13 empty] | 0 | 0 | 0 | 0 | [11 empty] | Dominion Energy South Carolina | 100 | Dominion Energy Inc | 100
hydro | Stevens Creek | 736_G_6 | 736 | G | 6 |  | Hydro |  | S_VACA | Georgia | 13 | Columbia | 73 | 13073 | 1.5 | 0 | 1925 | 9999 |  |  | N | Hydro | [13 empty] | 0 | 0 | 0 | 0 | [11 empty] | Dominion Energy South Carolina | 100 | Dominion Energy Inc | 100
hydro | Stevens Creek | 736_G_7 | 736 | G | 7 |  | Hydro |  | S_VACA | Georgia | 13 | Columbia | 73 | 13073 | 1.5 | 0 | 1926 | 9999 |  |  | N | Hydro | [13 empty] | 0 | 0 | 0 | 0 | [11 empty] | Dominion Energy South Carolina | 100 | Dominion Energy Inc | 100
hydro | Stevens Creek | 736_G_8 | 736 | G | 8 |  | Hydro |  | S_VACA | Georgia | 13 | Columbia | 73 | 13073 | 1.5 | 0 | 1926 | 9999 |  |  | N | Hydro | [13 empty] | 0 | 0 | 0 | 0 | [11 empty] | Dominion Energy South Carolina | 100 | Dominion Energy Inc | 100
hydro | Etiwanda | 745_G_1 | 745 | G | 1 |  | Hydro |  | WECC_SCE | California | 6 | San Bernardino | 71 | 06071 | 23.9 | 0 | 1994 | 9999 |  |  | N | Hydro | [13 empty] | 0 | 0 | 0 | 0 | [11 empty] | Metropolitan Water District | 100 | Metropolitan Water District | 100
hydro | Moccasin Low Head Hydro Project | 751_G_1 | 751 | G | 1 |  | Hydro |  | WEC_CALN | California | 6 | Tuolumne | 109 | 06109 | 2.9 | 0 | 1987 | 9999 |  |  | N | Hydro | [13 empty] | 0 | 0 | 0 | 0 | [11 empty] | City & County of San Francisco | 100 | City & County of San Francisco | 100
hydro | Lake Blackshear Project | 752_G_1 | 752 | G | 1 |  | Hydro |  | S_SOU | Georgia | 13 | Worth | 321 | 13321 | 2.4 | 0 | 1930 | 9999 |  |  | N | Hydro | [13 empty] | 0 | 0 | 0 | 0 | [11 empty] | Crisp County Power Commission | 100 | Crisp County Power Commission | 100
hydro | Lake Blackshear Project | 752_G_2 | 752 | G | 2 |  | Hydro |  | S_SOU | Georgia | 13 | Worth | 321 | 13321 | 4 | 0 | 1930 | 9999 |  |  | N | Hydro | [13 empty] | 0 | 0 | 0 | 0 | [11 empty] | Crisp County Power Commission | 100 | Crisp County Power Commission | 100
hydro | Lake Blackshear Project | 752_G_3 | 752 | G | 3 |  | Hydro |  | S_SOU | Georgia | 13 | Worth | 321 | 13321 | 4.8 | 0 | 1930 | 9999 |  |  | N | Hydro | [13 empty] | 0 | 0 | 0 | 0 | [11 empty] | Crisp County Power Commission | 100 | Crisp County Power Commission | 100
hydro | Lake Blackshear Project | 752_G_4 | 752 | G | 4 |  | Hydro |  | S_SOU | Georgia | 13 | Worth | 321 | 13321 | 4 | 0 | 1930 | 9999 |  |  | N | Hydro | [13 empty] | 0 | 0 | 0 | 0 | [11 empty] | Crisp County Power Commission | 100 | Crisp County Power Commission | 100
natural gas steam turbine | Crisp Plant | 753_B_ST | 753 | B | ST |  | O/G Steam |  | S_SOU | Georgia | 13 | Worth | 321 | 13321 | 10 | 14500 | 1957 | 9999 |  |  | N | Natural Gas | [12 empty] | 1.57 | 0.23063 | 0.23063 | 0.23063 | 0.23063 | [11 empty] | Crisp County Power Commission | 100 | Crisp County Power Commission | 100
natural gas peaker | Crisp Plant | 753_G_GT1 | 753 | G | GT1 |  | Combustion Turbine |  | S_SOU | Georgia | 13 | Worth | 321 | 13321 | 4 | 25000 | 1957 | 9999 |  |  | N | Natural Gas | [12 empty] | 1.03 | 0.00453 | 0.00453 | 0.00453 | 0.00453 | [11 empty] | Crisp County Power Commission | 100 | Crisp County Power Commission | 100
hydro | Hartwell Lake | 754_G_1 | 754 | G | 1 |  | Hydro |  | S_SOU | Georgia | 13 | Hart | 147 | 13147 | 85 | 0 | 1962 | 9999 |  |  | N | Hydro | [13 empty] | 0 | 0 | 0 | 0 | [11 empty] | USACE Savannah District | 100 | U S Army Corps of Engineers | 100
hydro | Hartwell Lake | 754_G_2 | 754 | G | 2 |  | Hydro |  | S_SOU | Georgia | 13 | Hart | 147 | 13147 | 85 | 0 | 1962 | 9999 |  |  | N | Hydro | [13 empty] | 0 | 0 | 0 | 0 | [11 empty] | USACE Savannah District | 100 | U S Army Corps of Engineers | 100
hydro | Hartwell Lake | 754_G_4 | 754 | G | 4 |  | Hydro |  | S_SOU | Georgia | 13 | Hart | 147 | 13147 | 85 | 0 | 1962 | 9999 |  |  | N | Hydro | [13 empty] | 0 | 0 | 0 | 0 | [11 empty] | USACE Savannah District | 100 | U S Army Corps of Engineers | 100
hydro | Hartwell Lake | 754_G_5 | 754 | G | 5 |  | Hydro |  | S_SOU | Georgia | 13 | Hart | 147 | 13147 | 80 | 0 | 1983 | 9999 |  |  | N | Hydro | [13 empty] | 0 | 0 | 0 | 0 | [11 empty] | USACE Savannah District | 100 | U S Army Corps of Engineers | 100
hydro | Blue Ridge | 757_G_1 | 757 | G | 1 |  | Hydro |  | S_C_TVA | Georgia | 13 | Fannin | 111 | 13111 | 16 | 0 | 1931 | 9999 |  |  | N | Hydro | [13 empty] | 0 | 0 | 0 | 0 | [11 empty] | Tennessee Valley Authority | 100 | Tennessee Valley Authority | 100
hydro | Blue Ridge | 757_G_2 | 757 | G | 2 |  | Hydro |  | S_C_TVA | Georgia | 13 | Fannin | 111 | 13111 | 1.3 | 0 | 1994 | 9999 |  |  | N | Hydro | [13 empty] | 0 | 0 | 0 | 0 | [11 empty] | Tennessee Valley Authority | 100 | Tennessee Valley Authority | 100
hydro | Nottely | 758_G_1 | 758 | G | 1 |  | Hydro |  | S_C_TVA | Georgia | 13 | Union | 291 | 13291 | 19.2 | 0 | 1956 | 9999 |  |  | N | Hydro | [13 empty] | 0 | 0 | 0 | 0 | [11 empty] | Tennessee Valley Authority | 100 | Tennessee Valley Authority | 100
hydro | Nottely | 758_G_2 | 758 | G | 2 |  | Hydro |  | S_C_TVA | Georgia | 13 | Union | 291 | 13291 | 0.9 | 0 | 1993 | 9999 |  |  | N | Hydro | [13 empty] | 0 | 0 | 0 | 0 | [11 empty] | Tennessee Valley Authority | 100 | Tennessee Valley Authority | 100
hydro | Buford | 759_G_1A | 759 | G | 1A |  | Hydro |  | S_SOU | Georgia | 13 | Forsyth | 117 | 13117 | 60 | 0 | 2003 | 9999 |  |  | N | Hydro | [13 empty] | 0 | 0 | 0 | 0 | [11 empty] | USACE Mobile District | 100 | U S Army Corps of Engineers | 100
hydro | Buford | 759_G_2A | 759 | G | 2A |  | Hydro |  | S_SOU | Georgia | 13 | Forsyth | 117 | 13117 | 60 | 0 | 2004 | 9999 |  |  | N | Hydro | [13 empty] | 0 | 0 | 0 | 0 | [11 empty] | USACE Mobile District | 100 | U S Army Corps of Engineers | 100
hydro | Buford | 759_G_3A | 759 | G | 3A |  | Hydro |  | S_SOU | Georgia | 13 | Forsyth | 117 | 13117 | 6.8 | 0 | 2005 | 9999 |  |  | N | Hydro | [13 empty] | 0 | 0 | 0 | 0 | [11 empty] | USACE Mobile District | 100 | U S Army Corps of Engineers | 100
hydro | Allatoona | 760_G_1 | 760 | G | 1 |  | Hydro |  | S_SOU | Georgia | 13 | Bartow | 15 | 13015 | 35 | 0 | 1950 | 9999 |  |  | N | Hydro | [13 empty] | 0 | 0 | 0 | 0 | [11 empty] | USACE Mobile District | 100 | U S Army Corps of Engineers | 100
hydro | Allatoona | 760_G_2 | 760 | G | 2 |  | Hydro |  | S_SOU | Georgia | 13 | Bartow | 15 | 13015 | 35 | 0 | 1950 | 9999 |  |  | N | Hydro | [13 empty] | 0 | 0 | 0 | 0 | [11 empty] | USACE Mobile District | 100 | U S Army Corps of Engineers | 100
hydro | Allatoona | 760_G_A | 760 | G | A |  | Hydro |  | S_SOU | Georgia | 13 | Bartow | 15 | 13015 | 2 | 0 | 1950 | 9999 |  |  | N | Hydro | [13 empty] | 0 | 0 | 0 | 0 | [11 empty] | USACE Mobile District | 100 | U S Army Corps of Engineers | 100
hydro | Walter F George | 761_G_1 | 761 | G | 1 |  | Hydro |  | S_SOU | Georgia | 13 | Clay | 61 | 13061 | 42 | 0 | 1963 | 9999 |  |  | N | Hydro | [13 empty] | 0 | 0 | 0 | 0 | [11 empty] | USACE Mobile District | 100 | U S Army Corps of Engineers | 100
hydro | Walter F George | 761_G_2 | 761 | G | 2 |  | Hydro |  | S_SOU | Georgia | 13 | Clay | 61 | 13061 | 42 | 0 | 1963 | 9999 |  |  | N | Hydro | [13 empty] | 0 | 0 | 0 | 0 | [11 empty] | USACE Mobile District | 100 | U S Army Corps of Engineers | 100
hydro | Walter F George | 761_G_3 | 761 | G | 3 |  | Hydro |  | S_SOU | Georgia | 13 | Clay | 61 | 13061 | 42 | 0 | 1963 | 9999 |  |  | N | Hydro | [13 empty] | 0 | 0 | 0 | 0 | [11 empty] | USACE Mobile District | 100 | U S Army Corps of Engineers | 100
hydro | Walter F George | 761_G_4 | 761 | G | 4 |  | Hydro |  | S_SOU | Georgia | 13 | Clay | 61 | 13061 | 42 | 0 | 1963 | 9999 |  |  | N | Hydro | [13 empty] | 0 | 0 | 0 | 0 | [11 empty] | USACE Mobile District | 100 | U S Army Corps of Engineers | 100
hydro | Sly Creek | 776_G_1 | 776 | G | 1 |  | Hydro |  | WEC_CALN | California | 6 | Butte | 7 | 06007 | 13 | 0 | 1983 | 9999 |  |  | N | Hydro | [13 empty] | 0 | 0 | 0 | 0 | [11 empty] | South Feather Water & Power Agency | 100 | South Feather Water & Power Agency | 100
hydro | Kingsley | 785_G_1 | 785 | G | 1 |  | Hydro |  | SPP_NEBR | Nebraska | 31 | Keith | 101 | 31101 | 38 | 0 | 1984 | 9999 |  |  | N | Hydro | [13 empty] | 0 | 0 | 0 | 0 | [11 empty] | Central Nebraska Public Power & Irrigation District | 100 | Central Nebraska Public Power & Irrigation District | 100
hydro | East Barnet | 788_G_1 | 788 | G | 1 |  | Hydro |  | NENGREST | Vermont | 50 | Caledonia | 5 | 50005 | 1.9 | 0 | 1984 | 9999 |  |  | N | Hydro | [13 empty] | 0 | 0 | 0 | 0 | [11 empty] | Green Mountain Power Corp | 100 | Gaz Métropolitain & Co LP | 100
hydro | Gem State | 790_G_1 | 790 | G | 1 |  | Hydro |  | WECC_ID | Idaho | 16 | Bonneville | 19 | 16019 | 23.4 | 0 | 1988 | 9999 |  |  | N | Hydro | [13 empty] | 0 | 0 | 0 | 0 | [11 empty] | Idaho Falls ID (City of) | 100 | Idaho Falls ID (City of) | 100
hydro | Canyon | 791_G_1 | 791 | G | 1 |  | Hydro |  | ERC_REST | Texas | 48 | Comal | 91 | 48091 | 3 | 0 | 1989 | 9999 |  |  | N | Hydro | [13 empty] | 0 | 0 | 0 | 0 | [11 empty] | Guadalupe Blanco River Authority | 100 | Guadalupe Blanco River Authority | 100
hydro | Canyon | 791_G_2 | 791 | G | 2 |  | Hydro |  | ERC_REST | Texas | 48 | Comal | 91 | 48091 | 3 | 0 | 1989 | 9999 |  |  | N | Hydro | [13 empty] | 0 | 0 | 0 | 0 | [11 empty] | Guadalupe Blanco River Authority | 100 | Guadalupe Blanco River Authority | 100
hydro | Lewisville | 794_G_1 | 794 | G | 1 |  | Hydro |  | ERC_REST | Texas | 48 | Denton | 121 | 48121 | 2 | 0 | 1992 | 9999 |  |  | N | Hydro | [13 empty] | 0 | 0 | 0 | 0 | [11 empty] | Garland Power & Light | 100 | Garland Power & Light | 100
hydro | Charles E Monty | 805_G_M-1 | 805 | G | M-1 |  | Hydro |  | NENG_ME | Maine | 23 | Androscoggin | 1 | 23001 | 14 | 0 | 1990 | 9999 |  |  | N | Hydro | [13 empty] | 0 | 0 | 0 | 0 | [11 empty] | Brookfield White Pine Hydro LLC | 100 | Brookfield Asset Management Inc | 100
hydro | Charles E Monty | 805_G_M2 | 805 | G | M2 |  | Hydro |  | NENG_ME | Maine | 23 | Androscoggin | 1 | 23001 | 14 | 0 | 1990 | 9999 |  |  | N | Hydro | [13 empty] | 0 | 0 | 0 | 0 | [11 empty] | Brookfield White Pine Hydro LLC | 100 | Brookfield Asset Management Inc | 100
hydro | Jarvis (Hinckley) | 808_G_1 | 808 | G | 1 |  | Hydro |  | NY_Z_C&E | New York | 36 | Oneida | 65 | 36065 | 4.5 | 0 | 1991 | 9999 |  |  | N | Hydro | [13 empty] | 0 | 0 | 0 | 0 | [11 empty] | New York Power Authority | 100 | New York Power Authority | 100
hydro | Jarvis (Hinckley) | 808_G_2 | 808 | G | 2 |  | Hydro |  | NY_Z_C&E | New York | 36 | Oneida | 65 | 36065 | 4.5 | 0 | 1991 | 9999 |  |  | N | Hydro | [13 empty] | 0 | 0 | 0 | 0 | [11 empty] | New York Power Authority | 100 | New York Power Authority | 100
hydro | American Falls | 809_G_1 | 809 | G | 1 |  | Hydro |  | WECC_ID | Idaho | 16 | Power | 77 | 16077 | 36.8 | 0 | 1978 | 9999 |  |  | N | Hydro | [13 empty] | 0 | 0 | 0 | 0 | [11 empty] | Idaho Power Co | 100 | IDACORP Inc | 100
hydro | American Falls | 809_G_2 | 809 | G | 2 |  | Hydro |  | WECC_ID | Idaho | 16 | Power | 77 | 16077 | 36.8 | 0 | 1978 | 9999 |  |  | N | Hydro | [13 empty] | 0 | 0 | 0 | 0 | [11 empty] | Idaho Power Co | 100 | IDACORP Inc | 100
hydro | American Falls | 809_G_3 | 809 | G | 3 |  | Hydro |  | WECC_ID | Idaho | 16 | Power | 77 | 16077 | 36.8 | 0 | 1978 | 9999 |  |  | N | Hydro | [13 empty] | 0 | 0 | 0 | 0 | [11 empty] | Idaho Power Co | 100 | IDACORP Inc | 100
hydro | Bliss | 810_G_1 | 810 | G | 1 |  | Hydro |  | WECC_ID | Idaho | 16 | Gooding | 47 | 16047 | 26.9 | 0 | 1949 | 9999 |  |  | N | Hydro | [13 empty] | 0 | 0 | 0 | 0 | [11 empty] | Idaho Power Co | 100 | IDACORP Inc | 100
hydro | Bliss | 810_G_2 | 810 | G | 2 |  | Hydro |  | WECC_ID | Idaho | 16 | Gooding | 47 | 16047 | 25.7 | 0 | 1950 | 9999 |  |  | N | Hydro | [13 empty] | 0 | 0 | 0 | 0 | [11 empty] | Idaho Power Co | 100 | IDACORP Inc | 100
hydro | Bliss | 810_G_3 | 810 | G | 3 |  | Hydro |  | WECC_ID | Idaho | 16 | Gooding | 47 | 16047 | 28.8 | 0 | 1950 | 9999 |  |  | N | Hydro | [13 empty] | 0 | 0 | 0 | 0 | [11 empty] | Idaho Power Co | 100 | IDACORP Inc | 100
hydro | Brownlee | 811_G_2 | 811 | G | 2 |  | Hydro |  | WECC_ID | Idaho | 16 | Washington | 87 | 16087 | 131.2 | 0 | 1958 | 9999 |  |  | N | Hydro | [13 empty] | 0 | 0 | 0 | 0 | [11 empty] | Idaho Power Co | 100 | IDACORP Inc | 100
hydro | Brownlee | 811_G_3 | 811 | G | 3 |  | Hydro |  | WECC_ID | Idaho | 16 | Washington | 87 | 16087 | 120.2 | 0 | 1958 | 9999 |  |  | N | Hydro | [13 empty] | 0 | 0 | 0 | 0 | [11 empty] | Idaho Power Co | 100 | IDACORP Inc | 100
hydro | Brownlee | 811_G_4 | 811 | G | 4 |  | Hydro |  | WECC_ID | Idaho | 16 | Washington | 87 | 16087 | 123.1 | 0 | 1958 | 9999 |  |  | N | Hydro | [13 empty] | 0 | 0 | 0 | 0 | [11 empty] | Idaho Power Co | 100 | IDACORP Inc | 100
hydro | Brownlee | 811_G_1 | 811 | G | 1 |  | Hydro |  | WECC_ID | Idaho | 16 | Washington | 87 | 16087 | 123.3 | 0 | 1959 | 9999 |  |  | N | Hydro | [13 empty] | 0 | 0 | 0 | 0 | [11 empty] | Idaho Power Co | 100 | IDACORP Inc | 100
hydro | Brownlee | 811_G_5 | 811 | G | 5 |  | Hydro |  | WECC_ID | Idaho | 16 | Washington | 87 | 16087 | 246.2 | 0 | 1980 | 9999 |  |  | N | Hydro | [13 empty] | 0 | 0 | 0 | 0 | [11 empty] | Idaho Power Co | 100 | IDACORP Inc | 100
hydro | C J Strike | 812_G_1 | 812 | G | 1 |  | Hydro |  | WECC_ID | Idaho | 16 | Owyhee | 73 | 16073 | 32.3 | 0 | 1952 | 9999 |  |  | N | Hydro | [13 empty] | 0 | 0 | 0 | 0 | [11 empty] | Idaho Power Co | 100 | IDACORP Inc | 100
hydro | C J Strike | 812_G_2 | 812 | G | 2 |  | Hydro |  | WECC_ID | Idaho | 16 | Owyhee | 73 | 16073 | 31.2 | 0 | 1952 | 9999 |  |  | N | Hydro | [13 empty] | 0 | 0 | 0 | 0 | [11 empty] | Idaho Power Co | 100 | IDACORP Inc | 100
hydro | C J Strike | 812_G_3 | 812 | G | 3 |  | Hydro |  | WECC_ID | Idaho | 16 | Owyhee | 73 | 16073 | 30.7 | 0 | 1952 | 9999 |  |  | N | Hydro | [13 empty] | 0 | 0 | 0 | 0 | [11 empty] | Idaho Power Co | 100 | IDACORP Inc | 100
hydro | Cascade Dam | 813_G_2 | 813 | G | 2 |  | Hydro |  | WECC_ID | Idaho | 16 | Valley | 85 | 16085 | 7.2 | 0 | 1983 | 9999 |  |  | N | Hydro | [13 empty] | 0 | 0 | 0 | 0 | [11 empty] | Idaho Power Co | 100 | IDACORP Inc | 100
hydro | Cascade Dam | 813_G_1 | 813 | G | 1 |  | Hydro |  | WECC_ID | Idaho | 16 | Valley | 85 | 16085 | 7.2 | 0 | 1984 | 9999 |  |  | N | Hydro | [13 empty] | 0 | 0 | 0 | 0 | [11 empty] | Idaho Power Co | 100 | IDACORP Inc | 100
hydro | Clear Lake | 814_G_1 | 814 | G | 1 |  | Hydro |  | WECC_ID | Idaho | 16 | Gooding | 47 | 16047 | 2.1 | 0 | 1937 | 9999 |  |  | N | Hydro | [13 empty] | 0 | 0 | 0 | 0 | [11 empty] | Idaho Power Co | 100 | IDACORP Inc | 100
hydro | Lower Malad | 815_G_1 | 815 | G | 1 |  | Hydro |  | WECC_ID | Idaho | 16 | Gooding | 47 | 16047 | 15.3 | 0 | 1948 | 9999 |  |  | N | Hydro | [13 empty] | 0 | 0 | 0 | 0 | [11 empty] | Idaho Power Co | 100 | IDACORP Inc | 100
hydro | Lower Salmon | 816_G_1 | 816 | G | 1 |  | Hydro |  | WECC_ID | Idaho | 16 | Gooding | 47 | 16047 | 18.1 | 0 | 1949 | 9999 |  |  | N | Hydro | [13 empty] | 0 | 0 | 0 | 0 | [11 empty] | Idaho Power Co | 100 | IDACORP Inc | 100
hydro | Lower Salmon | 816_G_2 | 816 | G | 2 |  | Hydro |  | WECC_ID | Idaho | 16 | Gooding | 47 | 16047 | 18 | 0 | 1949 | 9999 |  |  | N | Hydro | [13 empty] | 0 | 0 | 0 | 0 | [11 empty] | Idaho Power Co | 100 | IDACORP Inc | 100
hydro | Lower Salmon | 816_G_3 | 816 | G | 3 |  | Hydro |  | WECC_ID | Idaho | 16 | Gooding | 47 | 16047 | 17.7 | 0 | 1949 | 9999 |  |  | N | Hydro | [13 empty] | 0 | 0 | 0 | 0 | [11 empty] | Idaho Power Co | 100 | IDACORP Inc | 100
hydro | Lower Salmon | 816_G_4 | 816 | G | 4 |  | Hydro |  | WECC_ID | Idaho | 16 | Gooding | 47 | 16047 | 18.1 | 0 | 1949 | 9999 |  |  | N | Hydro | [13 empty] | 0 | 0 | 0 | 0 | [11 empty] | Idaho Power Co | 100 | IDACORP Inc | 100
natural gas peaker | Salmon Diesel | 817_G_1 | 817 | G | 1 |  | Combustion Turbine | IC Engine | WECC_ID | Idaho | 16 | Lemhi | 59 | 16059 | 2.7 | 12619 | 1967 | 9999 |  |  | N | Distillate Fuel Oil | [12 empty] | 1.75 | 1.6498 | 1.6498 | 1.6498 | 1.6498 | [11 empty] | Idaho Power Co | 100 | IDACORP Inc | 100
natural gas peaker | Salmon Diesel | 817_G_2 | 817 | G | 2 |  | Combustion Turbine | IC Engine | WECC_ID | Idaho | 16 | Lemhi | 59 | 16059 | 2.7 | 12910 | 1967 | 9999 |  |  | N | Distillate Fuel Oil | [12 empty] | 1.75 | 1.6498 | 1.6498 | 1.6498 | 1.6498 | [11 empty] | Idaho Power Co | 100 | IDACORP Inc | 100
hydro | Shoshone Falls | 818_G_3 | 818 | G | 3 |  | Hydro |  | WECC_ID | Idaho | 16 | Jerome | 53 | 16053 | 12.8 | 0 | 1921 | 9999 |  |  | N | Hydro | [13 empty] | 0 | 0 | 0 | 0 | [11 empty] | Idaho Power Co | 100 | IDACORP Inc | 100
hydro | Shoshone Falls | 818_G_4 | 818 | G | 4 |  | Hydro |  | WECC_ID | Idaho | 16 | Jerome | 53 | 16053 | 3.2 | 0 | 2020 | 9999 |  |  | N | Hydro | [13 empty] | 0 | 0 | 0 | 0 | [11 empty] | Idaho Power Co | 100 | IDACORP Inc | 100
hydro | Swan Falls | 819_G_1 | 819 | G | 1 |  | Hydro |  | WECC_ID | Idaho | 16 | Ada | 1 | 16001 | 14.9 | 0 | 1994 | 9999 |  |  | N | Hydro | [13 empty] | 0 | 0 | 0 | 0 | [11 empty] | Idaho Power Co | 100 | IDACORP Inc | 100
hydro | Swan Falls | 819_G_2 | 819 | G | 2 |  | Hydro |  | WECC_ID | Idaho | 16 | Ada | 1 | 16001 | 14.5 | 0 | 1994 | 9999 |  |  | N | Hydro | [13 empty] | 0 | 0 | 0 | 0 | [11 empty] | Idaho Power Co | 100 | IDACORP Inc | 100
hydro | Thousand Springs | 820_G_3 | 820 | G | 3 |  | Hydro |  | WECC_ID | Idaho | 16 | Gooding | 47 | 16047 | 6.4 | 0 | 1920 | 9999 |  |  | N | Hydro | [13 empty] | 0 | 0 | 0 | 0 | [11 empty] | Idaho Power Co | 100 | IDACORP Inc | 100
hydro | Twin Falls (ID) | 821_G_1 | 821 | G | 1 |  | Hydro |  | WECC_ID | Idaho | 16 | Twin Falls | 83 | 16083 | 10.1 | 0 | 1935 | 9999 |  |  | N | Hydro | [13 empty] | 0 | 0 | 0 | 0 | [11 empty] | Idaho Power Co | 100 | IDACORP Inc | 100
hydro | Twin Falls (ID) | 821_G_2 | 821 | G | 2 |  | Hydro |  | WECC_ID | Idaho | 16 | Twin Falls | 83 | 16083 | 43.1 | 0 | 1995 | 9999 |  |  | N | Hydro | [13 empty] | 0 | 0 | 0 | 0 | [11 empty] | Idaho Power Co | 100 | IDACORP Inc | 100
hydro | Upper Salmon A | 822_G_1 | 822 | G | 1 |  | Hydro |  | WECC_ID | Idaho | 16 | Twin Falls | 83 | 16083 | 9.5 | 0 | 1937 | 9999 |  |  | N | Hydro | [13 empty] | 0 | 0 | 0 | 0 | [11 empty] | Idaho Power Co | 100 | IDACORP Inc | 100
hydro | Upper Salmon A | 822_G_2 | 822 | G | 2 |  | Hydro |  | WECC_ID | Idaho | 16 | Twin Falls | 83 | 16083 | 8.7 | 0 | 1937 | 9999 |  |  | N | Hydro | [13 empty] | 0 | 0 | 0 | 0 | [11 empty] | Idaho Power Co | 100 | IDACORP Inc | 100
hydro | Upper Malad | 823_G_1 | 823 | G | 1 |  | Hydro |  | WECC_ID | Idaho | 16 | Gooding | 47 | 16047 | 8.1 | 0 | 1948 | 9999 |  |  | N | Hydro | [13 empty] | 0 | 0 | 0 | 0 | [11 empty] | Idaho Power Co | 100 | IDACORP Inc | 100
hydro | Ashton | 825_G_1 | 825 | G | 1 |  | Hydro |  | WECC_ID | Idaho | 16 | Fremont | 43 | 16043 | 2.7 | 0 | 1917 | 9999 |  |  | N | Hydro | [13 empty] | 0 | 0 | 0 | 0 | [11 empty] | PacifiCorp | 100 | Berkshire Hathaway Inc | 100
hydro | Ashton | 825_G_2 | 825 | G | 2 |  | Hydro |  | WECC_ID | Idaho | 16 | Fremont | 43 | 16043 | 2.2 | 0 | 1925 | 9999 |  |  | N | Hydro | [13 empty] | 0 | 0 | 0 | 0 | [11 empty] | PacifiCorp | 100 | Berkshire Hathaway Inc | 100
hydro | Ashton | 825_G_3 | 825 | G | 3 |  | Hydro |  | WECC_ID | Idaho | 16 | Fremont | 43 | 16043 | 2.2 | 0 | 1925 | 9999 |  |  | N | Hydro | [13 empty] | 0 | 0 | 0 | 0 | [11 empty] | PacifiCorp | 100 | Berkshire Hathaway Inc | 100
hydro | Grace | 827_G_3 | 827 | G | 3 |  | Hydro |  | WECC_ID | Idaho | 16 | Caribou | 29 | 16029 | 11 | 0 | 1923 | 9999 |  |  | N | Hydro | [13 empty] | 0 | 0 | 0 | 0 | [11 empty] | PacifiCorp | 100 | Berkshire Hathaway Inc | 100
hydro | Grace | 827_G_4 | 827 | G | 4 |  | Hydro |  | WECC_ID | Idaho | 16 | Caribou | 29 | 16029 | 11 | 0 | 1923 | 9999 |  |  | N | Hydro | [13 empty] | 0 | 0 | 0 | 0 | [11 empty] | PacifiCorp | 100 | Berkshire Hathaway Inc | 100
hydro | Grace | 827_G_5 | 827 | G | 5 |  | Hydro |  | WECC_ID | Idaho | 16 | Caribou | 29 | 16029 | 11 | 0 | 1923 | 9999 |  |  | N | Hydro | [13 empty] | 0 | 0 | 0 | 0 | [11 empty] | PacifiCorp | 100 | Berkshire Hathaway Inc | 100
hydro | Oneida | 829_G_1 | 829 | G | 1 |  | Hydro |  | WECC_ID | Idaho | 16 | Franklin | 41 | 16041 | 9.3 | 0 | 1915 | 9999 |  |  | N | Hydro | [13 empty] | 0 | 0 | 0 | 0 | [11 empty] | PacifiCorp | 100 | Berkshire Hathaway Inc | 100
hydro | Oneida | 829_G_2 | 829 | G | 2 |  | Hydro |  | WECC_ID | Idaho | 16 | Franklin | 41 | 16041 | 9.3 | 0 | 1916 | 9999 |  |  | N | Hydro | [13 empty] | 0 | 0 | 0 | 0 | [11 empty] | PacifiCorp | 100 | Berkshire Hathaway Inc | 100
hydro | Oneida | 829_G_3 | 829 | G | 3 |  | Hydro |  | WECC_ID | Idaho | 16 | Franklin | 41 | 16041 | 9.3 | 0 | 1920 | 9999 |  |  | N | Hydro | [13 empty] | 0 | 0 | 0 | 0 | [11 empty] | PacifiCorp | 100 | Berkshire Hathaway Inc | 100
hydro | Soda | 831_G_1 | 831 | G | 1 |  | Hydro |  | WECC_ID | Idaho | 16 | Caribou | 29 | 16029 | 7.6 | 0 | 1924 | 9999 |  |  | N | Hydro | [13 empty] | 0 | 0 | 0 | 0 | [11 empty] | PacifiCorp | 100 | Berkshire Hathaway Inc | 100
hydro | Soda | 831_G_2 | 831 | G | 2 |  | Hydro |  | WECC_ID | Idaho | 16 | Caribou | 29 | 16029 | 7.6 | 0 | 1924 | 9999 |  |  | N | Hydro | [13 empty] | 0 | 0 | 0 | 0 | [11 empty] | PacifiCorp | 100 | Berkshire Hathaway Inc | 100
hydro | Cabinet Gorge | 833_G_3 | 833 | G | 3 |  | Hydro |  | WECC_PNW | Idaho | 16 | Bonner | 17 | 16017 | 73.4 | 0 | 1952 | 9999 |  |  | N | Hydro | [13 empty] | 0 | 0 | 0 | 0 | [11 empty] | Avista Corp | 100 | Avista Corp | 100
hydro | Cabinet Gorge | 833_G_4 | 833 | G | 4 |  | Hydro |  | WECC_PNW | Idaho | 16 | Bonner | 17 | 16017 | 63 | 0 | 1952 | 9999 |  |  | N | Hydro | [13 empty] | 0 | 0 | 0 | 0 | [11 empty] | Avista Corp | 100 | Avista Corp | 100
hydro | Cabinet Gorge | 833_G_1 | 833 | G | 1 |  | Hydro |  | WECC_PNW | Idaho | 16 | Bonner | 17 | 16017 | 44.3 | 0 | 1953 | 9999 |  |  | N | Hydro | [13 empty] | 0 | 0 | 0 | 0 | [11 empty] | Avista Corp | 100 | Avista Corp | 100
hydro | Cabinet Gorge | 833_G_2 | 833 | G | 2 |  | Hydro |  | WECC_PNW | Idaho | 16 | Bonner | 17 | 16017 | 73.9 | 0 | 1953 | 9999 |  |  | N | Hydro | [13 empty] | 0 | 0 | 0 | 0 | [11 empty] | Avista Corp | 100 | Avista Corp | 100
hydro | Post Falls | 835_G_2 | 835 | G | 2 |  | Hydro |  | WECC_PNW | Idaho | 16 | Kootenai | 55 | 16055 | 2.8 | 0 | 1906 | 9999 |  |  | N | Hydro | [13 empty] | 0 | 0 | 0 | 0 | [11 empty] | Avista Corp | 100 | Avista Corp | 100
hydro | Post Falls | 835_G_3 | 835 | G | 3 |  | Hydro |  | WECC_PNW | Idaho | 16 | Kootenai | 55 | 16055 | 2.8 | 0 | 1906 | 9999 |  |  | N | Hydro | [13 empty] | 0 | 0 | 0 | 0 | [11 empty] | Avista Corp | 100 | Avista Corp | 100
hydro | Post Falls | 835_G_4 | 835 | G | 4 |  | Hydro |  | WECC_PNW | Idaho | 16 | Kootenai | 55 | 16055 | 2.8 | 0 | 1906 | 9999 |  |  | N | Hydro | [13 empty] | 0 | 0 | 0 | 0 | [11 empty] | Avista Corp | 100 | Avista Corp | 100
hydro | Post Falls | 835_G_1 | 835 | G | 1 |  | Hydro |  | WECC_PNW | Idaho | 16 | Kootenai | 55 | 16055 | 2.8 | 0 | 1907 | 9999 |  |  | N | Hydro | [13 empty] | 0 | 0 | 0 | 0 | [11 empty] | Avista Corp | 100 | Avista Corp | 100
hydro | Post Falls | 835_G_5 | 835 | G | 5 |  | Hydro |  | WECC_PNW | Idaho | 16 | Kootenai | 55 | 16055 | 2.8 | 0 | 1908 | 9999 |  |  | N | Hydro | [13 empty] | 0 | 0 | 0 | 0 | [11 empty] | Avista Corp | 100 | Avista Corp | 100
hydro | Scott Flat | 839_G_7P | 839 | G | 7P |  | Hydro |  | WEC_CALN | California | 6 | Nevada | 57 | 06057 | 0.9 | 0 | 1985 | 9999 |  |  | N | Hydro | [13 empty] | 0 | 0 | 0 | 0 | [11 empty] | Nevada Irrigation District | 100 | Nevada Irrigation District | 100
hydro | Dworshak | 840_G_3 | 840 | G | 3 |  | Hydro |  | WECC_PNW | Idaho | 16 | Clearwater | 35 | 16035 | 259 | 0 | 1974 | 9999 |  |  | N | Hydro | [13 empty] | 0 | 0 | 0 | 0 | [11 empty] | USACE Northwestern Division | 100 | U S Army Corps of Engineers | 100
hydro | Dworshak | 840_G_1 | 840 | G | 1 |  | Hydro |  | WECC_PNW | Idaho | 16 | Clearwater | 35 | 16035 | 103 | 0 | 1975 | 9999 |  |  | N | Hydro | [13 empty] | 0 | 0 | 0 | 0 | [11 empty] | USACE Northwestern Division | 100 | U S Army Corps of Engineers | 100
hydro | Dworshak | 840_G_2 | 840 | G | 2 |  | Hydro |  | WECC_PNW | Idaho | 16 | Clearwater | 35 | 16035 | 103 | 0 | 1975 | 9999 |  |  | N | Hydro | [13 empty] | 0 | 0 | 0 | 0 | [11 empty] | USACE Northwestern Division | 100 | U S Army Corps of Engineers | 100
hydro | City Power Plant | 841_G_3 | 841 | G | 3 |  | Hydro |  | WECC_ID | Idaho | 16 | Bonneville | 19 | 16019 | 8 | 0 | 1982 | 9999 |  |  | N | Hydro | [13 empty] | 0 | 0 | 0 | 0 | [11 empty] | Idaho Falls ID (City of) | 100 | Idaho Falls ID (City of) | 100
hydro | Lower No 2 | 843_G_1 | 843 | G | 1 |  | Hydro |  | WECC_ID | Idaho | 16 | Bonneville | 19 | 16019 | 3 | 0 | 1940 | 9999 |  |  | N | Hydro | [13 empty] | 0 | 0 | 0 | 0 | [11 empty] | Idaho Falls ID (City of) | 100 | Idaho Falls ID (City of) | 100
hydro | Upper Power Plant | 844_G_4 | 844 | G | 4 |  | Hydro |  | WECC_ID | Idaho | 16 | Bonneville | 19 | 16019 | 8 | 0 | 1982 | 9999 |  |  | N | Hydro | [13 empty] | 0 | 0 | 0 | 0 | [11 empty] | Idaho Falls ID (City of) | 100 | Idaho Falls ID (City of) | 100
hydro | Combie South | 846_G_1 | 846 | G | 1 |  | Hydro |  | WEC_CALN | California | 6 | Nevada | 57 | 06057 | 0.5 | 0 | 1984 | 9999 |  |  | N | Hydro | [13 empty] | 0 | 0 | 0 | 0 | [11 empty] | Nevada Irrigation District | 100 | Nevada Irrigation District | 100
hydro | Combie South | 846_G_2 | 846 | G | 2 |  | Hydro |  | WEC_CALN | California | 6 | Nevada | 57 | 06057 | 0.5 | 0 | 1984 | 9999 |  |  | N | Hydro | [13 empty] | 0 | 0 | 0 | 0 | [11 empty] | Nevada Irrigation District | 100 | Nevada Irrigation District | 100
hydro | Combie South | 846_G_3 | 846 | G | 3 |  | Hydro |  | WEC_CALN | California | 6 | Nevada | 57 | 06057 | 0.5 | 0 | 1984 | 9999 |  |  | N | Hydro | [13 empty] | 0 | 0 | 0 | 0 | [11 empty] | Nevada Irrigation District | 100 | Nevada Irrigation District | 100
hydro | Palisades Dam | 850_G_1 | 850 | G | 1 |  | Hydro |  | WECC_ID | Idaho | 16 | Bonneville | 19 | 16019 | 44.1 | 0 | 1957 | 9999 |  |  | N | Hydro | [13 empty] | 0 | 0 | 0 | 0 | [11 empty] | U S Bureau of Reclamation | 100 | U S Bureau of Reclamation | 100
hydro | Palisades Dam | 850_G_2 | 850 | G | 2 |  | Hydro |  | WECC_ID | Idaho | 16 | Bonneville | 19 | 16019 | 44.1 | 0 | 1957 | 9999 |  |  | N | Hydro | [13 empty] | 0 | 0 | 0 | 0 | [11 empty] | U S Bureau of Reclamation | 100 | U S Bureau of Reclamation | 100
hydro | Palisades Dam | 850_G_3 | 850 | G | 3 |  | Hydro |  | WECC_ID | Idaho | 16 | Bonneville | 19 | 16019 | 44.1 | 0 | 1957 | 9999 |  |  | N | Hydro | [13 empty] | 0 | 0 | 0 | 0 | [11 empty] | U S Bureau of Reclamation | 100 | U S Bureau of Reclamation | 100
hydro | Palisades Dam | 850_G_4 | 850 | G | 4 |  | Hydro |  | WECC_ID | Idaho | 16 | Bonneville | 19 | 16019 | 44.1 | 0 | 1958 | 9999 |  |  | N | Hydro | [13 empty] | 0 | 0 | 0 | 0 | [11 empty] | U S Bureau of Reclamation | 100 | U S Bureau of Reclamation | 100
hydro | Albeni Falls | 851_G_1 | 851 | G | 1 |  | Hydro |  | WECC_PNW | Idaho | 16 | Bonner | 17 | 16017 | 14 | 0 | 1955 | 9999 |  |  | N | Hydro | [13 empty] | 0 | 0 | 0 | 0 | [11 empty] | USACE Northwestern Division | 100 | U S Army Corps of Engineers | 100
hydro | Albeni Falls | 851_G_2 | 851 | G | 2 |  | Hydro |  | WECC_PNW | Idaho | 16 | Bonner | 17 | 16017 | 14 | 0 | 1955 | 9999 |  |  | N | Hydro | [13 empty] | 0 | 0 | 0 | 0 | [11 empty] | USACE Northwestern Division | 100 | U S Army Corps of Engineers | 100
hydro | Albeni Falls | 851_G_3 | 851 | G | 3 |  | Hydro |  | WECC_PNW | Idaho | 16 | Bonner | 17 | 16017 | 14 | 0 | 1955 | 9999 |  |  | N | Hydro | [13 empty] | 0 | 0 | 0 | 0 | [11 empty] | USACE Northwestern Division | 100 | U S Army Corps of Engineers | 100
natural gas combined cycle | Grand Tower Energy Center LLC | 862_G_3 | 862 | G | 3 | 578 | Combined Cycle |  | MIS_IL | Illinois | 17 | Jackson | 77 | 17077 | 86 | 15000 | 1951 | 2045 |  |  | N | Natural Gas |  |  |  | DLNB | [8 empty] | 0.001 | 0.072451 | 0.072451 | 0.072451 | 0.072451 | [11 empty] | Grand Tower Energy Center LLC | 100 | Rockland Capital | 100
natural gas combined cycle | Grand Tower Energy Center LLC | 862_G_4 | 862 | G | 4 | 579 | Combined Cycle |  | MIS_IL | Illinois | 17 | Jackson | 77 | 17077 | 105 | 15000 | 1958 | 2045 |  |  | N | Natural Gas |  |  |  | DLNB | [8 empty] | 0.001 | 0.072451 | 0.072451 | 0.072451 | 0.072451 | [11 empty] | Grand Tower Energy Center LLC | 100 | Rockland Capital | 100
natural gas combined cycle | Grand Tower Energy Center LLC | 862_G_1 | 862 | G | 1 | 578 | Combined Cycle |  | MIS_IL | Illinois | 17 | Jackson | 77 | 17077 | 161 | 15000 | 2001 | 2045 |  |  | N | Natural Gas |  |  |  | DLNB | [8 empty] | 0.001 | 0.072451 | 0.072451 | 0.072451 | 0.072451 | [11 empty] | Grand Tower Energy Center LLC | 100 | Rockland Capital | 100
natural gas combined cycle | Grand Tower Energy Center LLC | 862_G_2 | 862 | G | 2 | 579 | Combined Cycle |  | MIS_IL | Illinois | 17 | Jackson | 77 | 17077 | 159 | 15000 | 2001 | 2045 |  |  | N | Natural Gas |  |  |  | DLNB | [8 empty] | 0.001 | 0.072451 | 0.072451 | 0.072451 | 0.072451 | [11 empty] | Grand Tower Energy Center LLC | 100 | Rockland Capital | 100
nuclear | Dresden Generating Station | 869_G_2 | 869 | G | 2 |  | Nuclear |  | PJM_COMD | Illinois | 17 | Grundy | 63 | 17063 | 902 | 10456 | 1970 | 9999 |  |  | N | Nuclear Fuel | [13 empty] | 0 | 0 | 0 | 0 | [11 empty] | Exelon Generation Supply LLC | 100 | Exelon Corp | 100
nuclear | Dresden Generating Station | 869_G_3 | 869 | G | 3 |  | Nuclear |  | PJM_COMD | Illinois | 17 | Grundy | 63 | 17063 | 895 | 10456 | 1971 | 9999 |  |  | N | Nuclear Fuel | [13 empty] | 0 | 0 | 0 | 0 | [11 empty] | Exelon Generation Supply LLC | 100 | Exelon Corp | 100
nuclear | Quad Cities Generating Station | 880_G_1 | 880 | G | 1 |  | Nuclear |  | PJM_COMD | Illinois | 17 | Rock Island | 161 | 17161 | 908 | 10456 | 1972 | 9999 |  |  | N | Nuclear Fuel | [13 empty] | 0 | 0 | 0 | 0 | [11 empty] | Exelon Generation Supply LLC | 75 | Exelon Corp | 75
nuclear | Quad Cities Generating Station | 880_G_2 | 880 | G | 2 |  | Nuclear |  | PJM_COMD | Illinois | 17 | Rock Island | 161 | 17161 | 911 | 10456 | 1972 | 9999 |  |  | N | Nuclear Fuel | [13 empty] | 0 | 0 | 0 | 0 | [11 empty] | Exelon Generation Supply LLC | 75 | Exelon Corp | 75
natural gas peaker | Waukegan | 883_G_311 | 883 | G | 311 | 9161 | Combustion Turbine |  | PJM_COMD | Illinois | 17 | Lake | 97 | 17097 | 24.6 | 17378 | 1968 | 2030 |  |  | N | Distillate Fuel Oil | [12 empty] | 1 | 0.25 | 0.25 | 0.25 | 0.25 | [11 empty] | Midwest Generations EME LLC | 100 | NRG Energy Inc | 100
natural gas peaker | Waukegan | 883_G_312 | 883 | G | 312 | 9162 | Combustion Turbine |  | PJM_COMD | Illinois | 17 | Lake | 97 | 17097 | 28.5 | 17378 | 1968 | 2030 |  |  | N | Distillate Fuel Oil | [12 empty] | 1 | 0.25 | 0.25 | 0.25 | 0.25 | [11 empty] | Midwest Generations EME LLC | 100 | NRG Energy Inc | 100
natural gas peaker | Waukegan | 883_G_321 | 883 | G | 321 | 9163 | Combustion Turbine |  | PJM_COMD | Illinois | 17 | Lake | 97 | 17097 | 28 | 17376 | 1968 | 2030 |  |  | N | Distillate Fuel Oil | [12 empty] | 1 | 0.25 | 0.25 | 0.25 | 0.25 | [11 empty] | Midwest Generations EME LLC | 100 | NRG Energy Inc | 100
natural gas peaker | Waukegan | 883_G_322 | 883 | G | 322 | 9164 | Combustion Turbine |  | PJM_COMD | Illinois | 17 | Lake | 97 | 17097 | 26.7 | 17376 | 1968 | 2030 |  |  | N | Distillate Fuel Oil | [12 empty] | 1 | 0.25 | 0.25 | 0.25 | 0.25 | [11 empty] | Midwest Generations EME LLC | 100 | NRG Energy Inc | 100
natural gas peaker | Fisk Street | 886_G_311 | 886 | G | 311 | 9165 | Combustion Turbine |  | PJM_COMD | Illinois | 17 | Cook | 31 | 17031 | 25.4 | 17437 | 1968 | 2030 |  |  | N | Distillate Fuel Oil | [12 empty] | 1 | 0.25 | 0.25 | 0.25 | 0.25 | [11 empty] | Midwest Generations EME LLC | 100 | NRG Energy Inc | 100
natural gas peaker | Fisk Street | 886_G_312 | 886 | G | 312 | 9166 | Combustion Turbine |  | PJM_COMD | Illinois | 17 | Cook | 31 | 17031 | 23.7 | 17440 | 1968 | 2030 |  |  | N | Distillate Fuel Oil | [12 empty] | 1 | 0.25 | 0.25 | 0.25 | 0.25 | [11 empty] | Midwest Generations EME LLC | 100 | NRG Energy Inc | 100
natural gas peaker | Fisk Street | 886_G_321 | 886 | G | 321 | 9167 | Combustion Turbine |  | PJM_COMD | Illinois | 17 | Cook | 31 | 17031 | 25.4 | 17436 | 1968 | 2030 |  |  | N | Distillate Fuel Oil | [12 empty] | 1 | 0.25 | 0.25 | 0.25 | 0.25 | [11 empty] | Midwest Generations EME LLC | 100 | NRG Energy Inc | 100
natural gas peaker | Fisk Street | 886_G_322 | 886 | G | 322 | 9168 | Combustion Turbine |  | PJM_COMD | Illinois | 17 | Cook | 31 | 17031 | 25.4 | 17436 | 1968 | 2030 |  |  | N | Distillate Fuel Oil | [12 empty] | 1 | 0.25 | 0.25 | 0.25 | 0.25 | [11 empty] | Midwest Generations EME LLC | 100 | NRG Energy Inc | 100
natural gas peaker | Fisk Street | 886_G_331 | 886 | G | 331 | 9169 | Combustion Turbine |  | PJM_COMD | Illinois | 17 | Cook | 31 | 17031 | 23.7 | 17440 | 1968 | 2030 |  |  | N | Distillate Fuel Oil | [12 empty] | 1 | 0.25 | 0.25 | 0.25 | 0.25 | [11 empty] | Midwest Generations EME LLC | 100 | NRG Energy Inc | 100
natural gas peaker | Fisk Street | 886_G_332 | 886 | G | 332 | 9170 | Combustion Turbine |  | PJM_COMD | Illinois | 17 | Cook | 31 | 17031 | 25.4 | 17436 | 1968 | 2030 |  |  | N | Distillate Fuel Oil | [12 empty] | 1 | 0.25 | 0.25 | 0.25 | 0.25 | [11 empty] | Midwest Generations EME LLC | 100 | NRG Energy Inc | 100
natural gas peaker | Fisk Street | 886_G_341 | 886 | G | 341 | 9172 | Combustion Turbine |  | PJM_COMD | Illinois | 17 | Cook | 31 | 17031 | 25.4 | 17436 | 1968 | 2030 |  |  | N | Distillate Fuel Oil | [12 empty] | 1 | 0.25 | 0.25 | 0.25 | 0.25 | [11 empty] | Midwest Generations EME LLC | 100 | NRG Energy Inc | 100
natural gas peaker | Fisk Street | 886_G_342 | 886 | G | 342 | 9172 | Combustion Turbine |  | PJM_COMD | Illinois | 17 | Cook | 31 | 17031 | 22.8 | 17438 | 1968 | 2030 |  |  | N | Distillate Fuel Oil | [12 empty] | 1 | 0.25 | 0.25 | 0.25 | 0.25 | [11 empty] | Midwest Generations EME LLC | 100 | NRG Energy Inc | 100
hydro | Moline | 899_G_HY1 | 899 | G | HY1 |  | Hydro |  | MIS_MIDA | Illinois | 17 | Rock Island | 161 | 17161 | 0.8 | 0 | 1942 | 9999 |  |  | N | Hydro | [13 empty] | 0 | 0 | 0 | 0 | [11 empty] | MidAmerican Energy Co | 100 | Berkshire Hathaway Inc | 100
hydro | Moline | 899_G_HY2 | 899 | G | HY2 |  | Hydro |  | MIS_MIDA | Illinois | 17 | Rock Island | 161 | 17161 | 0.8 | 0 | 1942 | 9999 |  |  | N | Hydro | [13 empty] | 0 | 0 | 0 | 0 | [11 empty] | MidAmerican Energy Co | 100 | Berkshire Hathaway Inc | 100
hydro | Moline | 899_G_HY3 | 899 | G | HY3 |  | Hydro |  | MIS_MIDA | Illinois | 17 | Rock Island | 161 | 17161 | 0.8 | 0 | 1942 | 9999 |  |  | N | Hydro | [13 empty] | 0 | 0 | 0 | 0 | [11 empty] | MidAmerican Energy Co | 100 | Berkshire Hathaway Inc | 100
hydro | Moline | 899_G_HY4 | 899 | G | HY4 |  | Hydro |  | MIS_MIDA | Illinois | 17 | Rock Island | 161 | 17161 | 0.8 | 0 | 1942 | 9999 |  |  | N | Hydro | [13 empty] | 0 | 0 | 0 | 0 | [11 empty] | MidAmerican Energy Co | 100 | Berkshire Hathaway Inc | 100
natural gas peaker | Moline | 899_G_GT1 | 899 | G | GT1 |  | Combustion Turbine |  | MIS_MIDA | Illinois | 17 | Rock Island | 161 | 17161 | 16 | 25000 | 1970 | 2045 |  |  | N | Natural Gas | [12 empty] | 1 | 0.43543 | 0.43543 | 0.43543 | 0.43543 | [11 empty] | MidAmerican Energy Co | 100 | Berkshire Hathaway Inc | 100
natural gas peaker | Moline | 899_G_GT2 | 899 | G | GT2 |  | Combustion Turbine |  | MIS_MIDA | Illinois | 17 | Rock Island | 161 | 17161 | 17.1 | 25000 | 1970 | 2045 |  |  | N | Natural Gas | [12 empty] | 1 | 0.46013 | 0.46013 | 0.46013 | 0.46013 | [11 empty] | MidAmerican Energy Co | 100 | Berkshire Hathaway Inc | 100
natural gas peaker | Moline | 899_G_GT3 | 899 | G | GT3 |  | Combustion Turbine |  | MIS_MIDA | Illinois | 17 | Rock Island | 161 | 17161 | 16.9 | 25000 | 1970 | 2045 |  |  | N | Natural Gas | [12 empty] | 1 | 0.40217 | 0.40217 | 0.40217 | 0.40217 | [11 empty] | MidAmerican Energy Co | 100 | Berkshire Hathaway Inc | 100
natural gas peaker | Moline | 899_G_GT4 | 899 | G | GT4 |  | Combustion Turbine |  | MIS_MIDA | Illinois | 17 | Rock Island | 161 | 17161 | 16.7 | 25000 | 1970 | 2045 |  |  | N | Natural Gas | [12 empty] | 1 | 0.36651 | 0.36651 | 0.36651 | 0.36651 | [11 empty] | MidAmerican Energy Co | 100 | Berkshire Hathaway Inc | 100
hydro | Rockton | 903_G_1 | 903 | G | 1 |  | Hydro |  | PJM_COMD | Illinois | 17 | Winnebago | 201 | 17201 | 0.6 | 0 | 1929 | 9999 |  |  | N | Hydro | [13 empty] | 0 | 0 | 0 | 0 | [11 empty] | Midwest Hydro LLC | 100 | Hudson Clean Energy Partners LP | 100
hydro | Rockton | 903_G_2 | 903 | G | 2 |  | Hydro |  | PJM_COMD | Illinois | 17 | Winnebago | 201 | 17201 | 0.5 | 0 | 1929 | 9999 |  |  | N | Hydro | [13 empty] | 0 | 0 | 0 | 0 | [11 empty] | Midwest Hydro LLC | 100 | Hudson Clean Energy Partners LP | 100
hydro | Alamo | 905_G_1 | 905 | G | 1 |  | Hydro |  | WECC_SCE | California | 6 | Los Angeles | 37 | 06037 | 17 | 0 | 1986 | 9999 |  |  | N | Hydro | [13 empty] | 0 | 0 | 0 | 0 | [11 empty] | California Dept Water Resources | 100 | California Dept Water Resources | 100
natural gas peaker | Venice | 913_G_GT2 | 913 | G | GT2 | 9044 | Combustion Turbine |  | MIS_MO | Illinois | 17 | Madison | 119 | 17119 | 48 | 11411 | 2002 | 2045 |  |  | N | Natural Gas, Distillate Fuel Oil | [12 empty] | 0.1 | 0.13963 | 0.13963 | 0.13963 | 0.13963 | [11 empty] | Ameren Missouri | 100 | Ameren Corp | 100
natural gas peaker | Venice | 913_G_GT3 | 913 | G | GT3 | 89497 | Combustion Turbine |  | MIS_MO | Illinois | 17 | Madison | 119 | 17119 | 168 | 11411 | 2005 | 2045 |  |  | N | Natural Gas |  |  |  | DLNB + H2O | [8 empty] | 0.28 | 0.04696 | 0.04696 | 0.04696 | 0.04696 | [11 empty] | Ameren Missouri | 100 | Ameren Corp | 100
natural gas peaker | Venice | 913_G_GT4 | 913 | G | GT4 | 89498 | Combustion Turbine |  | MIS_MO | Illinois | 17 | Madison | 119 | 17119 | 168 | 11411 | 2005 | 2045 |  |  | N | Natural Gas |  |  |  | DLNB + H2O | [8 empty] | 0.28 | 0.05797 | 0.05797 | 0.05797 | 0.05797 | [11 empty] | Ameren Missouri | 100 | Ameren Corp | 100
natural gas peaker | Venice | 913_G_GT5 | 913 | G | GT5 | 89499 | Combustion Turbine |  | MIS_MO | Illinois | 17 | Madison | 119 | 17119 | 103 | 11411 | 2005 | 2045 |  |  | N | Natural Gas |  |  |  | DLNB + H2O | [8 empty] | 0.28 | 0.08073 | 0.08073 | 0.08073 | 0.08073 | [11 empty] | Ameren Missouri | 100 | Ameren Corp | 100
hydro | Quincy Chute | 917_G_1 | 917 | G | 1 |  | Hydro |  | WECC_PNW | Washington | 53 | Grant | 25 | 53025 | 9.4 | 0 | 1985 | 9999 |  |  | N | Hydro | [13 empty] | 0 | 0 | 0 | 0 | [11 empty] | Grand Coulee Project Hydroelectric Authority | 100 | East Columbia Basin Irrigation District | 100
hydro | Hydro Plant No 3 | 925_G_2 | 925 | G | 2 |  | Hydro |  | WECC_UT | Utah | 49 | Sanpete | 39 | 49039 | 0.6 | 0 | 1984 | 9999 |  |  | N | Hydro | [13 empty] | 0 | 0 | 0 | 0 | [11 empty] | Ephraim UT (City of) | 100 | Ephraim UT (City of) | 100
hydro | Hydro Plant No 3 | 925_G_3 | 925 | G | 3 |  | Hydro |  | WECC_UT | Utah | 49 | Sanpete | 39 | 49039 | 2 | 0 | 1984 | 9999 |  |  | N | Hydro | [13 empty] | 0 | 0 | 0 | 0 | [11 empty] | Ephraim UT (City of) | 100 | Ephraim UT (City of) | 100
natural gas peaker | Breese | 934_G_IC1 | 934 | G | IC1 |  | Combustion Turbine | IC Engine | MIS_IL | Illinois | 17 | Clinton | 27 | 17027 | 1 | 12979 | 1953 | 9999 |  |  | N | Distillate Fuel Oil | [12 empty] | 1 | 1.6498 | 1.6498 | 1.6498 | 1.6498 | [11 empty] | Breese IL (City of) | 100 | Breese IL (City of) | 100
natural gas peaker | Breese | 934_G_IC3 | 934 | G | IC3 |  | Combustion Turbine | IC Engine | MIS_IL | Illinois | 17 | Clinton | 27 | 17027 | 3 | 12963 | 1968 | 2045 |  |  | N | Natural Gas, Distillate Fuel Oil | [12 empty] | 1 | 3.0646 | 3.0646 | 3.0646 | 3.0646 | [11 empty] | Breese IL (City of) | 100 | Breese IL (City of) | 100
natural gas peaker | Breese | 934_G_2 | 934 | G | 2 |  | Combustion Turbine | IC Engine | MIS_IL | Illinois | 17 | Clinton | 27 | 17027 | 3 | 12953 | 1982 | 2045 |  |  | N | Natural Gas, Distillate Fuel Oil | [12 empty] | 1 | 0.53337 | 0.53337 | 0.53337 | 0.53337 | [11 empty] | Breese IL (City of) | 100 | Breese IL (City of) | 100
natural gas peaker | Breese | 934_G_5 | 934 | G | 5 |  | Combustion Turbine | IC Engine | MIS_IL | Illinois | 17 | Clinton | 27 | 17027 | 2.5 | 12948 | 1992 | 9999 |  |  | N | Distillate Fuel Oil | [12 empty] | 1 | 1.6498 | 1.6498 | 1.6498 | 1.6498 | [11 empty] | Breese IL (City of) | 100 | Breese IL (City of) | 100
natural gas peaker | Breese | 934_G_6 | 934 | G | 6 |  | Combustion Turbine | IC Engine | MIS_IL | Illinois | 17 | Clinton | 27 | 17027 | 2.5 | 12948 | 1997 | 9999 |  |  | N | Distillate Fuel Oil | [12 empty] | 1 | 3.3804 | 3.3804 | 3.3804 | 3.3804 | [11 empty] | Breese IL (City of) | 100 | Breese IL (City of) | 100
natural gas peaker | Breese | 934_G_7 | 934 | G | 7 |  | Combustion Turbine | IC Engine | MIS_IL | Illinois | 17 | Clinton | 27 | 17027 | 2.5 | 12948 | 2008 | 9999 |  |  | N | Distillate Fuel Oil | [13 empty] | 1.6498 | 1.6498 | 1.6498 | 1.6498 | [11 empty] | Breese IL (City of) | 100 | Breese IL (City of) | 100
natural gas peaker | Breese | 934_G_8 | 934 | G | 8 |  | Combustion Turbine | IC Engine | MIS_IL | Illinois | 17 | Clinton | 27 | 17027 | 2.5 | 12455 | 2014 | 9999 |  |  | N | Distillate Fuel Oil | [13 empty] | 1.6498 | 1.6498 | 1.6498 | 1.6498 | [11 empty] | Breese IL (City of) | 100 | Breese IL (City of) | 100
natural gas peaker | Bushnell | 935_G_1 | 935 | G | 1 |  | Combustion Turbine | IC Engine | MIS_IL | Illinois | 17 | McDonough | 109 | 17109 | 0.2 | 10944 | 1940 | 9999 |  |  | N | Distillate Fuel Oil | [12 empty] | 1 | 1.6498 | 1.6498 | 1.6498 | 1.6498 | [11 empty] | Bushnell IL (City of) | 100 | Bushnell IL (City of) | 100
natural gas peaker | Bushnell | 935_G_2 | 935 | G | 2 |  | Combustion Turbine | IC Engine | MIS_IL | Illinois | 17 | McDonough | 109 | 17109 | 0.2 | 10944 | 1940 | 9999 |  |  | N | Distillate Fuel Oil | [12 empty] | 1 | 1.6498 | 1.6498 | 1.6498 | 1.6498 | [11 empty] | Bushnell IL (City of) | 100 | Bushnell IL (City of) | 100
natural gas peaker | Bushnell | 935_G_5 | 935 | G | 5 |  | Combustion Turbine | IC Engine | MIS_IL | Illinois | 17 | McDonough | 109 | 17109 | 1 | 10745 | 1956 | 9999 |  |  | N | Distillate Fuel Oil | [12 empty] | 1 | 1.6498 | 1.6498 | 1.6498 | 1.6498 | [11 empty] | Bushnell IL (City of) | 100 | Bushnell IL (City of) | 100
natural gas peaker | Bushnell | 935_G_3 | 935 | G | 3 |  | Combustion Turbine | IC Engine | MIS_IL | Illinois | 17 | McDonough | 109 | 17109 | 2.2 | 10745 | 1965 | 9999 |  |  | N | Distillate Fuel Oil | [12 empty] | 1 | 1.6498 | 1.6498 | 1.6498 | 1.6498 | [11 empty] | Bushnell IL (City of) | 100 | Bushnell IL (City of) | 100
natural gas peaker | Bushnell | 935_G_4 | 935 | G | 4 |  | Combustion Turbine | IC Engine | MIS_IL | Illinois | 17 | McDonough | 109 | 17109 | 2.2 | 10745 | 1965 | 9999 |  |  | N | Distillate Fuel Oil | [12 empty] | 1 | 1.6498 | 1.6498 | 1.6498 | 1.6498 | [11 empty] | Bushnell IL (City of) | 100 | Bushnell IL (City of) | 100
natural gas peaker | Bushnell | 935_G_6 | 935 | G | 6 |  | Combustion Turbine | IC Engine | MIS_IL | Illinois | 17 | McDonough | 109 | 17109 | 2.5 | 10745 | 2000 | 9999 |  |  | N | Distillate Fuel Oil | [12 empty] | 1 | 1.6498 | 1.6498 | 1.6498 | 1.6498 | [11 empty] | Bushnell IL (City of) | 100 | Bushnell IL (City of) | 100
natural gas peaker | Bushnell | 935_G_7 | 935 | G | 7 |  | Combustion Turbine | IC Engine | MIS_IL | Illinois | 17 | McDonough | 109 | 17109 | 2.5 | 10745 | 2000 | 9999 |  |  | N | Distillate Fuel Oil | [12 empty] | 1 | 2.3872 | 2.3872 | 2.3872 | 2.3872 | [11 empty] | Bushnell IL (City of) | 100 | Bushnell IL (City of) | 100
natural gas peaker | Carlyle | 936_G_7 | 936 | G | 7 |  | Combustion Turbine | IC Engine | MIS_IL | Illinois | 17 | Clinton | 27 | 17027 | 2 | 12791 | 1964 | 2045 |  |  | N | Natural Gas, Distillate Fuel Oil | [12 empty] | 1 | 1.6498 | 1.6498 | 1.6498 | 1.6498 | [11 empty] | Carlyle Municipal Electric | 100 | Carlyle Municipal Electric | 100
natural gas peaker | Carlyle | 936_G_8 | 936 | G | 8 |  | Combustion Turbine | IC Engine | MIS_IL | Illinois | 17 | Clinton | 27 | 17027 | 2.5 | 12815 | 1998 | 9999 |  |  | N | Distillate Fuel Oil | [12 empty] | 1 | 2.3625 | 2.3625 | 2.3625 | 2.3625 | [11 empty] | Carlyle Municipal Electric | 100 | Carlyle Municipal Electric | 100
natural gas peaker | Carlyle | 936_G_9 | 936 | G | 9 |  | Combustion Turbine | IC Engine | MIS_IL | Illinois | 17 | Clinton | 27 | 17027 | 2.5 | 12815 | 1999 | 9999 |  |  | N | Distillate Fuel Oil | [12 empty] | 1 | 4.0632 | 4.0632 | 4.0632 | 4.0632 | [11 empty] | Carlyle Municipal Electric | 100 | Carlyle Municipal Electric | 100
natural gas peaker | Carlyle | 936_G_10 | 936 | G | 10 |  | Combustion Turbine | IC Engine | MIS_IL | Illinois | 17 | Clinton | 27 | 17027 | 2.5 | 12824 | 2003 | 9999 |  |  | N | Distillate Fuel Oil | [12 empty] | 1 | 1.6498 | 1.6498 | 1.6498 | 1.6498 | [11 empty] | Carlyle Municipal Electric | 100 | Carlyle Municipal Electric | 100
natural gas peaker | Carlyle | 936_G_11 | 936 | G | 11 |  | Combustion Turbine | IC Engine | MIS_IL | Illinois | 17 | Clinton | 27 | 17027 | 2.8 | 10745 | 2019 | 9999 |  |  | N | Distillate Fuel Oil | [13 empty] | 1.6498 | 1.6498 | 1.6498 | 1.6498 | [11 empty] | Carlyle Municipal Electric | 100 | Carlyle Municipal Electric | 100
natural gas peaker | Carmi | 937_G_7 | 937 | G | 7 |  | Combustion Turbine | IC Engine | MIS_IL | Illinois | 17 | White | 193 | 17193 | 0.9 | 10745 | 1948 | 9999 |  |  | N | Distillate Fuel Oil | [12 empty] | 1 | 1.6498 | 1.6498 | 1.6498 | 1.6498 | [11 empty] | Carmi Light Water & Power | 100 | Carmi Light Water & Power | 100
natural gas peaker | Carmi | 937_G_8 | 937 | G | 8 |  | Combustion Turbine | IC Engine | MIS_IL | Illinois | 17 | White | 193 | 17193 | 1.2 | 10745 | 1951 | 2045 |  |  | N | Natural Gas, Distillate Fuel Oil | [12 empty] | 1 | 1.6498 | 1.6498 | 1.6498 | 1.6498 | [11 empty] | Carmi Light Water & Power | 100 | Carmi Light Water & Power | 100
natural gas peaker | Carmi | 937_G_10 | 937 | G | 10 |  | Combustion Turbine | IC Engine | MIS_IL | Illinois | 17 | White | 193 | 17193 | 1.6 | 10745 | 1958 | 2045 |  |  | N | Natural Gas, Distillate Fuel Oil | [12 empty] | 1 | 1.6498 | 1.6498 | 1.6498 | 1.6498 | [11 empty] | Carmi Light Water & Power | 100 | Carmi Light Water & Power | 100
natural gas peaker | Carmi | 937_G_9 | 937 | G | 9 |  | Combustion Turbine | IC Engine | MIS_IL | Illinois | 17 | White | 193 | 17193 | 1.5 | 10745 | 1958 | 2045 |  |  | N | Natural Gas, Distillate Fuel Oil | [12 empty] | 1 | 1.6498 | 1.6498 | 1.6498 | 1.6498 | [11 empty] | Carmi Light Water & Power | 100 | Carmi Light Water & Power | 100
natural gas peaker | Carmi | 937_G_12 | 937 | G | 12 |  | Combustion Turbine | IC Engine | MIS_IL | Illinois | 17 | White | 193 | 17193 | 1.8 | 10745 | 1967 | 2045 |  |  | N | Natural Gas, Distillate Fuel Oil | [12 empty] | 1 | 1.6498 | 1.6498 | 1.6498 | 1.6498 | [11 empty] | Carmi Light Water & Power | 100 | Carmi Light Water & Power | 100
natural gas peaker | Carmi | 937_G_13 | 937 | G | 13 |  | Combustion Turbine | IC Engine | MIS_IL | Illinois | 17 | White | 193 | 17193 | 4.3 | 10745 | 1973 | 2045 |  |  | N | Natural Gas, Distillate Fuel Oil | [12 empty] | 1 | 1.6498 | 1.6498 | 1.6498 | 1.6498 | [11 empty] | Carmi Light Water & Power | 100 | Carmi Light Water & Power | 100
natural gas peaker | Carmi | 937_G_14 | 937 | G | 14 |  | Combustion Turbine | IC Engine | MIS_IL | Illinois | 17 | White | 193 | 17193 | 1.1 | 10745 | 2013 | 9999 |  |  | N | Distillate Fuel Oil | [13 empty] | 1.6498 | 1.6498 | 1.6498 | 1.6498 | [11 empty] | Carmi Light Water & Power | 100 | Carmi Light Water & Power | 100
natural gas peaker | Farmer City | 941_G_4 | 941 | G | 4 |  | Combustion Turbine | IC Engine | MIS_IL | Illinois | 17 | DeWitt | 39 | 17039 | 0.7 | 10745 | 1951 | 9999 |  |  | N | Distillate Fuel Oil | [12 empty] | 1 | 1.6498 | 1.6498 | 1.6498 | 1.6498 | [11 empty] | Farmer City IL (City of) | 100 | Farmer City IL (City of) | 100
natural gas peaker | Farmer City | 941_G_2 | 941 | G | 2 |  | Combustion Turbine | IC Engine | MIS_IL | Illinois | 17 | DeWitt | 39 | 17039 | 0.9 | 10745 | 1963 | 9999 |  |  | N | Distillate Fuel Oil | [12 empty] | 1 | 1.6498 | 1.6498 | 1.6498 | 1.6498 | [11 empty] | Farmer City IL (City of) | 100 | Farmer City IL (City of) | 100
natural gas peaker | Farmer City | 941_G_1 | 941 | G | 1 |  | Combustion Turbine | IC Engine | MIS_IL | Illinois | 17 | DeWitt | 39 | 17039 | 1.3 | 10745 | 1967 | 2045 |  |  | N | Natural Gas, Distillate Fuel Oil | [12 empty] | 1 | 1.061 | 1.061 | 1.061 | 1.061 | [11 empty] | Farmer City IL (City of) | 100 | Farmer City IL (City of) | 100
natural gas peaker | Farmer City | 941_G_5 | 941 | G | 5 |  | Combustion Turbine | IC Engine | MIS_IL | Illinois | 17 | DeWitt | 39 | 17039 | 2.8 | 10745 | 1974 | 2045 |  |  | N | Natural Gas, Distillate Fuel Oil | [12 empty] | 1 | 1.061 | 1.061 | 1.061 | 1.061 | [11 empty] | Farmer City IL (City of) | 100 | Farmer City IL (City of) | 100
natural gas peaker | Farmer City | 941_G_6 | 941 | G | 6 |  | Combustion Turbine | IC Engine | MIS_IL | Illinois | 17 | DeWitt | 39 | 17039 | 2 | 10745 | 2012 | 9999 |  |  | N | Distillate Fuel Oil | [13 empty] | 1.6498 | 1.6498 | 1.6498 | 1.6498 | [11 empty] | Farmer City IL (City of) | 100 | Farmer City IL (City of) | 100
natural gas peaker | Farmer City | 941_G_7 | 941 | G | 7 |  | Combustion Turbine | IC Engine | MIS_IL | Illinois | 17 | DeWitt | 39 | 17039 | 2 | 10745 | 2012 | 9999 |  |  | N | Distillate Fuel Oil | [13 empty] | 1.6498 | 1.6498 | 1.6498 | 1.6498 | [11 empty] | Farmer City IL (City of) | 100 | Farmer City IL (City of) | 100
natural gas peaker | Freeburg | 943_G_1 | 943 | G | 1 |  | Combustion Turbine | IC Engine | MIS_IL | Illinois | 17 | St Clair | 163 | 17163 | 0.4 | 10745 | 1948 | 9999 |  |  | N | Distillate Fuel Oil | [12 empty] | 1 | 1.6498 | 1.6498 | 1.6498 | 1.6498 | [11 empty] | Freeburg IL (Village of) | 100 | Freeburg IL (Village of) | 100
natural gas peaker | Freeburg | 943_G_2 | 943 | G | 2 |  | Combustion Turbine | IC Engine | MIS_IL | Illinois | 17 | St Clair | 163 | 17163 | 0.4 | 10745 | 1948 | 9999 |  |  | N | Distillate Fuel Oil | [12 empty] | 1 | 1.6498 | 1.6498 | 1.6498 | 1.6498 | [11 empty] | Freeburg IL (Village of) | 100 | Freeburg IL (Village of) | 100
natural gas peaker | Freeburg | 943_G_3 | 943 | G | 3 |  | Combustion Turbine | IC Engine | MIS_IL | Illinois | 17 | St Clair | 163 | 17163 | 0.6 | 10745 | 1953 | 9999 |  |  | N | Distillate Fuel Oil | [12 empty] | 1 | 1.6498 | 1.6498 | 1.6498 | 1.6498 | [11 empty] | Freeburg IL (Village of) | 100 | Freeburg IL (Village of) | 100
natural gas peaker | Freeburg | 943_G_4 | 943 | G | 4 |  | Combustion Turbine | IC Engine | MIS_IL | Illinois | 17 | St Clair | 163 | 17163 | 1 | 10745 | 1959 | 9999 |  |  | N | Distillate Fuel Oil | [12 empty] | 1 | 1.6498 | 1.6498 | 1.6498 | 1.6498 | [11 empty] | Freeburg IL (Village of) | 100 | Freeburg IL (Village of) | 100
natural gas peaker | Freeburg | 943_G_6 | 943 | G | 6 |  | Combustion Turbine | IC Engine | MIS_IL | Illinois | 17 | St Clair | 163 | 17163 | 1.8 | 10745 | 1974 | 9999 |  |  | N | Distillate Fuel Oil | [12 empty] | 1 | 1.6498 | 1.6498 | 1.6498 | 1.6498 | [11 empty] | Freeburg IL (Village of) | 100 | Freeburg IL (Village of) | 100
natural gas peaker | Freeburg | 943_G_7 | 943 | G | 7 |  | Combustion Turbine | IC Engine | MIS_IL | Illinois | 17 | St Clair | 163 | 17163 | 2.6 | 10745 | 1986 | 9999 |  |  | N | Distillate Fuel Oil | [12 empty] | 1 | 1.6498 | 1.6498 | 1.6498 | 1.6498 | [11 empty] | Freeburg IL (Village of) | 100 | Freeburg IL (Village of) | 100
natural gas peaker | Freeburg | 943_G_8 | 943 | G | 8 |  | Combustion Turbine | IC Engine | MIS_IL | Illinois | 17 | St Clair | 163 | 17163 | 1.8 | 10745 | 1996 | 9999 |  |  | N | Distillate Fuel Oil | [12 empty] | 1 | 1.6498 | 1.6498 | 1.6498 | 1.6498 | [11 empty] | Freeburg IL (Village of) | 100 | Freeburg IL (Village of) | 100
natural gas peaker | Freeburg | 943_G_9 | 943 | G | 9 |  | Combustion Turbine | IC Engine | MIS_IL | Illinois | 17 | St Clair | 163 | 17163 | 1.8 | 10745 | 1996 | 9999 |  |  | N | Distillate Fuel Oil | [12 empty] | 1 | 1.6498 | 1.6498 | 1.6498 | 1.6498 | [11 empty] | Freeburg IL (Village of) | 100 | Freeburg IL (Village of) | 100
natural gas peaker | Freeburg | 943_G_10 | 943 | G | 10 |  | Combustion Turbine | IC Engine | MIS_IL | Illinois | 17 | St Clair | 163 | 17163 | 1.8 | 10745 | 2007 | 9999 |  |  | N | Distillate Fuel Oil | [12 empty] | 0.3 | 1.6498 | 1.6498 | 1.6498 | 1.6498 | [11 empty] | Freeburg IL (Village of) | 100 | Freeburg IL (Village of) | 100
natural gas peaker | Freeburg | 943_G_11 | 943 | G | 11 |  | Combustion Turbine | IC Engine | MIS_IL | Illinois | 17 | St Clair | 163 | 17163 | 1.8 | 10745 | 2007 | 9999 |  |  | N | Distillate Fuel Oil | [12 empty] | 0.3 | 1.6498 | 1.6498 | 1.6498 | 1.6498 | [11 empty] | Freeburg IL (Village of) | 100 | Freeburg IL (Village of) | 100
natural gas peaker | Freeburg | 943_G_12 | 943 | G | 12 |  | Combustion Turbine | IC Engine | MIS_IL | Illinois | 17 | St Clair | 163 | 17163 | 1.8 | 10745 | 2007 | 9999 |  |  | N | Distillate Fuel Oil | [13 empty] | 1.6498 | 1.6498 | 1.6498 | 1.6498 | [11 empty] | Freeburg IL (Village of) | 100 | Freeburg IL (Village of) | 100
natural gas peaker | Geneseo | 944_G_4 | 944 | G | 4 |  | Combustion Turbine | IC Engine | MIS_MIDA | Illinois | 17 | Henry | 73 | 17073 | 1.3 | 18000 | 1957 | 2045 |  |  | N | Natural Gas, Distillate Fuel Oil | [12 empty] | 1 | 1.061 | 1.061 | 1.061 | 1.061 | [11 empty] | Geneseo Municipal Utilities | 100 | Geneseo Municipal Utilities | 100
natural gas peaker | Geneseo | 944_G_7 | 944 | G | 7 |  | Combustion Turbine | IC Engine | MIS_MIDA | Illinois | 17 | Henry | 73 | 17073 | 2.4 | 18000 | 1961 | 2045 |  |  | N | Natural Gas, Distillate Fuel Oil | [12 empty] | 1 | 1.061 | 1.061 | 1.061 | 1.061 | [11 empty] | Geneseo Municipal Utilities | 100 | Geneseo Municipal Utilities | 100
natural gas peaker | Geneseo | 944_G_3 | 944 | G | 3 |  | Combustion Turbine | IC Engine | MIS_MIDA | Illinois | 17 | Henry | 73 | 17073 | 2.8 | 18000 | 1966 | 2045 |  |  | N | Natural Gas, Distillate Fuel Oil | [12 empty] | 1 | 1.061 | 1.061 | 1.061 | 1.061 | [11 empty] | Geneseo Municipal Utilities | 100 | Geneseo Municipal Utilities | 100
natural gas peaker | Geneseo | 944_G_2 | 944 | G | 2 |  | Combustion Turbine | IC Engine | MIS_MIDA | Illinois | 17 | Henry | 73 | 17073 | 2.8 | 18000 | 1967 | 2045 |  |  | N | Natural Gas, Distillate Fuel Oil | [12 empty] | 1 | 1.061 | 1.061 | 1.061 | 1.061 | [11 empty] | Geneseo Municipal Utilities | 100 | Geneseo Municipal Utilities | 100
natural gas peaker | Geneseo | 944_G_1 | 944 | G | 1 |  | Combustion Turbine | IC Engine | MIS_MIDA | Illinois | 17 | Henry | 73 | 17073 | 4.4 | 18000 | 1974 | 2045 |  |  | N | Natural Gas, Distillate Fuel Oil | [12 empty] | 1 | 1.061 | 1.061 | 1.061 | 1.061 | [11 empty] | Geneseo Municipal Utilities | 100 | Geneseo Municipal Utilities | 100
natural gas peaker | Geneseo | 944_G_5A | 944 | G | 5A |  | Combustion Turbine | IC Engine | MIS_MIDA | Illinois | 17 | Henry | 73 | 17073 | 3.4 | 18000 | 1990 | 2045 |  |  | N | Natural Gas, Distillate Fuel Oil | [12 empty] | 1 | 1.061 | 1.061 | 1.061 | 1.061 | [11 empty] | Geneseo Municipal Utilities | 100 | Geneseo Municipal Utilities | 100
natural gas peaker | Geneseo | 944_G_9 | 944 | G | 9 |  | Combustion Turbine | IC Engine | MIS_MIDA | Illinois | 17 | Henry | 73 | 17073 | 3.8 | 22905 | 1998 | 9999 |  |  | N | Distillate Fuel Oil | [12 empty] | 1 | 1.6498 | 1.6498 | 1.6498 | 1.6498 | [11 empty] | Geneseo Municipal Utilities | 100 | Geneseo Municipal Utilities | 100
natural gas peaker | Geneseo | 944_G_6A | 944 | G | 6A |  | Combustion Turbine | IC Engine | MIS_MIDA | Illinois | 17 | Henry | 73 | 17073 | 2.4 | 18000 | 2003 | 2045 |  |  | N | Natural Gas, Distillate Fuel Oil | [12 empty] | 1 | 1.061 | 1.061 | 1.061 | 1.061 | [11 empty] | Geneseo Municipal Utilities | 100 | Geneseo Municipal Utilities | 100
onshore wind | Geneseo | 944_G_10 | 944 | G | 10 |  | Onshore Wind |  | MIS_MIDA | Illinois | 17 | Henry | 73 | 17073 | 1.5 | 0 | 2009 | 9999 |  |  | N | Wind | [13 empty] | 0 | 0 | 0 | 0 | [11 empty] | Geneseo Municipal Utilities | 100 | Geneseo Municipal Utilities | 100
onshore wind | Geneseo | 944_G_11 | 944 | G | 11 |  | Onshore Wind |  | MIS_MIDA | Illinois | 17 | Henry | 73 | 17073 | 1.5 | 0 | 2009 | 9999 |  |  | N | Wind | [13 empty] | 0 | 0 | 0 | 0 | [11 empty] | Geneseo Municipal Utilities | 100 | Geneseo Municipal Utilities | 100
solar pv | Geneseo | 944_G_12 | 944 | G | 12 |  | Solar PV |  | MIS_MIDA | Illinois | 17 | Henry | 73 | 17073 | 0.9 | 0 | 2015 | 9999 |  |  | N | Solar | [13 empty] | 0 | 0 | 0 | 0 | [11 empty] | Geneseo Municipal Utilities | 100 | Geneseo Municipal Utilities | 100
natural gas peaker | Highland | 946_G_IC5 | 946 | G | IC5 |  | Combustion Turbine | IC Engine | MIS_IL | Illinois | 17 | Madison | 119 | 17119 | 2 | 10745 | 1967 | 2045 |  |  | N | Natural Gas, Distillate Fuel Oil | [12 empty] | 1 | 3.6428 | 3.6428 | 3.6428 | 3.6428 | [11 empty] | Highland Electric Dept | 100 | Highland Electric Dept | 100
natural gas peaker | Highland | 946_G_IC6 | 946 | G | IC6 |  | Combustion Turbine | IC Engine | MIS_IL | Illinois | 17 | Madison | 119 | 17119 | 2 | 10745 | 1968 | 2045 |  |  | N | Natural Gas, Distillate Fuel Oil | [12 empty] | 1 | 1.6498 | 1.6498 | 1.6498 | 1.6498 | [11 empty] | Highland Electric Dept | 100 | Highland Electric Dept | 100
natural gas peaker | Highland | 946_G_IC7 | 946 | G | IC7 |  | Combustion Turbine | IC Engine | MIS_IL | Illinois | 17 | Madison | 119 | 17119 | 4 | 10745 | 1971 | 2045 |  |  | N | Natural Gas, Distillate Fuel Oil | [12 empty] | 1 | 1.6498 | 1.6498 | 1.6498 | 1.6498 | [11 empty] | Highland Electric Dept | 100 | Highland Electric Dept | 100
natural gas peaker | Highland | 946_G_IC8 | 946 | G | IC8 |  | Combustion Turbine | IC Engine | MIS_IL | Illinois | 17 | Madison | 119 | 17119 | 4 | 10745 | 1971 | 2045 |  |  | N | Natural Gas, Distillate Fuel Oil | [12 empty] | 1 | 1.6498 | 1.6498 | 1.6498 | 1.6498 | [11 empty] | Highland Electric Dept | 100 | Highland Electric Dept | 100
natural gas peaker | Highland | 946_G_IC1 | 946 | G | IC1 |  | Combustion Turbine | IC Engine | MIS_IL | Illinois | 17 | Madison | 119 | 17119 | 1.6 | 10745 | 1993 | 9999 |  |  | N | Distillate Fuel Oil | [12 empty] | 1 | 1.6498 | 1.6498 | 1.6498 | 1.6498 | [11 empty] | Highland Electric Dept | 100 | Highland Electric Dept | 100
natural gas peaker | Highland | 946_G_IC2 | 946 | G | IC2 |  | Combustion Turbine | IC Engine | MIS_IL | Illinois | 17 | Madison | 119 | 17119 | 1.6 | 10745 | 1993 | 9999 |  |  | N | Distillate Fuel Oil | [12 empty] | 1 | 1.6498 | 1.6498 | 1.6498 | 1.6498 | [11 empty] | Highland Electric Dept | 100 | Highland Electric Dept | 100
natural gas peaker | Highland | 946_G_IC3 | 946 | G | IC3 |  | Combustion Turbine | IC Engine | MIS_IL | Illinois | 17 | Madison | 119 | 17119 | 1.6 | 10745 | 1993 | 9999 |  |  | N | Distillate Fuel Oil | [12 empty] | 1 | 1.6498 | 1.6498 | 1.6498 | 1.6498 | [11 empty] | Highland Electric Dept | 100 | Highland Electric Dept | 100
natural gas peaker | McLeansboro | 948_G_2 | 948 | G | 2 |  | Combustion Turbine | IC Engine | MIS_IL | Illinois | 17 | Hamilton | 65 | 17065 | 0.4 | 10745 | 1950 | 9999 |  |  | N | Distillate Fuel Oil | [12 empty] | 1 | 1.6498 | 1.6498 | 1.6498 | 1.6498 | [11 empty] | McLeansboro IL (City of) | 100 | McLeansboro IL (City of) | 100
natural gas peaker | McLeansboro | 948_G_5 | 948 | G | 5 |  | Combustion Turbine | IC Engine | MIS_IL | Illinois | 17 | Hamilton | 65 | 17065 | 1.8 | 10745 | 1979 | 9999 |  |  | N | Distillate Fuel Oil | [12 empty] | 1 | 1.6498 | 1.6498 | 1.6498 | 1.6498 | [11 empty] | McLeansboro IL (City of) | 100 | McLeansboro IL (City of) | 100
natural gas peaker | McLeansboro | 948_G_6 | 948 | G | 6 |  | Combustion Turbine | IC Engine | MIS_IL | Illinois | 17 | Hamilton | 65 | 17065 | 2.2 | 10745 | 1979 | 9999 |  |  | N | Distillate Fuel Oil | [12 empty] | 1 | 1.6498 | 1.6498 | 1.6498 | 1.6498 | [11 empty] | McLeansboro IL (City of) | 100 | McLeansboro IL (City of) | 100
natural gas peaker | McLeansboro | 948_G_8 | 948 | G | 8 |  | Combustion Turbine | IC Engine | MIS_IL | Illinois | 17 | Hamilton | 65 | 17065 | 1 | 10745 | 1994 | 9999 |  |  | N | Distillate Fuel Oil | [12 empty] | 1 | 1.6498 | 1.6498 | 1.6498 | 1.6498 | [11 empty] | McLeansboro IL (City of) | 100 | McLeansboro IL (City of) | 100
natural gas peaker | McLeansboro | 948_G_7 | 948 | G | 7 |  | Combustion Turbine | IC Engine | MIS_IL | Illinois | 17 | Hamilton | 65 | 17065 | 1 | 10745 | 1995 | 9999 |  |  | N | Distillate Fuel Oil | [12 empty] | 1 | 1.6498 | 1.6498 | 1.6498 | 1.6498 | [11 empty] | McLeansboro IL (City of) | 100 | McLeansboro IL (City of) | 100
natural gas peaker | McLeansboro | 948_G_9 | 948 | G | 9 |  | Combustion Turbine | IC Engine | MIS_IL | Illinois | 17 | Hamilton | 65 | 17065 | 2 | 10745 | 2002 | 9999 |  |  | N | Distillate Fuel Oil | [12 empty] | 1 | 1.6498 | 1.6498 | 1.6498 | 1.6498 | [11 empty] | McLeansboro IL (City of) | 100 | McLeansboro IL (City of) | 100
natural gas peaker | Marshall (IL) | 949_G_10 | 949 | G | 10 |  | Combustion Turbine | IC Engine | MIS_IL | Illinois | 17 | Clark | 23 | 17023 | 1.8 | 10745 | 2002 | 9999 |  |  | N | Distillate Fuel Oil | [12 empty] | 1 | 1.9977 | 1.9977 | 1.9977 | 1.9977 | [11 empty] | Marshall IL (City of) | 100 | Marshall IL (City of) | 100
natural gas peaker | Marshall (IL) | 949_G_11 | 949 | G | 11 |  | Combustion Turbine | IC Engine | MIS_IL | Illinois | 17 | Clark | 23 | 17023 | 1.8 | 10745 | 2002 | 9999 |  |  | N | Distillate Fuel Oil | [12 empty] | 1 | 1.7416 | 1.7416 | 1.7416 | 1.7416 | [11 empty] | Marshall IL (City of) | 100 | Marshall IL (City of) | 100
natural gas peaker | Marshall (IL) | 949_G_5 | 949 | G | 5 |  | Combustion Turbine | IC Engine | MIS_IL | Illinois | 17 | Clark | 23 | 17023 | 2.5 | 10745 | 2002 | 9999 |  |  | N | Distillate Fuel Oil | [12 empty] | 1 | 2.3637 | 2.3637 | 2.3637 | 2.3637 | [11 empty] | Marshall IL (City of) | 100 | Marshall IL (City of) | 100
natural gas peaker | Marshall (IL) | 949_G_6 | 949 | G | 6 |  | Combustion Turbine | IC Engine | MIS_IL | Illinois | 17 | Clark | 23 | 17023 | 1.8 | 10745 | 2002 | 9999 |  |  | N | Distillate Fuel Oil | [12 empty] | 1 | 2.0373 | 2.0373 | 2.0373 | 2.0373 | [11 empty] | Marshall IL (City of) | 100 | Marshall IL (City of) | 100
natural gas peaker | Marshall (IL) | 949_G_7 | 949 | G | 7 |  | Combustion Turbine | IC Engine | MIS_IL | Illinois | 17 | Clark | 23 | 17023 | 1.8 | 10745 | 2002 | 9999 |  |  | N | Distillate Fuel Oil | [12 empty] | 1 | 2.0559 | 2.0559 | 2.0559 | 2.0559 | [11 empty] | Marshall IL (City of) | 100 | Marshall IL (City of) | 100
natural gas peaker | Marshall (IL) | 949_G_8 | 949 | G | 8 |  | Combustion Turbine | IC Engine | MIS_IL | Illinois | 17 | Clark | 23 | 17023 | 1.8 | 10745 | 2002 | 9999 |  |  | N | Distillate Fuel Oil | [12 empty] | 1 | 1.8365 | 1.8365 | 1.8365 | 1.8365 | [11 empty] | Marshall IL (City of) | 100 | Marshall IL (City of) | 100
natural gas peaker | Marshall (IL) | 949_G_9 | 949 | G | 9 |  | Combustion Turbine | IC Engine | MIS_IL | Illinois | 17 | Clark | 23 | 17023 | 1.8 | 10745 | 2002 | 9999 |  |  | N | Distillate Fuel Oil | [12 empty] | 1 | 2.1178 | 2.1178 | 2.1178 | 2.1178 | [11 empty] | Marshall IL (City of) | 100 | Marshall IL (City of) | 100
natural gas peaker | Marshall (IL) | 949_G_12 | 949 | G | 12 |  | Combustion Turbine | IC Engine | MIS_IL | Illinois | 17 | Clark | 23 | 17023 | 1.8 | 10745 | 2007 | 9999 |  |  | N | Distillate Fuel Oil | [13 empty] | 1.6498 | 1.6498 | 1.6498 | 1.6498 | [11 empty] | Marshall IL (City of) | 100 | Marshall IL (City of) | 100
natural gas peaker | Marshall (IL) | 949_G_13 | 949 | G | 13 |  | Combustion Turbine | IC Engine | MIS_IL | Illinois | 17 | Clark | 23 | 17023 | 1.8 | 10745 | 2007 | 9999 |  |  | N | Distillate Fuel Oil | [13 empty] | 1.6498 | 1.6498 | 1.6498 | 1.6498 | [11 empty] | Marshall IL (City of) | 100 | Marshall IL (City of) | 100
natural gas peaker | Peru (IL) | 955_G_GT1 | 955 | G | GT1 |  | Combustion Turbine |  | MIS_IL | Illinois | 17 | LaSalle | 99 | 17099 | 8.6 | 22350 | 1968 | 9999 |  |  | N | Distillate Fuel Oil | [12 empty] | 1 | 1.01 | 1.01 | 1.01 | 1.01 | [11 empty] | Peru IL (City of) | 100 | Peru IL (City of) | 100
hydro | Peru (IL) | 955_G_HC1 | 955 | G | HC1 |  | Hydro |  | MIS_IL | Illinois | 17 | LaSalle | 99 | 17099 | 1.7 | 0 | 1996 | 9999 |  |  | N | Hydro | [13 empty] | 0 | 0 | 0 | 0 | [11 empty] | Peru IL (City of) | 100 | Peru IL (City of) | 100
hydro | Peru (IL) | 955_G_HC2 | 955 | G | HC2 |  | Hydro |  | MIS_IL | Illinois | 17 | LaSalle | 99 | 17099 | 1.7 | 0 | 1996 | 9999 |  |  | N | Hydro | [13 empty] | 0 | 0 | 0 | 0 | [11 empty] | Peru IL (City of) | 100 | Peru IL (City of) | 100
hydro | Peru (IL) | 955_G_HC3 | 955 | G | HC3 |  | Hydro |  | MIS_IL | Illinois | 17 | LaSalle | 99 | 17099 | 1.7 | 0 | 1996 | 9999 |  |  | N | Hydro | [13 empty] | 0 | 0 | 0 | 0 | [11 empty] | Peru IL (City of) | 100 | Peru IL (City of) | 100
hydro | Peru (IL) | 955_G_HC4 | 955 | G | HC4 |  | Hydro |  | MIS_IL | Illinois | 17 | LaSalle | 99 | 17099 | 1.7 | 0 | 1996 | 9999 |  |  | N | Hydro | [13 empty] | 0 | 0 | 0 | 0 | [11 empty] | Peru IL (City of) | 100 | Peru IL (City of) | 100
natural gas peaker | Peru (IL) | 955_G_11 | 955 | G | 11 |  | Combustion Turbine | IC Engine | PJM_COMD | Illinois | 17 | LaSalle | 99 | 17099 | 2.7 | 12969 | 2011 | 9999 |  |  | N | Distillate Fuel Oil | [13 empty] | 1.6498 | 1.6498 | 1.6498 | 1.6498 | [11 empty] | Peru IL (City of) | 100 | Peru IL (City of) | 100
natural gas peaker | Peru (IL) | 955_G_12 | 955 | G | 12 |  | Combustion Turbine | IC Engine | PJM_COMD | Illinois | 17 | LaSalle | 99 | 17099 | 2.7 | 12981 | 2011 | 9999 |  |  | N | Distillate Fuel Oil | [13 empty] | 1.6498 | 1.6498 | 1.6498 | 1.6498 | [11 empty] | Peru IL (City of) | 100 | Peru IL (City of) | 100
natural gas peaker | Peru (IL) | 955_G_13 | 955 | G | 13 |  | Combustion Turbine | IC Engine | PJM_COMD | Illinois | 17 | LaSalle | 99 | 17099 | 2.7 | 12981 | 2011 | 9999 |  |  | N | Distillate Fuel Oil | [13 empty] | 1.6498 | 1.6498 | 1.6498 | 1.6498 | [11 empty] | Peru IL (City of) | 100 | Peru IL (City of) | 100
natural gas peaker | Peru (IL) | 955_G_14 | 955 | G | 14 |  | Combustion Turbine | IC Engine | PJM_COMD | Illinois | 17 | LaSalle | 99 | 17099 | 2.7 | 12981 | 2011 | 9999 |  |  | N | Distillate Fuel Oil | [13 empty] | 1.6498 | 1.6498 | 1.6498 | 1.6498 | [11 empty] | Peru IL (City of) | 100 | Peru IL (City of) | 100
natural gas peaker | Peru (IL) | 955_G_15 | 955 | G | 15 |  | Combustion Turbine | IC Engine | PJM_COMD | Illinois | 17 | LaSalle | 99 | 17099 | 2.7 | 12981 | 2011 | 9999 |  |  | N | Distillate Fuel Oil | [13 empty] | 1.6498 | 1.6498 | 1.6498 | 1.6498 | [11 empty] | Peru IL (City of) | 100 | Peru IL (City of) | 100
natural gas peaker | Peru (IL) | 955_G_16 | 955 | G | 16 |  | Combustion Turbine | IC Engine | PJM_COMD | Illinois | 17 | LaSalle | 99 | 17099 | 2.7 | 12981 | 2011 | 9999 |  |  | N | Distillate Fuel Oil | [13 empty] | 1.6498 | 1.6498 | 1.6498 | 1.6498 | [11 empty] | Peru IL (City of) | 100 | Peru IL (City of) | 100
natural gas peaker | Peru (IL) | 955_G_17 | 955 | G | 17 |  | Combustion Turbine | IC Engine | PJM_COMD | Illinois | 17 | LaSalle | 99 | 17099 | 2.7 | 12981 | 2011 | 9999 |  |  | N | Distillate Fuel Oil | [13 empty] | 1.6498 | 1.6498 | 1.6498 | 1.6498 | [11 empty] | Peru IL (City of) | 100 | Peru IL (City of) | 100
natural gas peaker | Princeton (IL) | 957_G_1 | 957 | G | 1 |  | Combustion Turbine | IC Engine | MIS_IL | Illinois | 17 | Bureau | 11 | 17011 | 2.3 | 16049 | 1953 | 2045 |  |  | N | Natural Gas, Distillate Fuel Oil | [12 empty] | 1 | 1.061 | 1.061 | 1.061 | 1.061 | [11 empty] | Princeton IL (City of) | 100 | Princeton IL (City of) | 100
natural gas peaker | Princeton (IL) | 957_G_2 | 957 | G | 2 |  | Combustion Turbine | IC Engine | MIS_IL | Illinois | 17 | Bureau | 11 | 17011 | 3 | 16036 | 1958 | 2045 |  |  | N | Natural Gas, Distillate Fuel Oil | [12 empty] | 1 | 1.061 | 1.061 | 1.061 | 1.061 | [11 empty] | Princeton IL (City of) | 100 | Princeton IL (City of) | 100
natural gas peaker | Princeton (IL) | 957_G_3 | 957 | G | 3 |  | Combustion Turbine | IC Engine | MIS_IL | Illinois | 17 | Bureau | 11 | 17011 | 3.4 | 16029 | 1965 | 2045 |  |  | N | Natural Gas, Distillate Fuel Oil | [12 empty] | 1 | 1.061 | 1.061 | 1.061 | 1.061 | [11 empty] | Princeton IL (City of) | 100 | Princeton IL (City of) | 100
natural gas peaker | Princeton (IL) | 957_G_4 | 957 | G | 4 |  | Combustion Turbine | IC Engine | MIS_IL | Illinois | 17 | Bureau | 11 | 17011 | 3.4 | 16029 | 1965 | 2045 |  |  | N | Natural Gas, Distillate Fuel Oil | [12 empty] | 1 | 1.061 | 1.061 | 1.061 | 1.061 | [11 empty] | Princeton IL (City of) | 100 | Princeton IL (City of) | 100
natural gas peaker | Princeton (IL) | 957_G_5 | 957 | G | 5 |  | Combustion Turbine | IC Engine | MIS_IL | Illinois | 17 | Bureau | 11 | 17011 | 4.4 | 16047 | 1971 | 2045 |  |  | N | Natural Gas, Distillate Fuel Oil | [12 empty] | 1 | 1.061 | 1.061 | 1.061 | 1.061 | [11 empty] | Princeton IL (City of) | 100 | Princeton IL (City of) | 100
natural gas peaker | Princeton (IL) | 957_G_6 | 957 | G | 6 |  | Combustion Turbine | IC Engine | MIS_IL | Illinois | 17 | Bureau | 11 | 17011 | 5.5 | 16038 | 1971 | 2045 |  |  | N | Natural Gas, Distillate Fuel Oil | [12 empty] | 1 | 1.061 | 1.061 | 1.061 | 1.061 | [11 empty] | Princeton IL (City of) | 100 | Princeton IL (City of) | 100
natural gas peaker | Princeton (IL) | 957_G_7 | 957 | G | 7 |  | Combustion Turbine | IC Engine | MIS_IL | Illinois | 17 | Bureau | 11 | 17011 | 7 | 16038 | 1976 | 2045 |  |  | N | Natural Gas, Distillate Fuel Oil | [12 empty] | 1 | 1.061 | 1.061 | 1.061 | 1.061 | [11 empty] | Princeton IL (City of) | 100 | Princeton IL (City of) | 100
natural gas peaker | Princeton (IL) | 957_G_8 | 957 | G | 8 |  | Combustion Turbine | IC Engine | MIS_IL | Illinois | 17 | Bureau | 11 | 17011 | 8.7 | 16041 | 1976 | 2045 |  |  | N | Natural Gas, Distillate Fuel Oil | [12 empty] | 1 | 0.53875 | 0.53875 | 0.53875 | 0.53875 | [11 empty] | Princeton IL (City of) | 100 | Princeton IL (City of) | 100
natural gas peaker | Rantoul | 958_G_10 | 958 | G | 10 |  | Combustion Turbine | IC Engine | MIS_IL | Illinois | 17 | Champaign | 19 | 17019 | 1.8 | 10745 | 2000 | 9999 |  |  | N | Distillate Fuel Oil | [12 empty] | 1 | 1.6498 | 1.6498 | 1.6498 | 1.6498 | [11 empty] | Rantoul Light & Power Dept | 100 | Rantoul Light & Power Dept | 100
natural gas peaker | Rantoul | 958_G_11 | 958 | G | 11 |  | Combustion Turbine | IC Engine | MIS_IL | Illinois | 17 | Champaign | 19 | 17019 | 1.8 | 10745 | 2000 | 9999 |  |  | N | Distillate Fuel Oil | [12 empty] | 1 | 1.6498 | 1.6498 | 1.6498 | 1.6498 | [11 empty] | Rantoul Light & Power Dept | 100 | Rantoul Light & Power Dept | 100
natural gas peaker | Rantoul | 958_G_12 | 958 | G | 12 |  | Combustion Turbine | IC Engine | MIS_IL | Illinois | 17 | Champaign | 19 | 17019 | 1.8 | 10745 | 2000 | 9999 |  |  | N | Distillate Fuel Oil | [12 empty] | 1 | 1.6498 | 1.6498 | 1.6498 | 1.6498 | [11 empty] | Rantoul Light & Power Dept | 100 | Rantoul Light & Power Dept | 100
natural gas peaker | Rantoul | 958_G_13 | 958 | G | 13 |  | Combustion Turbine | IC Engine | MIS_IL | Illinois | 17 | Champaign | 19 | 17019 | 1.8 | 10745 | 2000 | 9999 |  |  | N | Distillate Fuel Oil | [12 empty] | 1 | 1.6498 | 1.6498 | 1.6498 | 1.6498 | [11 empty] | Rantoul Light & Power Dept | 100 | Rantoul Light & Power Dept | 100
natural gas peaker | Rantoul | 958_G_14 | 958 | G | 14 |  | Combustion Turbine | IC Engine | MIS_IL | Illinois | 17 | Champaign | 19 | 17019 | 1.8 | 10745 | 2000 | 9999 |  |  | N | Distillate Fuel Oil | [12 empty] | 1 | 1.6498 | 1.6498 | 1.6498 | 1.6498 | [11 empty] | Rantoul Light & Power Dept | 100 | Rantoul Light & Power Dept | 100
natural gas peaker | Rantoul | 958_G_9 | 958 | G | 9 |  | Combustion Turbine | IC Engine | MIS_IL | Illinois | 17 | Champaign | 19 | 17019 | 1.8 | 10745 | 2000 | 9999 |  |  | N | Distillate Fuel Oil | [12 empty] | 1 | 1.6498 | 1.6498 | 1.6498 | 1.6498 | [11 empty] | Rantoul Light & Power Dept | 100 | Rantoul Light & Power Dept | 100
natural gas peaker | Rantoul | 958_G_15 | 958 | G | 15 |  | Combustion Turbine | IC Engine | MIS_IL | Illinois | 17 | Champaign | 19 | 17019 | 1.8 | 10745 | 2001 | 9999 |  |  | N | Distillate Fuel Oil | [12 empty] | 1 | 1.6498 | 1.6498 | 1.6498 | 1.6498 | [11 empty] | Rantoul Light & Power Dept | 100 | Rantoul Light & Power Dept | 100
natural gas peaker | Rantoul | 958_G_16 | 958 | G | 16 |  | Combustion Turbine | IC Engine | MIS_IL | Illinois | 17 | Champaign | 19 | 17019 | 1.8 | 10745 | 2001 | 9999 |  |  | N | Distillate Fuel Oil | [12 empty] | 1 | 1.6498 | 1.6498 | 1.6498 | 1.6498 | [11 empty] | Rantoul Light & Power Dept | 100 | Rantoul Light & Power Dept | 100
natural gas peaker | Red Bud | 959_G_2 | 959 | G | 2 |  | Combustion Turbine | IC Engine | MIS_IL | Illinois | 17 | Randolph | 157 | 17157 | 0.9 | 10745 | 1959 | 9999 |  |  | N | Distillate Fuel Oil | [12 empty] | 1 | 1.6498 | 1.6498 | 1.6498 | 1.6498 | [11 empty] | Red Bud IL (City of) | 100 | Red Bud IL (City of) | 100
natural gas peaker | Red Bud | 959_G_3 | 959 | G | 3 |  | Combustion Turbine | IC Engine | MIS_IL | Illinois | 17 | Randolph | 157 | 17157 | 2.2 | 10745 | 1964 | 9999 |  |  | N | Distillate Fuel Oil | [12 empty] | 1 | 1.3681 | 1.3681 | 1.3681 | 1.3681 | [11 empty] | Red Bud IL (City of) | 100 | Red Bud IL (City of) | 100
natural gas peaker | Red Bud | 959_G_1 | 959 | G | 1 |  | Combustion Turbine | IC Engine | MIS_IL | Illinois | 17 | Randolph | 157 | 17157 | 2.2 | 10745 | 1968 | 9999 |  |  | N | Distillate Fuel Oil | [12 empty] | 1 | 0.46689 | 0.46689 | 0.46689 | 0.46689 | [11 empty] | Red Bud IL (City of) | 100 | Red Bud IL (City of) | 100
natural gas peaker | Red Bud | 959_G_4 | 959 | G | 4 |  | Combustion Turbine | IC Engine | MIS_IL | Illinois | 17 | Randolph | 157 | 17157 | 3 | 10745 | 1973 | 9999 |  |  | N | Distillate Fuel Oil | [12 empty] | 1 | 1.6498 | 1.6498 | 1.6498 | 1.6498 | [11 empty] | Red Bud IL (City of) | 100 | Red Bud IL (City of) | 100
natural gas peaker | Red Bud | 959_G_7 | 959 | G | 7 |  | Combustion Turbine | IC Engine | MIS_IL | Illinois | 17 | Randolph | 157 | 17157 | 3 | 10745 | 2002 | 9999 |  |  | N | Distillate Fuel Oil | [12 empty] | 1 | 1.6498 | 1.6498 | 1.6498 | 1.6498 | [11 empty] | Red Bud IL (City of) | 100 | Red Bud IL (City of) | 100
natural gas peaker | Red Bud | 959_G_8 | 959 | G | 8 |  | Combustion Turbine | IC Engine | MIS_IL | Illinois | 17 | Randolph | 157 | 17157 | 3 | 10745 | 2002 | 9999 |  |  | N | Distillate Fuel Oil | [12 empty] | 1 | 1.6498 | 1.6498 | 1.6498 | 1.6498 | [11 empty] | Red Bud IL (City of) | 100 | Red Bud IL (City of) | 100
natural gas peaker | North Ninth Street | 960_G_1 | 960 | G | 1 |  | Combustion Turbine | IC Engine | PJM_COMD | Illinois | 17 | Ogle | 141 | 17141 | 0.6 | 10745 | 1940 | 9999 |  |  | N | Distillate Fuel Oil | [12 empty] | 1 | 1.6498 | 1.6498 | 1.6498 | 1.6498 | [11 empty] | Rochelle Municipal Utilities | 100 | Rochelle Municipal Utilities | 100
natural gas peaker | North Ninth Street | 960_G_4 | 960 | G | 4 |  | Combustion Turbine | IC Engine | PJM_COMD | Illinois | 17 | Ogle | 141 | 17141 | 0.7 | 10745 | 1946 | 9999 |  |  | N | Distillate Fuel Oil | [12 empty] | 1 | 0.11025 | 0.11025 | 0.11025 | 0.11025 | [11 empty] | Rochelle Municipal Utilities | 100 | Rochelle Municipal Utilities | 100
natural gas peaker | North Ninth Street | 960_G_8 | 960 | G | 8 |  | Combustion Turbine | IC Engine | PJM_COMD | Illinois | 17 | Ogle | 141 | 17141 | 0.5 | 10745 | 1949 | 9999 |  |  | N | Distillate Fuel Oil | [12 empty] | 1 | 1.6498 | 1.6498 | 1.6498 | 1.6498 | [11 empty] | Rochelle Municipal Utilities | 100 | Rochelle Municipal Utilities | 100
natural gas peaker | North Ninth Street | 960_G_6 | 960 | G | 6 |  | Combustion Turbine | IC Engine | PJM_COMD | Illinois | 17 | Ogle | 141 | 17141 | 2 | 10745 | 1954 | 2045 |  |  | N | Natural Gas, Distillate Fuel Oil | [12 empty] | 1 | 1.061 | 1.061 | 1.061 | 1.061 | [11 empty] | Rochelle Municipal Utilities | 100 | Rochelle Municipal Utilities | 100
natural gas peaker | North Ninth Street | 960_G_3 | 960 | G | 3 |  | Combustion Turbine | IC Engine | PJM_COMD | Illinois | 17 | Ogle | 141 | 17141 | 2 | 10745 | 1956 | 2045 |  |  | N | Natural Gas, Distillate Fuel Oil | [12 empty] | 1 | 3.4116 | 3.4116 | 3.4116 | 3.4116 | [11 empty] | Rochelle Municipal Utilities | 100 | Rochelle Municipal Utilities | 100
natural gas peaker | North Ninth Street | 960_G_7 | 960 | G | 7 |  | Combustion Turbine | IC Engine | PJM_COMD | Illinois | 17 | Ogle | 141 | 17141 | 3.5 | 10745 | 1967 | 2045 |  |  | N | Natural Gas, Distillate Fuel Oil | [12 empty] | 1 | 3.9482 | 3.9482 | 3.9482 | 3.9482 | [11 empty] | Rochelle Municipal Utilities | 100 | Rochelle Municipal Utilities | 100
natural gas peaker | North Ninth Street | 960_G_10 | 960 | G | 10 |  | Combustion Turbine | IC Engine | PJM_COMD | Illinois | 17 | Ogle | 141 | 17141 | 2 | 10745 | 1989 | 2045 |  |  | N | Natural Gas, Distillate Fuel Oil | [12 empty] | 1 | 2.016 | 2.016 | 2.016 | 2.016 | [11 empty] | Rochelle Municipal Utilities | 100 | Rochelle Municipal Utilities | 100
natural gas peaker | North Ninth Street | 960_G_9 | 960 | G | 9 |  | Combustion Turbine | IC Engine | PJM_COMD | Illinois | 17 | Ogle | 141 | 17141 | 3 | 10745 | 1989 | 2045 |  |  | N | Natural Gas, Distillate Fuel Oil | [12 empty] | 1 | 1.0453 | 1.0453 | 1.0453 | 1.0453 | [11 empty] | Rochelle Municipal Utilities | 100 | Rochelle Municipal Utilities | 100
solar pv | North Ninth Street | 960_G_SOL1 | 960 | G | SOL1 |  | Solar PV |  | PJM_COMD | Illinois | 17 | Ogle | 141 | 17141 | 0.3 | 0 | 2014 | 9999 |  |  | N | Solar | [13 empty] | 0 | 0 | 0 | 0 | [11 empty] | Rochelle Municipal Utilities | 100 | Rochelle Municipal Utilities | 100
natural gas peaker | South Main Street | 961_G_1 | 961 | G | 1 |  | Combustion Turbine | IC Engine | PJM_COMD | Illinois | 17 | Ogle | 141 | 17141 | 1.6 | 14565 | 1967 | 2045 |  |  | N | Natural Gas, Distillate Fuel Oil | [12 empty] | 1 | 1.061 | 1.061 | 1.061 | 1.061 | [11 empty] | Rochelle Municipal Utilities | 100 | Rochelle Municipal Utilities | 100
natural gas peaker | South Main Street | 961_G_2 | 961 | G | 2 |  | Combustion Turbine | IC Engine | PJM_COMD | Illinois | 17 | Ogle | 141 | 17141 | 2 | 14291 | 1967 | 2045 |  |  | N | Natural Gas, Distillate Fuel Oil | [12 empty] | 1 | 1.061 | 1.061 | 1.061 | 1.061 | [11 empty] | Rochelle Municipal Utilities | 100 | Rochelle Municipal Utilities | 100
natural gas peaker | South Main Street | 961_G_13 | 961 | G | 13 |  | Combustion Turbine | IC Engine | PJM_COMD | Illinois | 17 | Ogle | 141 | 17141 | 1.8 | 14149 | 2014 | 9999 |  |  | N | Distillate Fuel Oil | [13 empty] | 1.6498 | 1.6498 | 1.6498 | 1.6498 | [11 empty] | Rochelle Municipal Utilities | 100 | Rochelle Municipal Utilities | 100
natural gas peaker | South Main Street | 961_G_14 | 961 | G | 14 |  | Combustion Turbine | IC Engine | PJM_COMD | Illinois | 17 | Ogle | 141 | 17141 | 1.8 | 14149 | 2014 | 9999 |  |  | N | Distillate Fuel Oil | [13 empty] | 1.6498 | 1.6498 | 1.6498 | 1.6498 | [11 empty] | Rochelle Municipal Utilities | 100 | Rochelle Municipal Utilities | 100
natural gas peaker | South Main Street | 961_G_15 | 961 | G | 15 |  | Combustion Turbine | IC Engine | PJM_COMD | Illinois | 17 | Ogle | 141 | 17141 | 1.8 | 14149 | 2014 | 9999 |  |  | N | Distillate Fuel Oil | [13 empty] | 1.6498 | 1.6498 | 1.6498 | 1.6498 | [11 empty] | Rochelle Municipal Utilities | 100 | Rochelle Municipal Utilities | 100
natural gas peaker | South Main Street | 961_G_16 | 961 | G | 16 |  | Combustion Turbine | IC Engine | PJM_COMD | Illinois | 17 | Ogle | 141 | 17141 | 1.8 | 14448 | 2016 | 9999 |  |  | N | Distillate Fuel Oil | [13 empty] | 1.6498 | 1.6498 | 1.6498 | 1.6498 | [11 empty] | Rochelle Municipal Utilities | 100 | Rochelle Municipal Utilities | 100
natural gas peaker | South Main Street | 961_G_17 | 961 | G | 17 |  | Combustion Turbine | IC Engine | PJM_COMD | Illinois | 17 | Ogle | 141 | 17141 | 1.8 | 14446 | 2016 | 9999 |  |  | N | Distillate Fuel Oil | [13 empty] | 1.6498 | 1.6498 | 1.6498 | 1.6498 | [11 empty] | Rochelle Municipal Utilities | 100 | Rochelle Municipal Utilities | 100
natural gas peaker | South Main Street | 961_G_18 | 961 | G | 18 |  | Combustion Turbine | IC Engine | PJM_COMD | Illinois | 17 | Ogle | 141 | 17141 | 1.8 | 14446 | 2016 | 9999 |  |  | N | Distillate Fuel Oil | [13 empty] | 1.6498 | 1.6498 | 1.6498 | 1.6498 | [11 empty] | Rochelle Municipal Utilities | 100 | Rochelle Municipal Utilities | 100
hard coal | Dallman | 963_B_41 | 963 | B | 41 | 89910 | Coal Steam |  | MIS_IL | Illinois | 17 | Sangamon | 167 | 17167 | 208 | 11450 | 2009 | 2050 | wall | wet | N | Bituminous | Wet Scrubber | 2009 | 0.98 | LNB + OFA | SCR | 2009 |  | B | NA | ACI | 2009 |  | 0.2 | 0.06626 | 0.06626 | 0.06626 | 0.06626 | 0.05 | 0.1 | 0.1 | 0.99 | [7 empty] | Springfield Water Light & Power Dept | 100 | Springfield Water Light & Power Dept | 100
natural gas peaker | Lakeside | 964_G_D1 | 964 | G | D1 |  | Combustion Turbine | IC Engine | MIS_IL | Illinois | 17 | Sangamon | 167 | 17167 | 1.7 | 11082 | 2002 | 9999 |  |  | N | Distillate Fuel Oil | [12 empty] | 1 | 0.25 | 0.25 | 0.25 | 0.25 | [11 empty] | Springfield Water Light & Power Dept | 100 | Springfield Water Light & Power Dept | 100
natural gas peaker | Lakeside | 964_G_D2 | 964 | G | D2 |  | Combustion Turbine | IC Engine | MIS_IL | Illinois | 17 | Sangamon | 167 | 17167 | 1.7 | 12408 | 2002 | 9999 |  |  | N | Distillate Fuel Oil | [12 empty] | 1 | 0.25 | 0.25 | 0.25 | 0.25 | [11 empty] | Springfield Water Light & Power Dept | 100 | Springfield Water Light & Power Dept | 100
natural gas peaker | Lakeside | 964_G_D3 | 964 | G | D3 |  | Combustion Turbine | IC Engine | MIS_IL | Illinois | 17 | Sangamon | 167 | 17167 | 1.7 | 12408 | 2002 | 9999 |  |  | N | Distillate Fuel Oil | [12 empty] | 1 | 0.25 | 0.25 | 0.25 | 0.25 | [11 empty] | Springfield Water Light & Power Dept | 100 | Springfield Water Light & Power Dept | 100
natural gas peaker | Reynolds | 965_G_1 | 965 | G | 1 |  | Combustion Turbine |  | MIS_IL | Illinois | 17 | Sangamon | 167 | 17167 | 14 | 19716 | 1970 | 9999 |  |  | N | Distillate Fuel Oil | [12 empty] | 1 | 1.01 | 1.01 | 1.01 | 1.01 | [11 empty] | Springfield Water Light & Power Dept | 100 | Springfield Water Light & Power Dept | 100
natural gas peaker | Sullivan (IL) | 969_G_6 | 969 | G | 6 |  | Combustion Turbine | IC Engine | MIS_IL | Illinois | 17 | Moultrie | 139 | 17139 | 0.6 | 19444 | 1946 | 9999 |  |  | N | Distillate Fuel Oil | [12 empty] | 1 | 1.6498 | 1.6498 | 1.6498 | 1.6498 | [11 empty] | Sullivan Municipal Utilities (IL) | 100 | Sullivan Municipal Utilities (IL) | 100
natural gas peaker | Sullivan (IL) | 969_G_5 | 969 | G | 5 |  | Combustion Turbine | IC Engine | MIS_IL | Illinois | 17 | Moultrie | 139 | 17139 | 1.1 | 19444 | 1948 | 9999 |  |  | N | Distillate Fuel Oil | [12 empty] | 1 | 0.49134 | 0.49134 | 0.49134 | 0.49134 | [11 empty] | Sullivan Municipal Utilities (IL) | 100 | Sullivan Municipal Utilities (IL) | 100
natural gas peaker | Sullivan (IL) | 969_G_4 | 969 | G | 4 |  | Combustion Turbine | IC Engine | MIS_IL | Illinois | 17 | Moultrie | 139 | 17139 | 0.9 | 19444 | 1951 | 9999 |  |  | N | Distillate Fuel Oil | [12 empty] | 1 | 0.66036 | 0.66036 | 0.66036 | 0.66036 | [11 empty] | Sullivan Municipal Utilities (IL) | 100 | Sullivan Municipal Utilities (IL) | 100
natural gas peaker | Sullivan (IL) | 969_G_3 | 969 | G | 3 |  | Combustion Turbine | IC Engine | MIS_IL | Illinois | 17 | Moultrie | 139 | 17139 | 1.3 | 19444 | 1956 | 9999 |  |  | N | Distillate Fuel Oil | [12 empty] | 1 | 2.3171 | 2.3171 | 2.3171 | 2.3171 | [11 empty] | Sullivan Municipal Utilities (IL) | 100 | Sullivan Municipal Utilities (IL) | 100
natural gas peaker | Sullivan (IL) | 969_G_2 | 969 | G | 2 |  | Combustion Turbine | IC Engine | MIS_IL | Illinois | 17 | Moultrie | 139 | 17139 | 2 | 19444 | 1961 | 9999 |  |  | N | Distillate Fuel Oil | [12 empty] | 1 | 0.17105 | 0.17105 | 0.17105 | 0.17105 | [11 empty] | Sullivan Municipal Utilities (IL) | 100 | Sullivan Municipal Utilities (IL) | 100
natural gas peaker | Sullivan (IL) | 969_G_10 | 969 | G | 10 |  | Combustion Turbine | IC Engine | MIS_IL | Illinois | 17 | Moultrie | 139 | 17139 | 2.2 | 19444 | 1971 | 9999 |  |  | N | Distillate Fuel Oil | [12 empty] | 1 | 0.35563 | 0.35563 | 0.35563 | 0.35563 | [11 empty] | Sullivan Municipal Utilities (IL) | 100 | Sullivan Municipal Utilities (IL) | 100
natural gas peaker | Sullivan (IL) | 969_G_9 | 969 | G | 9 |  | Combustion Turbine | IC Engine | MIS_IL | Illinois | 17 | Moultrie | 139 | 17139 | 2.2 | 19444 | 1971 | 9999 |  |  | N | Distillate Fuel Oil | [12 empty] | 1 | 0.77251 | 0.77251 | 0.77251 | 0.77251 | [11 empty] | Sullivan Municipal Utilities (IL) | 100 | Sullivan Municipal Utilities (IL) | 100
natural gas peaker | Sullivan (IL) | 969_G_1 | 969 | G | 1 |  | Combustion Turbine | IC Engine | MIS_IL | Illinois | 17 | Moultrie | 139 | 17139 | 4.3 | 19444 | 1974 | 9999 |  |  | N | Distillate Fuel Oil | [12 empty] | 1 | 0.02024 | 0.02024 | 0.02024 | 0.02024 | [11 empty] | Sullivan Municipal Utilities (IL) | 100 | Sullivan Municipal Utilities (IL) | 100
natural gas peaker | Sullivan (IL) | 969_G_11 | 969 | G | 11 |  | Combustion Turbine | IC Engine | MIS_IL | Illinois | 17 | Moultrie | 139 | 17139 | 2 | 19444 | 1996 | 9999 |  |  | N | Distillate Fuel Oil | [12 empty] | 1 | 0.0753 | 0.0753 | 0.0753 | 0.0753 | [11 empty] | Sullivan Municipal Utilities (IL) | 100 | Sullivan Municipal Utilities (IL) | 100
natural gas peaker | Sullivan (IL) | 969_G_12 | 969 | G | 12 |  | Combustion Turbine | IC Engine | MIS_IL | Illinois | 17 | Moultrie | 139 | 17139 | 1 | 19444 | 1996 | 9999 |  |  | N | Distillate Fuel Oil | [12 empty] | 1 | 1.6498 | 1.6498 | 1.6498 | 1.6498 | [11 empty] | Sullivan Municipal Utilities (IL) | 100 | Sullivan Municipal Utilities (IL) | 100
natural gas peaker | Sullivan (IL) | 969_G_13 | 969 | G | 13 |  | Combustion Turbine | IC Engine | MIS_IL | Illinois | 17 | Moultrie | 139 | 17139 | 2.3 | 10745 | 2012 | 9999 |  |  | N | Distillate Fuel Oil | [13 empty] | 1.6498 | 1.6498 | 1.6498 | 1.6498 | [11 empty] | Sullivan Municipal Utilities (IL) | 100 | Sullivan Municipal Utilities (IL) | 100
natural gas peaker | Sullivan (IL) | 969_G_14 | 969 | G | 14 |  | Combustion Turbine | IC Engine | MIS_IL | Illinois | 17 | Moultrie | 139 | 17139 | 2.3 | 10745 | 2012 | 9999 |  |  | N | Distillate Fuel Oil | [13 empty] | 1.6498 | 1.6498 | 1.6498 | 1.6498 | [11 empty] | Sullivan Municipal Utilities (IL) | 100 | Sullivan Municipal Utilities (IL) | 100
natural gas peaker | Sullivan (IL) | 969_G_15 | 969 | G | 15 |  | Combustion Turbine | IC Engine | MIS_IL | Illinois | 17 | Moultrie | 139 | 17139 | 2.3 | 10745 | 2012 | 9999 |  |  | N | Distillate Fuel Oil | [13 empty] | 1.6498 | 1.6498 | 1.6498 | 1.6498 | [11 empty] | Sullivan Municipal Utilities (IL) | 100 | Sullivan Municipal Utilities (IL) | 100
natural gas peaker | Waterloo | 971_G_3 | 971 | G | 3 |  | Combustion Turbine | IC Engine | MIS_IL | Illinois | 17 | Monroe | 133 | 17133 | 0.2 | 19228 | 1946 | 9999 |  |  | N | Distillate Fuel Oil | [12 empty] | 1 | 1.6498 | 1.6498 | 1.6498 | 1.6498 | [11 empty] | Waterloo IL (City of) | 100 | Waterloo IL (City of) | 100
natural gas peaker | Waterloo | 971_G_5 | 971 | G | 5 |  | Combustion Turbine | IC Engine | MIS_IL | Illinois | 17 | Monroe | 133 | 17133 | 0.4 | 20565 | 1950 | 9999 |  |  | N | Distillate Fuel Oil | [12 empty] | 1 | 1.6498 | 1.6498 | 1.6498 | 1.6498 | [11 empty] | Waterloo IL (City of) | 100 | Waterloo IL (City of) | 100
natural gas peaker | Waterloo | 971_G_6 | 971 | G | 6 |  | Combustion Turbine | IC Engine | MIS_IL | Illinois | 17 | Monroe | 133 | 17133 | 0.5 | 20900 | 1950 | 9999 |  |  | N | Distillate Fuel Oil | [12 empty] | 1 | 3.806 | 3.806 | 3.806 | 3.806 | [11 empty] | Waterloo IL (City of) | 100 | Waterloo IL (City of) | 100
natural gas peaker | Waterloo | 971_G_2 | 971 | G | 2 |  | Combustion Turbine | IC Engine | MIS_IL | Illinois | 17 | Monroe | 133 | 17133 | 0.2 | 19228 | 1954 | 9999 |  |  | N | Distillate Fuel Oil | [12 empty] | 1 | 1.6498 | 1.6498 | 1.6498 | 1.6498 | [11 empty] | Waterloo IL (City of) | 100 | Waterloo IL (City of) | 100
natural gas peaker | Waterloo | 971_G_7 | 971 | G | 7 |  | Combustion Turbine | IC Engine | MIS_IL | Illinois | 17 | Monroe | 133 | 17133 | 1.5 | 25000 | 1959 | 2045 |  |  | N | Natural Gas, Distillate Fuel Oil | [12 empty] | 1 | 0.94606 | 0.94606 | 0.94606 | 0.94606 | [11 empty] | Waterloo IL (City of) | 100 | Waterloo IL (City of) | 100
natural gas peaker | Waterloo | 971_G_4 | 971 | G | 4 |  | Combustion Turbine | IC Engine | MIS_IL | Illinois | 17 | Monroe | 133 | 17133 | 1.8 | 25000 | 1963 | 2045 |  |  | N | Natural Gas, Distillate Fuel Oil | [12 empty] | 1 | 1.6498 | 1.6498 | 1.6498 | 1.6498 | [11 empty] | Waterloo IL (City of) | 100 | Waterloo IL (City of) | 100
natural gas peaker | Waterloo | 971_G_1 | 971 | G | 1 |  | Combustion Turbine | IC Engine | MIS_IL | Illinois | 17 | Monroe | 133 | 17133 | 2.7 | 25000 | 1970 | 2045 |  |  | N | Natural Gas, Distillate Fuel Oil | [12 empty] | 1 | 1.6498 | 1.6498 | 1.6498 | 1.6498 | [11 empty] | Waterloo IL (City of) | 100 | Waterloo IL (City of) | 100
natural gas peaker | Waterloo | 971_G_8 | 971 | G | 8 |  | Combustion Turbine | IC Engine | MIS_IL | Illinois | 17 | Monroe | 133 | 17133 | 2.4 | 25000 | 1973 | 9999 |  |  | N | Distillate Fuel Oil | [12 empty] | 1 | 1.3198 | 1.3198 | 1.3198 | 1.3198 | [11 empty] | Waterloo IL (City of) | 100 | Waterloo IL (City of) | 100
natural gas peaker | Waterloo | 971_G_10 | 971 | G | 10 |  | Combustion Turbine | IC Engine | MIS_IL | Illinois | 17 | Monroe | 133 | 17133 | 1.8 | 10745 | 1996 | 9999 |  |  | N | Distillate Fuel Oil | [13 empty] | 1.6498 | 1.6498 | 1.6498 | 1.6498 | [11 empty] | Illinois Municipal Electric Agency | 100 | Illinois Municipal Electric Agency | 100
natural gas peaker | Waterloo | 971_G_11 | 971 | G | 11 |  | Combustion Turbine | IC Engine | MIS_IL | Illinois | 17 | Monroe | 133 | 17133 | 1.8 | 10745 | 1996 | 9999 |  |  | N | Distillate Fuel Oil | [13 empty] | 1.6498 | 1.6498 | 1.6498 | 1.6498 | [11 empty] | Illinois Municipal Electric Agency | 100 | Illinois Municipal Electric Agency | 100
natural gas peaker | Waterloo | 971_G_9 | 971 | G | 9 |  | Combustion Turbine | IC Engine | MIS_IL | Illinois | 17 | Monroe | 133 | 17133 | 1.8 | 10745 | 1996 | 9999 |  |  | N | Distillate Fuel Oil | [13 empty] | 1.6498 | 1.6498 | 1.6498 | 1.6498 | [11 empty] | Illinois Municipal Electric Agency | 100 | Illinois Municipal Electric Agency | 100
natural gas peaker | Waterloo | 971_G_12 | 971 | G | 12 |  | Combustion Turbine |  | MIS_IL | Illinois | 17 | Monroe | 133 | 17133 | 6.6 | 12299 | 2002 | 2045 |  |  | N | Natural Gas, Distillate Fuel Oil | [12 empty] | 1 | 0.16383 | 0.16383 | 0.16383 | 0.16383 | [11 empty] | Waterloo IL (City of) | 100 | Waterloo IL (City of) | 100
natural gas peaker | Waterloo | 971_G_13 | 971 | G | 13 |  | Combustion Turbine |  | MIS_IL | Illinois | 17 | Monroe | 133 | 17133 | 6.6 | 12323 | 2012 | 2045 |  |  | N | Natural Gas, Distillate Fuel Oil | [13 empty] | 0.16383 | 0.16383 | 0.16383 | 0.16383 | [11 empty] | Waterloo IL (City of) | 100 | Waterloo IL (City of) | 100
natural gas steam turbine | Winnetka | 972_B_5 | 972 | B | 5 |  | O/G Steam |  | PJM_COMD | Illinois | 17 | Cook | 31 | 17031 | 7 | 14500 | 1938 | 2045 |  |  | N | Natural Gas | [12 empty] | 1 | 0.18 | 0.18 | 0.18 | 0.18 | [11 empty] | Winnetka IL (Village of) | 100 | Winnetka IL (Village of) | 100
natural gas steam turbine | Winnetka | 972_B_7 | 972 | B | 7 |  | O/G Steam |  | PJM_COMD | Illinois | 17 | Cook | 31 | 17031 | 7 | 14500 | 1948 | 2045 |  |  | N | Natural Gas, Distillate Fuel Oil | [12 empty] | 1 | 0.2 | 0.2 | 0.2 | 0.2 | [11 empty] | Winnetka IL (Village of) | 100 | Winnetka IL (Village of) | 100
natural gas steam turbine | Winnetka | 972_B_4 | 972 | B | 4 |  | O/G Steam |  | PJM_COMD | Illinois | 17 | Cook | 31 | 17031 | 7 | 14500 | 1958 | 2045 |  |  | N | Natural Gas, Distillate Fuel Oil | [12 empty] | 1 | 0.23063 | 0.23063 | 0.23063 | 0.23063 | [11 empty] | Winnetka IL (Village of) | 100 | Winnetka IL (Village of) | 100
natural gas steam turbine | Winnetka | 972_B_8 | 972 | B | 8 |  | O/G Steam |  | PJM_COMD | Illinois | 17 | Cook | 31 | 17031 | 7 | 14500 | 1958 | 2045 |  |  | N | Natural Gas | [12 empty] | 1 | 0.23063 | 0.23063 | 0.23063 | 0.23063 | [11 empty] | Winnetka IL (Village of) | 100 | Winnetka IL (Village of) | 100
natural gas peaker | Winnetka | 972_G_8 | 972 | G | 8 |  | Combustion Turbine | IC Engine | PJM_COMD | Illinois | 17 | Cook | 31 | 17031 | 2.6 | 12723 | 1979 | 9999 |  |  | N | Distillate Fuel Oil | [12 empty] | 1 | 1.6498 | 1.6498 | 1.6498 | 1.6498 | [11 empty] | Winnetka IL (Village of) | 100 | Winnetka IL (Village of) | 100
natural gas peaker | Winnetka | 972_G_9 | 972 | G | 9 |  | Combustion Turbine | IC Engine | PJM_COMD | Illinois | 17 | Cook | 31 | 17031 | 2.6 | 12768 | 1979 | 9999 |  |  | N | Distillate Fuel Oil | [12 empty] | 1 | 1.6498 | 1.6498 | 1.6498 | 1.6498 | [11 empty] | Winnetka IL (Village of) | 100 | Winnetka IL (Village of) | 100
hard coal | Marion | 976_B_123 | 976 | B | 123 | 9173 | Coal Steam |  | MIS_IL | Illinois | 17 | Williamson | 199 | 17199 | 120 | 11487 | 1978 | 2030 | FBC | wet | N | Bituminous, Waste Coal | Reagent Injection | 2003 | 0.9 | CF | SNCR |  | 2003 | B | NA |  |  |  | 0.6 | 0.0765 | 0.0765 | 0.0765 | 0.0765 | 0.01 | 0.01 | 0.01 | 0.98 | Yes | 2016 |  |  |  |  | Yes | Southern Illinois Power Coop | 100 | Southern Illinois Power Coop | 100
natural gas peaker | Marion | 976_G_5 | 976 | G | 5 | 9174 | Combustion Turbine |  | MIS_IL | Illinois | 17 | Williamson | 199 | 17199 | 70 | 13433 | 2003 | 2045 |  |  | N | Natural Gas, Distillate Fuel Oil |  |  |  | DLNB + H2O | [8 empty] | 0.004 | 0.04913 | 0.04913 | 0.04913 | 0.04913 | [11 empty] | Southern Illinois Power Coop | 100 | Southern Illinois Power Coop | 100
natural gas peaker | Marion | 976_G_6 | 976 | G | 6 | 9175 | Combustion Turbine |  | MIS_IL | Illinois | 17 | Williamson | 199 | 17199 | 70 | 13434 | 2003 | 2045 |  |  | N | Natural Gas, Distillate Fuel Oil |  |  |  | DLNB + H2O | [8 empty] | 0.004 | 0.05634 | 0.05634 | 0.05634 | 0.05634 | [11 empty] | Southern Illinois Power Coop | 100 | Southern Illinois Power Coop | 100
hard coal | Clifty Creek | 983_B_1 | 983 | B | 1 | 658 | Coal Steam |  | MIS_INKY | Indiana | 18 | Jefferson | 77 | 18077 | 196 | 10819 | 1955 | 9999 | wall | wet | N | Bituminous, Subbituminous | Wet Scrubber | 2013 | 0.98 | OFA | SCR | 2003 |  | ESPC | Yes |  |  |  | 7.52 | 0.31795 | 0.13772 | 0.31795 | 0.13772 | 0.05 | 0.1 | 0.56 | 0.99 | [7 empty] | Indiana Kentucky Electric Corp | 100 | American Electric Power Co Inc | 100
hard coal | Clifty Creek | 983_B_2 | 983 | B | 2 | 659 | Coal Steam |  | MIS_INKY | Indiana | 18 | Jefferson | 77 | 18077 | 196 | 10723 | 1955 | 9999 | wall | wet | N | Bituminous, Subbituminous | Wet Scrubber | 2013 | 0.98 | OFA | SCR | 2003 |  | ESPC | Yes |  |  |  | 7.52 | 0.31696 | 0.13874 | 0.31696 | 0.13874 | 0.05 | 0.1 | 0.56 | 0.99 | [7 empty] | Indiana Kentucky Electric Corp | 100 | American Electric Power Co Inc | 100
hard coal | Clifty Creek | 983_B_3 | 983 | B | 3 | 660 | Coal Steam |  | MIS_INKY | Indiana | 18 | Jefferson | 77 | 18077 | 196 | 10846 | 1955 | 9999 | wall | wet | N | Bituminous, Subbituminous | Wet Scrubber | 2013 | 0.98 | OFA | SCR | 2003 |  | ESPC | Yes |  |  |  | 7.52 | 0.29495 | 0.13067 | 0.29495 | 0.13067 | 0.05 | 0.1 | 0.56 | 0.99 | [7 empty] | Indiana Kentucky Electric Corp | 100 | American Electric Power Co Inc | 100
hard coal | Clifty Creek | 983_B_4 | 983 | B | 4 | 661 | Coal Steam |  | MIS_INKY | Indiana | 18 | Jefferson | 77 | 18077 | 196 | 10734 | 1955 | 9999 | wall | wet | N | Bituminous, Subbituminous | Wet Scrubber | 2013 | 0.98 | OFA | SCR | 2003 |  | ESPC | Yes |  |  |  | 7.52 | 0.075 | 0.075 | 0.075 | 0.075 | 0.05 | 0.1 | 0.56 | 0.99 | [7 empty] | Indiana Kentucky Electric Corp | 100 | American Electric Power Co Inc | 100
hard coal | Clifty Creek | 983_B_5 | 983 | B | 5 | 662 | Coal Steam |  | MIS_INKY | Indiana | 18 | Jefferson | 77 | 18077 | 196 | 10727 | 1955 | 9999 | wall | wet | N | Bituminous, Subbituminous | Wet Scrubber | 2013 | 0.98 | OFA | SCR | 2002 |  | ESPC | Yes |  |  |  | 7.52 | 0.075 | 0.075 | 0.075 | 0.075 | 0.05 | 0.1 | 0.56 | 0.99 | [7 empty] | Indiana Kentucky Electric Corp | 100 | American Electric Power Co Inc | 100
hard coal | Clifty Creek | 983_B_6 | 983 | B | 6 | 663 | Coal Steam |  | MIS_INKY | Indiana | 18 | Jefferson | 77 | 18077 | 196 | 10694 | 1956 | 9999 | wall | wet | N | Bituminous, Subbituminous | Wet Scrubber | 2013 | 0.98 | OFA |  |  |  | ESPH | No |  |  |  | 7.52 | 0.66651 | 0.29976 | 0.66651 | 0.29976 | 0.05 | 0.1 | 1 | 0.99 | [7 empty] | Indiana Kentucky Electric Corp | 100 | American Electric Power Co Inc | 100
hydro | Elkhart | 986_G_1 | 986 | G | 1 |  | Hydro |  | PJM_West | Indiana | 18 | Elkhart | 39 | 18039 | 0.6 | 0 | 1913 | 9999 |  |  | N | Hydro | [13 empty] | 0 | 0 | 0 | 0 | [11 empty] | Indiana Michigan Power Co | 100 | American Electric Power Co Inc | 100
hydro | Elkhart | 986_G_2 | 986 | G | 2 |  | Hydro |  | PJM_West | Indiana | 18 | Elkhart | 39 | 18039 | 0.4 | 0 | 1921 | 9999 |  |  | N | Hydro | [13 empty] | 0 | 0 | 0 | 0 | [11 empty] | Indiana Michigan Power Co | 100 | American Electric Power Co Inc | 100
hydro | Elkhart | 986_G_3 | 986 | G | 3 |  | Hydro |  | PJM_West | Indiana | 18 | Elkhart | 39 | 18039 | 0.4 | 0 | 1921 | 9999 |  |  | N | Hydro | [13 empty] | 0 | 0 | 0 | 0 | [11 empty] | Indiana Michigan Power Co | 100 | American Electric Power Co Inc | 100
hydro | Last Chance | 987_G_1 | 987 | G | 1 |  | Hydro |  | WECC_ID | Idaho | 16 | Caribou | 29 | 16029 | 0.2 | 0 | 1984 | 9999 |  |  | N | Hydro | [13 empty] | 0 | 0 | 0 | 0 | [11 empty] | PacifiCorp | 100 | Berkshire Hathaway Inc | 100
hydro | Last Chance | 987_G_2 | 987 | G | 2 |  | Hydro |  | WECC_ID | Idaho | 16 | Caribou | 29 | 16029 | 0.4 | 0 | 1984 | 9999 |  |  | N | Hydro | [13 empty] | 0 | 0 | 0 | 0 | [11 empty] | PacifiCorp | 100 | Berkshire Hathaway Inc | 100
hydro | Last Chance | 987_G_3 | 987 | G | 3 |  | Hydro |  | WECC_ID | Idaho | 16 | Caribou | 29 | 16029 | 0.8 | 0 | 1984 | 9999 |  |  | N | Hydro | [13 empty] | 0 | 0 | 0 | 0 | [11 empty] | PacifiCorp | 100 | Berkshire Hathaway Inc | 100
hydro | Twin Branch | 989_G_H1E | 989 | G | H1E |  | Hydro |  | PJM_West | Indiana | 18 | St Joseph | 141 | 18141 | 0.5 | 0 | 1989 | 9999 |  |  | N | Hydro | [13 empty] | 0 | 0 | 0 | 0 | [11 empty] | Indiana Michigan Power Co | 100 | American Electric Power Co Inc | 100
hydro | Twin Branch | 989_G_H1W | 989 | G | H1W |  | Hydro |  | PJM_West | Indiana | 18 | St Joseph | 141 | 18141 | 0.5 | 0 | 1989 | 9999 |  |  | N | Hydro | [13 empty] | 0 | 0 | 0 | 0 | [11 empty] | Indiana Michigan Power Co | 100 | American Electric Power Co Inc | 100
hydro | Twin Branch | 989_G_H2W | 989 | G | H2W |  | Hydro |  | PJM_West | Indiana | 18 | St Joseph | 141 | 18141 | 0.5 | 0 | 1989 | 9999 |  |  | N | Hydro | [13 empty] | 0 | 0 | 0 | 0 | [11 empty] | Indiana Michigan Power Co | 100 | American Electric Power Co Inc | 100
hydro | Twin Branch | 989_G_H3W | 989 | G | H3W |  | Hydro |  | PJM_West | Indiana | 18 | St Joseph | 141 | 18141 | 0.5 | 0 | 1989 | 9999 |  |  | N | Hydro | [13 empty] | 0 | 0 | 0 | 0 | [11 empty] | Indiana Michigan Power Co | 100 | American Electric Power Co Inc | 100
hydro | Twin Branch | 989_G_H4W | 989 | G | H4W |  | Hydro |  | PJM_West | Indiana | 18 | St Joseph | 141 | 18141 | 0.5 | 0 | 1989 | 9999 |  |  | N | Hydro | [13 empty] | 0 | 0 | 0 | 0 | [11 empty] | Indiana Michigan Power Co | 100 | American Electric Power Co Inc | 100
hydro | Twin Branch | 989_G_H5W | 989 | G | H5W |  | Hydro |  | PJM_West | Indiana | 18 | St Joseph | 141 | 18141 | 0.5 | 0 | 1989 | 9999 |  |  | N | Hydro | [13 empty] | 0 | 0 | 0 | 0 | [11 empty] | Indiana Michigan Power Co | 100 | American Electric Power Co Inc | 100
hydro | Twin Branch | 989_G_H6E | 989 | G | H6E |  | Hydro |  | PJM_West | Indiana | 18 | St Joseph | 141 | 18141 | 0.5 | 0 | 1989 | 9999 |  |  | N | Hydro | [13 empty] | 0 | 0 | 0 | 0 | [11 empty] | Indiana Michigan Power Co | 100 | American Electric Power Co Inc | 100
hydro | Twin Branch | 989_G_H6W | 989 | G | H6W |  | Hydro |  | PJM_West | Indiana | 18 | St Joseph | 141 | 18141 | 0.5 | 0 | 1989 | 9999 |  |  | N | Hydro | [13 empty] | 0 | 0 | 0 | 0 | [11 empty] | Indiana Michigan Power Co | 100 | American Electric Power Co Inc | 100
natural gas steam turbine | Harding Street | 990_B_50 | 990 | B | 50 | 675 | O/G Steam |  | MIS_INKY | Indiana | 18 | Marion | 97 | 18097 | 101 | 10586 | 1958 | 9999 | tangential | dry | N | Natural Gas |  |  |  | LNB + OFA | SNCR | [8 empty] | 0.03643 | 0.03643 | 0.03643 | 0.03643 | [11 empty] | Indianapolis Power & Light | 100 | AES Corp (The) | 100
natural gas steam turbine | Harding Street | 990_B_60 | 990 | B | 60 | 677 | O/G Steam |  | MIS_INKY | Indiana | 18 | Marion | 97 | 18097 | 99 | 10560 | 1961 | 9999 | tangential | wet | N | Natural Gas |  |  |  | LNB + OFA | SNCR | [8 empty] | 0.03519 | 0.03519 | 0.03519 | 0.03519 | [11 empty] | Indianapolis Power & Light | 100 | AES Corp (The) | 100
natural gas peaker | Harding Street | 990_G_IC1 | 990 | G | IC1 |  | Combustion Turbine | IC Engine | MIS_INKY | Indiana | 18 | Marion | 97 | 18097 | 3 | 14342 | 1967 | 9999 |  |  | N | Distillate Fuel Oil | [12 empty] | 1.6 | 1.6498 | 1.6498 | 1.6498 | 1.6498 | [11 empty] | Indianapolis Power & Light | 100 | AES Corp (The) | 100
natural gas steam turbine | Harding Street | 990_B_70 | 990 | B | 70 | 679 | O/G Steam |  | MIS_INKY | Indiana | 18 | Marion | 97 | 18097 | 418 | 10744 | 1973 | 9999 | tangential | wet | N | Natural Gas |  |  |  | LNB + OFA | SCR | [7 empty] | 5.3 | 0.2427 | 0.09349 | 0.2427 | 0.09349 | [11 empty] | Indianapolis Power & Light | 100 | AES Corp (The) | 100
natural gas peaker | Harding Street | 990_G_GT1 | 990 | G | GT1 |  | Combustion Turbine |  | MIS_INKY | Indiana | 18 | Marion | 97 | 18097 | 19.1 | 11798 | 1973 | 9999 |  |  | N | Distillate Fuel Oil | [12 empty] | 0.35 | 1.01 | 1.01 | 1.01 | 1.01 | [11 empty] | Indianapolis Power & Light | 100 | AES Corp (The) | 100
natural gas peaker | Harding Street | 990_G_GT2 | 990 | G | GT2 |  | Combustion Turbine |  | MIS_INKY | Indiana | 18 | Marion | 97 | 18097 | 17.9 | 11798 | 1973 | 9999 |  |  | N | Distillate Fuel Oil | [12 empty] | 0.35 | 1.01 | 1.01 | 1.01 | 1.01 | [11 empty] | Indianapolis Power & Light | 100 | AES Corp (The) | 100
natural gas peaker | Harding Street | 990_G_GT4 | 990 | G | GT4 | 682 | Combustion Turbine |  | MIS_INKY | Indiana | 18 | Marion | 97 | 18097 | 67 | 11798 | 1994 | 2030 |  |  | N | Natural Gas, Distillate Fuel Oil |  |  |  | H2O | [8 empty] | 1.6 | 0.15058 | 0.15058 | 0.15058 | 0.15058 | [11 empty] | Indianapolis Power & Light | 100 | AES Corp (The) | 100
natural gas peaker | Harding Street | 990_G_GT5 | 990 | G | GT5 | 683 | Combustion Turbine |  | MIS_INKY | Indiana | 18 | Marion | 97 | 18097 | 67 | 11798 | 1995 | 2030 |  |  | N | Natural Gas, Distillate Fuel Oil |  |  |  | H2O | [8 empty] | 1.6 | 0.14978 | 0.14978 | 0.14978 | 0.14978 | [11 empty] | Indianapolis Power & Light | 100 | AES Corp (The) | 100
natural gas peaker | Harding Street | 990_G_GT6 | 990 | G | GT6 | 684 | Combustion Turbine |  | MIS_INKY | Indiana | 18 | Marion | 97 | 18097 | 154 | 11798 | 2002 | 2030 |  |  | N | Natural Gas |  |  |  | DLNB | [8 empty] | 1.6 | 0.03799 | 0.03799 | 0.03799 | 0.03799 | [11 empty] | Indianapolis Power & Light | 100 | AES Corp (The) | 100
0 | Harding Street | 990_G_BAT1 | 990 | G | BAT1 |  | Energy Storage |  | MIS_INKY | Indiana | 18 | Marion | 97 | 18097 | 20 | 0 | 2016 | 9999 |  |  | N | Energy Storage | [13 empty] | 0 | 0 | 0 | 0 | [11 empty] | Indianapolis Power & Light | 100 | AES Corp (The) | 100
natural gas combined cycle | Eagle Valley (IN) | 991_G_GT1 | 991 | G | GT1 | 91143 | Combined Cycle |  | MIS_INKY | Indiana | 18 | Morgan | 109 | 18109 | 207 | 7050 | 2018 | 9999 |  |  | N | Natural Gas |  |  |  | DLNB | SCR | [8 empty] | 0.0066855 | 0.0066855 | 0.0066855 | 0.0066855 | [11 empty] | Indianapolis Power & Light | 100 | AES Corp (The) | 100
natural gas combined cycle | Eagle Valley (IN) | 991_G_GT2 | 991 | G | GT2 | 91144 | Combined Cycle |  | MIS_INKY | Indiana | 18 | Morgan | 109 | 18109 | 207 | 7050 | 2018 | 9999 |  |  | N | Natural Gas |  |  |  | DLNB | SCR | [8 empty] | 0.0066855 | 0.0066855 | 0.0066855 | 0.0066855 | [11 empty] | Indianapolis Power & Light | 100 | AES Corp (The) | 100
natural gas combined cycle | Eagle Valley (IN) | 991_G_STG1 | 991 | G | STG1 | 91143 | Combined Cycle |  | MIS_INKY | Indiana | 18 | Morgan | 109 | 18109 | 230 | 7050 | 2018 | 9999 |  |  | N | Natural Gas |  |  |  | LNB | SCR | [8 empty] | 0.0066855 | 0.0066855 | 0.0066855 | 0.0066855 | [11 empty] | Indianapolis Power & Light | 100 | AES Corp (The) | 100
natural gas steam turbine | CC Perry K | 992_B_11 | 992 | B | 11 | 691 | O/G Steam |  | MIS_INKY | Indiana | 18 | Marion | 97 | 18097 | 2.1 | 8300 | 1938 | 9999 | wall | dry | Y | Natural Gas | [13 empty] | 0.24495 | 0.24495 | 0.24495 | 0.24495 | [11 empty] | Citizens Thermal Energy | 100 | Citizens Energy Group | 100
natural gas steam turbine | CC Perry K | 992_B_12 | 992 | B | 12 | 9090 | O/G Steam |  | MIS_INKY | Indiana | 18 | Marion | 97 | 18097 | 2.1 | 8300 | 1938 | 9999 | wall | dry | Y | Natural Gas |  |  |  | LNB | [9 empty] | 0.12034 | 0.12034 | 0.12034 | 0.12034 | [11 empty] | Citizens Thermal Energy | 100 | Citizens Energy Group | 100
natural gas steam turbine | CC Perry K | 992_B_13 | 992 | B | 13 | 9091 | O/G Steam |  | MIS_INKY | Indiana | 18 | Marion | 97 | 18097 | 0.38 | 14500 | 1938 | 9999 | wall | dry | N | Natural Gas | [13 empty] | 0.1615 | 0.1615 | 0.1615 | 0.1615 | [11 empty] | Citizens Thermal Energy | 100 | Citizens Energy Group | 100
natural gas steam turbine | CC Perry K | 992_B_14 | 992 | B | 14 | 9092 | O/G Steam |  | MIS_INKY | Indiana | 18 | Marion | 97 | 18097 | 0.38 | 14500 | 1938 | 9999 | wall | dry | N | Natural Gas | [13 empty] | 0.22085 | 0.22085 | 0.22085 | 0.22085 | [11 empty] | Citizens Thermal Energy | 100 | Citizens Energy Group | 100
natural gas steam turbine | CC Perry K | 992_B_15 | 992 | B | 15 | 9091 | O/G Steam |  | MIS_INKY | Indiana | 18 | Marion | 97 | 18097 | 0.38 | 14500 | 1938 | 9999 |  |  | N | Natural Gas | [13 empty] | 0.16189 | 0.16189 | 0.16189 | 0.16189 | [11 empty] | Citizens Thermal Energy | 100 | Citizens Energy Group | 100
natural gas steam turbine | CC Perry K | 992_B_16 | 992 | B | 16 | 9094 | O/G Steam |  | MIS_INKY | Indiana | 18 | Marion | 97 | 18097 | 0.38 | 14500 | 1938 | 9999 | stoker/SPR |  | N | Natural Gas |  |  |  | LNB | [9 empty] | 0.10334 | 0.10334 | 0.10334 | 0.10334 | [11 empty] | Citizens Thermal Energy | 100 | Citizens Energy Group | 100
natural gas steam turbine | CC Perry K | 992_B_17 | 992 | B | 17 | 9091 | O/G Steam |  | MIS_INKY | Indiana | 18 | Marion | 97 | 18097 | 0.38 | 14500 | 1938 | 9999 |  |  | N | Natural Gas |  |  |  | LNB | [9 empty] | 0.16189 | 0.16189 | 0.16189 | 0.16189 | [11 empty] | Citizens Thermal Energy | 100 | Citizens Energy Group | 100
natural gas steam turbine | CC Perry K | 992_B_18 | 992 | B | 18 | 9091 | O/G Steam |  | MIS_INKY | Indiana | 18 | Marion | 97 | 18097 | 0.38 | 14500 | 1938 | 9999 |  |  | N | Natural Gas |  |  |  | LNB | [9 empty] | 0.16189 | 0.16189 | 0.16189 | 0.16189 | [11 empty] | Citizens Thermal Energy | 100 | Citizens Energy Group | 100
natural gas peaker | AES Petersburg | 994_G_IC1 | 994 | G | IC1 |  | Combustion Turbine | IC Engine | MIS_INKY | Indiana | 18 | Pike | 125 | 18125 | 3 | 11065 | 1967 | 9999 |  |  | N | Distillate Fuel Oil | [12 empty] | 1.6 | 1.6498 | 1.6498 | 1.6498 | 1.6498 | [11 empty] | Indianapolis Power & Light | 100 | AES Corp (The) | 100
natural gas peaker | AES Petersburg | 994_G_IC2 | 994 | G | IC2 |  | Combustion Turbine | IC Engine | MIS_INKY | Indiana | 18 | Pike | 125 | 18125 | 3 | 11043 | 1967 | 9999 |  |  | N | Distillate Fuel Oil | [12 empty] | 1.6 | 1.6498 | 1.6498 | 1.6498 | 1.6498 | [11 empty] | Indianapolis Power & Light | 100 | AES Corp (The) | 100
natural gas peaker | AES Petersburg | 994_G_IC3 | 994 | G | IC3 |  | Combustion Turbine | IC Engine | MIS_INKY | Indiana | 18 | Pike | 125 | 18125 | 3 | 11043 | 1967 | 9999 |  |  | N | Distillate Fuel Oil | [12 empty] | 1.6 | 1.6498 | 1.6498 | 1.6498 | 1.6498 | [11 empty] | Indianapolis Power & Light | 100 | AES Corp (The) | 100
hard coal | AES Petersburg | 994_B_3 | 994 | B | 3 | 694 | Coal Steam |  | MIS_INKY | Indiana | 18 | Pike | 125 | 18125 | 528 | 10632 | 1977 | 9999 | tangential | wet | N | Bituminous | Wet Scrubber | 1977 | 0.88 | LNC1 | SCR | 2004 |  | ESPC + B | No | ACI | 2016 |  | 0.333 | 0.23049 | 0.0916 | 0.23049 | 0.0916 | 0.05 | 0.1 | 0.1 | 0.98 | Yes | 2016 |  |  | C2G | 2025 |  | Indianapolis Power & Light | 100 | AES Corp (The) | 100
hard coal | AES Petersburg | 994_B_4 | 994 | B | 4 | 695 | Coal Steam |  | MIS_INKY | Indiana | 18 | Pike | 125 | 18125 | 530 | 10617 | 1986 | 9999 | tangential | wet | N | Bituminous | Wet Scrubber | 1986 | 0.95 | LNC3 + LNC1 |  |  |  | ESPC | No | ACI | 2016 |  | 0.201 | 0.20942 | 0.20942 | 0.20942 | 0.20942 | 0.05 | 0.1 | 0.1 | 0.99 | Yes | 2016 |  |  | C2G | 2025 |  | Indianapolis Power & Light | 100 | AES Corp (The) | 100
hydro | Norway (IN) | 998_G_1 | 998 | G | 1 |  | Hydro |  | MIS_INKY | Indiana | 18 | White | 181 | 18181 | 1.1 | 0 | 1923 | 9999 |  |  | N | Hydro | [13 empty] | 0 | 0 | 0 | 0 | [11 empty] | Northern Indiana Public Service Co LLC | 100 | NiSource Inc | 100
hydro | Norway (IN) | 998_G_2 | 998 | G | 2 |  | Hydro |  | MIS_INKY | Indiana | 18 | White | 181 | 18181 | 1.1 | 0 | 1923 | 9999 |  |  | N | Hydro | [13 empty] | 0 | 0 | 0 | 0 | [11 empty] | Northern Indiana Public Service Co LLC | 100 | NiSource Inc | 100
hydro | Norway (IN) | 998_G_3 | 998 | G | 3 |  | Hydro |  | MIS_INKY | Indiana | 18 | White | 181 | 18181 | 1.1 | 0 | 1923 | 9999 |  |  | N | Hydro | [13 empty] | 0 | 0 | 0 | 0 | [11 empty] | Northern Indiana Public Service Co LLC | 100 | NiSource Inc | 100
hydro | Norway (IN) | 998_G_4 | 998 | G | 4 |  | Hydro |  | MIS_INKY | Indiana | 18 | White | 181 | 18181 | 0.7 | 0 | 1923 | 9999 |  |  | N | Hydro | [13 empty] | 0 | 0 | 0 | 0 | [11 empty] | Northern Indiana Public Service Co LLC | 100 | NiSource Inc | 100
hydro | Oakdale | 999_G_1 | 999 | G | 1 |  | Hydro |  | MIS_INKY | Indiana | 18 | Carroll | 15 | 18015 | 2.9 | 0 | 1925 | 9999 |  |  | N | Hydro | [13 empty] | 0 | 0 | 0 | 0 | [11 empty] | Northern Indiana Public Service Co LLC | 100 | NiSource Inc | 100
hydro | Oakdale | 999_G_2 | 999 | G | 2 |  | Hydro |  | MIS_INKY | Indiana | 18 | Carroll | 15 | 18015 | 2.2 | 0 | 1925 | 9999 |  |  | N | Hydro | [13 empty] | 0 | 0 | 0 | 0 | [11 empty] | Northern Indiana Public Service Co LLC | 100 | NiSource Inc | 100
hydro | Oakdale | 999_G_3 | 999 | G | 3 |  | Hydro |  | MIS_INKY | Indiana | 18 | Carroll | 15 | 18015 | 0.9 | 0 | 1925 | 9999 |  |  | N | Hydro | [13 empty] | 0 | 0 | 0 | 0 | [11 empty] | Northern Indiana Public Service Co LLC | 100 | NiSource Inc | 100
hard coal | Cayuga | 1001_B_1 | 1001 | B | 1 | 706 | Coal Steam |  | MIS_INKY | Indiana | 18 | Vermillion | 165 | 18165 | 500 | 10203 | 1970 | 2029 | tangential | dry | N | Bituminous | Wet Scrubber | 2008 | 0.97 | LNC2 | SCR | 2015 |  | ESPC | No |  |  |  | 4.4 | 0.33574 | 0.08227 | 0.33574 | 0.08227 | 0.05 | 0.1 | 0.56 | 0.99 | Yes | 2016 | [5 empty] | Duke Energy Indiana | 100 | Duke Energy Corp | 100
natural gas peaker | Cayuga | 1001_G_31 | 1001 | G | 31 |  | Combustion Turbine | IC Engine | MIS_INKY | Indiana | 18 | Vermillion | 165 | 18165 | 3 | 11196 | 1972 | 9999 |  |  | N | Distillate Fuel Oil | [12 empty] | 1.6 | 1.6498 | 1.6498 | 1.6498 | 1.6498 | [11 empty] | Duke Energy Indiana | 100 | Duke Energy Corp | 100
natural gas peaker | Cayuga | 1001_G_32 | 1001 | G | 32 |  | Combustion Turbine | IC Engine | MIS_INKY | Indiana | 18 | Vermillion | 165 | 18165 | 3 | 11215 | 1972 | 9999 |  |  | N | Distillate Fuel Oil | [12 empty] | 1.6 | 1.6498 | 1.6498 | 1.6498 | 1.6498 | [11 empty] | Duke Energy Indiana | 100 | Duke Energy Corp | 100
natural gas peaker | Cayuga | 1001_G_33 | 1001 | G | 33 |  | Combustion Turbine | IC Engine | MIS_INKY | Indiana | 18 | Vermillion | 165 | 18165 | 2 | 11199 | 1972 | 9999 |  |  | N | Distillate Fuel Oil | [12 empty] | 1.6 | 1.6498 | 1.6498 | 1.6498 | 1.6498 | [11 empty] | Duke Energy Indiana | 100 | Duke Energy Corp | 100
natural gas peaker | Cayuga | 1001_G_34 | 1001 | G | 34 |  | Combustion Turbine | IC Engine | MIS_INKY | Indiana | 18 | Vermillion | 165 | 18165 | 2 | 11199 | 1972 | 9999 |  |  | N | Distillate Fuel Oil | [12 empty] | 1.6 | 1.6498 | 1.6498 | 1.6498 | 1.6498 | [11 empty] | Duke Energy Indiana | 100 | Duke Energy Corp | 100
hard coal | Cayuga | 1001_B_2 | 1001 | B | 2 | 707 | Coal Steam |  | MIS_INKY | Indiana | 18 | Vermillion | 165 | 18165 | 495 | 10254 | 1972 | 2029 | tangential | dry | N | Bituminous | Wet Scrubber | 2008 | 0.97 | LNC2 | SCR | 2015 |  | ESPC | No |  |  |  | 4.4 | 0.31928 | 0.09977 | 0.31928 | 0.09977 | 0.05 | 0.1 | 0.56 | 0.99 | [7 empty] | Duke Energy Indiana | 100 | Duke Energy Corp | 100
natural gas peaker | Cayuga | 1001_G_4 | 1001 | G | 4 | 708 | Combustion Turbine |  | MIS_INKY | Indiana | 18 | Vermillion | 165 | 18165 | 80 | 14236 | 1993 | 9999 |  |  | N | Natural Gas, Distillate Fuel Oil |  |  |  | DLNB | [8 empty] | 1.6 | 0.06517 | 0.06517 | 0.06517 | 0.06517 | [11 empty] | Duke Energy Indiana | 100 | Duke Energy Corp | 100
hard coal | Edwardsport | 1004_G_CT1 | 1004 | G | CT1 | 90673 | IGCC |  | MIS_INKY | Indiana | 18 | Knox | 83 | 18083 | 174.9 | 11371 | 2013 | 9999 |  |  | N | Bituminous |  |  | 0.95 | NDI | SCR | [7 empty] | 1.2 | 0.04856 | 0.04856 | 0.04856 | 0.04856 | 0.1 | 0.1 | 0.1 | 0.99 | [7 empty] | Duke Energy Indiana | 100 | Duke Energy Corp | 100
hard coal | Edwardsport | 1004_G_CT2 | 1004 | G | CT2 | 90674 | IGCC |  | MIS_INKY | Indiana | 18 | Knox | 83 | 18083 | 174.9 | 11371 | 2013 | 9999 |  |  | N | Bituminous |  |  | 0.95 | NDI | SCR | [7 empty] | 1.2 | 0.05631 | 0.05631 | 0.05631 | 0.05631 | 0.1 | 0.1 | 0.1 | 0.99 | [7 empty] | Duke Energy Indiana | 100 | Duke Energy Corp | 100
hard coal | Edwardsport | 1004_G_ST | 1004 | G | ST | 90673 | IGCC |  | MIS_INKY | Indiana | 18 | Knox | 83 | 18083 | 245.2 | 11371 | 2013 | 9999 |  |  | N | Bituminous |  |  | 0.95 | NDI | SCR | [7 empty] | 1.2 | 0.05179 | 0.05179 | 0.05179 | 0.05179 | 0.1 | 0.1 | 0.1 | 0.99 | [7 empty] | Duke Energy Indiana | 100 | Duke Energy Corp | 100
hydro | Markland | 1005_G_1 | 1005 | G | 1 |  | Hydro |  | MIS_INKY | Indiana | 18 | Switzerland | 155 | 18155 | 15 | 0 | 1967 | 9999 |  |  | N | Hydro | [13 empty] | 0 | 0 | 0 | 0 | [11 empty] | Duke Energy Indiana | 100 | Duke Energy Corp | 100
hydro | Markland | 1005_G_2 | 1005 | G | 2 |  | Hydro |  | MIS_INKY | Indiana | 18 | Switzerland | 155 | 18155 | 15 | 0 | 1967 | 9999 |  |  | N | Hydro | [13 empty] | 0 | 0 | 0 | 0 | [11 empty] | Duke Energy Indiana | 100 | Duke Energy Corp | 100
hydro | Markland | 1005_G_3 | 1005 | G | 3 |  | Hydro |  | MIS_INKY | Indiana | 18 | Switzerland | 155 | 18155 | 15 | 0 | 1967 | 9999 |  |  | N | Hydro | [13 empty] | 0 | 0 | 0 | 0 | [11 empty] | Duke Energy Indiana | 100 | Duke Energy Corp | 100
natural gas combined cycle | Noblesville | 1007_G_1 | 1007 | G | 1 | 8288 | Combined Cycle |  | MIS_INKY | Indiana | 18 | Hamilton | 57 | 18057 | 43 | 8887 | 1950 | 9999 |  |  | N | Natural Gas |  |  |  | DLNB | SCR | [8 empty] | 0.011311 | 0.011311 | 0.011311 | 0.011311 | [11 empty] | Duke Energy Indiana | 100 | Duke Energy Corp | 100
natural gas combined cycle | Noblesville | 1007_G_2 | 1007 | G | 2 | 8288 | Combined Cycle |  | MIS_INKY | Indiana | 18 | Hamilton | 57 | 18057 | 44 | 8887 | 1950 | 9999 |  |  | N | Natural Gas |  |  |  | DLNB | SCR | [8 empty] | 0.011311 | 0.011311 | 0.011311 | 0.011311 | [11 empty] | Duke Energy Indiana | 100 | Duke Energy Corp | 100
natural gas combined cycle | Noblesville | 1007_G_3 | 1007 | G | 3 | 8288 | Combined Cycle |  | MIS_INKY | Indiana | 18 | Hamilton | 57 | 18057 | 59 | 8887 | 2003 | 9999 |  |  | N | Natural Gas |  |  |  | DLNB | SCR | [8 empty] | 0.011311 | 0.011311 | 0.011311 | 0.011311 | [11 empty] | Duke Energy Indiana | 100 | Duke Energy Corp | 100
natural gas combined cycle | Noblesville | 1007_G_4 | 1007 | G | 4 | 8290 | Combined Cycle |  | MIS_INKY | Indiana | 18 | Hamilton | 57 | 18057 | 60 | 8887 | 2003 | 9999 |  |  | N | Natural Gas |  |  |  | DLNB | SCR | [8 empty] | 0.011311 | 0.011311 | 0.011311 | 0.011311 | [11 empty] | Duke Energy Indiana | 100 | Duke Energy Corp | 100
natural gas combined cycle | Noblesville | 1007_G_5 | 1007 | G | 5 | 8292 | Combined Cycle |  | MIS_INKY | Indiana | 18 | Hamilton | 57 | 18057 | 58 | 8887 | 2003 | 9999 |  |  | N | Natural Gas |  |  |  | DLNB | SCR | [8 empty] | 0.011311 | 0.011311 | 0.011311 | 0.011311 | [11 empty] | Duke Energy Indiana | 100 | Duke Energy Corp | 100
hard coal | F B Culley | 1012_B_3 | 1012 | B | 3 | 728 | Coal Steam |  | MIS_INKY | Indiana | 18 | Warrick | 173 | 18173 | 270 | 10808 | 1973 | 9999 | wall | dry | N | Bituminous | Wet Scrubber | 1995 | 0.95 | LNB | SCR | 2003 |  | B | NA | ACI | 2015 |  | 0.25 | 0.10566 | 0.10566 | 0.10566 | 0.10566 | 0.05 | 0.1 | 0.1 | 0.99 | Yes | 2016 |  |  | C2G | 2027 |  | Southern Indiana Gas & Electric Co | 100 | CenterPoint Energy Inc | 100
natural gas combined cycle | Butler-Warner Generation Plant | 1016_G_1 | 1016 | G | 1 | 9622 | Combined Cycle |  | S_VACA | North Carolina | 37 | Cumberland | 51 | 37051 | 20 | 12530 | 1976 | 9999 |  |  | N | Natural Gas, Distillate Fuel Oil |  |  |  | H2O | [9 empty] | 0.32498 | 0.32498 | 0.32498 | 0.32498 | [11 empty] | Fayetteville Public Works Commission | 100 | Fayetteville Public Works Commission | 100
natural gas combined cycle | Butler-Warner Generation Plant | 1016_G_2 | 1016 | G | 2 | 9623 | Combined Cycle |  | S_VACA | North Carolina | 37 | Cumberland | 51 | 37051 | 20 | 12530 | 1976 | 9999 |  |  | N | Natural Gas, Distillate Fuel Oil |  |  |  | H2O | [9 empty] | 0.32498 | 0.32498 | 0.32498 | 0.32498 | [11 empty] | Fayetteville Public Works Commission | 100 | Fayetteville Public Works Commission | 100
natural gas combined cycle | Butler-Warner Generation Plant | 1016_G_3 | 1016 | G | 3 | 9624 | Combined Cycle |  | S_VACA | North Carolina | 37 | Cumberland | 51 | 37051 | 20 | 12530 | 1976 | 9999 |  |  | N | Natural Gas, Distillate Fuel Oil |  |  |  | H2O | [9 empty] | 0.32498 | 0.32498 | 0.32498 | 0.32498 | [11 empty] | Fayetteville Public Works Commission | 100 | Fayetteville Public Works Commission | 100
natural gas peaker | Butler-Warner Generation Plant | 1016_G_4 | 1016 | G | 4 | 9625 | Combustion Turbine |  | S_VACA | North Carolina | 37 | Cumberland | 51 | 37051 | 20 | 15300 | 1976 | 9999 |  |  | N | Natural Gas, Distillate Fuel Oil |  |  |  | H2O | [8 empty] | 2.3 | 0.29805 | 0.29805 | 0.29805 | 0.29805 | [11 empty] | Fayetteville Public Works Commission | 100 | Fayetteville Public Works Commission | 100
natural gas peaker | Butler-Warner Generation Plant | 1016_G_5 | 1016 | G | 5 | 9626 | Combustion Turbine |  | S_VACA | North Carolina | 37 | Cumberland | 51 | 37051 | 20 | 15301 | 1977 | 9999 |  |  | N | Natural Gas, Distillate Fuel Oil |  |  |  | H2O | [8 empty] | 2.3 | 0.298 | 0.298 | 0.298 | 0.298 | [11 empty] | Fayetteville Public Works Commission | 100 | Fayetteville Public Works Commission | 100
natural gas combined cycle | Butler-Warner Generation Plant | 1016_G_6 | 1016 | G | 6 | 9627 | Combined Cycle |  | S_VACA | North Carolina | 37 | Cumberland | 51 | 37051 | 20 | 12530 | 1978 | 9999 |  |  | N | Natural Gas, Distillate Fuel Oil |  |  |  | H2O | [9 empty] | 0.32498 | 0.32498 | 0.32498 | 0.32498 | [11 empty] | Fayetteville Public Works Commission | 100 | Fayetteville Public Works Commission | 100
natural gas combined cycle | Butler-Warner Generation Plant | 1016_G_7 | 1016 | G | 7 | 9628 | Combined Cycle |  | S_VACA | North Carolina | 37 | Cumberland | 51 | 37051 | 20 | 12530 | 1979 | 9999 |  |  | N | Natural Gas, Distillate Fuel Oil |  |  |  | H2O | [9 empty] | 0.32498 | 0.32498 | 0.32498 | 0.32498 | [11 empty] | Fayetteville Public Works Commission | 100 | Fayetteville Public Works Commission | 100
natural gas combined cycle | Butler-Warner Generation Plant | 1016_G_8 | 1016 | G | 8 | 88321 | Combined Cycle |  | S_VACA | North Carolina | 37 | Cumberland | 51 | 37051 | 20 | 12530 | 1980 | 9999 |  |  | N | Natural Gas, Distillate Fuel Oil |  |  |  | H2O | [9 empty] | 0.32498 | 0.32498 | 0.32498 | 0.32498 | [11 empty] | Fayetteville Public Works Commission | 100 | Fayetteville Public Works Commission | 100
natural gas combined cycle | Butler-Warner Generation Plant | 1016_G_9 | 1016 | G | 9 | 9622 | Combined Cycle |  | S_VACA | North Carolina | 37 | Cumberland | 51 | 37051 | 65 | 12530 | 1988 | 9999 |  |  | N | Natural Gas, Distillate Fuel Oil |  |  |  | H2O | [9 empty] | 0.32498 | 0.32498 | 0.32498 | 0.32498 | [11 empty] | Fayetteville Public Works Commission | 100 | Fayetteville Public Works Commission | 100
hydro | Manti Lower | 1020_G_2 | 1020 | G | 2 |  | Hydro |  | WECC_UT | Utah | 49 | Sanpete | 39 | 49039 | 0.5 | 0 | 1989 | 9999 |  |  | N | Hydro | [13 empty] | 0 | 0 | 0 | 0 | [11 empty] | Manti UT (City of) | 100 | Manti UT (City of) | 100
hydro | Manti Lower | 1020_G_HC1 | 1020 | G | HC1 |  | Hydro |  | WECC_UT | Utah | 49 | Sanpete | 39 | 49039 | 0.5 | 0 | 1989 | 9999 |  |  | N | Hydro | [13 empty] | 0 | 0 | 0 | 0 | [11 empty] | Manti UT (City of) | 100 | Manti UT (City of) | 100
natural gas peaker | Crawfordsville Power Plant | 1024_G_D1 | 1024 | G | D1 |  | Combustion Turbine | IC Engine | MIS_INKY | Indiana | 18 | Montgomery | 107 | 18107 | 0.9 | 12283 | 1994 | 9999 |  |  | N | Distillate Fuel Oil | [12 empty] | 1.6 | 1.6498 | 1.6498 | 1.6498 | 1.6498 | [11 empty] | Crawfordsville Energy LLC | 100 | Sterling Energy Group LLC | 100
natural gas peaker | Peru (IN) | 1037_G_D1 | 1037 | G | D1 |  | Combustion Turbine | IC Engine | MIS_INKY | Indiana | 18 | Miami | 103 | 18103 | 1.8 | 11000 | 2002 | 9999 |  |  | N | Distillate Fuel Oil | [12 empty] | 1.6 | 1.6498 | 1.6498 | 1.6498 | 1.6498 | [11 empty] | Peru Utility IN (City of) | 100 | Peru Utility IN (City of) | 100
natural gas peaker | Rensselaer City Light Plant | 1038_G_5 | 1038 | G | 5 |  | Combustion Turbine | IC Engine | MIS_INKY | Indiana | 18 | Jasper | 73 | 18073 | 1.8 | 13612 | 1950 | 9999 |  |  | N | Distillate Fuel Oil | [12 empty] | 1.6 | 1.6498 | 1.6498 | 1.6498 | 1.6498 | [11 empty] | Rensselaer IN (City of) | 100 | Rensselaer IN (City of) | 100
natural gas peaker | Rensselaer City Light Plant | 1038_G_6 | 1038 | G | 6 |  | Combustion Turbine | IC Engine | MIS_INKY | Indiana | 18 | Jasper | 73 | 18073 | 2.4 | 12986 | 1957 | 9999 |  |  | N | Distillate Fuel Oil | [12 empty] | 1.6 | 1.6498 | 1.6498 | 1.6498 | 1.6498 | [11 empty] | Rensselaer IN (City of) | 100 | Rensselaer IN (City of) | 100
natural gas peaker | Rensselaer City Light Plant | 1038_G_10 | 1038 | G | 10 |  | Combustion Turbine | IC Engine | MIS_INKY | Indiana | 18 | Jasper | 73 | 18073 | 1.9 | 13488 | 1971 | 9999 |  |  | N | Distillate Fuel Oil | [12 empty] | 1.6 | 1.6498 | 1.6498 | 1.6498 | 1.6498 | [11 empty] | Rensselaer IN (City of) | 100 | Rensselaer IN (City of) | 100
natural gas peaker | Rensselaer City Light Plant | 1038_G_11 | 1038 | G | 11 |  | Combustion Turbine | IC Engine | MIS_INKY | Indiana | 18 | Jasper | 73 | 18073 | 1.9 | 13488 | 1971 | 9999 |  |  | N | Distillate Fuel Oil | [12 empty] | 1.6 | 1.6498 | 1.6498 | 1.6498 | 1.6498 | [11 empty] | Rensselaer IN (City of) | 100 | Rensselaer IN (City of) | 100
natural gas peaker | Rensselaer City Light Plant | 1038_G_14 | 1038 | G | 14 |  | Combustion Turbine | IC Engine | MIS_INKY | Indiana | 18 | Jasper | 73 | 18073 | 4.8 | 10745 | 1994 | 9999 |  |  | N | Natural Gas, Distillate Fuel Oil | [12 empty] | 1.6 | 1.061 | 1.061 | 1.061 | 1.061 | [11 empty] | Rensselaer IN (City of) | 100 | Rensselaer IN (City of) | 100
natural gas peaker | Rensselaer City Light Plant | 1038_G_15 | 1038 | G | 15 |  | Combustion Turbine | IC Engine | MIS_INKY | Indiana | 18 | Jasper | 73 | 18073 | 8.3 | 10745 | 2006 | 9999 |  |  | N | Natural Gas | [12 empty] | 0.5 | 1.061 | 1.061 | 1.061 | 1.061 | [11 empty] | Rensselaer IN (City of) | 100 | Rensselaer IN (City of) | 100
hard coal | Whitewater Valley | 1040_B_1 | 1040 | B | 1 | 729 | Coal Steam |  | PJM_West | Indiana | 18 | Wayne | 177 | 18177 | 35 | 13048 | 1955 | 9999 | wall | dry | N | Bituminous |  |  | 0.0581 | LA + LNB + NH3 + OFA |  |  |  | ESPC + B | No | ACI | 2016 |  | 6 | 0.37288 | 0.37288 | 0.37288 | 0.37288 | 0.1 | 0.1 | 0.1 | 0.98 | Yes | 2016 | [5 empty] | Richmond Power & Light | 100 | Richmond Power & Light | 100
hard coal | Whitewater Valley | 1040_B_2 | 1040 | B | 2 | 730 | Coal Steam |  | PJM_West | Indiana | 18 | Wayne | 177 | 18177 | 65 | 12947 | 1973 | 9999 | tangential | dry | N | Bituminous |  |  | 0.078 | LNC2 + NH3 + OFA |  |  |  | ESPC + B | No | ACI | 2016 |  | 6 | 0.39657 | 0.39657 | 0.1469 | 0.1469 | 0.1 | 0.1 | 0.1 | 0.98 | Yes | 2016 | [5 empty] | Richmond Power & Light | 100 | Richmond Power & Light | 100
hydro | Iowa Hydro LLC | 1067_G_1 | 1067 | G | 1 |  | Hydro |  | MIS_IA | Iowa | 19 | Jackson | 97 | 19097 | 0.6 | 0 | 1924 | 9999 |  |  | N | Hydro | [13 empty] | 0 | 0 | 0 | 0 | [11 empty] | Iowa Hydro LLC | 100 | Renewable World Energies LLC | 100
hydro | Iowa Hydro LLC | 1067_G_2 | 1067 | G | 2 |  | Hydro |  | MIS_IA | Iowa | 19 | Jackson | 97 | 19097 | 0.6 | 0 | 1924 | 9999 |  |  | N | Hydro | [13 empty] | 0 | 0 | 0 | 0 | [11 empty] | Iowa Hydro LLC | 100 | Renewable World Energies LLC | 100
natural gas peaker | Marshalltown | 1068_G_1 | 1068 | G | 1 | 89836 | Combustion Turbine |  | MIS_IA | Iowa | 19 | Marshall | 127 | 19127 | 55.9 | 17054 | 1978 | 9999 |  |  | N | Natural Gas | [13 empty] | 0.22228 | 0.22228 | 0.22228 | 0.22228 | [11 empty] | Interstate Power & Light Co | 100 | Alliant Energy Corp | 100
natural gas peaker | Marshalltown | 1068_G_2 | 1068 | G | 2 | 89842 | Combustion Turbine |  | MIS_IA | Iowa | 19 | Marshall | 127 | 19127 | 56.2 | 17054 | 1978 | 9999 |  |  | N | Natural Gas | [13 empty] | 0.251 | 0.251 | 0.251 | 0.251 | [11 empty] | Interstate Power & Light Co | 100 | Alliant Energy Corp | 100
natural gas peaker | Marshalltown | 1068_G_3 | 1068 | G | 3 | 89844 | Combustion Turbine |  | MIS_IA | Iowa | 19 | Marshall | 127 | 19127 | 61.7 | 17054 | 1978 | 9999 |  |  | N | Natural Gas | [13 empty] | 0.2719 | 0.2719 | 0.2719 | 0.2719 | [11 empty] | Interstate Power & Light Co | 100 | Alliant Energy Corp | 100
hard coal | Prairie Creek | 1073_B_1 | 1073 | B | 1 |  | Coal Steam |  | MIS_IA | Iowa | 19 | Linn | 113 | 19113 | 1.7 | 10908 | 1950 | 9999 | stoker/SPR | dry | Y | Subbituminous |  |  |  | OFA |  |  |  | ESPC | No |  |  |  | 1 | 0.74183 | 0.74183 | 0.74183 | 0.74183 | 0.64 | 0.1 | 1 | 0 |  |  |  |  | C2G | 2025 |  | Interstate Power & Light Co | 100 | Alliant Energy Corp | 100
hard coal | Prairie Creek | 1073_B_2 | 1073 | B | 2 |  | Coal Steam |  | MIS_IA | Iowa | 19 | Linn | 113 | 19113 | 1.9 | 10908 | 1950 | 9999 | stoker/SPR | dry | Y | Subbituminous |  |  |  | OFA |  |  |  | ESPC | No |  |  |  | 5 | 0.90846 | 0.90846 | 0.90846 | 0.90846 | 0.64 | 0.1 | 1 | 0 |  |  |  |  | C2G | 2025 |  | Interstate Power & Light Co | 100 | Alliant Energy Corp | 100
hard coal | Prairie Creek | 1073_B_3 | 1073 | B | 3 | 746 | Coal Steam |  | MIS_IA | Iowa | 19 | Linn | 113 | 19113 | 26.8 | 12146 | 1958 | 9999 | wall | dry | Y | Subbituminous |  |  |  | OFA |  |  |  | ESPC | Yes | ACI | 2014 |  | 0.7 | 0.31434 | 0.31434 | 0.1987 | 0.1987 | 0.1 | 0.1 | 0.1 | 0 |  |  |  |  | C2G | 2025 |  | Interstate Power & Light Co | 100 | Alliant Energy Corp | 100
natural gas steam turbine | Prairie Creek | 1073_B_4 | 1073 | B | 4 | 747 | O/G Steam |  | MIS_IA | Iowa | 19 | Linn | 113 | 19113 | 110 | 9822 | 1967 | 9999 | wall | dry | Y | Natural Gas |  |  |  | LNB + OFA | [8 empty] | 0.7 | 0.18305 | 0.18305 | 0.18305 | 0.18305 | [11 empty] | Interstate Power & Light Co | 100 | Alliant Energy Corp | 100
natural gas peaker | Coralville GT | 1079_G_1 | 1079 | G | 1 |  | Combustion Turbine |  | MIS_MIDA | Iowa | 19 | Johnson | 103 | 19103 | 16.5 | 25000 | 1970 | 9999 |  |  | N | Natural Gas | [12 empty] | 1.24 | 0.95715 | 0.95715 | 0.95715 | 0.95715 | [11 empty] | MidAmerican Energy Co | 100 | Berkshire Hathaway Inc | 100
natural gas peaker | Coralville GT | 1079_G_2 | 1079 | G | 2 |  | Combustion Turbine |  | MIS_MIDA | Iowa | 19 | Johnson | 103 | 19103 | 17.2 | 25000 | 1970 | 9999 |  |  | N | Natural Gas | [12 empty] | 1.24 | 1.1723 | 1.1723 | 1.1723 | 1.1723 | [11 empty] | MidAmerican Energy Co | 100 | Berkshire Hathaway Inc | 100
natural gas peaker | Coralville GT | 1079_G_3 | 1079 | G | 3 |  | Combustion Turbine |  | MIS_MIDA | Iowa | 19 | Johnson | 103 | 19103 | 16.2 | 25000 | 1970 | 9999 |  |  | N | Natural Gas | [12 empty] | 1.24 | 1.4079 | 1.4079 | 1.4079 | 1.4079 | [11 empty] | MidAmerican Energy Co | 100 | Berkshire Hathaway Inc | 100
natural gas peaker | Coralville GT | 1079_G_4 | 1079 | G | 4 |  | Combustion Turbine |  | MIS_MIDA | Iowa | 19 | Johnson | 103 | 19103 | 16.5 | 25000 | 1970 | 9999 |  |  | N | Natural Gas | [12 empty] | 1.24 | 1.1623 | 1.1623 | 1.1623 | 1.1623 | [11 empty] | MidAmerican Energy Co | 100 | Berkshire Hathaway Inc | 100
hard coal | Walter Scott Jr Energy Center | 1082_B_3 | 1082 | B | 3 | 756 | Coal Steam |  | MIS_MIDA | Iowa | 19 | Pottawattamie | 155 | 19155 | 708 | 9926 | 1978 | 9999 | wall | dry | Y | Subbituminous | Dry Scrubber | 2009 | 0.936 | LNBO |  |  |  | ESPC + B | Yes | ACI | 2015 |  | 0.1 | 0.21342 | 0.21342 | 0.21342 | 0.21342 | 0.1 | 0.1 | 0.1 | 0.986 | [7 empty] | MidAmerican Energy Co | 79.1 | Berkshire Hathaway Inc | 79.1
hard coal | Walter Scott Jr Energy Center | 1082_B_4 | 1082 | B | 4 | 89556 | Coal Steam |  | MIS_MIDA | Iowa | 19 | Pottawattamie | 155 | 19155 | 814 | 9977 | 2007 | 9999 | wall | dry | N | Subbituminous | Dry Scrubber | 2007 | 0.92 | LNB + OFA | SCR | 2007 |  | B | NA | ACI | 2007 |  | 0.1 | 0.05373 | 0.05373 | 0.05373 | 0.05373 | 0.1 | 0.1 | 0.1 | 0.97 | [7 empty] | MidAmerican Energy Co | 59.66 | Berkshire Hathaway Inc | 59.66
natural gas peaker | River Hills | 1084_G_1 | 1084 | G | 1 |  | Combustion Turbine |  | MIS_MIDA | Iowa | 19 | Polk | 153 | 19153 | 16 | 25000 | 1966 | 9999 |  |  | N | Natural Gas | [12 empty] | 0.5 | 0.3138 | 0.3138 | 0.3138 | 0.3138 | [11 empty] | MidAmerican Energy Co | 100 | Berkshire Hathaway Inc | 100
natural gas peaker | River Hills | 1084_G_2 | 1084 | G | 2 |  | Combustion Turbine |  | MIS_MIDA | Iowa | 19 | Polk | 153 | 19153 | 16 | 25000 | 1966 | 9999 |  |  | N | Natural Gas | [12 empty] | 0.5 | 0.31792 | 0.31792 | 0.31792 | 0.31792 | [11 empty] | MidAmerican Energy Co | 100 | Berkshire Hathaway Inc | 100
natural gas peaker | River Hills | 1084_G_3 | 1084 | G | 3 |  | Combustion Turbine |  | MIS_MIDA | Iowa | 19 | Polk | 153 | 19153 | 16 | 25000 | 1966 | 9999 |  |  | N | Natural Gas | [12 empty] | 0.5 | 0.31288 | 0.31288 | 0.31288 | 0.31288 | [11 empty] | MidAmerican Energy Co | 100 | Berkshire Hathaway Inc | 100
natural gas peaker | River Hills | 1084_G_4 | 1084 | G | 4 |  | Combustion Turbine |  | MIS_MIDA | Iowa | 19 | Polk | 153 | 19153 | 16 | 25000 | 1966 | 9999 |  |  | N | Natural Gas | [12 empty] | 0.5 | 0.3138 | 0.3138 | 0.3138 | 0.3138 | [11 empty] | MidAmerican Energy Co | 100 | Berkshire Hathaway Inc | 100
natural gas peaker | River Hills | 1084_G_5 | 1084 | G | 5 |  | Combustion Turbine |  | MIS_MIDA | Iowa | 19 | Polk | 153 | 19153 | 16 | 25000 | 1967 | 9999 |  |  | N | Natural Gas | [12 empty] | 0.5 | 0.32331 | 0.32331 | 0.32331 | 0.32331 | [11 empty] | MidAmerican Energy Co | 100 | Berkshire Hathaway Inc | 100
natural gas peaker | River Hills | 1084_G_6 | 1084 | G | 6 |  | Combustion Turbine |  | MIS_MIDA | Iowa | 19 | Polk | 153 | 19153 | 16 | 25000 | 1967 | 9999 |  |  | N | Natural Gas | [12 empty] | 0.5 | 0.31709 | 0.31709 | 0.31709 | 0.31709 | [11 empty] | MidAmerican Energy Co | 100 | Berkshire Hathaway Inc | 100
natural gas peaker | River Hills | 1084_G_7 | 1084 | G | 7 |  | Combustion Turbine |  | MIS_MIDA | Iowa | 19 | Polk | 153 | 19153 | 16 | 25000 | 1968 | 9999 |  |  | N | Natural Gas | [12 empty] | 0.5 | 0.31639 | 0.31639 | 0.31639 | 0.31639 | [11 empty] | MidAmerican Energy Co | 100 | Berkshire Hathaway Inc | 100
natural gas peaker | River Hills | 1084_G_8 | 1084 | G | 8 |  | Combustion Turbine |  | MIS_MIDA | Iowa | 19 | Polk | 153 | 19153 | 16 | 25000 | 1968 | 9999 |  |  | N | Natural Gas | [12 empty] | 0.5 | 0.31643 | 0.31643 | 0.31643 | 0.31643 | [11 empty] | MidAmerican Energy Co | 100 | Berkshire Hathaway Inc | 100
hard coal | George Neal North | 1091_B_3 | 1091 | B | 3 | 762 | Coal Steam |  | MIS_MIDA | Iowa | 19 | Woodbury | 193 | 19193 | 515 | 10462 | 1975 | 9999 | wall | dry | N | Subbituminous | Dry Scrubber | 2014 | 0.9 | LNBO | SNCR |  | 2014 | ESPC + B | No | ACI | 2015 |  | 1.2 | 0.2048 | 0.2048 | 0.2048 | 0.2048 | 0.1 | 0.1 | 0.1 | 0.95 | [7 empty] | MidAmerican Energy Co | 72 | Berkshire Hathaway Inc | 72
natural gas peaker | Merl Parr | 1097_G_1 | 1097 | G | 1 |  | Combustion Turbine |  | MIS_MIDA | Iowa | 19 | Floyd | 67 | 19067 | 16.6 | 25000 | 1969 | 9999 |  |  | N | Natural Gas | [12 empty] | 2.5 | 1.3933 | 1.3933 | 1.3933 | 1.3933 | [11 empty] | MidAmerican Energy Co | 100 | Berkshire Hathaway Inc | 100
natural gas peaker | Merl Parr | 1097_G_2 | 1097 | G | 2 |  | Combustion Turbine |  | MIS_MIDA | Iowa | 19 | Floyd | 67 | 19067 | 16 | 25000 | 1969 | 9999 |  |  | N | Natural Gas | [12 empty] | 2.5 | 1.0077 | 1.0077 | 1.0077 | 1.0077 | [11 empty] | MidAmerican Energy Co | 100 | Berkshire Hathaway Inc | 100
natural gas steam turbine | Burlington (IA) | 1104_B_1 | 1104 | B | 1 | 764 | O/G Steam |  | MIS_IA | Iowa | 19 | Des Moines | 57 | 19057 | 214 | 10991 | 1968 | 9999 | tangential | wet | N | Natural Gas |  |  |  | LNB + OFA |  |  |  | ESPC | Yes | ACI | 2014 |  | 0.75 | 0.07296 | 0.07296 | 0.07296 | 0.07296 | [11 empty] | Interstate Power & Light Co | 100 | Alliant Energy Corp | 100
hydro | Keokuk | 1109_G_1 | 1109 | G | 1 |  | Hydro |  | MIS_MO | Iowa | 19 | Lee | 111 | 19111 | 10 | 0 | 1913 | 9999 |  |  | N | Hydro | [13 empty] | 0 | 0 | 0 | 0 | [11 empty] | Ameren Missouri | 100 | Ameren Corp | 100
hydro | Keokuk | 1109_G_10 | 1109 | G | 10 |  | Hydro |  | MIS_MO | Iowa | 19 | Lee | 111 | 19111 | 10 | 0 | 1913 | 9999 |  |  | N | Hydro | [13 empty] | 0 | 0 | 0 | 0 | [11 empty] | Ameren Missouri | 100 | Ameren Corp | 100
hydro | Keokuk | 1109_G_11 | 1109 | G | 11 |  | Hydro |  | MIS_MO | Iowa | 19 | Lee | 111 | 19111 | 10 | 0 | 1913 | 9999 |  |  | N | Hydro | [13 empty] | 0 | 0 | 0 | 0 | [11 empty] | Ameren Missouri | 100 | Ameren Corp | 100
hydro | Keokuk | 1109_G_12 | 1109 | G | 12 |  | Hydro |  | MIS_MO | Iowa | 19 | Lee | 111 | 19111 | 10 | 0 | 1913 | 9999 |  |  | N | Hydro | [13 empty] | 0 | 0 | 0 | 0 | [11 empty] | Ameren Missouri | 100 | Ameren Corp | 100
hydro | Keokuk | 1109_G_13 | 1109 | G | 13 |  | Hydro |  | MIS_MO | Iowa | 19 | Lee | 111 | 19111 | 10 | 0 | 1913 | 9999 |  |  | N | Hydro | [13 empty] | 0 | 0 | 0 | 0 | [11 empty] | Ameren Missouri | 100 | Ameren Corp | 100
hydro | Keokuk | 1109_G_14 | 1109 | G | 14 |  | Hydro |  | MIS_MO | Iowa | 19 | Lee | 111 | 19111 | 8 | 0 | 1913 | 9999 |  |  | N | Hydro | [13 empty] | 0 | 0 | 0 | 0 | [11 empty] | Ameren Missouri | 100 | Ameren Corp | 100
hydro | Keokuk | 1109_G_15 | 1109 | G | 15 |  | Hydro |  | MIS_MO | Iowa | 19 | Lee | 111 | 19111 | 8 | 0 | 1913 | 9999 |  |  | N | Hydro | [13 empty] | 0 | 0 | 0 | 0 | [11 empty] | Ameren Missouri | 100 | Ameren Corp | 100
hydro | Keokuk | 1109_G_2 | 1109 | G | 2 |  | Hydro |  | MIS_MO | Iowa | 19 | Lee | 111 | 19111 | 10 | 0 | 1913 | 9999 |  |  | N | Hydro | [13 empty] | 0 | 0 | 0 | 0 | [11 empty] | Ameren Missouri | 100 | Ameren Corp | 100
hydro | Keokuk | 1109_G_3 | 1109 | G | 3 |  | Hydro |  | MIS_MO | Iowa | 19 | Lee | 111 | 19111 | 10 | 0 | 1913 | 9999 |  |  | N | Hydro | [13 empty] | 0 | 0 | 0 | 0 | [11 empty] | Ameren Missouri | 100 | Ameren Corp | 100
hydro | Keokuk | 1109_G_4 | 1109 | G | 4 |  | Hydro |  | MIS_MO | Iowa | 19 | Lee | 111 | 19111 | 10 | 0 | 1913 | 9999 |  |  | N | Hydro | [13 empty] | 0 | 0 | 0 | 0 | [11 empty] | Ameren Missouri | 100 | Ameren Corp | 100
hydro | Keokuk | 1109_G_5 | 1109 | G | 5 |  | Hydro |  | MIS_MO | Iowa | 19 | Lee | 111 | 19111 | 8 | 0 | 1913 | 9999 |  |  | N | Hydro | [13 empty] | 0 | 0 | 0 | 0 | [11 empty] | Ameren Missouri | 100 | Ameren Corp | 100
hydro | Keokuk | 1109_G_6 | 1109 | G | 6 |  | Hydro |  | MIS_MO | Iowa | 19 | Lee | 111 | 19111 | 8 | 0 | 1913 | 9999 |  |  | N | Hydro | [13 empty] | 0 | 0 | 0 | 0 | [11 empty] | Ameren Missouri | 100 | Ameren Corp | 100
hydro | Keokuk | 1109_G_7 | 1109 | G | 7 |  | Hydro |  | MIS_MO | Iowa | 19 | Lee | 111 | 19111 | 10 | 0 | 1913 | 9999 |  |  | N | Hydro | [13 empty] | 0 | 0 | 0 | 0 | [11 empty] | Ameren Missouri | 100 | Ameren Corp | 100
hydro | Keokuk | 1109_G_8 | 1109 | G | 8 |  | Hydro |  | MIS_MO | Iowa | 19 | Lee | 111 | 19111 | 10 | 0 | 1913 | 9999 |  |  | N | Hydro | [13 empty] | 0 | 0 | 0 | 0 | [11 empty] | Ameren Missouri | 100 | Ameren Corp | 100
hydro | Keokuk | 1109_G_9 | 1109 | G | 9 |  | Hydro |  | MIS_MO | Iowa | 19 | Lee | 111 | 19111 | 10 | 0 | 1913 | 9999 |  |  | N | Hydro | [13 empty] | 0 | 0 | 0 | 0 | [11 empty] | Ameren Missouri | 100 | Ameren Corp | 100
natural gas peaker | Algona | 1120_G_6 | 1120 | G | 6 |  | Combustion Turbine | IC Engine | MIS_MIDA | Iowa | 19 | Kossuth | 109 | 19109 | 3.2 | 10745 | 1965 | 9999 |  |  | N | Natural Gas, Distillate Fuel Oil | [12 empty] | 2.5 | 1.6498 | 1.6498 | 1.6498 | 1.6498 | [11 empty] | Algona Municipal Utilities | 100 | Algona Municipal Utilities | 100
natural gas peaker | Algona | 1120_G_7 | 1120 | G | 7 |  | Combustion Turbine | IC Engine | MIS_MIDA | Iowa | 19 | Kossuth | 109 | 19109 | 4.1 | 10745 | 1970 | 9999 |  |  | N | Natural Gas, Distillate Fuel Oil | [12 empty] | 2.5 | 1.6498 | 1.6498 | 1.6498 | 1.6498 | [11 empty] | Algona Municipal Utilities | 100 | Algona Municipal Utilities | 100
natural gas peaker | Algona | 1120_G_8 | 1120 | G | 8 |  | Combustion Turbine | IC Engine | MIS_MIDA | Iowa | 19 | Kossuth | 109 | 19109 | 4.4 | 10745 | 1994 | 9999 |  |  | N | Distillate Fuel Oil | [12 empty] | 2.5 | 1.6498 | 1.6498 | 1.6498 | 1.6498 | [11 empty] | Algona Municipal Utilities | 100 | Algona Municipal Utilities | 100
natural gas peaker | Algona | 1120_G_9 | 1120 | G | 9 |  | Combustion Turbine | IC Engine | MIS_MIDA | Iowa | 19 | Kossuth | 109 | 19109 | 4.4 | 10745 | 1994 | 9999 |  |  | N | Distillate Fuel Oil | [12 empty] | 2.5 | 1.6498 | 1.6498 | 1.6498 | 1.6498 | [11 empty] | Algona Municipal Utilities | 100 | Algona Municipal Utilities | 100
natural gas peaker | Alta Municipal Utilities | 1121_G_2A | 1121 | G | 2A |  | Combustion Turbine | IC Engine | MIS_MIDA | Iowa | 19 | Buena Vista | 21 | 19021 | 2 | 10745 | 2018 | 9999 |  |  | N | Distillate Fuel Oil | [13 empty] | 1.6498 | 1.6498 | 1.6498 | 1.6498 | [11 empty] | Alta IA (City of) | 100 | Alta IA (City of) | 100
natural gas peaker | Alta Municipal Utilities | 1121_G_3A | 1121 | G | 3A |  | Combustion Turbine | IC Engine | MIS_MIDA | Iowa | 19 | Buena Vista | 21 | 19021 | 2 | 10745 | 2018 | 9999 |  |  | N | Distillate Fuel Oil | [13 empty] | 1.6498 | 1.6498 | 1.6498 | 1.6498 | [11 empty] | Alta IA (City of) | 100 | Alta IA (City of) | 100
natural gas steam turbine | Ames Electric Services Power Plant | 1122_B_7 | 1122 | B | 7 | 767 | O/G Steam |  | MIS_MIDA | Iowa | 19 | Story | 169 | 19169 | 32 | 13684 | 1968 | 9999 | tangential | dry | N | Natural Gas |  |  |  | LNC1 | [8 empty] | 1.2 | 0.09564 | 0.09564 | 0.09564 | 0.09564 | [11 empty] | Ames Municipal Electric System | 100 | Ames Municipal Electric System | 100
natural gas steam turbine | Ames Electric Services Power Plant | 1122_B_8 | 1122 | B | 8 | 768 | O/G Steam |  | MIS_MIDA | Iowa | 19 | Story | 169 | 19169 | 63 | 12538 | 1982 | 9999 | wall | dry | N | Natural Gas |  |  |  | LNBO | [8 empty] | 1.2 | 0.12277 | 0.12277 | 0.12277 | 0.12277 | [11 empty] | Ames Municipal Electric System | 100 | Ames Municipal Electric System | 100
natural gas peaker | Anita | 1123_G_2 | 1123 | G | 2 |  | Combustion Turbine | IC Engine | MIS_IL | Iowa | 19 | Cass | 29 | 19029 | 0.1 | 10745 | 1939 | 9999 |  |  | N | Distillate Fuel Oil | [12 empty] | 2.5 | 1.6498 | 1.6498 | 1.6498 | 1.6498 | [11 empty] | Anita IA (City of) | 100 | Anita IA (City of) | 100
natural gas peaker | Anita | 1123_G_3 | 1123 | G | 3 |  | Combustion Turbine | IC Engine | MIS_IL | Iowa | 19 | Cass | 29 | 19029 | 0.2 | 11148 | 1951 | 9999 |  |  | N | Distillate Fuel Oil | [12 empty] | 2.5 | 1.6498 | 1.6498 | 1.6498 | 1.6498 | [11 empty] | Anita IA (City of) | 100 | Anita IA (City of) | 100
natural gas peaker | Anita | 1123_G_4 | 1123 | G | 4 |  | Combustion Turbine | IC Engine | MIS_IL | Iowa | 19 | Cass | 29 | 19029 | 0.2 | 11148 | 2000 | 9999 |  |  | N | Distillate Fuel Oil | [12 empty] | 2.5 | 1.6498 | 1.6498 | 1.6498 | 1.6498 | [11 empty] | Anita IA (City of) | 100 | Anita IA (City of) | 100
natural gas peaker | Anita | 1123_G_5 | 1123 | G | 5 |  | Combustion Turbine | IC Engine | MIS_IL | Iowa | 19 | Cass | 29 | 19029 | 0.2 | 11148 | 2000 | 9999 |  |  | N | Distillate Fuel Oil | [12 empty] | 2.5 | 1.6498 | 1.6498 | 1.6498 | 1.6498 | [11 empty] | Anita IA (City of) | 100 | Anita IA (City of) | 100
natural gas peaker | Anita | 1123_G_6 | 1123 | G | 6 |  | Combustion Turbine | IC Engine | MIS_IL | Iowa | 19 | Cass | 29 | 19029 | 2 | 10873 | 2003 | 9999 |  |  | N | Distillate Fuel Oil | [12 empty] | 2.5 | 1.6498 | 1.6498 | 1.6498 | 1.6498 | [11 empty] | Anita IA (City of) | 100 | Anita IA (City of) | 100
natural gas peaker | Atlantic | 1124_G_6 | 1124 | G | 6 |  | Combustion Turbine |  | MIS_MIDA | Iowa | 19 | Cass | 29 | 19029 | 9.8 | 13412 | 1999 | 9999 |  |  | N | Natural Gas, Distillate Fuel Oil | [12 empty] | 2.5 | 0.23894 | 0.23894 | 0.23894 | 0.23894 | [11 empty] | Atlantic Municipal Utilities | 100 | Atlantic Municipal Utilities | 100
natural gas peaker | Bancroft | 1125_G_5 | 1125 | G | 5 |  | Combustion Turbine | IC Engine | MIS_MIDA | Iowa | 19 | Kossuth | 109 | 19109 | 0.5 | 25000 | 1954 | 9999 |  |  | N | Distillate Fuel Oil | [12 empty] | 2.5 | 1.6498 | 1.6498 | 1.6498 | 1.6498 | [11 empty] | Bancroft Municipal Utilities | 100 | Bancroft Municipal Utilities | 100
natural gas peaker | Bancroft | 1125_G_6 | 1125 | G | 6 |  | Combustion Turbine | IC Engine | MIS_MIDA | Iowa | 19 | Kossuth | 109 | 19109 | 1.8 | 10849 | 2001 | 9999 |  |  | N | Distillate Fuel Oil | [12 empty] | 2.5 | 1.6498 | 1.6498 | 1.6498 | 1.6498 | [11 empty] | Bancroft Municipal Utilities | 100 | Bancroft Municipal Utilities | 100
natural gas peaker | Bancroft | 1125_G_7 | 1125 | G | 7 |  | Combustion Turbine | IC Engine | MIS_MIDA | Iowa | 19 | Kossuth | 109 | 19109 | 1.8 | 11549 | 2001 | 9999 |  |  | N | Distillate Fuel Oil | [12 empty] | 2.5 | 1.6498 | 1.6498 | 1.6498 | 1.6498 | [11 empty] | Bancroft Municipal Utilities | 100 | Bancroft Municipal Utilities | 100
natural gas peaker | Bellevue | 1126_G_5 | 1126 | G | 5 |  | Combustion Turbine | IC Engine | MIS_IA | Iowa | 19 | Jackson | 97 | 19097 | 0.7 | 10745 | 1953 | 9999 |  |  | N | Distillate Fuel Oil | [12 empty] | 2.5 | 1.6498 | 1.6498 | 1.6498 | 1.6498 | [11 empty] | Bellevue Municipal Utilities | 100 | Bellevue Municipal Utilities | 100
natural gas peaker | Bellevue | 1126_G_4 | 1126 | G | 4 |  | Combustion Turbine | IC Engine | MIS_IA | Iowa | 19 | Jackson | 97 | 19097 | 0.6 | 10745 | 1963 | 9999 |  |  | N | Distillate Fuel Oil | [12 empty] | 2.5 | 1.6498 | 1.6498 | 1.6498 | 1.6498 | [11 empty] | Bellevue Municipal Utilities | 100 | Bellevue Municipal Utilities | 100
natural gas peaker | Bellevue | 1126_G_6 | 1126 | G | 6 |  | Combustion Turbine | IC Engine | MIS_IA | Iowa | 19 | Jackson | 97 | 19097 | 2.4 | 10745 | 1971 | 9999 |  |  | N | Distillate Fuel Oil | [12 empty] | 2.5 | 1.6498 | 1.6498 | 1.6498 | 1.6498 | [11 empty] | Bellevue Municipal Utilities | 100 | Bellevue Municipal Utilities | 100
natural gas peaker | Bellevue | 1126_G_2 | 1126 | G | 2 |  | Combustion Turbine | IC Engine | MIS_IA | Iowa | 19 | Jackson | 97 | 19097 | 1.6 | 10745 | 1992 | 9999 |  |  | N | Distillate Fuel Oil | [12 empty] | 2.5 | 1.6498 | 1.6498 | 1.6498 | 1.6498 | [11 empty] | Bellevue Municipal Utilities | 100 | Bellevue Municipal Utilities | 100
natural gas peaker | Bellevue | 1126_G_3 | 1126 | G | 3 |  | Combustion Turbine | IC Engine | MIS_IA | Iowa | 19 | Jackson | 97 | 19097 | 1.7 | 10745 | 2001 | 9999 |  |  | N | Distillate Fuel Oil | [12 empty] | 2.5 | 1.6498 | 1.6498 | 1.6498 | 1.6498 | [11 empty] | Bellevue Municipal Utilities | 100 | Bellevue Municipal Utilities | 100
natural gas peaker | Bloomfield | 1127_G_2 | 1127 | G | 2 |  | Combustion Turbine | IC Engine | MIS_IA | Iowa | 19 | Davis | 51 | 19051 | 0.2 | 13072 | 1945 | 9999 |  |  | N | Distillate Fuel Oil | [12 empty] | 2.5 | 1.6498 | 1.6498 | 1.6498 | 1.6498 | [11 empty] | Bloomfield IA (City of) | 100 | Bloomfield IA (City of) | 100
natural gas peaker | Bloomfield | 1127_G_4 | 1127 | G | 4 |  | Combustion Turbine | IC Engine | MIS_IA | Iowa | 19 | Davis | 51 | 19051 | 0.2 | 13072 | 1946 | 9999 |  |  | N | Distillate Fuel Oil | [12 empty] | 2.5 | 1.6498 | 1.6498 | 1.6498 | 1.6498 | [11 empty] | Bloomfield IA (City of) | 100 | Bloomfield IA (City of) | 100
natural gas peaker | Bloomfield | 1127_G_5 | 1127 | G | 5 |  | Combustion Turbine | IC Engine | MIS_IA | Iowa | 19 | Davis | 51 | 19051 | 0.8 | 13114 | 1951 | 9999 |  |  | N | Natural Gas | [12 empty] | 2.5 | 1.061 | 1.061 | 1.061 | 1.061 | [11 empty] | Bloomfield IA (City of) | 100 | Bloomfield IA (City of) | 100
natural gas peaker | Bloomfield | 1127_G_6 | 1127 | G | 6 |  | Combustion Turbine | IC Engine | MIS_IA | Iowa | 19 | Davis | 51 | 19051 | 1.2 | 13072 | 1958 | 9999 |  |  | N | Natural Gas | [12 empty] | 2.5 | 1.061 | 1.061 | 1.061 | 1.061 | [11 empty] | Bloomfield IA (City of) | 100 | Bloomfield IA (City of) | 100
natural gas peaker | Bloomfield | 1127_G_3 | 1127 | G | 3 |  | Combustion Turbine | IC Engine | MIS_IA | Iowa | 19 | Davis | 51 | 19051 | 2.2 | 13034 | 1964 | 9999 |  |  | N | Natural Gas | [12 empty] | 2.5 | 1.061 | 1.061 | 1.061 | 1.061 | [11 empty] | Bloomfield IA (City of) | 100 | Bloomfield IA (City of) | 100
natural gas peaker | Bloomfield | 1127_G_1 | 1127 | G | 1 |  | Combustion Turbine | IC Engine | MIS_IA | Iowa | 19 | Davis | 51 | 19051 | 2.3 | 13007 | 1975 | 9999 |  |  | N | Natural Gas | [12 empty] | 2.5 | 1.061 | 1.061 | 1.061 | 1.061 | [11 empty] | Bloomfield IA (City of) | 100 | Bloomfield IA (City of) | 100
natural gas peaker | Brooklyn | 1128_G_7 | 1128 | G | 7 |  | Combustion Turbine | IC Engine | MIS_IA | Iowa | 19 | Poweshiek | 157 | 19157 | 2 | 10745 | 2012 | 9999 |  |  | N | Distillate Fuel Oil | [13 empty] | 1.6498 | 1.6498 | 1.6498 | 1.6498 | [11 empty] | Brooklyn IA (City of) | 100 | Brooklyn IA (City of) | 100
natural gas peaker | Cascade | 1129_G_4 | 1129 | G | 4 |  | Combustion Turbine | IC Engine | MIS_IA | Iowa | 19 | Dubuque | 61 | 19061 | 0.5 | 10745 | 1951 | 9999 |  |  | N | Distillate Fuel Oil | [12 empty] | 2.5 | 1.6498 | 1.6498 | 1.6498 | 1.6498 | [11 empty] | Cascade Municipal Utilities | 100 | Cascade Municipal Utilities | 100
natural gas peaker | Cascade | 1129_G_1 | 1129 | G | 1 |  | Combustion Turbine | IC Engine | MIS_IA | Iowa | 19 | Dubuque | 61 | 19061 | 0.7 | 10745 | 1957 | 9999 |  |  | N | Distillate Fuel Oil | [12 empty] | 2.5 | 1.6498 | 1.6498 | 1.6498 | 1.6498 | [11 empty] | Cascade Municipal Utilities | 100 | Cascade Municipal Utilities | 100
natural gas peaker | Cascade | 1129_G_2 | 1129 | G | 2 |  | Combustion Turbine | IC Engine | MIS_IA | Iowa | 19 | Dubuque | 61 | 19061 | 1.9 | 10745 | 1971 | 9999 |  |  | N | Natural Gas, Distillate Fuel Oil | [12 empty] | 2.5 | 1.6498 | 1.6498 | 1.6498 | 1.6498 | [11 empty] | Cascade Municipal Utilities | 100 | Cascade Municipal Utilities | 100
natural gas peaker | Cascade | 1129_G_3A | 1129 | G | 3A |  | Combustion Turbine | IC Engine | MIS_IA | Iowa | 19 | Dubuque | 61 | 19061 | 1.8 | 10745 | 1998 | 9999 |  |  | N | Distillate Fuel Oil | [12 empty] | 2.5 | 1.6498 | 1.6498 | 1.6498 | 1.6498 | [11 empty] | Cascade Municipal Utilities | 100 | Cascade Municipal Utilities | 100
natural gas peaker | Gas Turbine (IA) | 1130_G_1 | 1130 | G | 1 |  | Combustion Turbine |  | MIS_MIDA | Iowa | 19 | Black Hawk | 13 | 19013 | 19 | 25000 | 1968 | 9999 |  |  | N | Natural Gas, Distillate Fuel Oil | [12 empty] | 2.5 | 0.6153 | 0.6153 | 0.6153 | 0.6153 | [11 empty] | Cedar Falls Utilities | 100 | Cedar Falls Utilities | 100
natural gas peaker | Gas Turbine (IA) | 1130_G_2 | 1130 | G | 2 |  | Combustion Turbine |  | MIS_MIDA | Iowa | 19 | Black Hawk | 13 | 19013 | 24.4 | 25000 | 2000 | 9999 |  |  | N | Natural Gas, Distillate Fuel Oil | [12 empty] | 2.5 | 0.23894 | 0.23894 | 0.23894 | 0.23894 | [11 empty] | Cedar Falls Utilities | 100 | Cedar Falls Utilities | 100
natural gas steam turbine | Streeter Station | 1131_B_6 | 1131 | B | 6 |  | O/G Steam |  | MIS_MIDA | Iowa | 19 | Black Hawk | 13 | 19013 | 19.6 | 14500 | 1963 | 9999 |  |  | N | Natural Gas | [12 empty] | 6 | 0.57654 | 0.57654 | 0.57654 | 0.57654 | [11 empty] | Cedar Falls Utilities | 100 | Cedar Falls Utilities | 100
natural gas steam turbine | Streeter Station | 1131_B_7 | 1131 | B | 7 | 772 | O/G Steam |  | MIS_MIDA | Iowa | 19 | Black Hawk | 13 | 19013 | 37 | 14500 | 1973 | 9999 | wall | dry | N | Natural Gas | [12 empty] | 6 | 0.29097 | 0.29097 | 0.29097 | 0.29097 | [11 empty] | Cedar Falls Utilities | 100 | Cedar Falls Utilities | 100
natural gas peaker | Coggon | 1132_G_IC5 | 1132 | G | IC5 |  | Combustion Turbine | IC Engine | MIS_IL | Iowa | 19 | Linn | 113 | 19113 | 1.8 | 12469 | 2003 | 9999 |  |  | N | Distillate Fuel Oil | [12 empty] | 2.5 | 1.6498 | 1.6498 | 1.6498 | 1.6498 | [11 empty] | Coggon Municipal Light Plant | 100 | Coggon Municipal Light Plant | 100
natural gas peaker | Corning | 1134_G_5 | 1134 | G | 5 |  | Combustion Turbine | IC Engine | MIS_IA | Iowa | 19 | Adams | 3 | 19003 | 2.8 | 10817 | 1975 | 9999 |  |  | N | Distillate Fuel Oil | [12 empty] | 2.5 | 1.6498 | 1.6498 | 1.6498 | 1.6498 | [11 empty] | Corning Municipal Utilities | 100 | Corning Municipal Utilities | 100
natural gas peaker | Corning | 1134_G_6 | 1134 | G | 6 |  | Combustion Turbine | IC Engine | MIS_IA | Iowa | 19 | Adams | 3 | 19003 | 2 | 11413 | 2006 | 9999 |  |  | N | Distillate Fuel Oil | [12 empty] | 2.5 | 1.6498 | 1.6498 | 1.6498 | 1.6498 | [11 empty] | Corning Municipal Utilities | 100 | Corning Municipal Utilities | 100
natural gas peaker | Corning | 1134_G_7 | 1134 | G | 7 |  | Combustion Turbine | IC Engine | MIS_IA | Iowa | 19 | Adams | 3 | 19003 | 2 | 11413 | 2006 | 9999 |  |  | N | Distillate Fuel Oil | [12 empty] | 2.5 | 1.6498 | 1.6498 | 1.6498 | 1.6498 | [11 empty] | Corning Municipal Utilities | 100 | Corning Municipal Utilities | 100
natural gas peaker | Dayton (IA) | 1135_G_5 | 1135 | G | 5 |  | Combustion Turbine | IC Engine | MIS_IA | Iowa | 19 | Webster | 187 | 19187 | 1.8 | 10745 | 2000 | 9999 |  |  | N | Distillate Fuel Oil | [12 empty] | 2.5 | 1.6498 | 1.6498 | 1.6498 | 1.6498 | [11 empty] | Dayton IA (City of) | 100 | Dayton IA (City of) | 100
natural gas peaker | Estherville | 1137_G_2 | 1137 | G | 2 |  | Combustion Turbine | IC Engine | MIS_IA | Iowa | 19 | Emmet | 63 | 19063 | 1.1 | 10745 | 1946 | 9999 |  |  | N | Distillate Fuel Oil | [12 empty] | 2.5 | 1.6498 | 1.6498 | 1.6498 | 1.6498 | [11 empty] | Estherville IA (City of) | 100 | Estherville IA (City of) | 100
natural gas peaker | Estherville | 1137_G_3 | 1137 | G | 3 |  | Combustion Turbine | IC Engine | MIS_IA | Iowa | 19 | Emmet | 63 | 19063 | 2.7 | 10745 | 1960 | 9999 |  |  | N | Natural Gas, Distillate Fuel Oil | [12 empty] | 2.5 | 1.061 | 1.061 | 1.061 | 1.061 | [11 empty] | Estherville IA (City of) | 100 | Estherville IA (City of) | 100
natural gas peaker | Estherville | 1137_G_7 | 1137 | G | 7 |  | Combustion Turbine | IC Engine | MIS_IA | Iowa | 19 | Emmet | 63 | 19063 | 2.7 | 10745 | 1960 | 9999 |  |  | N | Natural Gas, Distillate Fuel Oil | [12 empty] | 2.5 | 1.061 | 1.061 | 1.061 | 1.061 | [11 empty] | Estherville IA (City of) | 100 | Estherville IA (City of) | 100
natural gas peaker | Estherville | 1137_G_4 | 1137 | G | 4 |  | Combustion Turbine | IC Engine | MIS_IA | Iowa | 19 | Emmet | 63 | 19063 | 3.6 | 10745 | 1969 | 9999 |  |  | N | Natural Gas, Distillate Fuel Oil | [12 empty] | 2.5 | 1.061 | 1.061 | 1.061 | 1.061 | [11 empty] | Estherville IA (City of) | 100 | Estherville IA (City of) | 100
natural gas peaker | Estherville | 1137_G_5 | 1137 | G | 5 |  | Combustion Turbine | IC Engine | MIS_IA | Iowa | 19 | Emmet | 63 | 19063 | 3.6 | 10745 | 1969 | 9999 |  |  | N | Natural Gas, Distillate Fuel Oil | [12 empty] | 2.5 | 1.061 | 1.061 | 1.061 | 1.061 | [11 empty] | Estherville IA (City of) | 100 | Estherville IA (City of) | 100
natural gas peaker | Forest City Light Plant | 1138_G_5 | 1138 | G | 5 |  | Combustion Turbine | IC Engine | MIS_MNWI | Iowa | 19 | Winnebago | 189 | 19189 | 0.7 | 10745 | 1950 | 9999 |  |  | N | Distillate Fuel Oil | [12 empty] | 2.5 | 1.6498 | 1.6498 | 1.6498 | 1.6498 | [11 empty] | Forest City IA (City of) | 100 | Forest City IA (City of) | 100
natural gas peaker | Forest City Light Plant | 1138_G_1 | 1138 | G | 1 |  | Combustion Turbine | IC Engine | MIS_MNWI | Iowa | 19 | Winnebago | 189 | 19189 | 1.3 | 10745 | 1958 | 9999 |  |  | N | Distillate Fuel Oil | [12 empty] | 2.5 | 1.6498 | 1.6498 | 1.6498 | 1.6498 | [11 empty] | Forest City IA (City of) | 100 | Forest City IA (City of) | 100
natural gas peaker | Forest City Light Plant | 1138_G_2 | 1138 | G | 2 |  | Combustion Turbine | IC Engine | MIS_MNWI | Iowa | 19 | Winnebago | 189 | 19189 | 2.2 | 10745 | 1965 | 9999 |  |  | N | Distillate Fuel Oil | [12 empty] | 2.5 | 1.6498 | 1.6498 | 1.6498 | 1.6498 | [11 empty] | Forest City IA (City of) | 100 | Forest City IA (City of) | 100
natural gas peaker | Forest City Light Plant | 1138_G_3 | 1138 | G | 3 |  | Combustion Turbine | IC Engine | MIS_MNWI | Iowa | 19 | Winnebago | 189 | 19189 | 3.3 | 10745 | 1968 | 9999 |  |  | N | Distillate Fuel Oil | [12 empty] | 2.5 | 1.6498 | 1.6498 | 1.6498 | 1.6498 | [11 empty] | Forest City IA (City of) | 100 | Forest City IA (City of) | 100
natural gas peaker | Forest City Light Plant | 1138_G_4 | 1138 | G | 4 |  | Combustion Turbine | IC Engine | MIS_MNWI | Iowa | 19 | Winnebago | 189 | 19189 | 6.1 | 10745 | 1976 | 9999 |  |  | N | Distillate Fuel Oil | [12 empty] | 2.5 | 1.6498 | 1.6498 | 1.6498 | 1.6498 | [11 empty] | Forest City IA (City of) | 100 | Forest City IA (City of) | 100
natural gas peaker | Forest City Light Plant | 1138_G_6 | 1138 | G | 6 |  | Combustion Turbine | IC Engine | MIS_MNWI | Iowa | 19 | Winnebago | 189 | 19189 | 7.6 | 10745 | 2000 | 9999 |  |  | N | Distillate Fuel Oil | [12 empty] | 2.5 | 1.6498 | 1.6498 | 1.6498 | 1.6498 | [11 empty] | Forest City IA (City of) | 100 | Forest City IA (City of) | 100
natural gas peaker | Gowrie | 1141_G_3 | 1141 | G | 3 |  | Combustion Turbine | IC Engine | MIS_IA | Iowa | 19 | Webster | 187 | 19187 | 2.2 | 11648 | 2013 | 9999 |  |  | N | Distillate Fuel Oil | [13 empty] | 1.6498 | 1.6498 | 1.6498 | 1.6498 | [11 empty] | Gowrie Municipal Utilities | 100 | Gowrie Municipal Utilities | 100
natural gas peaker | Graettinger | 1142_G_4 | 1142 | G | 4 |  | Combustion Turbine | IC Engine | MIS_IA | Iowa | 19 | Palo Alto | 147 | 19147 | 0.5 | 11908 | 1957 | 9999 |  |  | N | Distillate Fuel Oil | [12 empty] | 2.5 | 1.6498 | 1.6498 | 1.6498 | 1.6498 | [11 empty] | Graettinger Municipal Light Plant | 100 | Graettinger Municipal Light Plant | 100
natural gas peaker | Graettinger | 1142_G_5 | 1142 | G | 5 |  | Combustion Turbine | IC Engine | MIS_IA | Iowa | 19 | Palo Alto | 147 | 19147 | 1.1 | 11586 | 1990 | 9999 |  |  | N | Distillate Fuel Oil | [12 empty] | 0.107 | 1.6498 | 1.6498 | 1.6498 | 1.6498 | [11 empty] | Graettinger Municipal Light Plant | 100 | Graettinger Municipal Light Plant | 100
natural gas peaker | Graettinger | 1142_G_6 | 1142 | G | 6 |  | Combustion Turbine | IC Engine | MIS_IA | Iowa | 19 | Palo Alto | 147 | 19147 | 2 | 11304 | 2002 | 9999 |  |  | N | Distillate Fuel Oil | [12 empty] | 2.5 | 1.6498 | 1.6498 | 1.6498 | 1.6498 | [11 empty] | Graettinger Municipal Light Plant | 100 | Graettinger Municipal Light Plant | 100
natural gas peaker | Grand Junction | 1143_G_2 | 1143 | G | 2 |  | Combustion Turbine | IC Engine | MIS_IA | Iowa | 19 | Greene | 73 | 19073 | 1.7 | 12849 | 1994 | 9999 |  |  | N | Distillate Fuel Oil | [12 empty] | 2.5 | 1.6498 | 1.6498 | 1.6498 | 1.6498 | [11 empty] | Grand Junction Municipal Light & Power | 100 | Grand Junction Municipal Light & Power | 100
natural gas peaker | Grundy Center City Light Plant | 1145_G_IC1 | 1145 | G | IC1 |  | Combustion Turbine | IC Engine | MIS_IA | Iowa | 19 | Grundy | 75 | 19075 | 2.2 | 10748 | 1963 | 9999 |  |  | N | Natural Gas, Distillate Fuel Oil | [12 empty] | 2.5 | 1.6498 | 1.6498 | 1.6498 | 1.6498 | [11 empty] | Grundy Center Municipal Light & Power Dept | 100 | Grundy Center Municipal Light & Power Dept | 100
natural gas peaker | Grundy Center City Light Plant | 1145_G_IC2 | 1145 | G | IC2 |  | Combustion Turbine | IC Engine | MIS_IA | Iowa | 19 | Grundy | 75 | 19075 | 3.5 | 10745 | 1972 | 9999 |  |  | N | Natural Gas, Distillate Fuel Oil | [12 empty] | 2.5 | 1.6498 | 1.6498 | 1.6498 | 1.6498 | [11 empty] | Grundy Center Municipal Light & Power Dept | 100 | Grundy Center Municipal Light & Power Dept | 100
natural gas peaker | Grundy Center City Light Plant | 1145_G_IC3 | 1145 | G | IC3 |  | Combustion Turbine | IC Engine | MIS_IA | Iowa | 19 | Grundy | 75 | 19075 | 3 | 10745 | 1990 | 9999 |  |  | N | Natural Gas, Distillate Fuel Oil | [12 empty] | 2.5 | 1.6498 | 1.6498 | 1.6498 | 1.6498 | [11 empty] | Grundy Center Municipal Light & Power Dept | 100 | Grundy Center Municipal Light & Power Dept | 100
natural gas peaker | Harlan | 1146_G_HMU1 | 1146 | G | HMU1 |  | Combustion Turbine | IC Engine | MIS_MIDA | Iowa | 19 | Shelby | 165 | 19165 | 1.6 | 10745 | 2001 | 9999 |  |  | N | Distillate Fuel Oil | [12 empty] | 2.5 | 1.6498 | 1.6498 | 1.6498 | 1.6498 | [11 empty] | Harlan Municipal Utilities | 100 | Harlan Municipal Utilities | 100
natural gas peaker | Harlan | 1146_G_HMU2 | 1146 | G | HMU2 |  | Combustion Turbine | IC Engine | MIS_MIDA | Iowa | 19 | Shelby | 165 | 19165 | 1.6 | 10830 | 2001 | 9999 |  |  | N | Distillate Fuel Oil | [12 empty] | 2.5 | 1.6498 | 1.6498 | 1.6498 | 1.6498 | [11 empty] | Harlan Municipal Utilities | 100 | Harlan Municipal Utilities | 100
natural gas peaker | Indianola | 1150_G_7 | 1150 | G | 7 |  | Combustion Turbine |  | MIS_MIDA | Iowa | 19 | Warren | 181 | 19181 | 19.4 | 25000 | 1977 | 9999 |  |  | N | Distillate Fuel Oil | [12 empty] | 2.5 | 1.01 | 1.01 | 1.01 | 1.01 | [11 empty] | Indianola Municipal Utilities | 100 | Indianola Municipal Utilities | 100
natural gas peaker | Indianola | 1150_G_8 | 1150 | G | 8 |  | Combustion Turbine |  | MIS_MIDA | Iowa | 19 | Warren | 181 | 19181 | 22.8 | 25000 | 2000 | 9999 |  |  | N | Distillate Fuel Oil | [12 empty] | 2.5 | 1.01 | 1.01 | 1.01 | 1.01 | [11 empty] | Indianola Municipal Utilities | 100 | Indianola Municipal Utilities | 100
natural gas peaker | Lake Park | 1153_G_3 | 1153 | G | 3 |  | Combustion Turbine | IC Engine | MIS_IA | Iowa | 19 | Dickinson | 59 | 19059 | 2 | 10745 | 2005 | 9999 |  |  | N | Distillate Fuel Oil | [12 empty] | 2.5 | 1.6498 | 1.6498 | 1.6498 | 1.6498 | [11 empty] | Lake Park Municipal Utilities | 100 | Lake Park Municipal Utilities | 100
natural gas peaker | Lake Park | 1153_G_G2 | 1153 | G | G2 |  | Combustion Turbine | IC Engine | MIS_IA | Iowa | 19 | Dickinson | 59 | 19059 | 2 | 10745 | 2005 | 9999 |  |  | N | Distillate Fuel Oil | [12 empty] | 2.5 | 1.6498 | 1.6498 | 1.6498 | 1.6498 | [11 empty] | Lake Park Municipal Utilities | 100 | Lake Park Municipal Utilities | 100
natural gas peaker | Lake Mills | 1154_G_4 | 1154 | G | 4 |  | Combustion Turbine | IC Engine | MIS_IA | Iowa | 19 | Winnebago | 189 | 19189 | 1.3 | 10745 | 1962 | 9999 |  |  | N | Natural Gas, Distillate Fuel Oil | [12 empty] | 2.5 | 1.6498 | 1.6498 | 1.6498 | 1.6498 | [11 empty] | Lake Mills IA (City of) | 100 | Lake Mills IA (City of) | 100
natural gas peaker | Lake Mills | 1154_G_6 | 1154 | G | 6 |  | Combustion Turbine | IC Engine | MIS_IA | Iowa | 19 | Winnebago | 189 | 19189 | 5.7 | 10745 | 1979 | 9999 |  |  | N | Distillate Fuel Oil | [12 empty] | 2.5 | 1.6498 | 1.6498 | 1.6498 | 1.6498 | [11 empty] | Lake Mills IA (City of) | 100 | Lake Mills IA (City of) | 100
natural gas peaker | Lake Mills | 1154_G_7 | 1154 | G | 7 |  | Combustion Turbine | IC Engine | MIS_IA | Iowa | 19 | Winnebago | 189 | 19189 | 7.6 | 10745 | 1999 | 9999 |  |  | N | Distillate Fuel Oil | [12 empty] | 2.5 | 1.6498 | 1.6498 | 1.6498 | 1.6498 | [11 empty] | Lake Mills IA (City of) | 100 | Lake Mills IA (City of) | 100
natural gas peaker | Lamoni Municipal Utilities | 1155_G_2 | 1155 | G | 2 |  | Combustion Turbine | IC Engine | MIS_IA | Iowa | 19 | Decatur | 53 | 19053 | 0.2 | 10745 | 1940 | 9999 |  |  | N | Distillate Fuel Oil | [12 empty] | 2.5 | 1.6498 | 1.6498 | 1.6498 | 1.6498 | [11 empty] | Lamoni Municipal Utilities | 100 | Lamoni Municipal Utilities | 100
natural gas peaker | Lamoni Municipal Utilities | 1155_G_3 | 1155 | G | 3 |  | Combustion Turbine | IC Engine | MIS_IA | Iowa | 19 | Decatur | 53 | 19053 | 0.3 | 11291 | 1941 | 9999 |  |  | N | Distillate Fuel Oil | [12 empty] | 2.5 | 1.6498 | 1.6498 | 1.6498 | 1.6498 | [11 empty] | Lamoni Municipal Utilities | 100 | Lamoni Municipal Utilities | 100
natural gas peaker | Lamoni Municipal Utilities | 1155_G_4 | 1155 | G | 4 |  | Combustion Turbine | IC Engine | MIS_IA | Iowa | 19 | Decatur | 53 | 19053 | 0.6 | 10878 | 1948 | 9999 |  |  | N | Distillate Fuel Oil | [12 empty] | 2.5 | 1.6498 | 1.6498 | 1.6498 | 1.6498 | [11 empty] | Lamoni Municipal Utilities | 100 | Lamoni Municipal Utilities | 100
natural gas peaker | Lamoni Municipal Utilities | 1155_G_5 | 1155 | G | 5 |  | Combustion Turbine | IC Engine | MIS_IA | Iowa | 19 | Decatur | 53 | 19053 | 1.1 | 10931 | 1955 | 9999 |  |  | N | Natural Gas, Distillate Fuel Oil | [12 empty] | 2.5 | 1.6498 | 1.6498 | 1.6498 | 1.6498 | [11 empty] | Lamoni Municipal Utilities | 100 | Lamoni Municipal Utilities | 100
natural gas peaker | Lamoni Municipal Utilities | 1155_G_1 | 1155 | G | 1 |  | Combustion Turbine | IC Engine | MIS_IA | Iowa | 19 | Decatur | 53 | 19053 | 2.7 | 10785 | 1973 | 9999 |  |  | N | Natural Gas, Distillate Fuel Oil | [12 empty] | 2.5 | 1.6498 | 1.6498 | 1.6498 | 1.6498 | [11 empty] | Lamoni Municipal Utilities | 100 | Lamoni Municipal Utilities | 100
natural gas peaker | Lamoni Municipal Utilities | 1155_G_6 | 1155 | G | 6 |  | Combustion Turbine | IC Engine | MIS_IA | Iowa | 19 | Decatur | 53 | 19053 | 0.5 | 10944 | 1993 | 9999 |  |  | N | Distillate Fuel Oil | [12 empty] | 2.5 | 1.6498 | 1.6498 | 1.6498 | 1.6498 | [11 empty] | Lamoni Municipal Utilities | 100 | Lamoni Municipal Utilities | 100
natural gas peaker | Lamoni Municipal Utilities | 1155_G_7 | 1155 | G | 7 |  | Combustion Turbine | IC Engine | MIS_IA | Iowa | 19 | Decatur | 53 | 19053 | 2.3 | 10894 | 2011 | 9999 |  |  | N | Distillate Fuel Oil | [13 empty] | 1.6498 | 1.6498 | 1.6498 | 1.6498 | [11 empty] | Lamoni Municipal Utilities | 100 | Lamoni Municipal Utilities | 100
natural gas peaker | Lamoni Municipal Utilities | 1155_G_8 | 1155 | G | 8 |  | Combustion Turbine | IC Engine | MIS_IA | Iowa | 19 | Decatur | 53 | 19053 | 2.3 | 10894 | 2011 | 9999 |  |  | N | Distillate Fuel Oil | [13 empty] | 1.6498 | 1.6498 | 1.6498 | 1.6498 | [11 empty] | Lamoni Municipal Utilities | 100 | Lamoni Municipal Utilities | 100
natural gas peaker | La Porte | 1156_G_3A | 1156 | G | 3A |  | Combustion Turbine | IC Engine | MIS_IL | Iowa | 19 | Black Hawk | 13 | 19013 | 1.8 | 11393 | 2000 | 9999 |  |  | N | Distillate Fuel Oil | [12 empty] | 0.03 | 1.6498 | 1.6498 | 1.6498 | 1.6498 | [11 empty] | La Porte City Utilities | 100 | La Porte City Utilities | 100
natural gas peaker | La Porte | 1156_G_4A | 1156 | G | 4A |  | Combustion Turbine | IC Engine | MIS_IL | Iowa | 19 | Black Hawk | 13 | 19013 | 1.8 | 11453 | 2000 | 9999 |  |  | N | Distillate Fuel Oil | [12 empty] | 0.048 | 1.6498 | 1.6498 | 1.6498 | 1.6498 | [11 empty] | La Porte City Utilities | 100 | La Porte City Utilities | 100
natural gas peaker | La Porte | 1156_G_6 | 1156 | G | 6 |  | Combustion Turbine | IC Engine | MIS_IL | Iowa | 19 | Black Hawk | 13 | 19013 | 1.8 | 11453 | 2013 | 9999 |  |  | N | Distillate Fuel Oil | [13 empty] | 1.6498 | 1.6498 | 1.6498 | 1.6498 | [11 empty] | La Porte City Utilities | 100 | La Porte City Utilities | 100
natural gas peaker | Laurens | 1157_G_4 | 1157 | G | 4 |  | Combustion Turbine | IC Engine | MIS_MIDA | Iowa | 19 | Pocahontas | 151 | 19151 | 0.7 | 10745 | 1951 | 9999 |  |  | N | Distillate Fuel Oil | [12 empty] | 2.5 | 1.6498 | 1.6498 | 1.6498 | 1.6498 | [11 empty] | Laurens IA (City of) | 100 | Laurens IA (City of) | 100
natural gas peaker | Laurens | 1157_G_3 | 1157 | G | 3 |  | Combustion Turbine | IC Engine | MIS_MIDA | Iowa | 19 | Pocahontas | 151 | 19151 | 0.7 | 10745 | 1952 | 9999 |  |  | N | Distillate Fuel Oil | [12 empty] | 2.5 | 1.6498 | 1.6498 | 1.6498 | 1.6498 | [11 empty] | Laurens IA (City of) | 100 | Laurens IA (City of) | 100
natural gas peaker | Laurens | 1157_G_5 | 1157 | G | 5 |  | Combustion Turbine | IC Engine | MIS_MIDA | Iowa | 19 | Pocahontas | 151 | 19151 | 2.3 | 10745 | 2013 | 9999 |  |  | N | Distillate Fuel Oil | [13 empty] | 1.6498 | 1.6498 | 1.6498 | 1.6498 | [11 empty] | Laurens IA (City of) | 100 | Laurens IA (City of) | 100
natural gas peaker | Laurens | 1157_G_6 | 1157 | G | 6 |  | Combustion Turbine | IC Engine | MIS_MIDA | Iowa | 19 | Pocahontas | 151 | 19151 | 2.3 | 10745 | 2013 | 9999 |  |  | N | Distillate Fuel Oil | [13 empty] | 1.6498 | 1.6498 | 1.6498 | 1.6498 | [11 empty] | Laurens IA (City of) | 100 | Laurens IA (City of) | 100
natural gas peaker | Laurens | 1157_G_7 | 1157 | G | 7 |  | Combustion Turbine | IC Engine | MIS_MIDA | Iowa | 19 | Pocahontas | 151 | 19151 | 2.3 | 10745 | 2013 | 9999 |  |  | N | Distillate Fuel Oil | [13 empty] | 1.6498 | 1.6498 | 1.6498 | 1.6498 | [11 empty] | Laurens IA (City of) | 100 | Laurens IA (City of) | 100
natural gas peaker | Lenox | 1158_G_1 | 1158 | G | 1 |  | Combustion Turbine | IC Engine | MIS_IA | Iowa | 19 | Taylor | 173 | 19173 | 0.3 | 12409 | 1948 | 9999 |  |  | N | Distillate Fuel Oil | [12 empty] | 2.5 | 1.6498 | 1.6498 | 1.6498 | 1.6498 | [11 empty] | Lenox IA (City of) | 100 | Lenox IA (City of) | 100
natural gas peaker | Lenox | 1158_G_2 | 1158 | G | 2 |  | Combustion Turbine | IC Engine | MIS_IA | Iowa | 19 | Taylor | 173 | 19173 | 1.1 | 12302 | 1965 | 9999 |  |  | N | Distillate Fuel Oil | [12 empty] | 2.5 | 1.6498 | 1.6498 | 1.6498 | 1.6498 | [11 empty] | Lenox IA (City of) | 100 | Lenox IA (City of) | 100
natural gas peaker | Lenox | 1158_G_3 | 1158 | G | 3 |  | Combustion Turbine | IC Engine | MIS_IA | Iowa | 19 | Taylor | 173 | 19173 | 0.9 | 12410 | 1966 | 9999 |  |  | N | Distillate Fuel Oil | [12 empty] | 2.5 | 1.6498 | 1.6498 | 1.6498 | 1.6498 | [11 empty] | Lenox IA (City of) | 100 | Lenox IA (City of) | 100
natural gas peaker | Lenox | 1158_G_4 | 1158 | G | 4 |  | Combustion Turbine | IC Engine | MIS_IA | Iowa | 19 | Taylor | 173 | 19173 | 1.7 | 12155 | 2001 | 9999 |  |  | N | Distillate Fuel Oil | [12 empty] | 2.5 | 1.6498 | 1.6498 | 1.6498 | 1.6498 | [11 empty] | Lenox IA (City of) | 100 | Lenox IA (City of) | 100
natural gas peaker | Lenox | 1158_G_5 | 1158 | G | 5 |  | Combustion Turbine | IC Engine | MIS_IA | Iowa | 19 | Taylor | 173 | 19173 | 1.8 | 13261 | 2016 | 9999 |  |  | N | Distillate Fuel Oil | [13 empty] | 1.6498 | 1.6498 | 1.6498 | 1.6498 | [11 empty] | Lenox IA (City of) | 100 | Lenox IA (City of) | 100
natural gas peaker | Manning | 1160_G_1 | 1160 | G | 1 |  | Combustion Turbine | IC Engine | MIS_MIDA | Iowa | 19 | Carroll | 27 | 19027 | 0.2 | 12283 | 1928 | 9999 |  |  | N | Distillate Fuel Oil | [12 empty] | 2.5 | 1.6498 | 1.6498 | 1.6498 | 1.6498 | [11 empty] | Manning IA (City of) | 100 | Manning IA (City of) | 100
natural gas peaker | Manning | 1160_G_2 | 1160 | G | 2 |  | Combustion Turbine | IC Engine | MIS_MIDA | Iowa | 19 | Carroll | 27 | 19027 | 0.2 | 12283 | 1928 | 9999 |  |  | N | Distillate Fuel Oil | [12 empty] | 2.5 | 1.6498 | 1.6498 | 1.6498 | 1.6498 | [11 empty] | Manning IA (City of) | 100 | Manning IA (City of) | 100
natural gas peaker | Manning | 1160_G_4 | 1160 | G | 4 |  | Combustion Turbine | IC Engine | MIS_MIDA | Iowa | 19 | Carroll | 27 | 19027 | 0.6 | 12283 | 1949 | 9999 |  |  | N | Distillate Fuel Oil | [12 empty] | 2.5 | 1.6498 | 1.6498 | 1.6498 | 1.6498 | [11 empty] | Manning IA (City of) | 100 | Manning IA (City of) | 100
natural gas peaker | Manning | 1160_G_M1 | 1160 | G | M1 |  | Combustion Turbine | IC Engine | MIS_MIDA | Iowa | 19 | Carroll | 27 | 19027 | 2.3 | 12283 | 2012 | 9999 |  |  | N | Distillate Fuel Oil | [13 empty] | 1.6498 | 1.6498 | 1.6498 | 1.6498 | [11 empty] | Manning IA (City of) | 100 | Manning IA (City of) | 100
natural gas peaker | Manning | 1160_G_M2 | 1160 | G | M2 |  | Combustion Turbine | IC Engine | MIS_MIDA | Iowa | 19 | Carroll | 27 | 19027 | 2.3 | 12283 | 2012 | 9999 |  |  | N | Distillate Fuel Oil | [13 empty] | 1.6498 | 1.6498 | 1.6498 | 1.6498 | [11 empty] | Manning IA (City of) | 100 | Manning IA (City of) | 100
natural gas peaker | Manning | 1160_G_M3 | 1160 | G | M3 |  | Combustion Turbine | IC Engine | MIS_MIDA | Iowa | 19 | Carroll | 27 | 19027 | 2.3 | 12283 | 2012 | 9999 |  |  | N | Distillate Fuel Oil | [13 empty] | 1.6498 | 1.6498 | 1.6498 | 1.6498 | [11 empty] | Manning IA (City of) | 100 | Manning IA (City of) | 100
natural gas peaker | Maquoketa 1 | 1162_G_5 | 1162 | G | 5 |  | Combustion Turbine | IC Engine | MIS_IA | Iowa | 19 | Jackson | 97 | 19097 | 1.4 | 12283 | 1956 | 9999 |  |  | N | Natural Gas, Distillate Fuel Oil | [12 empty] | 2.5 | 1.061 | 1.061 | 1.061 | 1.061 | [11 empty] | Maquoketa Municipal Electric Utility | 100 | Maquoketa Municipal Electric Utility | 100
natural gas peaker | Maquoketa 1 | 1162_G_6 | 1162 | G | 6 |  | Combustion Turbine | IC Engine | MIS_IA | Iowa | 19 | Jackson | 97 | 19097 | 2.1 | 12283 | 1962 | 9999 |  |  | N | Natural Gas, Distillate Fuel Oil | [12 empty] | 2.5 | 1.061 | 1.061 | 1.061 | 1.061 | [11 empty] | Maquoketa Municipal Electric Utility | 100 | Maquoketa Municipal Electric Utility | 100
natural gas peaker | Maquoketa 1 | 1162_G_3 | 1162 | G | 3 |  | Combustion Turbine | IC Engine | MIS_IA | Iowa | 19 | Jackson | 97 | 19097 | 1.8 | 12283 | 1969 | 9999 |  |  | N | Natural Gas, Distillate Fuel Oil | [12 empty] | 2.5 | 1.061 | 1.061 | 1.061 | 1.061 | [11 empty] | Maquoketa Municipal Electric Utility | 100 | Maquoketa Municipal Electric Utility | 100
natural gas peaker | Maquoketa 1 | 1162_G_7 | 1162 | G | 7 |  | Combustion Turbine | IC Engine | MIS_IA | Iowa | 19 | Jackson | 97 | 19097 | 6 | 12283 | 1982 | 9999 |  |  | N | Natural Gas, Distillate Fuel Oil | [12 empty] | 2.5 | 1.061 | 1.061 | 1.061 | 1.061 | [11 empty] | Maquoketa Municipal Electric Utility | 100 | Maquoketa Municipal Electric Utility | 100
natural gas peaker | Maquoketa 1 | 1162_G_8 | 1162 | G | 8 |  | Combustion Turbine | IC Engine | MIS_IA | Iowa | 19 | Jackson | 97 | 19097 | 1.7 | 12283 | 1996 | 9999 |  |  | N | Distillate Fuel Oil | [12 empty] | 2.5 | 1.6498 | 1.6498 | 1.6498 | 1.6498 | [11 empty] | Maquoketa Municipal Electric Utility | 100 | Maquoketa Municipal Electric Utility | 100
natural gas peaker | Maquoketa 1 | 1162_G_4A | 1162 | G | 4A |  | Combustion Turbine | IC Engine | MIS_IA | Iowa | 19 | Jackson | 97 | 19097 | 1.7 | 12283 | 1999 | 9999 |  |  | N | Distillate Fuel Oil | [12 empty] | 2.5 | 1.6498 | 1.6498 | 1.6498 | 1.6498 | [11 empty] | Maquoketa Municipal Electric Utility | 100 | Maquoketa Municipal Electric Utility | 100
natural gas peaker | Maquoketa 1 | 1162_G_9 | 1162 | G | 9 |  | Combustion Turbine | IC Engine | MIS_IA | Iowa | 19 | Jackson | 97 | 19097 | 1.7 | 12283 | 2000 | 9999 |  |  | N | Distillate Fuel Oil | [12 empty] | 2.5 | 1.6498 | 1.6498 | 1.6498 | 1.6498 | [11 empty] | Maquoketa Municipal Electric Utility | 100 | Maquoketa Municipal Electric Utility | 100
natural gas peaker | Maquoketa 1 | 1162_G_1A | 1162 | G | 1A |  | Combustion Turbine | IC Engine | MIS_IA | Iowa | 19 | Jackson | 97 | 19097 | 2.8 | 12283 | 2004 | 9999 |  |  | N | Natural Gas, Distillate Fuel Oil | [12 empty] | 2.5 | 1.061 | 1.061 | 1.061 | 1.061 | [11 empty] | Maquoketa Municipal Electric Utility | 100 | Maquoketa Municipal Electric Utility | 100
natural gas peaker | Maquoketa 1 | 1162_G_2A | 1162 | G | 2A |  | Combustion Turbine | IC Engine | MIS_IA | Iowa | 19 | Jackson | 97 | 19097 | 2.8 | 12283 | 2004 | 9999 |  |  | N | Natural Gas, Distillate Fuel Oil | [12 empty] | 2.5 | 1.061 | 1.061 | 1.061 | 1.061 | [11 empty] | Maquoketa Municipal Electric Utility | 100 | Maquoketa Municipal Electric Utility | 100
natural gas peaker | McGregor | 1163_G_2 | 1163 | G | 2 |  | Combustion Turbine | IC Engine | MIS_IA | Iowa | 19 | Clayton | 43 | 19043 | 0.3 | 15551 | 1941 | 9999 |  |  | N | Distillate Fuel Oil | [12 empty] | 2.5 | 1.6498 | 1.6498 | 1.6498 | 1.6498 | [11 empty] | McGregor Municipal Utilities | 100 | McGregor Municipal Utilities | 100
natural gas peaker | McGregor | 1163_G_1 | 1163 | G | 1 |  | Combustion Turbine | IC Engine | MIS_IA | Iowa | 19 | Clayton | 43 | 19043 | 1.2 | 12926 | 1977 | 9999 |  |  | N | Distillate Fuel Oil | [12 empty] | 2.5 | 1.6498 | 1.6498 | 1.6498 | 1.6498 | [11 empty] | McGregor Municipal Utilities | 100 | McGregor Municipal Utilities | 100
natural gas peaker | Milford | 1164_G_4 | 1164 | G | 4 |  | Combustion Turbine | IC Engine | MIS_IA | Iowa | 19 | Dickinson | 59 | 19059 | 0.5 | 10745 | 1949 | 9999 |  |  | N | Distillate Fuel Oil | [13 empty] | 1.6498 | 1.6498 | 1.6498 | 1.6498 | [11 empty] | Milford Municipal Utilities | 100 | Milford Municipal Utilities | 100
natural gas peaker | Milford | 1164_G_1 | 1164 | G | 1 |  | Combustion Turbine | IC Engine | MIS_IA | Iowa | 19 | Dickinson | 59 | 19059 | 0.6 | 10745 | 1954 | 9999 |  |  | N | Distillate Fuel Oil | [13 empty] | 1.6498 | 1.6498 | 1.6498 | 1.6498 | [11 empty] | Milford Municipal Utilities | 100 | Milford Municipal Utilities | 100
natural gas peaker | Milford | 1164_G_5 | 1164 | G | 5 |  | Combustion Turbine | IC Engine | MIS_IA | Iowa | 19 | Dickinson | 59 | 19059 | 1.8 | 10745 | 1997 | 9999 |  |  | N | Distillate Fuel Oil | [12 empty] | 1.559 | 1.6498 | 1.6498 | 1.6498 | 1.6498 | [11 empty] | Milford Municipal Utilities | 100 | Milford Municipal Utilities | 100
natural gas peaker | Milford | 1164_G_6 | 1164 | G | 6 |  | Combustion Turbine | IC Engine | MIS_IA | Iowa | 19 | Dickinson | 59 | 19059 | 1.8 | 10745 | 1997 | 9999 |  |  | N | Distillate Fuel Oil | [12 empty] | 1.559 | 1.6498 | 1.6498 | 1.6498 | 1.6498 | [11 empty] | Milford Municipal Utilities | 100 | Milford Municipal Utilities | 100
natural gas peaker | Milford | 1164_G_7 | 1164 | G | 7 |  | Combustion Turbine | IC Engine | MIS_IA | Iowa | 19 | Dickinson | 59 | 19059 | 1.8 | 10745 | 1997 | 9999 |  |  | N | Distillate Fuel Oil | [12 empty] | 1.559 | 1.6498 | 1.6498 | 1.6498 | 1.6498 | [11 empty] | Milford Municipal Utilities | 100 | Milford Municipal Utilities | 100
natural gas peaker | Montezuma | 1165_G_1 | 1165 | G | 1 |  | Combustion Turbine | IC Engine | MIS_MIDA | Iowa | 19 | Poweshiek | 157 | 19157 | 0.2 | 11468 | 1940 | 9999 |  |  | N | Distillate Fuel Oil | [12 empty] | 2.5 | 1.6498 | 1.6498 | 1.6498 | 1.6498 | [11 empty] | Montezuma Municipal Light & Power | 100 | Montezuma Municipal Light & Power | 100
natural gas peaker | Montezuma | 1165_G_4 | 1165 | G | 4 |  | Combustion Turbine | IC Engine | MIS_MIDA | Iowa | 19 | Poweshiek | 157 | 19157 | 0.5 | 11566 | 1947 | 9999 |  |  | N | Distillate Fuel Oil | [12 empty] | 0.174 | 1.6498 | 1.6498 | 1.6498 | 1.6498 | [11 empty] | Montezuma Municipal Light & Power | 100 | Montezuma Municipal Light & Power | 100
natural gas peaker | Montezuma | 1165_G_5 | 1165 | G | 5 |  | Combustion Turbine | IC Engine | MIS_MIDA | Iowa | 19 | Poweshiek | 157 | 19157 | 1 | 11483 | 1959 | 9999 |  |  | N | Distillate Fuel Oil | [12 empty] | 0.173 | 1.6498 | 1.6498 | 1.6498 | 1.6498 | [11 empty] | Montezuma Municipal Light & Power | 100 | Montezuma Municipal Light & Power | 100
natural gas peaker | Montezuma | 1165_G_6 | 1165 | G | 6 |  | Combustion Turbine | IC Engine | MIS_MIDA | Iowa | 19 | Poweshiek | 157 | 19157 | 1.6 | 11487 | 1967 | 9999 |  |  | N | Natural Gas, Distillate Fuel Oil | [12 empty] | 0.171 | 1.061 | 1.061 | 1.061 | 1.061 | [11 empty] | Montezuma Municipal Light & Power | 100 | Montezuma Municipal Light & Power | 100
natural gas peaker | Montezuma | 1165_G_7 | 1165 | G | 7 |  | Combustion Turbine | IC Engine | MIS_MIDA | Iowa | 19 | Poweshiek | 157 | 19157 | 2.3 | 11476 | 1974 | 9999 |  |  | N | Natural Gas, Distillate Fuel Oil | [12 empty] | 0.171 | 1.061 | 1.061 | 1.061 | 1.061 | [11 empty] | Montezuma Municipal Light & Power | 100 | Montezuma Municipal Light & Power | 100
natural gas peaker | Montezuma | 1165_G_8 | 1165 | G | 8 |  | Combustion Turbine | IC Engine | MIS_MIDA | Iowa | 19 | Poweshiek | 157 | 19157 | 1.8 | 11506 | 1998 | 9999 |  |  | N | Distillate Fuel Oil | [12 empty] | 0.172 | 1.6498 | 1.6498 | 1.6498 | 1.6498 | [11 empty] | Montezuma Municipal Light & Power | 100 | Montezuma Municipal Light & Power | 100
natural gas peaker | Montezuma | 1165_G_9 | 1165 | G | 9 |  | Combustion Turbine | IC Engine | MIS_MIDA | Iowa | 19 | Poweshiek | 157 | 19157 | 1.8 | 11506 | 2000 | 9999 |  |  | N | Distillate Fuel Oil | [12 empty] | 0.172 | 1.6498 | 1.6498 | 1.6498 | 1.6498 | [11 empty] | Montezuma Municipal Light & Power | 100 | Montezuma Municipal Light & Power | 100
natural gas peaker | Montezuma | 1165_G_10 | 1165 | G | 10 |  | Combustion Turbine | IC Engine | MIS_MIDA | Iowa | 19 | Poweshiek | 157 | 19157 | 0.2 | 11468 | 2003 | 9999 |  |  | N | Distillate Fuel Oil | [13 empty] | 1.6498 | 1.6498 | 1.6498 | 1.6498 | [11 empty] | Montezuma Municipal Light & Power | 100 | Montezuma Municipal Light & Power | 100
natural gas peaker | Mt Pleasant | 1166_G_1 | 1166 | G | 1 |  | Combustion Turbine | IC Engine | MIS_IA | Iowa | 19 | Henry | 87 | 19087 | 2 | 10745 | 2002 | 9999 |  |  | N | Distillate Fuel Oil | [12 empty] | 0.146 | 1.6498 | 1.6498 | 1.6498 | 1.6498 | [11 empty] | MT Pleasant Municipal Utilities | 100 | MT Pleasant Municipal Utilities | 100
natural gas peaker | Mt Pleasant | 1166_G_10 | 1166 | G | 10 |  | Combustion Turbine | IC Engine | MIS_IA | Iowa | 19 | Henry | 87 | 19087 | 2 | 10745 | 2002 | 9999 |  |  | N | Distillate Fuel Oil | [12 empty] | 0.146 | 1.6498 | 1.6498 | 1.6498 | 1.6498 | [11 empty] | MT Pleasant Municipal Utilities | 100 | MT Pleasant Municipal Utilities | 100
natural gas peaker | Mt Pleasant | 1166_G_11 | 1166 | G | 11 |  | Combustion Turbine | IC Engine | MIS_IA | Iowa | 19 | Henry | 87 | 19087 | 2 | 10745 | 2002 | 9999 |  |  | N | Distillate Fuel Oil | [12 empty] | 0.146 | 1.6498 | 1.6498 | 1.6498 | 1.6498 | [11 empty] | MT Pleasant Municipal Utilities | 100 | MT Pleasant Municipal Utilities | 100
natural gas peaker | Mt Pleasant | 1166_G_12 | 1166 | G | 12 |  | Combustion Turbine | IC Engine | MIS_IA | Iowa | 19 | Henry | 87 | 19087 | 2 | 10745 | 2002 | 9999 |  |  | N | Distillate Fuel Oil | [12 empty] | 0.146 | 1.6498 | 1.6498 | 1.6498 | 1.6498 | [11 empty] | MT Pleasant Municipal Utilities | 100 | MT Pleasant Municipal Utilities | 100
natural gas peaker | Mt Pleasant | 1166_G_2 | 1166 | G | 2 |  | Combustion Turbine | IC Engine | MIS_IA | Iowa | 19 | Henry | 87 | 19087 | 2 | 10745 | 2002 | 9999 |  |  | N | Distillate Fuel Oil | [12 empty] | 0.146 | 1.6498 | 1.6498 | 1.6498 | 1.6498 | [11 empty] | MT Pleasant Municipal Utilities | 100 | MT Pleasant Municipal Utilities | 100
natural gas peaker | Mt Pleasant | 1166_G_3 | 1166 | G | 3 |  | Combustion Turbine | IC Engine | MIS_IA | Iowa | 19 | Henry | 87 | 19087 | 2 | 10745 | 2002 | 9999 |  |  | N | Distillate Fuel Oil | [12 empty] | 0.146 | 1.6498 | 1.6498 | 1.6498 | 1.6498 | [11 empty] | MT Pleasant Municipal Utilities | 100 | MT Pleasant Municipal Utilities | 100
natural gas peaker | Mt Pleasant | 1166_G_4A | 1166 | G | 4A |  | Combustion Turbine | IC Engine | MIS_IA | Iowa | 19 | Henry | 87 | 19087 | 2 | 10745 | 2002 | 9999 |  |  | N | Distillate Fuel Oil | [12 empty] | 0.146 | 1.6498 | 1.6498 | 1.6498 | 1.6498 | [11 empty] | MT Pleasant Municipal Utilities | 100 | MT Pleasant Municipal Utilities | 100
natural gas peaker | Mt Pleasant | 1166_G_5A | 1166 | G | 5A |  | Combustion Turbine | IC Engine | MIS_IA | Iowa | 19 | Henry | 87 | 19087 | 2 | 10745 | 2002 | 9999 |  |  | N | Distillate Fuel Oil | [12 empty] | 0.146 | 1.6498 | 1.6498 | 1.6498 | 1.6498 | [11 empty] | MT Pleasant Municipal Utilities | 100 | MT Pleasant Municipal Utilities | 100
natural gas peaker | Mt Pleasant | 1166_G_6 | 1166 | G | 6 |  | Combustion Turbine | IC Engine | MIS_IA | Iowa | 19 | Henry | 87 | 19087 | 2 | 10745 | 2002 | 9999 |  |  | N | Distillate Fuel Oil | [12 empty] | 0.146 | 1.6498 | 1.6498 | 1.6498 | 1.6498 | [11 empty] | MT Pleasant Municipal Utilities | 100 | MT Pleasant Municipal Utilities | 100
natural gas peaker | Mt Pleasant | 1166_G_7 | 1166 | G | 7 |  | Combustion Turbine | IC Engine | MIS_IA | Iowa | 19 | Henry | 87 | 19087 | 2 | 10745 | 2002 | 9999 |  |  | N | Distillate Fuel Oil | [12 empty] | 0.146 | 1.6498 | 1.6498 | 1.6498 | 1.6498 | [11 empty] | MT Pleasant Municipal Utilities | 100 | MT Pleasant Municipal Utilities | 100
natural gas peaker | Mt Pleasant | 1166_G_8 | 1166 | G | 8 |  | Combustion Turbine | IC Engine | MIS_IA | Iowa | 19 | Henry | 87 | 19087 | 2 | 10745 | 2002 | 9999 |  |  | N | Distillate Fuel Oil | [12 empty] | 0.146 | 1.6498 | 1.6498 | 1.6498 | 1.6498 | [11 empty] | MT Pleasant Municipal Utilities | 100 | MT Pleasant Municipal Utilities | 100
natural gas peaker | Mt Pleasant | 1166_G_9 | 1166 | G | 9 |  | Combustion Turbine | IC Engine | MIS_IA | Iowa | 19 | Henry | 87 | 19087 | 2 | 10745 | 2002 | 9999 |  |  | N | Distillate Fuel Oil | [12 empty] | 0.146 | 1.6498 | 1.6498 | 1.6498 | 1.6498 | [11 empty] | MT Pleasant Municipal Utilities | 100 | MT Pleasant Municipal Utilities | 100
hard coal | Muscatine Plant #1 | 1167_B_7 | 1167 | B | 7 |  | Coal Steam |  | MIS_IA | Iowa | 19 | Muscatine | 139 | 19139 | 20.7 | 8800 | 1958 | 2029 | stoker/SPR | dry | N | Subbituminous | [7 empty] | ESPC | No |  |  |  | 6 | 0.42901 | 0.42901 | 0.42901 | 0.42901 | 0.64 | 0.1 | 1 | 0 | [7 empty] | Muscatine Power & Water | 100 | Muscatine Power & Water | 100
hard coal | Muscatine Plant #1 | 1167_B_8 | 1167 | B | 8 | 787 | Coal Steam |  | MIS_IA | Iowa | 19 | Muscatine | 139 | 19139 | 44 | 8300 | 1969 | 2029 | cyclone | wet | Y | Subbituminous |  |  |  | LA + OFA |  |  |  | ESPC | No | ACI | 2016 |  | 6 | 0.81466 | 0.81466 | 0.81466 | 0.81466 | 0.1 | 0.1 | 0.1 | 0 | [7 empty] | Muscatine Power & Water | 100 | Muscatine Power & Water | 100
hard coal | Muscatine Plant #1 | 1167_B_9 | 1167 | B | 9 | 788 | Coal Steam |  | MIS_IA | Iowa | 19 | Muscatine | 139 | 19139 | 163 | 8800 | 1983 | 9999 | tangential | dry | N | Subbituminous | Wet Scrubber | 1983 | 0.96 | OFA |  |  |  | ESPC | No | ACI | 2016 |  | 0.45 | 0.1654 | 0.1654 | 0.1469 | 0.1469 | 0.1 | 0.1 | 0.1 | 0.99 | [7 empty] | Muscatine Power & Water | 100 | Muscatine Power & Water | 100
natural gas peaker | New Hampton | 1168_G_3 | 1168 | G | 3 |  | Combustion Turbine | IC Engine | MIS_IA | Iowa | 19 | Chickasaw | 37 | 19037 | 3.5 | 18000 | 1967 | 9999 |  |  | N | Natural Gas, Distillate Fuel Oil | [12 empty] | 1.558 | 1.061 | 1.061 | 1.061 | 1.061 | [11 empty] | New Hampton Municipal Light Plant | 100 | New Hampton Municipal Light Plant | 100
natural gas peaker | New Hampton | 1168_G_4 | 1168 | G | 4 |  | Combustion Turbine | IC Engine | MIS_IA | Iowa | 19 | Chickasaw | 37 | 19037 | 5 | 18000 | 1973 | 9999 |  |  | N | Natural Gas, Distillate Fuel Oil | [12 empty] | 1.575 | 1.061 | 1.061 | 1.061 | 1.061 | [11 empty] | New Hampton Municipal Light Plant | 100 | New Hampton Municipal Light Plant | 100
natural gas peaker | New Hampton | 1168_G_5 | 1168 | G | 5 |  | Combustion Turbine | IC Engine | MIS_IA | Iowa | 19 | Chickasaw | 37 | 19037 | 5 | 18000 | 1973 | 9999 |  |  | N | Natural Gas, Distillate Fuel Oil | [12 empty] | 1.575 | 1.061 | 1.061 | 1.061 | 1.061 | [11 empty] | New Hampton Municipal Light Plant | 100 | New Hampton Municipal Light Plant | 100
natural gas peaker | New Hampton | 1168_G_7 | 1168 | G | 7 |  | Combustion Turbine | IC Engine | MIS_IA | Iowa | 19 | Chickasaw | 37 | 19037 | 5.3 | 10745 | 1999 | 9999 |  |  | N | Distillate Fuel Oil | [12 empty] | 1.564 | 1.6498 | 1.6498 | 1.6498 | 1.6498 | [11 empty] | New Hampton Municipal Light Plant | 100 | New Hampton Municipal Light Plant | 100
natural gas peaker | New Hampton | 1168_G_8 | 1168 | G | 8 |  | Combustion Turbine | IC Engine | MIS_IA | Iowa | 19 | Chickasaw | 37 | 19037 | 5.3 | 10745 | 1999 | 9999 |  |  | N | Distillate Fuel Oil | [12 empty] | 1.564 | 1.6498 | 1.6498 | 1.6498 | 1.6498 | [11 empty] | New Hampton Municipal Light Plant | 100 | New Hampton Municipal Light Plant | 100
natural gas peaker | Ogden | 1169_G_4 | 1169 | G | 4 |  | Combustion Turbine | IC Engine | MIS_IA | Iowa | 19 | Boone | 15 | 19015 | 0.5 | 25000 | 1951 | 9999 |  |  | N | Natural Gas, Distillate Fuel Oil | [12 empty] | 7.637 | 1.6498 | 1.6498 | 1.6498 | 1.6498 | [11 empty] | Ogden IA (City of) | 100 | Ogden IA (City of) | 100
natural gas peaker | Ogden | 1169_G_5 | 1169 | G | 5 |  | Combustion Turbine | IC Engine | MIS_IA | Iowa | 19 | Boone | 15 | 19015 | 1 | 25000 | 1958 | 9999 |  |  | N | Natural Gas, Distillate Fuel Oil | [12 empty] | 3.812 | 1.6498 | 1.6498 | 1.6498 | 1.6498 | [11 empty] | Ogden IA (City of) | 100 | Ogden IA (City of) | 100
natural gas peaker | Ogden | 1169_G_6 | 1169 | G | 6 |  | Combustion Turbine | IC Engine | MIS_IA | Iowa | 19 | Boone | 15 | 19015 | 2.5 | 25000 | 1971 | 9999 |  |  | N | Natural Gas, Distillate Fuel Oil | [12 empty] | 7.719 | 1.6498 | 1.6498 | 1.6498 | 1.6498 | [11 empty] | Ogden IA (City of) | 100 | Ogden IA (City of) | 100
natural gas peaker | Osage (IA) | 1172_G_5 | 1172 | G | 5 |  | Combustion Turbine | IC Engine | MIS_IA | Iowa | 19 | Mitchell | 131 | 19131 | 3.1 | 12283 | 1963 | 9999 |  |  | N | Natural Gas | [12 empty] | 1.558 | 1.061 | 1.061 | 1.061 | 1.061 | [11 empty] | Osage Municipal Utilities | 100 | Osage Municipal Utilities | 100
natural gas peaker | Osage (IA) | 1172_G_6 | 1172 | G | 6 |  | Combustion Turbine | IC Engine | MIS_IA | Iowa | 19 | Mitchell | 131 | 19131 | 6 | 12283 | 1973 | 9999 |  |  | N | Natural Gas | [12 empty] | 1.563 | 1.061 | 1.061 | 1.061 | 1.061 | [11 empty] | Osage Municipal Utilities | 100 | Osage Municipal Utilities | 100
natural gas peaker | Osage (IA) | 1172_G_7 | 1172 | G | 7 |  | Combustion Turbine | IC Engine | MIS_IA | Iowa | 19 | Mitchell | 131 | 19131 | 3.6 | 12283 | 1996 | 9999 |  |  | N | Distillate Fuel Oil | [12 empty] | 1.559 | 1.6498 | 1.6498 | 1.6498 | 1.6498 | [11 empty] | Osage Municipal Utilities | 100 | Osage Municipal Utilities | 100
natural gas peaker | Osage (IA) | 1172_G_8 | 1172 | G | 8 |  | Combustion Turbine | IC Engine | MIS_IA | Iowa | 19 | Mitchell | 131 | 19131 | 3.6 | 12283 | 1998 | 9999 |  |  | N | Distillate Fuel Oil | [12 empty] | 7.713 | 1.6498 | 1.6498 | 1.6498 | 1.6498 | [11 empty] | Osage Municipal Utilities | 100 | Osage Municipal Utilities | 100
onshore wind | Osage (IA) | 1172_G_W1 | 1172 | G | W1 |  | Onshore Wind |  | MIS_IA | Iowa | 19 | Mitchell | 131 | 19131 | 0.5 | 0 | 2009 | 9999 |  |  | N | Wind | [13 empty] | 0 | 0 | 0 | 0 | [11 empty] | Osage Municipal Utilities | 100 | Osage Municipal Utilities | 100
solar pv | Osage (IA) | 1172_G_SO | 1172 | G | SO |  | Solar PV |  | MIS_IA | Iowa | 19 | Mitchell | 131 | 19131 | 0.8 | 0 | 2016 | 9999 |  |  | N | Solar | [13 empty] | 0 | 0 | 0 | 0 | [11 empty] | Osage Municipal Utilities | 100 | Osage Municipal Utilities | 100
hydro | Ottumwa City of | 1173_G_2 | 1173 | G | 2 |  | Hydro |  | MIS_IA | Iowa | 19 | Wapello | 179 | 19179 | 1.2 | 0 | 1931 | 9999 |  |  | N | Hydro | [13 empty] | 0 | 0 | 0 | 0 | [11 empty] | Ottumwa (City of) | 100 | Ottumwa (City of) | 100
hydro | Ottumwa City of | 1173_G_3 | 1173 | G | 3 |  | Hydro |  | MIS_IA | Iowa | 19 | Wapello | 179 | 19179 | 1 | 0 | 1931 | 9999 |  |  | N | Hydro | [13 empty] | 0 | 0 | 0 | 0 | [11 empty] | Ottumwa (City of) | 100 | Ottumwa (City of) | 100
natural gas peaker | Preston (IA) | 1176_G_4 | 1176 | G | 4 |  | Combustion Turbine | IC Engine | MIS_IA | Iowa | 19 | Jackson | 97 | 19097 | 1.8 | 18000 | 1980 | 9999 |  |  | N | Natural Gas | [12 empty] | 1.558 | 1.061 | 1.061 | 1.061 | 1.061 | [11 empty] | Preston IA (City of) | 100 | Preston IA (City of) | 100
natural gas peaker | Primghar | 1177_G_4 | 1177 | G | 4 |  | Combustion Turbine | IC Engine | MIS_MIDA | Iowa | 19 | O'Brien | 141 | 19141 | 0.6 | 12283 | 1972 | 9999 |  |  | N | Distillate Fuel Oil | [12 empty] | 2.5 | 1.6498 | 1.6498 | 1.6498 | 1.6498 | [11 empty] | Primghar Municipal Electric Utility | 100 | Primghar Municipal Electric Utility | 100
natural gas peaker | Primghar | 1177_G_5 | 1177 | G | 5 |  | Combustion Turbine | IC Engine | MIS_MIDA | Iowa | 19 | O'Brien | 141 | 19141 | 0.9 | 12283 | 1992 | 9999 |  |  | N | Distillate Fuel Oil | [12 empty] | 2.5 | 1.6498 | 1.6498 | 1.6498 | 1.6498 | [11 empty] | Primghar Municipal Electric Utility | 100 | Primghar Municipal Electric Utility | 100
natural gas peaker | Rockford | 1180_G_1 | 1180 | G | 1 |  | Combustion Turbine | IC Engine | MIS_MIDA | Iowa | 19 | Floyd | 67 | 19067 | 0.4 | 10975 | 1951 | 9999 |  |  | N | Distillate Fuel Oil | [12 empty] | 1.562 | 1.6498 | 1.6498 | 1.6498 | 1.6498 | [11 empty] | Rockford Municipal Light Plant | 100 | Rockford Municipal Light Plant | 100
natural gas peaker | Rockford | 1180_G_5 | 1180 | G | 5 |  | Combustion Turbine | IC Engine | MIS_MIDA | Iowa | 19 | Floyd | 67 | 19067 | 0.9 | 11288 | 1961 | 9999 |  |  | N | Distillate Fuel Oil | [12 empty] | 1.564 | 1.6498 | 1.6498 | 1.6498 | 1.6498 | [11 empty] | Rockford Municipal Light Plant | 100 | Rockford Municipal Light Plant | 100
natural gas peaker | Rockford | 1180_G_6 | 1180 | G | 6 |  | Combustion Turbine | IC Engine | MIS_MIDA | Iowa | 19 | Floyd | 67 | 19067 | 1.6 | 11200 | 1999 | 9999 |  |  | N | Distillate Fuel Oil | [12 empty] | 1.424 | 1.6498 | 1.6498 | 1.6498 | 1.6498 | [11 empty] | Rockford Municipal Light Plant | 100 | Rockford Municipal Light Plant | 100
natural gas peaker | Rock Rapids | 1181_G_1 | 1181 | G | 1 |  | Combustion Turbine | IC Engine | MIS_IA | Iowa | 19 | Lyon | 119 | 19119 | 2.5 | 14177 | 1968 | 9999 |  |  | N | Distillate Fuel Oil | [12 empty] | 2.5 | 1.6498 | 1.6498 | 1.6498 | 1.6498 | [11 empty] | Rock Rapids Utilities | 100 | Rock Rapids Utilities | 100
natural gas peaker | Sibley One | 1184_G_2 | 1184 | G | 2 |  | Combustion Turbine | IC Engine | MIS_IL | Iowa | 19 | Osceola | 143 | 19143 | 1.9 | 10745 | 1971 | 9999 |  |  | N | Natural Gas | [12 empty] | 2.5 | 1.061 | 1.061 | 1.061 | 1.061 | [11 empty] | Sibley IA (City of) | 100 | Sibley IA (City of) | 100
natural gas peaker | Sibley One | 1184_G_3 | 1184 | G | 3 |  | Combustion Turbine | IC Engine | MIS_IL | Iowa | 19 | Osceola | 143 | 19143 | 1.1 | 10745 | 1987 | 9999 |  |  | N | Natural Gas | [12 empty] | 2.5 | 1.061 | 1.061 | 1.061 | 1.061 | [11 empty] | Sibley IA (City of) | 100 | Sibley IA (City of) | 100
natural gas peaker | Sibley One | 1184_G_5 | 1184 | G | 5 |  | Combustion Turbine | IC Engine | MIS_IL | Iowa | 19 | Osceola | 143 | 19143 | 1.8 | 10745 | 2000 | 9999 |  |  | N | Natural Gas | [12 empty] | 2.5 | 1.061 | 1.061 | 1.061 | 1.061 | [11 empty] | Sibley IA (City of) | 100 | Sibley IA (City of) | 100
natural gas peaker | Spencer Gas Turbine | 1186_G_GT1 | 1186 | G | GT1 |  | Combustion Turbine |  | SPP_WAUE | Iowa | 19 | Clay | 41 | 19041 | 17 | 22308 | 1970 | 9999 |  |  | N | Distillate Fuel Oil | [12 empty] | 2.5 | 1.01 | 1.01 | 1.01 | 1.01 | [11 empty] | Spencer Municipal Utilities | 100 | Spencer Municipal Utilities | 100
natural gas peaker | State Center | 1187_G_6 | 1187 | G | 6 |  | Combustion Turbine | IC Engine | MIS_IL | Iowa | 19 | Marshall | 127 | 19127 | 2.5 | 12927 | 1972 | 9999 |  |  | N | Natural Gas, Distillate Fuel Oil | [12 empty] | 2.5 | 1.6498 | 1.6498 | 1.6498 | 1.6498 | [11 empty] | State Center IA (City of) | 100 | State Center IA (City of) | 100
natural gas peaker | State Center | 1187_G_1 | 1187 | G | 1 |  | Combustion Turbine | IC Engine | MIS_IL | Iowa | 19 | Marshall | 127 | 19127 | 0.6 | 12872 | 1995 | 9999 |  |  | N | Distillate Fuel Oil | [12 empty] | 2.5 | 1.6498 | 1.6498 | 1.6498 | 1.6498 | [11 empty] | State Center IA (City of) | 100 | State Center IA (City of) | 100
natural gas peaker | State Center | 1187_G_2 | 1187 | G | 2 |  | Combustion Turbine | IC Engine | MIS_IL | Iowa | 19 | Marshall | 127 | 19127 | 0.6 | 12872 | 1995 | 9999 |  |  | N | Distillate Fuel Oil | [12 empty] | 2.5 | 1.6498 | 1.6498 | 1.6498 | 1.6498 | [11 empty] | State Center IA (City of) | 100 | State Center IA (City of) | 100
natural gas peaker | State Center | 1187_G_3 | 1187 | G | 3 |  | Combustion Turbine | IC Engine | MIS_IL | Iowa | 19 | Marshall | 127 | 19127 | 1.3 | 12833 | 1995 | 9999 |  |  | N | Distillate Fuel Oil | [12 empty] | 2.5 | 1.6498 | 1.6498 | 1.6498 | 1.6498 | [11 empty] | State Center IA (City of) | 100 | State Center IA (City of) | 100
natural gas peaker | State Center | 1187_G_4 | 1187 | G | 4 |  | Combustion Turbine | IC Engine | MIS_IL | Iowa | 19 | Marshall | 127 | 19127 | 1.3 | 12833 | 1995 | 9999 |  |  | N | Distillate Fuel Oil | [12 empty] | 2.5 | 1.6498 | 1.6498 | 1.6498 | 1.6498 | [11 empty] | State Center IA (City of) | 100 | State Center IA (City of) | 100
natural gas peaker | Story City | 1188_G_1 | 1188 | G | 1 |  | Combustion Turbine | IC Engine | MIS_IL | Iowa | 19 | Story | 169 | 19169 | 1.3 | 10745 | 1964 | 9999 |  |  | N | Natural Gas, Distillate Fuel Oil | [12 empty] | 2.5 | 1.6498 | 1.6498 | 1.6498 | 1.6498 | [11 empty] | Story City IA (City of) | 100 | Story City IA (City of) | 100
natural gas peaker | Story City | 1188_G_2 | 1188 | G | 2 |  | Combustion Turbine | IC Engine | MIS_IL | Iowa | 19 | Story | 169 | 19169 | 2 | 10745 | 1972 | 9999 |  |  | N | Natural Gas, Distillate Fuel Oil | [12 empty] | 2.5 | 1.6498 | 1.6498 | 1.6498 | 1.6498 | [11 empty] | Story City IA (City of) | 100 | Story City IA (City of) | 100
natural gas peaker | Story City | 1188_G_6 | 1188 | G | 6 |  | Combustion Turbine | IC Engine | MIS_IL | Iowa | 19 | Story | 169 | 19169 | 2 | 10745 | 1978 | 9999 |  |  | N | Natural Gas, Distillate Fuel Oil | [12 empty] | 2.5 | 1.6498 | 1.6498 | 1.6498 | 1.6498 | [11 empty] | Story City IA (City of) | 100 | Story City IA (City of) | 100
natural gas peaker | Story City | 1188_G_7 | 1188 | G | 7 |  | Combustion Turbine | IC Engine | MIS_IL | Iowa | 19 | Story | 169 | 19169 | 2 | 10745 | 1978 | 9999 |  |  | N | Natural Gas, Distillate Fuel Oil | [12 empty] | 2.5 | 1.6498 | 1.6498 | 1.6498 | 1.6498 | [11 empty] | Story City IA (City of) | 100 | Story City IA (City of) | 100
natural gas peaker | Story City | 1188_G_5A | 1188 | G | 5A |  | Combustion Turbine | IC Engine | MIS_IL | Iowa | 19 | Story | 169 | 19169 | 3.1 | 10745 | 1993 | 9999 |  |  | N | Natural Gas, Distillate Fuel Oil | [12 empty] | 2.5 | 1.6498 | 1.6498 | 1.6498 | 1.6498 | [11 empty] | Story City IA (City of) | 100 | Story City IA (City of) | 100
natural gas peaker | Story City | 1188_G_4A | 1188 | G | 4A |  | Combustion Turbine | IC Engine | MIS_IL | Iowa | 19 | Story | 169 | 19169 | 3.1 | 10745 | 2003 | 9999 |  |  | N | Natural Gas, Distillate Fuel Oil | [12 empty] | 2.5 | 1.6498 | 1.6498 | 1.6498 | 1.6498 | [11 empty] | Story City IA (City of) | 100 | Story City IA (City of) | 100
natural gas peaker | Stuart (IA) | 1190_G_1 | 1190 | G | 1 |  | Combustion Turbine | IC Engine | MIS_IA | Iowa | 19 | Guthrie | 77 | 19077 | 0.6 | 17238 | 1956 | 9999 |  |  | N | Natural Gas, Distillate Fuel Oil | [12 empty] | 2.5 | 1.6498 | 1.6498 | 1.6498 | 1.6498 | [11 empty] | Stuart Municipal Utility | 100 | Stuart Municipal Utility | 100
natural gas peaker | Stuart (IA) | 1190_G_4 | 1190 | G | 4 |  | Combustion Turbine | IC Engine | MIS_IA | Iowa | 19 | Guthrie | 77 | 19077 | 1 | 16702 | 1964 | 9999 |  |  | N | Natural Gas, Distillate Fuel Oil | [12 empty] | 2.5 | 1.6498 | 1.6498 | 1.6498 | 1.6498 | [11 empty] | Stuart Municipal Utility | 100 | Stuart Municipal Utility | 100
natural gas peaker | Stuart (IA) | 1190_G_2 | 1190 | G | 2 |  | Combustion Turbine | IC Engine | MIS_IA | Iowa | 19 | Guthrie | 77 | 19077 | 1.1 | 18359 | 1968 | 9999 |  |  | N | Natural Gas, Distillate Fuel Oil | [12 empty] | 2.5 | 1.6498 | 1.6498 | 1.6498 | 1.6498 | [11 empty] | Stuart Municipal Utility | 100 | Stuart Municipal Utility | 100
natural gas peaker | Traer Main | 1192_G_3 | 1192 | G | 3 |  | Combustion Turbine | IC Engine | MIS_IL | Iowa | 19 | Tama | 171 | 19171 | 1 | 25000 | 1963 | 9999 |  |  | N | Natural Gas, Distillate Fuel Oil | [12 empty] | 2.5 | 1.6498 | 1.6498 | 1.6498 | 1.6498 | [11 empty] | Traer Municipal Utilities | 100 | Traer Municipal Utilities | 100
natural gas peaker | Traer Main | 1192_G_4 | 1192 | G | 4 |  | Combustion Turbine | IC Engine | MIS_IL | Iowa | 19 | Tama | 171 | 19171 | 1 | 25000 | 1963 | 9999 |  |  | N | Natural Gas, Distillate Fuel Oil | [12 empty] | 2.5 | 1.6498 | 1.6498 | 1.6498 | 1.6498 | [11 empty] | Traer Municipal Utilities | 100 | Traer Municipal Utilities | 100
natural gas peaker | Traer Main | 1192_G_6 | 1192 | G | 6 |  | Combustion Turbine | IC Engine | MIS_IL | Iowa | 19 | Tama | 171 | 19171 | 1.2 | 25000 | 1970 | 9999 |  |  | N | Natural Gas, Distillate Fuel Oil | [12 empty] | 2.5 | 1.6498 | 1.6498 | 1.6498 | 1.6498 | [11 empty] | Traer Municipal Utilities | 100 | Traer Municipal Utilities | 100
natural gas peaker | Villisca Municipal Power Plant | 1193_G_5 | 1193 | G | 5 |  | Combustion Turbine | IC Engine | MIS_IA | Iowa | 19 | Montgomery | 137 | 19137 | 2 | 10745 | 2003 | 9999 |  |  | N | Distillate Fuel Oil | [12 empty] | 0.14 | 1.6498 | 1.6498 | 1.6498 | 1.6498 | [11 empty] | Villisca Municipal Power Plant | 100 | Villisca Municipal Power Plant | 100
natural gas peaker | Villisca Municipal Power Plant | 1193_G_6 | 1193 | G | 6 |  | Combustion Turbine | IC Engine | MIS_IA | Iowa | 19 | Montgomery | 137 | 19137 | 2 | 10745 | 2003 | 9999 |  |  | N | Distillate Fuel Oil | [12 empty] | 0.14 | 1.6498 | 1.6498 | 1.6498 | 1.6498 | [11 empty] | Villisca Municipal Power Plant | 100 | Villisca Municipal Power Plant | 100
natural gas peaker | Vinton | 1194_G_1 | 1194 | G | 1 |  | Combustion Turbine | IC Engine | MIS_IL | Iowa | 19 | Benton | 11 | 19011 | 1.2 | 12283 | 1955 | 9999 |  |  | N | Natural Gas, Distillate Fuel Oil | [12 empty] | 1.557 | 1.6498 | 1.6498 | 1.6498 | 1.6498 | [11 empty] | Vinton Municipal Electric Utility | 100 | Vinton Municipal Electric Utility | 100
natural gas peaker | Vinton | 1194_G_6 | 1194 | G | 6 |  | Combustion Turbine | IC Engine | MIS_IL | Iowa | 19 | Benton | 11 | 19011 | 2.5 | 12283 | 1961 | 9999 |  |  | N | Natural Gas, Distillate Fuel Oil | [12 empty] | 1.56 | 1.6498 | 1.6498 | 1.6498 | 1.6498 | [11 empty] | Vinton Municipal Electric Utility | 100 | Vinton Municipal Electric Utility | 100
natural gas peaker | Vinton | 1194_G_7 | 1194 | G | 7 |  | Combustion Turbine | IC Engine | MIS_IL | Iowa | 19 | Benton | 11 | 19011 | 3.7 | 12283 | 1967 | 9999 |  |  | N | Natural Gas, Distillate Fuel Oil | [12 empty] | 1.564 | 1.6498 | 1.6498 | 1.6498 | 1.6498 | [11 empty] | Vinton Municipal Electric Utility | 100 | Vinton Municipal Electric Utility | 100
natural gas peaker | Vinton | 1194_G_8 | 1194 | G | 8 |  | Combustion Turbine | IC Engine | MIS_IL | Iowa | 19 | Benton | 11 | 19011 | 5.6 | 12283 | 1973 | 9999 |  |  | N | Natural Gas, Distillate Fuel Oil | [12 empty] | 1.466 | 1.6498 | 1.6498 | 1.6498 | 1.6498 | [11 empty] | Vinton Municipal Electric Utility | 100 | Vinton Municipal Electric Utility | 100
natural gas peaker | Vinton | 1194_G_9 | 1194 | G | 9 |  | Combustion Turbine | IC Engine | MIS_IL | Iowa | 19 | Benton | 11 | 19011 | 3 | 12283 | 1992 | 9999 |  |  | N | Natural Gas, Distillate Fuel Oil | [12 empty] | 1.564 | 1.6498 | 1.6498 | 1.6498 | 1.6498 | [11 empty] | Vinton Municipal Electric Utility | 100 | Vinton Municipal Electric Utility | 100
natural gas peaker | Vinton | 1194_G_10 | 1194 | G | 10 |  | Combustion Turbine | IC Engine | MIS_IL | Iowa | 19 | Benton | 11 | 19011 | 0.6 | 12283 | 2009 | 9999 |  |  | N | Distillate Fuel Oil | [13 empty] | 1.6498 | 1.6498 | 1.6498 | 1.6498 | [11 empty] | Vinton Municipal Electric Utility | 100 | Vinton Municipal Electric Utility | 100
natural gas peaker | Webster City | 1198_G_6 | 1198 | G | 6 |  | Combustion Turbine |  | MIS_MIDA | Iowa | 19 | Hamilton | 79 | 19079 | 20.7 | 14145 | 1972 | 9999 |  |  | N | Distillate Fuel Oil | [12 empty] | 2.5 | 1.01 | 1.01 | 1.01 | 1.01 | [11 empty] | Corn Belt Power Coop | 100 | Corn Belt Power Coop | 100
natural gas peaker | West Bend | 1199_G_3 | 1199 | G | 3 |  | Combustion Turbine | IC Engine | MIS_IA | Iowa | 19 | Palo Alto | 147 | 19147 | 0.9 | 16927 | 1954 | 9999 |  |  | N | Distillate Fuel Oil | [12 empty] | 1.561 | 1.6498 | 1.6498 | 1.6498 | 1.6498 | [11 empty] | West Bend IA (City of) | 100 | West Bend IA (City of) | 100
natural gas peaker | West Bend | 1199_G_1 | 1199 | G | 1 |  | Combustion Turbine | IC Engine | MIS_IA | Iowa | 19 | Palo Alto | 147 | 19147 | 1 | 17046 | 1959 | 9999 |  |  | N | Distillate Fuel Oil | [12 empty] | 1.575 | 1.6498 | 1.6498 | 1.6498 | 1.6498 | [11 empty] | West Bend IA (City of) | 100 | West Bend IA (City of) | 100
natural gas peaker | West Bend | 1199_G_4 | 1199 | G | 4 |  | Combustion Turbine | IC Engine | MIS_IA | Iowa | 19 | Palo Alto | 147 | 19147 | 2 | 16779 | 1973 | 9999 |  |  | N | Distillate Fuel Oil | [12 empty] | 1.564 | 1.6498 | 1.6498 | 1.6498 | 1.6498 | [11 empty] | West Bend IA (City of) | 100 | West Bend IA (City of) | 100
natural gas peaker | West Bend | 1199_G_5 | 1199 | G | 5 |  | Combustion Turbine | IC Engine | MIS_IA | Iowa | 19 | Palo Alto | 147 | 19147 | 2.5 | 16267 | 2013 | 9999 |  |  | N | Distillate Fuel Oil | [13 empty] | 1.6498 | 1.6498 | 1.6498 | 1.6498 | [11 empty] | West Bend IA (City of) | 100 | West Bend IA (City of) | 100
natural gas peaker | West Liberty | 1200_G_2 | 1200 | G | 2 |  | Combustion Turbine | IC Engine | MIS_IL | Iowa | 19 | Muscatine | 139 | 19139 | 2.1 | 14023 | 1974 | 9999 |  |  | N | Distillate Fuel Oil | [12 empty] | 2.5 | 1.6498 | 1.6498 | 1.6498 | 1.6498 | [11 empty] | West Liberty IA (City of) | 100 | West Liberty IA (City of) | 100
natural gas peaker | West Liberty | 1200_G_3 | 1200 | G | 3 |  | Combustion Turbine | IC Engine | MIS_IL | Iowa | 19 | Muscatine | 139 | 19139 | 2.7 | 14054 | 1982 | 9999 |  |  | N | Natural Gas, Distillate Fuel Oil | [12 empty] | 2.5 | 1.6498 | 1.6498 | 1.6498 | 1.6498 | [11 empty] | West Liberty IA (City of) | 100 | West Liberty IA (City of) | 100
natural gas peaker | West Liberty | 1200_G_5 | 1200 | G | 5 |  | Combustion Turbine |  | MIS_IL | Iowa | 19 | Muscatine | 139 | 19139 | 5 | 14682 | 2004 | 9999 |  |  | N | Distillate Fuel Oil | [12 empty] | 2.5 | 1.01 | 1.01 | 1.01 | 1.01 | [11 empty] | West Liberty IA (City of) | 100 | West Liberty IA (City of) | 100
natural gas peaker | West Liberty | 1200_G_6 | 1200 | G | 6 |  | Combustion Turbine |  | MIS_IL | Iowa | 19 | Muscatine | 139 | 19139 | 5 | 14769 | 2004 | 9999 |  |  | N | Distillate Fuel Oil | [12 empty] | 2.5 | 1.01 | 1.01 | 1.01 | 1.01 | [11 empty] | West Liberty IA (City of) | 100 | West Liberty IA (City of) | 100
natural gas peaker | Wilton | 1202_G_5 | 1202 | G | 5 |  | Combustion Turbine | IC Engine | MIS_MIDA | Iowa | 19 | Muscatine | 139 | 19139 | 1.6 | 11347 | 1992 | 9999 |  |  | N | Distillate Fuel Oil | [12 empty] | 0.147 | 1.6498 | 1.6498 | 1.6498 | 1.6498 | [11 empty] | Wilton IA (City of) | 100 | Wilton IA (City of) | 100
natural gas peaker | Wilton | 1202_G_6 | 1202 | G | 6 |  | Combustion Turbine | IC Engine | MIS_MIDA | Iowa | 19 | Muscatine | 139 | 19139 | 1.6 | 11347 | 1992 | 9999 |  |  | N | Distillate Fuel Oil | [12 empty] | 0.147 | 1.6498 | 1.6498 | 1.6498 | 1.6498 | [11 empty] | Wilton IA (City of) | 100 | Wilton IA (City of) | 100
natural gas peaker | Wilton | 1202_G_7 | 1202 | G | 7 |  | Combustion Turbine | IC Engine | MIS_MIDA | Iowa | 19 | Muscatine | 139 | 19139 | 1.6 | 11347 | 1992 | 9999 |  |  | N | Distillate Fuel Oil | [12 empty] | 0.147 | 1.6498 | 1.6498 | 1.6498 | 1.6498 | [11 empty] | Wilton IA (City of) | 100 | Wilton IA (City of) | 100
natural gas peaker | Wilton | 1202_G_8 | 1202 | G | 8 |  | Combustion Turbine | IC Engine | MIS_MIDA | Iowa | 19 | Muscatine | 139 | 19139 | 2.2 | 10745 | 2002 | 9999 |  |  | N | Distillate Fuel Oil | [12 empty] | 0.133 | 1.6498 | 1.6498 | 1.6498 | 1.6498 | [11 empty] | Wilton IA (City of) | 100 | Wilton IA (City of) | 100
natural gas peaker | Wilton | 1202_G_9 | 1202 | G | 9 |  | Combustion Turbine | IC Engine | MIS_MIDA | Iowa | 19 | Muscatine | 139 | 19139 | 2.2 | 11203 | 2002 | 9999 |  |  | N | Distillate Fuel Oil | [12 empty] | 0.133 | 1.6498 | 1.6498 | 1.6498 | 1.6498 | [11 empty] | Wilton IA (City of) | 100 | Wilton IA (City of) | 100
natural gas peaker | Winterset | 1203_G_2 | 1203 | G | 2 |  | Combustion Turbine | IC Engine | MIS_IA | Iowa | 19 | Madison | 121 | 19121 | 1.5 | 25000 | 1956 | 9999 |  |  | N | Natural Gas, Distillate Fuel Oil | [12 empty] | 0.156 | 1.6498 | 1.6498 | 1.6498 | 1.6498 | [11 empty] | Winterset IA (City of) | 100 | Winterset IA (City of) | 100
natural gas peaker | Winterset | 1203_G_3 | 1203 | G | 3 |  | Combustion Turbine | IC Engine | MIS_IA | Iowa | 19 | Madison | 121 | 19121 | 1.7 | 25000 | 1966 | 9999 |  |  | N | Natural Gas, Distillate Fuel Oil | [12 empty] | 0.156 | 1.6498 | 1.6498 | 1.6498 | 1.6498 | [11 empty] | Winterset IA (City of) | 100 | Winterset IA (City of) | 100
natural gas peaker | Winterset | 1203_G_4 | 1203 | G | 4 |  | Combustion Turbine | IC Engine | MIS_IA | Iowa | 19 | Madison | 121 | 19121 | 4.4 | 25000 | 1972 | 9999 |  |  | N | Natural Gas, Distillate Fuel Oil | [12 empty] | 0.159 | 1.6498 | 1.6498 | 1.6498 | 1.6498 | [11 empty] | Winterset IA (City of) | 100 | Winterset IA (City of) | 100
natural gas peaker | Winterset | 1203_G_5 | 1203 | G | 5 |  | Combustion Turbine | IC Engine | MIS_IA | Iowa | 19 | Madison | 121 | 19121 | 2 | 25000 | 2002 | 9999 |  |  | N | Distillate Fuel Oil | [12 empty] | 0.141 | 1.6498 | 1.6498 | 1.6498 | 1.6498 | [11 empty] | Winterset IA (City of) | 100 | Winterset IA (City of) | 100
natural gas peaker | Winterset | 1203_G_6 | 1203 | G | 6 |  | Combustion Turbine | IC Engine | MIS_IA | Iowa | 19 | Madison | 121 | 19121 | 2 | 25000 | 2002 | 9999 |  |  | N | Distillate Fuel Oil | [12 empty] | 0.141 | 1.6498 | 1.6498 | 1.6498 | 1.6498 | [11 empty] | Winterset IA (City of) | 100 | Winterset IA (City of) | 100
natural gas peaker | Winterset | 1203_G_7 | 1203 | G | 7 |  | Combustion Turbine | IC Engine | MIS_IA | Iowa | 19 | Madison | 121 | 19121 | 2 | 25000 | 2002 | 9999 |  |  | N | Distillate Fuel Oil | [12 empty] | 0.141 | 1.6498 | 1.6498 | 1.6498 | 1.6498 | [11 empty] | Winterset IA (City of) | 100 | Winterset IA (City of) | 100
natural gas peaker | Summit Lake | 1206_G_GT1 | 1206 | G | GT1 | 89919 | Combustion Turbine |  | MIS_IA | Iowa | 19 | Union | 175 | 19175 | 27.5 | 12889 | 1973 | 9999 |  |  | N | Natural Gas, Distillate Fuel Oil | [12 empty] | 2.5 | 0.67334 | 0.67334 | 0.67334 | 0.67334 | [11 empty] | Central Iowa Power Coop | 100 | Central Iowa Power Coop | 100
natural gas peaker | Summit Lake | 1206_G_GT2 | 1206 | G | GT2 | 90041 | Combustion Turbine |  | MIS_IA | Iowa | 19 | Union | 175 | 19175 | 27.9 | 12889 | 1975 | 9999 |  |  | N | Natural Gas, Distillate Fuel Oil | [12 empty] | 2.5 | 0.55809 | 0.55809 | 0.55809 | 0.55809 | [11 empty] | Central Iowa Power Coop | 100 | Central Iowa Power Coop | 100
natural gas steam turbine | Earl F Wisdom | 1217_B_1 | 1217 | B | 1 | 806 | O/G Steam |  | MIS_MIDA | Iowa | 19 | Clay | 41 | 19041 | 38 | 14500 | 1960 | 9999 | wall | dry | N | Natural Gas, Distillate Fuel Oil |  |  |  | LNB | [8 empty] | 2.7 | 0.0807 | 0.0807 | 0.0807 | 0.0807 | [11 empty] | Corn Belt Power Coop | 100 | Corn Belt Power Coop | 100
natural gas peaker | Earl F Wisdom | 1217_G_2 | 1217 | G | 2 | 89384 | Combustion Turbine |  | MIS_MIDA | Iowa | 19 | Clay | 41 | 19041 | 76 | 13763 | 2004 | 9999 |  |  | N | Natural Gas, Distillate Fuel Oil |  |  |  | DLNB + H2O | [8 empty] | 2.5 | 0.03813 | 0.03813 | 0.03813 | 0.03813 | [11 empty] | Basin Electric Power Coop | 50 | Basin Electric Power Coop | 50
natural gas peaker | Bird City | 1224_G_1 | 1224 | G | 1 |  | Combustion Turbine | IC Engine | SPP_WEST | Kansas | 20 | Cheyenne | 23 | 20023 | 2 | 12283 | 1965 | 9999 |  |  | N | Distillate Fuel Oil | [13 empty] | 1.6498 | 1.6498 | 1.6498 | 1.6498 | [11 empty] | Midwest Energy Inc | 100 | Midwest Energy Inc | 100
natural gas peaker | Colby | 1225_G_GT1 | 1225 | G | GT1 |  | Combustion Turbine |  | SPP_WEST | Kansas | 20 | Thomas | 193 | 20193 | 13 | 25000 | 1970 | 9999 |  |  | N | Natural Gas | [12 empty] | 3 | 0.55023 | 0.55023 | 0.55023 | 0.55023 | [11 empty] | Midwest Energy Inc | 100 | Midwest Energy Inc | 100
natural gas steam turbine | Cimarron River | 1230_B_1 | 1230 | B | 1 | 808 | O/G Steam |  | SPP_N | Kansas | 20 | Seward | 175 | 20175 | 52 | 11605 | 1963 | 9999 | wall | dry | N | Natural Gas | [12 empty] | 3 | 0.1368 | 0.1368 | 0.1368 | 0.1368 | [11 empty] | Mid Kansas Electric Co LLC | 100 | Wheatland Electric Coop Inc | 100
natural gas peaker | Cimarron River | 1230_G_2 | 1230 | G | 2 |  | Combustion Turbine |  | SPP_N | Kansas | 20 | Seward | 175 | 20175 | 13.7 | 25000 | 1968 | 9999 |  |  | N | Natural Gas | [13 empty] | 0.32 | 0.32 | 0.32 | 0.32 | [11 empty] | Mid Kansas Electric Co LLC | 100 | Wheatland Electric Coop Inc | 100
natural gas steam turbine | Fort Dodge | 1233_B_4 | 1233 | B | 4 | 810 | O/G Steam |  | SPP_N | Kansas | 20 | Ford | 57 | 20057 | 147 | 12673 | 1969 | 9999 | wall | dry | N | Natural Gas | [12 empty] | 3 | 0.15956 | 0.15956 | 0.15956 | 0.15956 | [11 empty] | Mid Kansas Electric Co LLC | 100 | Wheatland Electric Coop Inc | 100
natural gas steam turbine | Great Bend - Sunflower | 1235_B_3 | 1235 | B | 3 | 811 | O/G Steam |  | SPP_N | Kansas | 20 | Barton | 9 | 20009 | 93 | 13329 | 1963 | 9999 | tangential | dry | N | Natural Gas | [12 empty] | 3 | 0.13953 | 0.13953 | 0.13953 | 0.13953 | [11 empty] | Mid Kansas Electric Co LLC | 100 | Wheatland Electric Coop Inc | 100
natural gas peaker | Riverton | 1239_G_10 | 1239 | G | 10 |  | Combustion Turbine |  | SPP_N | Kansas | 20 | Cherokee | 21 | 20021 | 13 | 11012 | 1988 | 9999 |  |  | N | Natural Gas, Distillate Fuel Oil | [13 empty] | 0.31659 | 0.31659 | 0.31659 | 0.31659 | [11 empty] | Empire District Electric Co (The) | 100 | Algonquin Power & Utilities Corp | 100
natural gas peaker | Riverton | 1239_G_11 | 1239 | G | 11 |  | Combustion Turbine |  | SPP_N | Kansas | 20 | Cherokee | 21 | 20021 | 15 | 11010 | 1988 | 9999 |  |  | N | Natural Gas, Distillate Fuel Oil | [13 empty] | 0.13115 | 0.13115 | 0.13115 | 0.13115 | [11 empty] | Empire District Electric Co (The) | 100 | Algonquin Power & Utilities Corp | 100
natural gas combined cycle | Riverton | 1239_G_12 | 1239 | G | 12 | 89715 | Combined Cycle |  | SPP_N | Kansas | 20 | Cherokee | 21 | 20021 | 149 | 7432 | 2007 | 9999 |  |  | N | Natural Gas |  |  |  | LNB | SCR | [7 empty] | 3 | 0.12282 | 0.027078 | 0.12282 | 0.027078 | [11 empty] | Empire District Electric Co (The) | 100 | Algonquin Power & Utilities Corp | 100
natural gas combined cycle | Riverton | 1239_G_12-2 | 1239 | G | 12-2 | 89715 | Combined Cycle |  | SPP_N | Kansas | 20 | Cherokee | 21 | 20021 | 117 | 7432 | 2016 | 9999 |  |  | N | Natural Gas |  |  |  | LNB | SCR | [8 empty] | 0.12282 | 0.027078 | 0.12282 | 0.027078 | [11 empty] | Empire District Electric Co (The) | 100 | Algonquin Power & Utilities Corp | 100
natural gas peaker | Gordon Evans Energy Center | 1240_G_5 | 1240 | G | 5 |  | Combustion Turbine | IC Engine | SPP_N | Kansas | 20 | Sedgwick | 173 | 20173 | 3 | 11913 | 1969 | 9999 |  |  | N | Distillate Fuel Oil | [12 empty] | 3 | 1.6498 | 1.6498 | 1.6498 | 1.6498 | [11 empty] | Evergy Kansas South Inc | 100 | Evergy Inc | 100
natural gas peaker | Gordon Evans Energy Center | 1240_G_GT1 | 1240 | G | GT1 | 816 | Combustion Turbine |  | SPP_N | Kansas | 20 | Sedgwick | 173 | 20173 | 73 | 11494 | 2000 | 9999 |  |  | N | Natural Gas, Distillate Fuel Oil |  |  |  | H2O | [8 empty] | 3 | 0.03524 | 0.03524 | 0.03524 | 0.03524 | [11 empty] | Evergy Kansas Central Inc | 100 | Evergy Inc | 100
natural gas peaker | Gordon Evans Energy Center | 1240_G_GT2 | 1240 | G | GT2 | 817 | Combustion Turbine |  | SPP_N | Kansas | 20 | Sedgwick | 173 | 20173 | 72 | 11493 | 2000 | 9999 |  |  | N | Natural Gas, Distillate Fuel Oil |  |  |  | H2O | [8 empty] | 3 | 0.0327 | 0.0327 | 0.0327 | 0.0327 | [11 empty] | Evergy Kansas Central Inc | 100 | Evergy Inc | 100
natural gas peaker | Gordon Evans Energy Center | 1240_G_GT3 | 1240 | G | GT3 | 818 | Combustion Turbine |  | SPP_N | Kansas | 20 | Sedgwick | 173 | 20173 | 149 | 11500 | 2001 | 9999 |  |  | N | Natural Gas |  |  |  | H2O | [8 empty] | 3 | 0.0399 | 0.0399 | 0.0399 | 0.0399 | [11 empty] | Evergy Kansas Central Inc | 100 | Evergy Inc | 100
hard coal | La Cygne | 1241_B_1 | 1241 | B | 1 | 819 | Coal Steam |  | SPP_N | Kansas | 20 | Linn | 107 | 20107 | 736 | 10600 | 1973 | 2032 | cyclone | wet | N | Bituminous, Subbituminous | Wet Scrubber | 2015 | 0.98 | OFA | SCR | 2007 |  | B | NA | ACI | 2015 |  | 0.1 | 0.5103 | 0.0879 | 0.5103 | 0.0879 | 0.05 | 0.1 | 0.1 | 0.99 | Yes | 2015 |  |  |  |  | Yes | Evergy Kansas South Inc | 50 | Evergy Inc | 100
hard coal | La Cygne | 1241_B_2 | 1241 | B | 2 | 820 | Coal Steam |  | SPP_N | Kansas | 20 | Linn | 107 | 20107 | 662 | 10424 | 1977 | 2039 | wall | dry | N | Bituminous, Subbituminous | Wet Scrubber | 2015 | 0.98 | LNB + OFA | SCR | 2015 |  | B | NA | ACI | 2015 |  | 0.1 | 0.2145 | 0.09606 | 0.2145 | 0.09606 | 0.05 | 0.1 | 0.1 | 0.99 | Yes | 2015 |  |  |  |  | Yes | Evergy Kansas South Inc | 50 | Evergy Inc | 100
natural gas peaker | Hutchinson Energy Center | 1248_G_GT1 | 1248 | G | GT1 | 90748 | Combustion Turbine |  | SPP_N | Kansas | 20 | Reno | 155 | 20155 | 54 | 25000 | 1974 | 9999 |  |  | N | Natural Gas, Distillate Fuel Oil | [12 empty] | 3 | 0.70001 | 0.70001 | 0.70001 | 0.70001 | [11 empty] | Evergy Kansas Central Inc | 100 | Evergy Inc | 100
natural gas peaker | Hutchinson Energy Center | 1248_G_GT2 | 1248 | G | GT2 | 90749 | Combustion Turbine |  | SPP_N | Kansas | 20 | Reno | 155 | 20155 | 50 | 25000 | 1974 | 9999 |  |  | N | Natural Gas, Distillate Fuel Oil | [12 empty] | 3 | 0.70013 | 0.70013 | 0.70013 | 0.70013 | [11 empty] | Evergy Kansas Central Inc | 100 | Evergy Inc | 100
natural gas peaker | Hutchinson Energy Center | 1248_G_GT3 | 1248 | G | GT3 | 90750 | Combustion Turbine |  | SPP_N | Kansas | 20 | Reno | 155 | 20155 | 53 | 25000 | 1974 | 9999 |  |  | N | Natural Gas, Distillate Fuel Oil | [12 empty] | 3 | 0.70002 | 0.70002 | 0.70002 | 0.70002 | [11 empty] | Evergy Kansas Central Inc | 100 | Evergy Inc | 100
natural gas peaker | Hutchinson Energy Center | 1248_G_GT4 | 1248 | G | GT4 | 90751 | Combustion Turbine |  | SPP_N | Kansas | 20 | Reno | 155 | 20155 | 70 | 25000 | 1975 | 9999 |  |  | N | Distillate Fuel Oil | [12 empty] | 3 | 1.2001 | 1.2001 | 1.2001 | 1.2001 | [11 empty] | Evergy Kansas Central Inc | 100 | Evergy Inc | 100
natural gas peaker | Hutchinson Energy Center | 1248_G_H1DG | 1248 | G | H1DG |  | Combustion Turbine | IC Engine | SPP_N | Kansas | 20 | Reno | 155 | 20155 | 3 | 11704 | 1983 | 9999 |  |  | N | Distillate Fuel Oil | [13 empty] | 1.6498 | 1.6498 | 1.6498 | 1.6498 | [11 empty] | Evergy Kansas Central Inc | 100 | Evergy Inc | 100
natural gas peaker | Anthony | 1258_G_IC1 | 1258 | G | IC1 |  | Combustion Turbine | IC Engine | SPP_N | Kansas | 20 | Harper | 77 | 20077 | 4.1 | 10745 | 1972 | 9999 |  |  | N | Natural Gas, Distillate Fuel Oil | [12 empty] | 3 | 2.7 | 2.7 | 2.7 | 2.7 | [11 empty] | Anthony KS (City of) | 100 | Anthony KS (City of) | 100
natural gas peaker | Anthony | 1258_G_IC2 | 1258 | G | IC2 |  | Combustion Turbine | IC Engine | SPP_N | Kansas | 20 | Harper | 77 | 20077 | 3 | 10745 | 1976 | 9999 |  |  | N | Natural Gas, Distillate Fuel Oil | [12 empty] | 3 | 3.9371 | 3.9371 | 3.9371 | 3.9371 | [11 empty] | Anthony KS (City of) | 100 | Anthony KS (City of) | 100
natural gas peaker | Anthony | 1258_G_IC3 | 1258 | G | IC3 |  | Combustion Turbine | IC Engine | SPP_N | Kansas | 20 | Harper | 77 | 20077 | 4 | 10745 | 1981 | 9999 |  |  | N | Natural Gas, Distillate Fuel Oil | [12 empty] | 3 | 2.7 | 2.7 | 2.7 | 2.7 | [11 empty] | Anthony KS (City of) | 100 | Anthony KS (City of) | 100
natural gas peaker | Ashland | 1259_G_1 | 1259 | G | 1 |  | Combustion Turbine | IC Engine | SPP_N | Kansas | 20 | Clark | 25 | 20025 | 0.6 | 10745 | 1953 | 9999 |  |  | N | Natural Gas, Distillate Fuel Oil | [13 empty] | 1.061 | 1.061 | 1.061 | 1.061 | [11 empty] | Ashland KS (City of) | 100 | Ashland KS (City of) | 100
natural gas peaker | Ashland | 1259_G_3 | 1259 | G | 3 |  | Combustion Turbine | IC Engine | SPP_N | Kansas | 20 | Clark | 25 | 20025 | 1.1 | 10745 | 1963 | 9999 |  |  | N | Distillate Fuel Oil | [13 empty] | 1.6498 | 1.6498 | 1.6498 | 1.6498 | [11 empty] | Ashland KS (City of) | 100 | Ashland KS (City of) | 100
natural gas peaker | Ashland | 1259_G_5 | 1259 | G | 5 |  | Combustion Turbine | IC Engine | SPP_N | Kansas | 20 | Clark | 25 | 20025 | 0.7 | 10745 | 1971 | 9999 |  |  | N | Distillate Fuel Oil | [13 empty] | 1.6498 | 1.6498 | 1.6498 | 1.6498 | [11 empty] | Ashland KS (City of) | 100 | Ashland KS (City of) | 100
natural gas peaker | Ashland | 1259_G_2 | 1259 | G | 2 |  | Combustion Turbine | IC Engine | SPP_N | Kansas | 20 | Clark | 25 | 20025 | 0.7 | 10745 | 1974 | 9999 |  |  | N | Natural Gas, Distillate Fuel Oil | [13 empty] | 1.061 | 1.061 | 1.061 | 1.061 | [11 empty] | Ashland KS (City of) | 100 | Ashland KS (City of) | 100
natural gas peaker | Ashland | 1259_G_4B | 1259 | G | 4B |  | Combustion Turbine | IC Engine | SPP_N | Kansas | 20 | Clark | 25 | 20025 | 1.8 | 10745 | 2014 | 9999 |  |  | N | Distillate Fuel Oil | [13 empty] | 1.6498 | 1.6498 | 1.6498 | 1.6498 | [11 empty] | Ashland KS (City of) | 100 | Ashland KS (City of) | 100
natural gas peaker | Augusta Electric Plant No 1 | 1261_G_2 | 1261 | G | 2 |  | Combustion Turbine | IC Engine | SPP_N | Kansas | 20 | Butler | 15 | 20015 | 0.3 | 12283 | 1929 | 9999 |  |  | N | Distillate Fuel Oil | [13 empty] | 1.6498 | 1.6498 | 1.6498 | 1.6498 | [11 empty] | Augusta KS (City of) | 100 | Augusta KS (City of) | 100
natural gas peaker | Augusta Electric Plant No 1 | 1261_G_4 | 1261 | G | 4 |  | Combustion Turbine | IC Engine | SPP_N | Kansas | 20 | Butler | 15 | 20015 | 0.7 | 12283 | 1939 | 9999 |  |  | N | Distillate Fuel Oil | [13 empty] | 1.6498 | 1.6498 | 1.6498 | 1.6498 | [11 empty] | Augusta KS (City of) | 100 | Augusta KS (City of) | 100
natural gas peaker | Augusta Electric Plant No 1 | 1261_G_3 | 1261 | G | 3 |  | Combustion Turbine | IC Engine | SPP_N | Kansas | 20 | Butler | 15 | 20015 | 1 | 12283 | 1949 | 9999 |  |  | N | Natural Gas, Distillate Fuel Oil | [13 empty] | 1.061 | 1.061 | 1.061 | 1.061 | [11 empty] | Augusta KS (City of) | 100 | Augusta KS (City of) | 100
natural gas peaker | Augusta Electric Plant No 1 | 1261_G_1 | 1261 | G | 1 |  | Combustion Turbine | IC Engine | SPP_N | Kansas | 20 | Butler | 15 | 20015 | 1.1 | 12283 | 1954 | 9999 |  |  | N | Natural Gas, Distillate Fuel Oil | [13 empty] | 1.061 | 1.061 | 1.061 | 1.061 | [11 empty] | Augusta KS (City of) | 100 | Augusta KS (City of) | 100
natural gas peaker | Augusta Electric Plant No 1 | 1261_G_5 | 1261 | G | 5 |  | Combustion Turbine | IC Engine | SPP_N | Kansas | 20 | Butler | 15 | 20015 | 2.2 | 12283 | 1956 | 9999 |  |  | N | Natural Gas, Distillate Fuel Oil | [13 empty] | 1.061 | 1.061 | 1.061 | 1.061 | [11 empty] | Augusta KS (City of) | 100 | Augusta KS (City of) | 100
natural gas peaker | Augusta Electric Plant No 1 | 1261_G_6 | 1261 | G | 6 |  | Combustion Turbine | IC Engine | SPP_N | Kansas | 20 | Butler | 15 | 20015 | 2.2 | 12283 | 1956 | 9999 |  |  | N | Natural Gas, Distillate Fuel Oil | [13 empty] | 1.061 | 1.061 | 1.061 | 1.061 | [11 empty] | Augusta KS (City of) | 100 | Augusta KS (City of) | 100
natural gas peaker | Augusta Electric Plant No 1 | 1261_G_7 | 1261 | G | 7 |  | Combustion Turbine | IC Engine | SPP_N | Kansas | 20 | Butler | 15 | 20015 | 2 | 12283 | 1964 | 9999 |  |  | N | Natural Gas, Distillate Fuel Oil | [13 empty] | 1.061 | 1.061 | 1.061 | 1.061 | [11 empty] | Augusta KS (City of) | 100 | Augusta KS (City of) | 100
natural gas peaker | Augusta Electric Plant No 1 | 1261_G_8 | 1261 | G | 8 |  | Combustion Turbine | IC Engine | SPP_N | Kansas | 20 | Butler | 15 | 20015 | 2 | 12283 | 2016 | 9999 |  |  | N | Distillate Fuel Oil | [13 empty] | 1.6498 | 1.6498 | 1.6498 | 1.6498 | [11 empty] | Augusta KS (City of) | 100 | Augusta KS (City of) | 100
natural gas peaker | Baldwin City Plant No 1 | 1262_G_5 | 1262 | G | 5 |  | Combustion Turbine | IC Engine | SPP_N | Kansas | 20 | Douglas | 45 | 20045 | 0.7 | 12283 | 1964 | 9999 |  |  | N | Distillate Fuel Oil | [13 empty] | 1.6498 | 1.6498 | 1.6498 | 1.6498 | [11 empty] | Baldwin City KS (City of) | 100 | Baldwin City KS (City of) | 100
natural gas peaker | Baldwin City Plant No 1 | 1262_G_6 | 1262 | G | 6 |  | Combustion Turbine | IC Engine | SPP_N | Kansas | 20 | Douglas | 45 | 20045 | 0.7 | 11684 | 1964 | 9999 |  |  | N | Natural Gas, Distillate Fuel Oil | [13 empty] | 1.6498 | 1.6498 | 1.6498 | 1.6498 | [11 empty] | Baldwin City KS (City of) | 100 | Baldwin City KS (City of) | 100
natural gas peaker | Baldwin City Plant No 1 | 1262_G_4 | 1262 | G | 4 |  | Combustion Turbine | IC Engine | SPP_N | Kansas | 20 | Douglas | 45 | 20045 | 1.5 | 11751 | 1970 | 9999 |  |  | N | Distillate Fuel Oil | [13 empty] | 1.6498 | 1.6498 | 1.6498 | 1.6498 | [11 empty] | Baldwin City KS (City of) | 100 | Baldwin City KS (City of) | 100
natural gas peaker | Belleville | 1263_G_4 | 1263 | G | 4 |  | Combustion Turbine | IC Engine | SPP_NEBR | Kansas | 20 | Republic | 157 | 20157 | 1 | 11740 | 1955 | 9999 |  |  | N | Natural Gas, Distillate Fuel Oil | [12 empty] | 3 | 1.6498 | 1.6498 | 1.6498 | 1.6498 | [11 empty] | Belleville KS (City of) | 100 | Belleville KS (City of) | 100
natural gas peaker | Belleville | 1263_G_5 | 1263 | G | 5 |  | Combustion Turbine | IC Engine | SPP_NEBR | Kansas | 20 | Republic | 157 | 20157 | 1.7 | 11741 | 1961 | 9999 |  |  | N | Natural Gas, Distillate Fuel Oil | [12 empty] | 3 | 1.6498 | 1.6498 | 1.6498 | 1.6498 | [11 empty] | Belleville KS (City of) | 100 | Belleville KS (City of) | 100
natural gas peaker | Belleville | 1263_G_6 | 1263 | G | 6 |  | Combustion Turbine | IC Engine | SPP_NEBR | Kansas | 20 | Republic | 157 | 20157 | 3.7 | 11739 | 1966 | 9999 |  |  | N | Natural Gas, Distillate Fuel Oil | [12 empty] | 3 | 1.6498 | 1.6498 | 1.6498 | 1.6498 | [11 empty] | Belleville KS (City of) | 100 | Belleville KS (City of) | 100
natural gas peaker | Belleville | 1263_G_7 | 1263 | G | 7 |  | Combustion Turbine | IC Engine | SPP_NEBR | Kansas | 20 | Republic | 157 | 20157 | 5.1 | 11730 | 1971 | 9999 |  |  | N | Natural Gas, Distillate Fuel Oil | [12 empty] | 3 | 1.6498 | 1.6498 | 1.6498 | 1.6498 | [11 empty] | Belleville KS (City of) | 100 | Belleville KS (City of) | 100
natural gas peaker | Belleville | 1263_G_8 | 1263 | G | 8 |  | Combustion Turbine | IC Engine | SPP_NEBR | Kansas | 20 | Republic | 157 | 20157 | 2.8 | 11731 | 2007 | 9999 |  |  | N | Distillate Fuel Oil | [13 empty] | 1.6498 | 1.6498 | 1.6498 | 1.6498 | [11 empty] | Belleville KS (City of) | 100 | Belleville KS (City of) | 100
natural gas peaker | Beloit | 1264_G_5 | 1264 | G | 5 |  | Combustion Turbine | IC Engine | SPP_N | Kansas | 20 | Mitchell | 123 | 20123 | 0.6 | 10745 | 1950 | 9999 |  |  | N | Natural Gas, Distillate Fuel Oil | [12 empty] | 3 | 1.6498 | 1.6498 | 1.6498 | 1.6498 | [11 empty] | Beloit KS (City of) | 100 | Beloit KS (City of) | 100
natural gas peaker | Beloit | 1264_G_1 | 1264 | G | 1 |  | Combustion Turbine | IC Engine | SPP_N | Kansas | 20 | Mitchell | 123 | 20123 | 1.1 | 10745 | 1951 | 9999 |  |  | N | Natural Gas, Distillate Fuel Oil | [12 empty] | 3 | 0.87209 | 0.87209 | 0.87209 | 0.87209 | [11 empty] | Beloit KS (City of) | 100 | Beloit KS (City of) | 100
natural gas peaker | Beloit | 1264_G_2 | 1264 | G | 2 |  | Combustion Turbine | IC Engine | SPP_N | Kansas | 20 | Mitchell | 123 | 20123 | 1.1 | 10745 | 1951 | 9999 |  |  | N | Natural Gas, Distillate Fuel Oil | [12 empty] | 3 | 1.9632 | 1.9632 | 1.9632 | 1.9632 | [11 empty] | Beloit KS (City of) | 100 | Beloit KS (City of) | 100
natural gas peaker | Beloit | 1264_G_3 | 1264 | G | 3 |  | Combustion Turbine | IC Engine | SPP_N | Kansas | 20 | Mitchell | 123 | 20123 | 2 | 10745 | 1961 | 9999 |  |  | N | Natural Gas, Distillate Fuel Oil | [12 empty] | 3 | 2.7 | 2.7 | 2.7 | 2.7 | [11 empty] | Beloit KS (City of) | 100 | Beloit KS (City of) | 100
natural gas peaker | Beloit | 1264_G_4 | 1264 | G | 4 |  | Combustion Turbine | IC Engine | SPP_N | Kansas | 20 | Mitchell | 123 | 20123 | 3 | 10745 | 1964 | 9999 |  |  | N | Natural Gas, Distillate Fuel Oil | [12 empty] | 3 | 1.6544 | 1.6544 | 1.6544 | 1.6544 | [11 empty] | Beloit KS (City of) | 100 | Beloit KS (City of) | 100
natural gas peaker | Beloit | 1264_G_6 | 1264 | G | 6 |  | Combustion Turbine | IC Engine | SPP_N | Kansas | 20 | Mitchell | 123 | 20123 | 3.5 | 10745 | 1971 | 9999 |  |  | N | Natural Gas, Distillate Fuel Oil | [12 empty] | 3 | 3.5822 | 3.5822 | 3.5822 | 3.5822 | [11 empty] | Beloit KS (City of) | 100 | Beloit KS (City of) | 100
natural gas peaker | Beloit | 1264_G_7 | 1264 | G | 7 |  | Combustion Turbine | IC Engine | SPP_N | Kansas | 20 | Mitchell | 123 | 20123 | 5.5 | 10745 | 1980 | 9999 |  |  | N | Natural Gas, Distillate Fuel Oil | [12 empty] | 3 | 4.1068 | 4.1068 | 4.1068 | 4.1068 | [11 empty] | Beloit KS (City of) | 100 | Beloit KS (City of) | 100
natural gas peaker | Burlingame | 1265_G_3 | 1265 | G | 3 |  | Combustion Turbine | IC Engine | SPP_N | Kansas | 20 | Osage | 139 | 20139 | 0.8 | 10745 | 1963 | 9999 |  |  | N | Natural Gas, Distillate Fuel Oil | [12 empty] | 3 | 1.061 | 1.061 | 1.061 | 1.061 | [11 empty] | Burlingame KS (City of) | 100 | Burlingame KS (City of) | 100
natural gas peaker | Burlingame | 1265_G_4 | 1265 | G | 4 |  | Combustion Turbine | IC Engine | SPP_N | Kansas | 20 | Osage | 139 | 20139 | 1 | 10745 | 1969 | 9999 |  |  | N | Natural Gas, Distillate Fuel Oil | [12 empty] | 3 | 1.061 | 1.061 | 1.061 | 1.061 | [11 empty] | Burlingame KS (City of) | 100 | Burlingame KS (City of) | 100
natural gas peaker | Burlingame | 1265_G_1 | 1265 | G | 1 |  | Combustion Turbine | IC Engine | SPP_N | Kansas | 20 | Osage | 139 | 20139 | 1 | 10745 | 1973 | 9999 |  |  | N | Natural Gas, Distillate Fuel Oil | [12 empty] | 3 | 1.061 | 1.061 | 1.061 | 1.061 | [11 empty] | Burlingame KS (City of) | 100 | Burlingame KS (City of) | 100
natural gas peaker | Burlingame | 1265_G_5 | 1265 | G | 5 |  | Combustion Turbine | IC Engine | SPP_N | Kansas | 20 | Osage | 139 | 20139 | 0.8 | 10745 | 1980 | 9999 |  |  | N | Natural Gas, Distillate Fuel Oil | [12 empty] | 3 | 1.061 | 1.061 | 1.061 | 1.061 | [11 empty] | Burlingame KS (City of) | 100 | Burlingame KS (City of) | 100
natural gas peaker | Burlington (KS) | 1266_G_5 | 1266 | G | 5 |  | Combustion Turbine | IC Engine | SPP_N | Kansas | 20 | Coffey | 31 | 20031 | 1 | 12585 | 1955 | 9999 |  |  | N | Natural Gas, Distillate Fuel Oil | [13 empty] | 1.061 | 1.061 | 1.061 | 1.061 | [11 empty] | Burlington KS (City of) | 100 | Burlington KS (City of) | 100
natural gas peaker | Burlington (KS) | 1266_G_2 | 1266 | G | 2 |  | Combustion Turbine | IC Engine | SPP_N | Kansas | 20 | Coffey | 31 | 20031 | 1.3 | 12625 | 1962 | 9999 |  |  | N | Natural Gas, Distillate Fuel Oil | [13 empty] | 1.6498 | 1.6498 | 1.6498 | 1.6498 | [11 empty] | Burlington KS (City of) | 100 | Burlington KS (City of) | 100
natural gas peaker | Burlington (KS) | 1266_G_IC6 | 1266 | G | IC6 |  | Combustion Turbine | IC Engine | SPP_N | Kansas | 20 | Coffey | 31 | 20031 | 4.8 | 12598 | 1983 | 9999 |  |  | N | Natural Gas, Distillate Fuel Oil | [13 empty] | 1.061 | 1.061 | 1.061 | 1.061 | [11 empty] | Burlington KS (City of) | 100 | Burlington KS (City of) | 100
natural gas peaker | Burlington (KS) | 1266_G_1A | 1266 | G | 1A |  | Combustion Turbine | IC Engine | SPP_N | Kansas | 20 | Coffey | 31 | 20031 | 2 | 12648 | 2003 | 9999 |  |  | N | Distillate Fuel Oil | [13 empty] | 1.6498 | 1.6498 | 1.6498 | 1.6498 | [11 empty] | Burlington KS (City of) | 100 | Burlington KS (City of) | 100
natural gas peaker | Burlington (KS) | 1266_G_4A | 1266 | G | 4A |  | Combustion Turbine | IC Engine | SPP_N | Kansas | 20 | Coffey | 31 | 20031 | 2.3 | 12580 | 2005 | 9999 |  |  | N | Natural Gas, Distillate Fuel Oil | [13 empty] | 1.6498 | 1.6498 | 1.6498 | 1.6498 | [11 empty] | Burlington KS (City of) | 100 | Burlington KS (City of) | 100
natural gas peaker | Chanute 2 | 1268_G_7 | 1268 | G | 7 |  | Combustion Turbine | IC Engine | SPP_N | Kansas | 20 | Neosho | 133 | 20133 | 2 | 11881 | 1965 | 9999 |  |  | N | Natural Gas | [12 empty] | 3 | 0.01572 | 0.01572 | 0.01572 | 0.01572 | [11 empty] | Chanute Municipal Electric Utility | 100 | Chanute Municipal Electric Utility | 100
natural gas peaker | Chanute 2 | 1268_G_8 | 1268 | G | 8 |  | Combustion Turbine | IC Engine | SPP_N | Kansas | 20 | Neosho | 133 | 20133 | 2 | 12139 | 1965 | 9999 |  |  | N | Natural Gas | [12 empty] | 3 | 0.01181 | 0.01181 | 0.01181 | 0.01181 | [11 empty] | Chanute Municipal Electric Utility | 100 | Chanute Municipal Electric Utility | 100
natural gas peaker | Chanute 2 | 1268_G_14 | 1268 | G | 14 | 2247 | Combustion Turbine |  | SPP_N | Kansas | 20 | Neosho | 133 | 20133 | 42 | 11519 | 2002 | 9999 |  |  | N | Natural Gas |  |  |  | DLNB | [8 empty] | 3 | 0.11114 | 0.11114 | 0.11114 | 0.11114 | [11 empty] | Chanute Municipal Electric Utility | 100 | Chanute Municipal Electric Utility | 100
natural gas steam turbine | Clay Center | 1270_G_5 | 1270 | G | 5 |  | O/G Steam |  | SPP_N | Kansas | 20 | Clay | 27 | 20027 | 3 | 14500 | 1948 | 9999 |  |  | N | Natural Gas, Distillate Fuel Oil | [13 empty] | 0.20523 | 0.20523 | 0.20523 | 0.20523 | [11 empty] | Clay Center KS (City of) | 100 | Clay Center KS (City of) | 100
natural gas peaker | Clay Center | 1270_G_IC1 | 1270 | G | IC1 |  | Combustion Turbine | IC Engine | SPP_N | Kansas | 20 | Clay | 27 | 20027 | 0.9 | 12283 | 1958 | 9999 |  |  | N | Natural Gas, Distillate Fuel Oil | [13 empty] | 1.061 | 1.061 | 1.061 | 1.061 | [11 empty] | Clay Center KS (City of) | 100 | Clay Center KS (City of) | 100
natural gas steam turbine | Clay Center | 1270_G_6 | 1270 | G | 6 |  | O/G Steam |  | SPP_N | Kansas | 20 | Clay | 27 | 20027 | 5 | 14500 | 1961 | 9999 |  |  | N | Natural Gas, Distillate Fuel Oil | [13 empty] | 0.20523 | 0.20523 | 0.20523 | 0.20523 | [11 empty] | Clay Center KS (City of) | 100 | Clay Center KS (City of) | 100
natural gas peaker | Clay Center | 1270_G_IC2 | 1270 | G | IC2 |  | Combustion Turbine | IC Engine | SPP_N | Kansas | 20 | Clay | 27 | 20027 | 2 | 12283 | 1966 | 9999 |  |  | N | Natural Gas, Distillate Fuel Oil | [13 empty] | 1.061 | 1.061 | 1.061 | 1.061 | [11 empty] | Clay Center KS (City of) | 100 | Clay Center KS (City of) | 100
natural gas peaker | Clay Center | 1270_G_IC3 | 1270 | G | IC3 |  | Combustion Turbine | IC Engine | SPP_N | Kansas | 20 | Clay | 27 | 20027 | 5 | 12283 | 1972 | 9999 |  |  | N | Natural Gas, Distillate Fuel Oil | [13 empty] | 1.061 | 1.061 | 1.061 | 1.061 | [11 empty] | Clay Center KS (City of) | 100 | Clay Center KS (City of) | 100
natural gas peaker | Clay Center | 1270_G_IC4 | 1270 | G | IC4 |  | Combustion Turbine | IC Engine | SPP_N | Kansas | 20 | Clay | 27 | 20027 | 3.5 | 12283 | 1996 | 9999 |  |  | N | Natural Gas, Distillate Fuel Oil | [13 empty] | 1.061 | 1.061 | 1.061 | 1.061 | [11 empty] | Clay Center KS (City of) | 100 | Clay Center KS (City of) | 100
natural gas peaker | Clay Center | 1270_G_IC5 | 1270 | G | IC5 |  | Combustion Turbine | IC Engine | SPP_N | Kansas | 20 | Clay | 27 | 20027 | 3.5 | 12283 | 1996 | 9999 |  |  | N | Natural Gas, Distillate Fuel Oil | [13 empty] | 1.061 | 1.061 | 1.061 | 1.061 | [11 empty] | Clay Center KS (City of) | 100 | Clay Center KS (City of) | 100
natural gas peaker | Clay Center | 1270_G_IC6 | 1270 | G | IC6 |  | Combustion Turbine | IC Engine | SPP_N | Kansas | 20 | Clay | 27 | 20027 | 6.8 | 12283 | 2005 | 9999 |  |  | N | Natural Gas, Distillate Fuel Oil | [13 empty] | 1.061 | 1.061 | 1.061 | 1.061 | [11 empty] | Clay Center KS (City of) | 100 | Clay Center KS (City of) | 100
natural gas steam turbine | Coffeyville | 1271_B_4 | 1271 | B | 4 | 841 | O/G Steam |  | SPP_N | Kansas | 20 | Montgomery | 125 | 20125 | 37 | 12690 | 1972 | 9999 | wall | dry | N | Natural Gas | [12 empty] | 3 | 0.152 | 0.152 | 0.152 | 0.152 | [11 empty] | Coffeyville Municipal Light & Power | 100 | Coffeyville Municipal Light & Power | 100
natural gas peaker | Coffeyville | 1271_G_1 | 1271 | G | 1 |  | Combustion Turbine | IC Engine | SPP_N | Kansas | 20 | Montgomery | 125 | 20125 | 2 | 10745 | 2007 | 9999 |  |  | N | Distillate Fuel Oil | [13 empty] | 1.6498 | 1.6498 | 1.6498 | 1.6498 | [11 empty] | Coffeyville Municipal Light & Power | 100 | Coffeyville Municipal Light & Power | 100
natural gas peaker | Coffeyville | 1271_G_2 | 1271 | G | 2 |  | Combustion Turbine | IC Engine | SPP_N | Kansas | 20 | Montgomery | 125 | 20125 | 2 | 10745 | 2007 | 9999 |  |  | N | Distillate Fuel Oil | [13 empty] | 1.6498 | 1.6498 | 1.6498 | 1.6498 | [11 empty] | Coffeyville Municipal Light & Power | 100 | Coffeyville Municipal Light & Power | 100
natural gas peaker | Colby City of | 1272_G_4 | 1272 | G | 4 |  | Combustion Turbine | IC Engine | SPP_WEST | Kansas | 20 | Thomas | 193 | 20193 | 1.2 | 10745 | 1958 | 9999 |  |  | N | Natural Gas, Distillate Fuel Oil | [12 empty] | 3 | 1.6498 | 1.6498 | 1.6498 | 1.6498 | [11 empty] | Colby KS (City of) | 100 | Colby KS (City of) | 100
natural gas peaker | Colby City of | 1272_G_5 | 1272 | G | 5 |  | Combustion Turbine | IC Engine | SPP_WEST | Kansas | 20 | Thomas | 193 | 20193 | 1 | 10745 | 1958 | 9999 |  |  | N | Natural Gas, Distillate Fuel Oil | [12 empty] | 3 | 1.6498 | 1.6498 | 1.6498 | 1.6498 | [11 empty] | Colby KS (City of) | 100 | Colby KS (City of) | 100
natural gas peaker | Colby City of | 1272_G_8 | 1272 | G | 8 |  | Combustion Turbine | IC Engine | SPP_WEST | Kansas | 20 | Thomas | 193 | 20193 | 2.5 | 10745 | 1965 | 9999 |  |  | N | Natural Gas, Distillate Fuel Oil | [12 empty] | 3 | 1.6498 | 1.6498 | 1.6498 | 1.6498 | [11 empty] | Colby KS (City of) | 100 | Colby KS (City of) | 100
natural gas peaker | Colby City of | 1272_G_6 | 1272 | G | 6 |  | Combustion Turbine | IC Engine | SPP_WEST | Kansas | 20 | Thomas | 193 | 20193 | 3.5 | 10745 | 1971 | 9999 |  |  | N | Natural Gas, Distillate Fuel Oil | [12 empty] | 3 | 1.6498 | 1.6498 | 1.6498 | 1.6498 | [11 empty] | Colby KS (City of) | 100 | Colby KS (City of) | 100
natural gas peaker | Colby City of | 1272_G_7 | 1272 | G | 7 |  | Combustion Turbine | IC Engine | SPP_WEST | Kansas | 20 | Thomas | 193 | 20193 | 3.5 | 10745 | 1971 | 9999 |  |  | N | Natural Gas, Distillate Fuel Oil | [12 empty] | 3 | 1.6498 | 1.6498 | 1.6498 | 1.6498 | [11 empty] | Colby KS (City of) | 100 | Colby KS (City of) | 100
natural gas peaker | Colby City of | 1272_G_9 | 1272 | G | 9 |  | Combustion Turbine | IC Engine | SPP_WEST | Kansas | 20 | Thomas | 193 | 20193 | 3 | 10745 | 2019 | 9999 |  |  | N | Distillate Fuel Oil | [13 empty] | 1.6498 | 1.6498 | 1.6498 | 1.6498 | [11 empty] | Colby KS (City of) | 100 | Colby KS (City of) | 100
natural gas peaker | Ellinwood | 1274_G_3 | 1274 | G | 3 |  | Combustion Turbine | IC Engine | SPP_N | Kansas | 20 | Barton | 9 | 20009 | 0.3 | 19175 | 1948 | 9999 |  |  | N | Natural Gas, Distillate Fuel Oil | [13 empty] | 1.6498 | 1.6498 | 1.6498 | 1.6498 | [11 empty] | Ellinwood KS (City of) | 100 | Ellinwood KS (City of) | 100
natural gas peaker | Ellinwood | 1274_G_4 | 1274 | G | 4 |  | Combustion Turbine | IC Engine | SPP_N | Kansas | 20 | Barton | 9 | 20009 | 1 | 18613 | 1953 | 9999 |  |  | N | Natural Gas, Distillate Fuel Oil | [13 empty] | 1.6498 | 1.6498 | 1.6498 | 1.6498 | [11 empty] | Ellinwood KS (City of) | 100 | Ellinwood KS (City of) | 100
natural gas peaker | Ellinwood | 1274_G_2 | 1274 | G | 2 |  | Combustion Turbine | IC Engine | SPP_N | Kansas | 20 | Barton | 9 | 20009 | 1.3 | 18907 | 1957 | 9999 |  |  | N | Natural Gas, Distillate Fuel Oil | [13 empty] | 1.6498 | 1.6498 | 1.6498 | 1.6498 | [11 empty] | Ellinwood KS (City of) | 100 | Ellinwood KS (City of) | 100
natural gas peaker | Ellinwood | 1274_G_1 | 1274 | G | 1 |  | Combustion Turbine | IC Engine | SPP_N | Kansas | 20 | Barton | 9 | 20009 | 1.8 | 18765 | 1965 | 9999 |  |  | N | Natural Gas, Distillate Fuel Oil | [13 empty] | 1.6498 | 1.6498 | 1.6498 | 1.6498 | [11 empty] | Ellinwood KS (City of) | 100 | Ellinwood KS (City of) | 100
natural gas peaker | Ellinwood | 1274_G_5 | 1274 | G | 5 |  | Combustion Turbine | IC Engine | SPP_N | Kansas | 20 | Barton | 9 | 20009 | 2.5 | 18615 | 1971 | 9999 |  |  | N | Natural Gas, Distillate Fuel Oil | [13 empty] | 1.6498 | 1.6498 | 1.6498 | 1.6498 | [11 empty] | Ellinwood KS (City of) | 100 | Ellinwood KS (City of) | 100
natural gas peaker | Erie | 1276_G_3 | 1276 | G | 3 |  | Combustion Turbine | IC Engine | SPP_N | Kansas | 20 | Neosho | 133 | 20133 | 0.9 | 10745 | 1958 | 9999 |  |  | N | Distillate Fuel Oil | [12 empty] | 3 | 1.6498 | 1.6498 | 1.6498 | 1.6498 | [11 empty] | Erie Municipal Light & Power | 100 | Erie Municipal Light & Power | 100
natural gas peaker | Erie | 1276_G_6 | 1276 | G | 6 |  | Combustion Turbine | IC Engine | SPP_N | Kansas | 20 | Neosho | 133 | 20133 | 1 | 10745 | 2005 | 9999 |  |  | N | Distillate Fuel Oil | [12 empty] | 3 | 1.6498 | 1.6498 | 1.6498 | 1.6498 | [11 empty] | Erie Municipal Light & Power | 100 | Erie Municipal Light & Power | 100
natural gas peaker | Erie | 1276_G_7 | 1276 | G | 7 |  | Combustion Turbine | IC Engine | SPP_N | Kansas | 20 | Neosho | 133 | 20133 | 1 | 10745 | 2005 | 9999 |  |  | N | Distillate Fuel Oil | [12 empty] | 3 | 1.6498 | 1.6498 | 1.6498 | 1.6498 | [11 empty] | Erie Municipal Light & Power | 100 | Erie Municipal Light & Power | 100
natural gas peaker | Erie | 1276_G_8 | 1276 | G | 8 |  | Combustion Turbine | IC Engine | SPP_N | Kansas | 20 | Neosho | 133 | 20133 | 1 | 10745 | 2005 | 9999 |  |  | N | Distillate Fuel Oil | [12 empty] | 3 | 1.6498 | 1.6498 | 1.6498 | 1.6498 | [11 empty] | Erie Municipal Light & Power | 100 | Erie Municipal Light & Power | 100
natural gas peaker | Garnett Municipal | 1278_G_2 | 1278 | G | 2 |  | Combustion Turbine | IC Engine | SPP_N | Kansas | 20 | Anderson | 3 | 20003 | 0.3 | 25000 | 1930 | 9999 |  |  | N | Distillate Fuel Oil | [13 empty] | 1.6498 | 1.6498 | 1.6498 | 1.6498 | [11 empty] | Garnett KS (City of) | 100 | Garnett KS (City of) | 100
natural gas peaker | Garnett Municipal | 1278_G_4 | 1278 | G | 4 |  | Combustion Turbine | IC Engine | SPP_N | Kansas | 20 | Anderson | 3 | 20003 | 0.8 | 23289 | 1948 | 9999 |  |  | N | Natural Gas, Distillate Fuel Oil | [13 empty] | 1.6498 | 1.6498 | 1.6498 | 1.6498 | [11 empty] | Garnett KS (City of) | 100 | Garnett KS (City of) | 100
natural gas peaker | Garnett Municipal | 1278_G_3 | 1278 | G | 3 |  | Combustion Turbine | IC Engine | SPP_N | Kansas | 20 | Anderson | 3 | 20003 | 1.3 | 23872 | 1955 | 9999 |  |  | N | Natural Gas, Distillate Fuel Oil | [13 empty] | 1.6498 | 1.6498 | 1.6498 | 1.6498 | [11 empty] | Garnett KS (City of) | 100 | Garnett KS (City of) | 100
natural gas peaker | Garnett Municipal | 1278_G_1 | 1278 | G | 1 |  | Combustion Turbine | IC Engine | SPP_N | Kansas | 20 | Anderson | 3 | 20003 | 1.3 | 23872 | 1961 | 9999 |  |  | N | Natural Gas, Distillate Fuel Oil | [13 empty] | 1.6498 | 1.6498 | 1.6498 | 1.6498 | [11 empty] | Garnett KS (City of) | 100 | Garnett KS (City of) | 100
natural gas peaker | Garnett Municipal | 1278_G_IC6 | 1278 | G | IC6 |  | Combustion Turbine | IC Engine | SPP_N | Kansas | 20 | Anderson | 3 | 20003 | 2.2 | 23868 | 1978 | 9999 |  |  | N | Distillate Fuel Oil | [13 empty] | 1.6498 | 1.6498 | 1.6498 | 1.6498 | [11 empty] | Garnett KS (City of) | 100 | Garnett KS (City of) | 100
natural gas peaker | Garnett Municipal | 1278_G_IC5 | 1278 | G | IC5 |  | Combustion Turbine | IC Engine | SPP_N | Kansas | 20 | Anderson | 3 | 20003 | 2.1 | 24318 | 1981 | 9999 |  |  | N | Natural Gas, Distillate Fuel Oil | [13 empty] | 1.6498 | 1.6498 | 1.6498 | 1.6498 | [11 empty] | Garnett KS (City of) | 100 | Garnett KS (City of) | 100
natural gas peaker | Garnett Municipal | 1278_G_7 | 1278 | G | 7 |  | Combustion Turbine | IC Engine | SPP_N | Kansas | 20 | Anderson | 3 | 20003 | 2.2 | 21099 | 2000 | 9999 |  |  | N | Distillate Fuel Oil | [13 empty] | 1.6498 | 1.6498 | 1.6498 | 1.6498 | [11 empty] | Garnett KS (City of) | 100 | Garnett KS (City of) | 100
natural gas peaker | Girard | 1279_G_1 | 1279 | G | 1 |  | Combustion Turbine | IC Engine | SPP_N | Kansas | 20 | Crawford | 37 | 20037 | 1.1 | 11228 | 1955 | 9999 |  |  | N | Natural Gas | [13 empty] | 1.061 | 1.061 | 1.061 | 1.061 | [11 empty] | Girard KS (City of) | 100 | Girard KS (City of) | 100
natural gas peaker | Girard | 1279_G_4 | 1279 | G | 4 |  | Combustion Turbine | IC Engine | SPP_N | Kansas | 20 | Crawford | 37 | 20037 | 1.8 | 11202 | 1962 | 9999 |  |  | N | Natural Gas | [13 empty] | 1.061 | 1.061 | 1.061 | 1.061 | [11 empty] | Girard KS (City of) | 100 | Girard KS (City of) | 100
natural gas peaker | Girard | 1279_G_6 | 1279 | G | 6 |  | Combustion Turbine | IC Engine | SPP_N | Kansas | 20 | Crawford | 37 | 20037 | 3.2 | 11219 | 1997 | 9999 |  |  | N | Natural Gas | [13 empty] | 1.061 | 1.061 | 1.061 | 1.061 | [11 empty] | Girard KS (City of) | 100 | Girard KS (City of) | 100
natural gas peaker | Girard | 1279_G_7 | 1279 | G | 7 |  | Combustion Turbine | IC Engine | SPP_N | Kansas | 20 | Crawford | 37 | 20037 | 3.4 | 11176 | 1997 | 9999 |  |  | N | Natural Gas | [13 empty] | 1.061 | 1.061 | 1.061 | 1.061 | [11 empty] | Girard KS (City of) | 100 | Girard KS (City of) | 100
natural gas peaker | Goodland | 1280_G_3 | 1280 | G | 3 |  | Combustion Turbine | IC Engine | SPP_N | Kansas | 20 | Sherman | 181 | 20181 | 0.7 | 12283 | 1939 | 9999 |  |  | N | Distillate Fuel Oil | [12 empty] | 3 | 1.6498 | 1.6498 | 1.6498 | 1.6498 | [11 empty] | Goodland Electric Dept | 100 | Goodland Electric Dept | 100
natural gas peaker | Goodland | 1280_G_6 | 1280 | G | 6 |  | Combustion Turbine | IC Engine | SPP_N | Kansas | 20 | Sherman | 181 | 20181 | 1.8 | 12283 | 1962 | 9999 |  |  | N | Natural Gas, Distillate Fuel Oil | [12 empty] | 3 | 1.061 | 1.061 | 1.061 | 1.061 | [11 empty] | Goodland Electric Dept | 100 | Goodland Electric Dept | 100
natural gas peaker | Goodland | 1280_G_7 | 1280 | G | 7 |  | Combustion Turbine | IC Engine | SPP_N | Kansas | 20 | Sherman | 181 | 20181 | 1.8 | 12283 | 1966 | 9999 |  |  | N | Natural Gas, Distillate Fuel Oil | [12 empty] | 3 | 1.061 | 1.061 | 1.061 | 1.061 | [11 empty] | Goodland Electric Dept | 100 | Goodland Electric Dept | 100
natural gas peaker | Goodland | 1280_G_10 | 1280 | G | 10 |  | Combustion Turbine | IC Engine | SPP_N | Kansas | 20 | Sherman | 181 | 20181 | 1.8 | 12283 | 1971 | 9999 |  |  | N | Natural Gas, Distillate Fuel Oil | [12 empty] | 3 | 1.061 | 1.061 | 1.061 | 1.061 | [11 empty] | Goodland Electric Dept | 100 | Goodland Electric Dept | 100
natural gas peaker | Goodland | 1280_G_8 | 1280 | G | 8 |  | Combustion Turbine | IC Engine | SPP_N | Kansas | 20 | Sherman | 181 | 20181 | 4.6 | 12283 | 1975 | 9999 |  |  | N | Natural Gas, Distillate Fuel Oil | [12 empty] | 3 | 1.061 | 1.061 | 1.061 | 1.061 | [11 empty] | Goodland Electric Dept | 100 | Goodland Electric Dept | 100
natural gas peaker | Goodland | 1280_G_11 | 1280 | G | 11 |  | Combustion Turbine | IC Engine | SPP_N | Kansas | 20 | Sherman | 181 | 20181 | 3.5 | 12283 | 1978 | 9999 |  |  | N | Natural Gas, Distillate Fuel Oil | [12 empty] | 3 | 1.061 | 1.061 | 1.061 | 1.061 | [11 empty] | Goodland Electric Dept | 100 | Goodland Electric Dept | 100
natural gas peaker | Goodland | 1280_G_12 | 1280 | G | 12 |  | Combustion Turbine | IC Engine | SPP_N | Kansas | 20 | Sherman | 181 | 20181 | 0.8 | 12283 | 1995 | 9999 |  |  | N | Natural Gas, Distillate Fuel Oil | [12 empty] | 3 | 1.061 | 1.061 | 1.061 | 1.061 | [11 empty] | Goodland Electric Dept | 100 | Goodland Electric Dept | 100
natural gas peaker | Goodland | 1280_G_13 | 1280 | G | 13 |  | Combustion Turbine | IC Engine | SPP_N | Kansas | 20 | Sherman | 181 | 20181 | 1.1 | 12283 | 1999 | 9999 |  |  | N | Natural Gas, Distillate Fuel Oil | [12 empty] | 3 | 1.061 | 1.061 | 1.061 | 1.061 | [11 empty] | Goodland Electric Dept | 100 | Goodland Electric Dept | 100
natural gas peaker | Herington | 1283_G_4B | 1283 | G | 4B |  | Combustion Turbine | IC Engine | SPP_N | Kansas | 20 | Dickinson | 41 | 20041 | 1.5 | 10745 | 2001 | 9999 |  |  | N | Distillate Fuel Oil | [13 empty] | 1.6498 | 1.6498 | 1.6498 | 1.6498 | [11 empty] | Herington KS (City of) | 100 | Herington KS (City of) | 100
natural gas peaker | Hill City | 1285_G_3 | 1285 | G | 3 |  | Combustion Turbine | IC Engine | SPP_N | Kansas | 20 | Graham | 65 | 20065 | 0.6 | 12283 | 1952 | 9999 |  |  | N | Natural Gas, Distillate Fuel Oil | [13 empty] | 1.061 | 1.061 | 1.061 | 1.061 | [11 empty] | Hill City KS (City of) | 100 | Hill City KS (City of) | 100
natural gas peaker | Hill City | 1285_G_1 | 1285 | G | 1 |  | Combustion Turbine | IC Engine | SPP_N | Kansas | 20 | Graham | 65 | 20065 | 1.1 | 12283 | 1962 | 9999 |  |  | N | Natural Gas, Distillate Fuel Oil | [13 empty] | 1.061 | 1.061 | 1.061 | 1.061 | [11 empty] | Hill City KS (City of) | 100 | Hill City KS (City of) | 100
natural gas peaker | Hill City | 1285_G_2 | 1285 | G | 2 |  | Combustion Turbine | IC Engine | SPP_N | Kansas | 20 | Graham | 65 | 20065 | 1.1 | 12283 | 1962 | 9999 |  |  | N | Natural Gas, Distillate Fuel Oil | [13 empty] | 1.061 | 1.061 | 1.061 | 1.061 | [11 empty] | Hill City KS (City of) | 100 | Hill City KS (City of) | 100
natural gas peaker | Hill City | 1285_G_4 | 1285 | G | 4 |  | Combustion Turbine | IC Engine | SPP_N | Kansas | 20 | Graham | 65 | 20065 | 1 | 12283 | 1967 | 9999 |  |  | N | Natural Gas, Distillate Fuel Oil | [13 empty] | 1.061 | 1.061 | 1.061 | 1.061 | [11 empty] | Hill City KS (City of) | 100 | Hill City KS (City of) | 100
natural gas peaker | Hill City | 1285_G_5 | 1285 | G | 5 |  | Combustion Turbine | IC Engine | SPP_N | Kansas | 20 | Graham | 65 | 20065 | 1.2 | 12283 | 1974 | 9999 |  |  | N | Natural Gas, Distillate Fuel Oil | [13 empty] | 1.061 | 1.061 | 1.061 | 1.061 | [11 empty] | Hill City KS (City of) | 100 | Hill City KS (City of) | 100
natural gas peaker | Hill City | 1285_G_6 | 1285 | G | 6 |  | Combustion Turbine | IC Engine | SPP_N | Kansas | 20 | Graham | 65 | 20065 | 1.2 | 12283 | 1974 | 9999 |  |  | N | Natural Gas, Distillate Fuel Oil | [13 empty] | 1.061 | 1.061 | 1.061 | 1.061 | [11 empty] | Hill City KS (City of) | 100 | Hill City KS (City of) | 100
natural gas peaker | Hoisington | 1286_G_6 | 1286 | G | 6 |  | Combustion Turbine | IC Engine | SPP_N | Kansas | 20 | Barton | 9 | 20009 | 2 | 12627 | 1961 | 9999 |  |  | N | Natural Gas, Distillate Fuel Oil | [13 empty] | 1.061 | 1.061 | 1.061 | 1.061 | [11 empty] | Hoisington KS (City of) | 100 | Hoisington KS (City of) | 100
natural gas peaker | Hoisington | 1286_G_7 | 1286 | G | 7 |  | Combustion Turbine | IC Engine | SPP_N | Kansas | 20 | Barton | 9 | 20009 | 4 | 12792 | 1966 | 9999 |  |  | N | Natural Gas, Distillate Fuel Oil | [13 empty] | 1.061 | 1.061 | 1.061 | 1.061 | [11 empty] | Hoisington KS (City of) | 100 | Hoisington KS (City of) | 100
natural gas peaker | Hoisington | 1286_G_2A | 1286 | G | 2A |  | Combustion Turbine | IC Engine | SPP_N | Kansas | 20 | Barton | 9 | 20009 | 1.1 | 12697 | 1996 | 9999 |  |  | N | Distillate Fuel Oil | [13 empty] | 1.6498 | 1.6498 | 1.6498 | 1.6498 | [11 empty] | Hoisington KS (City of) | 100 | Hoisington KS (City of) | 100
natural gas peaker | Holton | 1287_G_6 | 1287 | G | 6 |  | Combustion Turbine | IC Engine | SPP_N | Kansas | 20 | Jackson | 85 | 20085 | 1.4 | 22574 | 1958 | 9999 |  |  | N | Distillate Fuel Oil | [12 empty] | 3 | 1.6498 | 1.6498 | 1.6498 | 1.6498 | [11 empty] | Holton Light Dept KS (City of) | 100 | Holton Light Dept KS (City of) | 100
natural gas peaker | Holton | 1287_G_7 | 1287 | G | 7 |  | Combustion Turbine | IC Engine | SPP_N | Kansas | 20 | Jackson | 85 | 20085 | 2.4 | 22567 | 1963 | 9999 |  |  | N | Distillate Fuel Oil | [12 empty] | 3 | 1.6498 | 1.6498 | 1.6498 | 1.6498 | [11 empty] | Holton Light Dept KS (City of) | 100 | Holton Light Dept KS (City of) | 100
natural gas peaker | Holton | 1287_G_8 | 1287 | G | 8 |  | Combustion Turbine | IC Engine | SPP_N | Kansas | 20 | Jackson | 85 | 20085 | 3.8 | 22573 | 1969 | 9999 |  |  | N | Distillate Fuel Oil | [12 empty] | 3 | 1.6498 | 1.6498 | 1.6498 | 1.6498 | [11 empty] | Holton Light Dept KS (City of) | 100 | Holton Light Dept KS (City of) | 100
natural gas peaker | Holton | 1287_G_10 | 1287 | G | 10 |  | Combustion Turbine | IC Engine | SPP_N | Kansas | 20 | Jackson | 85 | 20085 | 1.8 | 22565 | 1970 | 9999 |  |  | N | Distillate Fuel Oil | [12 empty] | 3 | 1.6498 | 1.6498 | 1.6498 | 1.6498 | [11 empty] | Holton Light Dept KS (City of) | 100 | Holton Light Dept KS (City of) | 100
natural gas peaker | Holton | 1287_G_9 | 1287 | G | 9 |  | Combustion Turbine | IC Engine | SPP_N | Kansas | 20 | Jackson | 85 | 20085 | 1.8 | 22565 | 1970 | 9999 |  |  | N | Distillate Fuel Oil | [12 empty] | 3 | 1.6498 | 1.6498 | 1.6498 | 1.6498 | [11 empty] | Holton Light Dept KS (City of) | 100 | Holton Light Dept KS (City of) | 100
natural gas peaker | Holton | 1287_G_11 | 1287 | G | 11 |  | Combustion Turbine | IC Engine | SPP_N | Kansas | 20 | Jackson | 85 | 20085 | 2.2 | 22565 | 1994 | 9999 |  |  | N | Distillate Fuel Oil | [12 empty] | 3 | 1.6498 | 1.6498 | 1.6498 | 1.6498 | [11 empty] | Holton Light Dept KS (City of) | 100 | Holton Light Dept KS (City of) | 100
natural gas peaker | Holton | 1287_G_12 | 1287 | G | 12 |  | Combustion Turbine | IC Engine | SPP_N | Kansas | 20 | Jackson | 85 | 20085 | 3 | 18000 | 2001 | 9999 |  |  | N | Natural Gas | [12 empty] | 3 | 1.061 | 1.061 | 1.061 | 1.061 | [11 empty] | Holton Light Dept KS (City of) | 100 | Holton Light Dept KS (City of) | 100
natural gas peaker | Holton | 1287_G_13 | 1287 | G | 13 |  | Combustion Turbine | IC Engine | SPP_N | Kansas | 20 | Jackson | 85 | 20085 | 3 | 18000 | 2001 | 9999 |  |  | N | Natural Gas | [12 empty] | 3 | 1.061 | 1.061 | 1.061 | 1.061 | [11 empty] | Holton Light Dept KS (City of) | 100 | Holton Light Dept KS (City of) | 100
natural gas peaker | Iola | 1291_G_6 | 1291 | G | 6 |  | Combustion Turbine | IC Engine | SPP_N | Kansas | 20 | Allen | 1 | 20001 | 2.9 | 11242 | 1969 | 9999 |  |  | N | Distillate Fuel Oil | [13 empty] | 1.6498 | 1.6498 | 1.6498 | 1.6498 | [11 empty] | Iola Electric Dept | 100 | Iola Electric Dept | 100
natural gas peaker | Iola | 1291_G_7 | 1291 | G | 7 |  | Combustion Turbine | IC Engine | SPP_N | Kansas | 20 | Allen | 1 | 20001 | 2.9 | 11242 | 1971 | 9999 |  |  | N | Distillate Fuel Oil | [13 empty] | 1.6498 | 1.6498 | 1.6498 | 1.6498 | [11 empty] | Iola Electric Dept | 100 | Iola Electric Dept | 100
natural gas peaker | Iola | 1291_G_8 | 1291 | G | 8 |  | Combustion Turbine | IC Engine | SPP_N | Kansas | 20 | Allen | 1 | 20001 | 2.9 | 11242 | 1976 | 9999 |  |  | N | Distillate Fuel Oil | [13 empty] | 1.6498 | 1.6498 | 1.6498 | 1.6498 | [11 empty] | Iola Electric Dept | 100 | Iola Electric Dept | 100
natural gas peaker | Iola | 1291_G_9 | 1291 | G | 9 |  | Combustion Turbine | IC Engine | SPP_N | Kansas | 20 | Allen | 1 | 20001 | 2.9 | 11242 | 1977 | 9999 |  |  | N | Distillate Fuel Oil | [13 empty] | 1.6498 | 1.6498 | 1.6498 | 1.6498 | [11 empty] | Iola Electric Dept | 100 | Iola Electric Dept | 100
natural gas peaker | Iola | 1291_G_10 | 1291 | G | 10 |  | Combustion Turbine | IC Engine | SPP_N | Kansas | 20 | Allen | 1 | 20001 | 2.9 | 11242 | 1981 | 9999 |  |  | N | Distillate Fuel Oil | [13 empty] | 1.6498 | 1.6498 | 1.6498 | 1.6498 | [11 empty] | Iola Electric Dept | 100 | Iola Electric Dept | 100
natural gas peaker | Iola | 1291_G_1 | 1291 | G | 1 |  | Combustion Turbine | IC Engine | SPP_N | Kansas | 20 | Allen | 1 | 20001 | 5 | 11265 | 1998 | 9999 |  |  | N | Natural Gas | [13 empty] | 1.061 | 1.061 | 1.061 | 1.061 | [11 empty] | Iola Electric Dept | 100 | Iola Electric Dept | 100
natural gas peaker | Iola | 1291_G_2 | 1291 | G | 2 |  | Combustion Turbine | IC Engine | SPP_N | Kansas | 20 | Allen | 1 | 20001 | 5 | 11245 | 2000 | 9999 |  |  | N | Natural Gas | [13 empty] | 1.061 | 1.061 | 1.061 | 1.061 | [11 empty] | Iola Electric Dept | 100 | Iola Electric Dept | 100
natural gas peaker | Jetmore | 1292_G_8 | 1292 | G | 8 |  | Combustion Turbine | IC Engine | SPP_N | Kansas | 20 | Hodgeman | 83 | 20083 | 2.5 | 25000 | 2015 | 9999 |  |  | N | Distillate Fuel Oil | [13 empty] | 1.6498 | 1.6498 | 1.6498 | 1.6498 | [11 empty] | Jetmore KS (City of) | 100 | Jetmore KS (City of) | 100
natural gas peaker | Quindaro | 1295_G_GT2 | 1295 | G | GT2 | 90731 | Combustion Turbine |  | SPP_N | Kansas | 20 | Wyandotte | 209 | 20209 | 56 | 25000 | 1974 | 9999 |  |  | N | Distillate Fuel Oil | [13 empty] | 1.2 | 1.2 | 1.2 | 1.2 | [11 empty] | Kansas City Board Public Utilities | 100 | Kansas City Board Public Utilities | 100
natural gas peaker | Quindaro | 1295_G_GT3 | 1295 | G | GT3 | 90732 | Combustion Turbine |  | SPP_N | Kansas | 20 | Wyandotte | 209 | 20209 | 46 | 25000 | 1977 | 9999 |  |  | N | Distillate Fuel Oil | [13 empty] | 1.2 | 1.2 | 1.2 | 1.2 | [11 empty] | Kansas City Board Public Utilities | 100 | Kansas City Board Public Utilities | 100
natural gas peaker | Kingman Municipal Power and Light Plant | 1296_G_2 | 1296 | G | 2 |  | Combustion Turbine | IC Engine | SPP_N | Kansas | 20 | Kingman | 95 | 20095 | 1.9 | 18000 | 1962 | 9999 |  |  | N | Natural Gas, Distillate Fuel Oil | [12 empty] | 3 | 0.36981 | 0.36981 | 0.36981 | 0.36981 | [11 empty] | Kingman Municipal Electric Dept | 100 | Kingman Municipal Electric Dept | 100
natural gas peaker | Kingman Municipal Power and Light Plant | 1296_G_6 | 1296 | G | 6 |  | Combustion Turbine | IC Engine | SPP_N | Kansas | 20 | Kingman | 95 | 20095 | 3.4 | 12674 | 1969 | 9999 |  |  | N | Natural Gas, Distillate Fuel Oil | [12 empty] | 3 | 2.7 | 2.7 | 2.7 | 2.7 | [11 empty] | Kingman Municipal Electric Dept | 100 | Kingman Municipal Electric Dept | 100
natural gas peaker | Kingman Municipal Power and Light Plant | 1296_G_4 | 1296 | G | 4 |  | Combustion Turbine | IC Engine | SPP_N | Kansas | 20 | Kingman | 95 | 20095 | 1.9 | 12673 | 1977 | 9999 |  |  | N | Natural Gas, Distillate Fuel Oil | [12 empty] | 3 | 2.7 | 2.7 | 2.7 | 2.7 | [11 empty] | Kingman Municipal Electric Dept | 100 | Kingman Municipal Electric Dept | 100
natural gas peaker | Kingman Municipal Power and Light Plant | 1296_G_7 | 1296 | G | 7 |  | Combustion Turbine | IC Engine | SPP_N | Kansas | 20 | Kingman | 95 | 20095 | 2.1 | 12675 | 1979 | 9999 |  |  | N | Natural Gas, Distillate Fuel Oil | [12 empty] | 3 | 2.7 | 2.7 | 2.7 | 2.7 | [11 empty] | Kingman Municipal Electric Dept | 100 | Kingman Municipal Electric Dept | 100
natural gas peaker | Kingman Municipal Power and Light Plant | 1296_G_8 | 1296 | G | 8 |  | Combustion Turbine | IC Engine | SPP_N | Kansas | 20 | Kingman | 95 | 20095 | 2.4 | 12673 | 1984 | 9999 |  |  | N | Natural Gas, Distillate Fuel Oil | [12 empty] | 3 | 2.7 | 2.7 | 2.7 | 2.7 | [11 empty] | Kingman Municipal Electric Dept | 100 | Kingman Municipal Electric Dept | 100
natural gas peaker | Kingman Municipal Power and Light Plant | 1296_G_9 | 1296 | G | 9 |  | Combustion Turbine | IC Engine | SPP_N | Kansas | 20 | Kingman | 95 | 20095 | 6.3 | 12672 | 1993 | 9999 |  |  | N | Natural Gas, Distillate Fuel Oil | [12 empty] | 3 | 1.061 | 1.061 | 1.061 | 1.061 | [11 empty] | Kingman Municipal Electric Dept | 100 | Kingman Municipal Electric Dept | 100
natural gas peaker | La Crosse | 1297_G_1 | 1297 | G | 1 |  | Combustion Turbine | IC Engine | SPP_WEST | Kansas | 20 | Rush | 165 | 20165 | 0.7 | 13318 | 1962 | 9999 |  |  | N | Natural Gas, Distillate Fuel Oil | [12 empty] | 3 | 1.6498 | 1.6498 | 1.6498 | 1.6498 | [11 empty] | La Crosse KS (City of) | 100 | La Crosse KS (City of) | 100
natural gas peaker | La Crosse | 1297_G_2 | 1297 | G | 2 |  | Combustion Turbine | IC Engine | SPP_WEST | Kansas | 20 | Rush | 165 | 20165 | 0.9 | 12700 | 1964 | 9999 |  |  | N | Natural Gas, Distillate Fuel Oil | [12 empty] | 3 | 1.6498 | 1.6498 | 1.6498 | 1.6498 | [11 empty] | La Crosse KS (City of) | 100 | La Crosse KS (City of) | 100
natural gas peaker | La Crosse | 1297_G_5 | 1297 | G | 5 |  | Combustion Turbine | IC Engine | SPP_WEST | Kansas | 20 | Rush | 165 | 20165 | 1.5 | 12748 | 1969 | 9999 |  |  | N | Natural Gas, Distillate Fuel Oil | [12 empty] | 3 | 1.6498 | 1.6498 | 1.6498 | 1.6498 | [11 empty] | La Crosse KS (City of) | 100 | La Crosse KS (City of) | 100
natural gas peaker | La Crosse | 1297_G_6 | 1297 | G | 6 |  | Combustion Turbine | IC Engine | SPP_WEST | Kansas | 20 | Rush | 165 | 20165 | 1.5 | 13289 | 1975 | 9999 |  |  | N | Natural Gas, Distillate Fuel Oil | [12 empty] | 3 | 1.6498 | 1.6498 | 1.6498 | 1.6498 | [11 empty] | La Crosse KS (City of) | 100 | La Crosse KS (City of) | 100
natural gas peaker | Larned | 1299_G_IC5 | 1299 | G | IC5 |  | Combustion Turbine | IC Engine | SPP_N | Kansas | 20 | Pawnee | 145 | 20145 | 6 | 12283 | 1976 | 9999 |  |  | N | Natural Gas, Distillate Fuel Oil | [12 empty] | 3 | 1.6498 | 1.6498 | 1.6498 | 1.6498 | [11 empty] | Larned KS (City of) | 100 | Larned KS (City of) | 100
natural gas peaker | Larned | 1299_G_CAT | 1299 | G | CAT |  | Combustion Turbine | IC Engine | SPP_N | Kansas | 20 | Pawnee | 145 | 20145 | 2 | 12283 | 2004 | 9999 |  |  | N | Distillate Fuel Oil | [12 empty] | 3 | 1.6498 | 1.6498 | 1.6498 | 1.6498 | [11 empty] | Larned KS (City of) | 100 | Larned KS (City of) | 100
natural gas peaker | Larned | 1299_G_CAT1 | 1299 | G | CAT1 |  | Combustion Turbine | IC Engine | SPP_N | Kansas | 20 | Pawnee | 145 | 20145 | 2 | 12283 | 2004 | 9999 |  |  | N | Distillate Fuel Oil | [12 empty] | 3 | 1.6498 | 1.6498 | 1.6498 | 1.6498 | [11 empty] | Larned KS (City of) | 100 | Larned KS (City of) | 100
natural gas peaker | Larned | 1299_G_CAT2 | 1299 | G | CAT2 |  | Combustion Turbine | IC Engine | SPP_N | Kansas | 20 | Pawnee | 145 | 20145 | 2 | 12283 | 2004 | 9999 |  |  | N | Distillate Fuel Oil | [12 empty] | 3 | 1.6498 | 1.6498 | 1.6498 | 1.6498 | [11 empty] | Larned KS (City of) | 100 | Larned KS (City of) | 100
natural gas peaker | Larned | 1299_G_CAT3 | 1299 | G | CAT3 |  | Combustion Turbine | IC Engine | SPP_N | Kansas | 20 | Pawnee | 145 | 20145 | 2 | 12283 | 2004 | 9999 |  |  | N | Distillate Fuel Oil | [12 empty] | 3 | 1.6498 | 1.6498 | 1.6498 | 1.6498 | [11 empty] | Larned KS (City of) | 100 | Larned KS (City of) | 100
natural gas peaker | Larned | 1299_G_CAT4 | 1299 | G | CAT4 |  | Combustion Turbine | IC Engine | SPP_N | Kansas | 20 | Pawnee | 145 | 20145 | 2 | 12283 | 2004 | 9999 |  |  | N | Distillate Fuel Oil | [12 empty] | 3 | 1.6498 | 1.6498 | 1.6498 | 1.6498 | [11 empty] | Larned KS (City of) | 100 | Larned KS (City of) | 100
natural gas peaker | Lincoln | 1300_G_4 | 1300 | G | 4 |  | Combustion Turbine | IC Engine | SPP_N | Kansas | 20 | Lincoln | 105 | 20105 | 0.6 | 10745 | 1958 | 9999 |  |  | N | Distillate Fuel Oil | [12 empty] | 3 | 1.6498 | 1.6498 | 1.6498 | 1.6498 | [11 empty] | Lincoln KS (City of) | 100 | Lincoln KS (City of) | 100
natural gas peaker | Lincoln | 1300_G_1 | 1300 | G | 1 |  | Combustion Turbine | IC Engine | SPP_N | Kansas | 20 | Lincoln | 105 | 20105 | 1.1 | 10745 | 1964 | 9999 |  |  | N | Natural Gas, Distillate Fuel Oil | [12 empty] | 3 | 1.6498 | 1.6498 | 1.6498 | 1.6498 | [11 empty] | Lincoln KS (City of) | 100 | Lincoln KS (City of) | 100
natural gas peaker | Lincoln | 1300_G_2 | 1300 | G | 2 |  | Combustion Turbine | IC Engine | SPP_N | Kansas | 20 | Lincoln | 105 | 20105 | 1.1 | 10745 | 1964 | 9999 |  |  | N | Natural Gas, Distillate Fuel Oil | [12 empty] | 3 | 1.6498 | 1.6498 | 1.6498 | 1.6498 | [11 empty] | Lincoln KS (City of) | 100 | Lincoln KS (City of) | 100
natural gas peaker | Lincoln | 1300_G_7 | 1300 | G | 7 |  | Combustion Turbine | IC Engine | SPP_N | Kansas | 20 | Lincoln | 105 | 20105 | 3 | 10745 | 1974 | 9999 |  |  | N | Natural Gas, Distillate Fuel Oil | [12 empty] | 3 | 1.6498 | 1.6498 | 1.6498 | 1.6498 | [11 empty] | Lincoln KS (City of) | 100 | Lincoln KS (City of) | 100
natural gas peaker | Lincoln | 1300_G_8 | 1300 | G | 8 |  | Combustion Turbine | IC Engine | SPP_N | Kansas | 20 | Lincoln | 105 | 20105 | 1.8 | 10745 | 2017 | 9999 |  |  | N | Distillate Fuel Oil | [13 empty] | 1.6498 | 1.6498 | 1.6498 | 1.6498 | [11 empty] | Lincoln KS (City of) | 100 | Lincoln KS (City of) | 100
natural gas peaker | McPherson 2 | 1305_G_GT1 | 1305 | G | GT1 | 90704 | Combustion Turbine |  | SPP_N | Kansas | 20 | McPherson | 113 | 20113 | 49.9 | 15987 | 1973 | 9999 |  |  | N | Natural Gas, Distillate Fuel Oil | [12 empty] | 3 | 0.70603 | 0.70603 | 0.70603 | 0.70603 | [11 empty] | McPherson Board of Public Utilities | 100 | McPherson Board of Public Utilities | 100
natural gas peaker | McPherson 2 | 1305_G_GT2 | 1305 | G | GT2 | 90705 | Combustion Turbine |  | SPP_N | Kansas | 20 | McPherson | 113 | 20113 | 52 | 15982 | 1976 | 9999 |  |  | N | Distillate Fuel Oil | [13 empty] | 1.2 | 1.2 | 1.2 | 1.2 | [11 empty] | McPherson Board of Public Utilities | 100 | McPherson Board of Public Utilities | 100
natural gas peaker | McPherson 2 | 1305_G_GT3 | 1305 | G | GT3 | 90706 | Combustion Turbine |  | SPP_N | Kansas | 20 | McPherson | 113 | 20113 | 51.9 | 15982 | 1979 | 9999 |  |  | N | Natural Gas, Distillate Fuel Oil | [12 empty] | 3 | 0.704 | 0.704 | 0.704 | 0.704 | [11 empty] | McPherson Board of Public Utilities | 100 | McPherson Board of Public Utilities | 100
natural gas peaker | Meade | 1306_G_2 | 1306 | G | 2 |  | Combustion Turbine | IC Engine | SPP_N | Kansas | 20 | Meade | 119 | 20119 | 0.8 | 10745 | 1951 | 9999 |  |  | N | Natural Gas, Distillate Fuel Oil | [12 empty] | 3 | 1.061 | 1.061 | 1.061 | 1.061 | [11 empty] | Meade KS (City of) | 100 | Meade KS (City of) | 100
natural gas peaker | Meade | 1306_G_3 | 1306 | G | 3 |  | Combustion Turbine | IC Engine | SPP_N | Kansas | 20 | Meade | 119 | 20119 | 1.1 | 10745 | 1957 | 9999 |  |  | N | Natural Gas, Distillate Fuel Oil | [12 empty] | 3 | 1.061 | 1.061 | 1.061 | 1.061 | [11 empty] | Meade KS (City of) | 100 | Meade KS (City of) | 100
natural gas peaker | Meade | 1306_G_4 | 1306 | G | 4 |  | Combustion Turbine | IC Engine | SPP_N | Kansas | 20 | Meade | 119 | 20119 | 1.3 | 10745 | 1961 | 9999 |  |  | N | Natural Gas, Distillate Fuel Oil | [12 empty] | 3 | 1.061 | 1.061 | 1.061 | 1.061 | [11 empty] | Meade KS (City of) | 100 | Meade KS (City of) | 100
natural gas peaker | Meade | 1306_G_5 | 1306 | G | 5 |  | Combustion Turbine | IC Engine | SPP_N | Kansas | 20 | Meade | 119 | 20119 | 1.7 | 10745 | 1965 | 9999 |  |  | N | Natural Gas, Distillate Fuel Oil | [12 empty] | 3 | 1.6498 | 1.6498 | 1.6498 | 1.6498 | [11 empty] | Meade KS (City of) | 100 | Meade KS (City of) | 100
natural gas peaker | Meade | 1306_G_6 | 1306 | G | 6 |  | Combustion Turbine | IC Engine | SPP_N | Kansas | 20 | Meade | 119 | 20119 | 1.9 | 10745 | 1972 | 9999 |  |  | N | Natural Gas, Distillate Fuel Oil | [12 empty] | 3 | 1.061 | 1.061 | 1.061 | 1.061 | [11 empty] | Meade KS (City of) | 100 | Meade KS (City of) | 100
natural gas peaker | Minneapolis City of | 1307_G_4 | 1307 | G | 4 |  | Combustion Turbine | IC Engine | SPP_N | Kansas | 20 | Ottawa | 143 | 20143 | 0.5 | 11165 | 1955 | 9999 |  |  | N | Natural Gas, Distillate Fuel Oil | [12 empty] | 3 | 1.061 | 1.061 | 1.061 | 1.061 | [11 empty] | Minneapolis KS (City of) | 100 | Minneapolis KS (City of) | 100
natural gas peaker | Minneapolis City of | 1307_G_3 | 1307 | G | 3 |  | Combustion Turbine | IC Engine | SPP_N | Kansas | 20 | Ottawa | 143 | 20143 | 1.2 | 11177 | 1961 | 9999 |  |  | N | Natural Gas, Distillate Fuel Oil | [12 empty] | 3 | 1.061 | 1.061 | 1.061 | 1.061 | [11 empty] | Minneapolis KS (City of) | 100 | Minneapolis KS (City of) | 100
natural gas peaker | Minneapolis City of | 1307_G_5 | 1307 | G | 5 |  | Combustion Turbine | IC Engine | SPP_N | Kansas | 20 | Ottawa | 143 | 20143 | 1.8 | 11147 | 1966 | 9999 |  |  | N | Natural Gas, Distillate Fuel Oil | [12 empty] | 3 | 1.061 | 1.061 | 1.061 | 1.061 | [11 empty] | Minneapolis KS (City of) | 100 | Minneapolis KS (City of) | 100
natural gas peaker | Minneapolis City of | 1307_G_6 | 1307 | G | 6 |  | Combustion Turbine | IC Engine | SPP_N | Kansas | 20 | Ottawa | 143 | 20143 | 2.7 | 11150 | 1972 | 9999 |  |  | N | Natural Gas, Distillate Fuel Oil | [12 empty] | 3 | 1.061 | 1.061 | 1.061 | 1.061 | [11 empty] | Minneapolis KS (City of) | 100 | Minneapolis KS (City of) | 100
natural gas peaker | Minneapolis City of | 1307_G_7 | 1307 | G | 7 |  | Combustion Turbine | IC Engine | SPP_N | Kansas | 20 | Ottawa | 143 | 20143 | 1.8 | 11147 | 1989 | 9999 |  |  | N | Distillate Fuel Oil | [12 empty] | 3 | 1.6498 | 1.6498 | 1.6498 | 1.6498 | [11 empty] | Minneapolis KS (City of) | 100 | Minneapolis KS (City of) | 100
natural gas peaker | Oberlin (KS) | 1312_G_1 | 1312 | G | 1 |  | Combustion Turbine | IC Engine | SPP_N | Kansas | 20 | Decatur | 39 | 20039 | 0.9 | 10745 | 1956 | 9999 |  |  | N | Natural Gas, Distillate Fuel Oil | [13 empty] | 1.6498 | 1.6498 | 1.6498 | 1.6498 | [11 empty] | Oberlin KS (City of) | 100 | Oberlin KS (City of) | 100
natural gas peaker | Osage City | 1313_G_1 | 1313 | G | 1 |  | Combustion Turbine | IC Engine | SPP_N | Kansas | 20 | Osage | 139 | 20139 | 0.9 | 12283 | 1955 | 9999 |  |  | N | Natural Gas, Distillate Fuel Oil | [12 empty] | 3 | 1.061 | 1.061 | 1.061 | 1.061 | [11 empty] | Osage City KS (City of) | 100 | Osage City KS (City of) | 100
natural gas peaker | Osage City | 1313_G_2 | 1313 | G | 2 |  | Combustion Turbine | IC Engine | SPP_N | Kansas | 20 | Osage | 139 | 20139 | 1.1 | 12283 | 1960 | 9999 |  |  | N | Natural Gas, Distillate Fuel Oil | [12 empty] | 3 | 1.061 | 1.061 | 1.061 | 1.061 | [11 empty] | Osage City KS (City of) | 100 | Osage City KS (City of) | 100
natural gas peaker | Osage City | 1313_G_4 | 1313 | G | 4 |  | Combustion Turbine | IC Engine | SPP_N | Kansas | 20 | Osage | 139 | 20139 | 1.9 | 12283 | 1967 | 9999 |  |  | N | Natural Gas, Distillate Fuel Oil | [12 empty] | 3 | 1.061 | 1.061 | 1.061 | 1.061 | [11 empty] | Osage City KS (City of) | 100 | Osage City KS (City of) | 100
natural gas peaker | Osage City | 1313_G_5 | 1313 | G | 5 |  | Combustion Turbine | IC Engine | SPP_N | Kansas | 20 | Osage | 139 | 20139 | 1.9 | 12283 | 1970 | 9999 |  |  | N | Natural Gas, Distillate Fuel Oil | [12 empty] | 3 | 1.061 | 1.061 | 1.061 | 1.061 | [11 empty] | Osage City KS (City of) | 100 | Osage City KS (City of) | 100
natural gas peaker | Osage City | 1313_G_IC6 | 1313 | G | IC6 |  | Combustion Turbine | IC Engine | SPP_N | Kansas | 20 | Osage | 139 | 20139 | 0.9 | 12283 | 1983 | 9999 |  |  | N | Natural Gas, Distillate Fuel Oil | [12 empty] | 3 | 1.061 | 1.061 | 1.061 | 1.061 | [11 empty] | Osage City KS (City of) | 100 | Osage City KS (City of) | 100
natural gas peaker | Osage City | 1313_G_7 | 1313 | G | 7 |  | Combustion Turbine | IC Engine | SPP_N | Kansas | 20 | Osage | 139 | 20139 | 1.5 | 12283 | 1984 | 9999 |  |  | N | Natural Gas, Distillate Fuel Oil | [12 empty] | 3 | 1.061 | 1.061 | 1.061 | 1.061 | [11 empty] | Osage City KS (City of) | 100 | Osage City KS (City of) | 100
natural gas peaker | Osage City | 1313_G_IC3 | 1313 | G | IC3 |  | Combustion Turbine | IC Engine | SPP_N | Kansas | 20 | Osage | 139 | 20139 | 1.9 | 12283 | 2011 | 9999 |  |  | N | Natural Gas, Distillate Fuel Oil | [13 empty] | 1.061 | 1.061 | 1.061 | 1.061 | [11 empty] | Osage City KS (City of) | 100 | Osage City KS (City of) | 100
natural gas peaker | Osawatomie City of | 1314_G_4 | 1314 | G | 4 |  | Combustion Turbine | IC Engine | SPP_N | Kansas | 20 | Miami | 121 | 20121 | 1 | 25000 | 1950 | 9999 |  |  | N | Natural Gas, Distillate Fuel Oil | [12 empty] | 3 | 1.6498 | 1.6498 | 1.6498 | 1.6498 | [11 empty] | Osawatomie KS (City of) | 100 | Osawatomie KS (City of) | 100
natural gas peaker | Osawatomie City of | 1314_G_2 | 1314 | G | 2 |  | Combustion Turbine | IC Engine | SPP_N | Kansas | 20 | Miami | 121 | 20121 | 1.8 | 25000 | 1957 | 9999 |  |  | N | Natural Gas, Distillate Fuel Oil | [12 empty] | 3 | 1.6498 | 1.6498 | 1.6498 | 1.6498 | [11 empty] | Osawatomie KS (City of) | 100 | Osawatomie KS (City of) | 100
natural gas peaker | Osawatomie City of | 1314_G_5 | 1314 | G | 5 |  | Combustion Turbine | IC Engine | SPP_N | Kansas | 20 | Miami | 121 | 20121 | 2.8 | 24374 | 1966 | 9999 |  |  | N | Natural Gas, Distillate Fuel Oil | [12 empty] | 3 | 1.6498 | 1.6498 | 1.6498 | 1.6498 | [11 empty] | Osawatomie KS (City of) | 100 | Osawatomie KS (City of) | 100
natural gas peaker | Osborne | 1315_G_3 | 1315 | G | 3 |  | Combustion Turbine | IC Engine | SPP_N | Kansas | 20 | Osborne | 141 | 20141 | 0.6 | 13707 | 1957 | 9999 |  |  | N | Natural Gas, Distillate Fuel Oil | [12 empty] | 3 | 1.6498 | 1.6498 | 1.6498 | 1.6498 | [11 empty] | Osborne KS (City of) | 100 | Osborne KS (City of) | 100
natural gas peaker | Osborne | 1315_G_2 | 1315 | G | 2 |  | Combustion Turbine | IC Engine | SPP_N | Kansas | 20 | Osborne | 141 | 20141 | 1.2 | 13734 | 1963 | 9999 |  |  | N | Natural Gas, Distillate Fuel Oil | [12 empty] | 3 | 1.6498 | 1.6498 | 1.6498 | 1.6498 | [11 empty] | Osborne KS (City of) | 100 | Osborne KS (City of) | 100
natural gas peaker | Osborne | 1315_G_1 | 1315 | G | 1 |  | Combustion Turbine | IC Engine | SPP_N | Kansas | 20 | Osborne | 141 | 20141 | 1.4 | 13050 | 1967 | 9999 |  |  | N | Natural Gas, Distillate Fuel Oil | [12 empty] | 3 | 1.6498 | 1.6498 | 1.6498 | 1.6498 | [11 empty] | Osborne KS (City of) | 100 | Osborne KS (City of) | 100
natural gas peaker | Osborne | 1315_G_6 | 1315 | G | 6 |  | Combustion Turbine | IC Engine | SPP_N | Kansas | 20 | Osborne | 141 | 20141 | 0.4 | 13377 | 1992 | 9999 |  |  | N | Natural Gas | [12 empty] | 3 | 1.061 | 1.061 | 1.061 | 1.061 | [11 empty] | Osborne KS (City of) | 100 | Osborne KS (City of) | 100
natural gas peaker | Osborne | 1315_G_7 | 1315 | G | 7 |  | Combustion Turbine | IC Engine | SPP_N | Kansas | 20 | Osborne | 141 | 20141 | 0.4 | 13377 | 1992 | 9999 |  |  | N | Natural Gas | [12 empty] | 3 | 1.061 | 1.061 | 1.061 | 1.061 | [11 empty] | Osborne KS (City of) | 100 | Osborne KS (City of) | 100
natural gas peaker | Osborne | 1315_G_8 | 1315 | G | 8 |  | Combustion Turbine | IC Engine | SPP_N | Kansas | 20 | Osborne | 141 | 20141 | 0.6 | 13707 | 1994 | 9999 |  |  | N | Natural Gas | [12 empty] | 3 | 1.061 | 1.061 | 1.061 | 1.061 | [11 empty] | Osborne KS (City of) | 100 | Osborne KS (City of) | 100
natural gas peaker | Ottawa | 1316_G_IC4 | 1316 | G | IC4 |  | Combustion Turbine | IC Engine | SPP_N | Kansas | 20 | Franklin | 59 | 20059 | 3 | 18000 | 1958 | 9999 |  |  | N | Natural Gas, Distillate Fuel Oil | [13 empty] | 4.5245 | 4.5245 | 4.5245 | 4.5245 | [11 empty] | Ottawa KS (City of) | 100 | Ottawa KS (City of) | 100
natural gas peaker | Ottawa | 1316_G_IC3 | 1316 | G | IC3 |  | Combustion Turbine | IC Engine | SPP_N | Kansas | 20 | Franklin | 59 | 20059 | 3.2 | 18000 | 1962 | 9999 |  |  | N | Natural Gas, Distillate Fuel Oil | [13 empty] | 2.7 | 2.7 | 2.7 | 2.7 | [11 empty] | Ottawa KS (City of) | 100 | Ottawa KS (City of) | 100
natural gas peaker | Ottawa | 1316_G_IC6 | 1316 | G | IC6 |  | Combustion Turbine | IC Engine | SPP_N | Kansas | 20 | Franklin | 59 | 20059 | 5.9 | 18000 | 1981 | 9999 |  |  | N | Natural Gas, Distillate Fuel Oil | [13 empty] | 2.7 | 2.7 | 2.7 | 2.7 | [11 empty] | Ottawa KS (City of) | 100 | Ottawa KS (City of) | 100
natural gas peaker | Ottawa | 1316_G_IC7 | 1316 | G | IC7 |  | Combustion Turbine | IC Engine | SPP_N | Kansas | 20 | Franklin | 59 | 20059 | 5.9 | 18000 | 1981 | 9999 |  |  | N | Natural Gas, Distillate Fuel Oil | [13 empty] | 2.7 | 2.7 | 2.7 | 2.7 | [11 empty] | Ottawa KS (City of) | 100 | Ottawa KS (City of) | 100
natural gas peaker | Pratt | 1317_G_IC1 | 1317 | G | IC1 |  | Combustion Turbine | IC Engine | SPP_N | Kansas | 20 | Pratt | 151 | 20151 | 1.5 | 14378 | 1958 | 9999 |  |  | N | Distillate Fuel Oil | [12 empty] | 3 | 0.11529 | 0.11529 | 0.11529 | 0.11529 | [11 empty] | Pratt KS (City of) | 100 | Pratt KS (City of) | 100
natural gas steam turbine | Pratt | 1317_B_5 | 1317 | B | 5 |  | O/G Steam |  | SPP_N | Kansas | 20 | Pratt | 151 | 20151 | 13 | 14500 | 1965 | 9999 |  |  | N | Natural Gas | [12 empty] | 3 | 0.20523 | 0.20523 | 0.20523 | 0.20523 | [11 empty] | Pratt KS (City of) | 100 | Pratt KS (City of) | 100
natural gas peaker | Russell Downtown | 1319_G_7 | 1319 | G | 7 |  | Combustion Turbine | IC Engine | SPP_N | Kansas | 20 | Russell | 167 | 20167 | 3 | 11357 | 1971 | 9999 |  |  | N | Natural Gas, Distillate Fuel Oil | [12 empty] | 3 | 1.061 | 1.061 | 1.061 | 1.061 | [11 empty] | Russell KS (City of) | 100 | Russell KS (City of) | 100
natural gas peaker | Russell Downtown | 1319_G_8 | 1319 | G | 8 |  | Combustion Turbine | IC Engine | SPP_N | Kansas | 20 | Russell | 167 | 20167 | 2.5 | 11346 | 1978 | 9999 |  |  | N | Distillate Fuel Oil | [12 empty] | 3 | 1.6498 | 1.6498 | 1.6498 | 1.6498 | [11 empty] | Russell KS (City of) | 100 | Russell KS (City of) | 100
natural gas peaker | Russell Downtown | 1319_G_9 | 1319 | G | 9 |  | Combustion Turbine | IC Engine | SPP_N | Kansas | 20 | Russell | 167 | 20167 | 2.5 | 11346 | 1981 | 9999 |  |  | N | Distillate Fuel Oil | [12 empty] | 3 | 1.6498 | 1.6498 | 1.6498 | 1.6498 | [11 empty] | Russell KS (City of) | 100 | Russell KS (City of) | 100
natural gas peaker | Russell Downtown | 1319_G_11 | 1319 | G | 11 |  | Combustion Turbine | IC Engine | SPP_N | Kansas | 20 | Russell | 167 | 20167 | 3.2 | 11380 | 1994 | 9999 |  |  | N | Natural Gas, Distillate Fuel Oil | [12 empty] | 3 | 2.2753 | 2.2753 | 2.2753 | 2.2753 | [11 empty] | Russell KS (City of) | 100 | Russell KS (City of) | 100
natural gas peaker | Russell Downtown | 1319_G_12 | 1319 | G | 12 |  | Combustion Turbine | IC Engine | SPP_N | Kansas | 20 | Russell | 167 | 20167 | 3.2 | 11342 | 1994 | 9999 |  |  | N | Natural Gas, Distillate Fuel Oil | [12 empty] | 3 | 1.061 | 1.061 | 1.061 | 1.061 | [11 empty] | Russell KS (City of) | 100 | Russell KS (City of) | 100
natural gas peaker | Sabetha Power Plant | 1320_G_3 | 1320 | G | 3 |  | Combustion Turbine | IC Engine | SPP_N | Kansas | 20 | Nemaha | 131 | 20131 | 0.6 | 12283 | 1947 | 9999 |  |  | N | Natural Gas, Distillate Fuel Oil | [12 empty] | 3 | 1.6498 | 1.6498 | 1.6498 | 1.6498 | [11 empty] | Sabetha KS (City of) | 100 | Sabetha KS (City of) | 100
natural gas peaker | Sabetha Power Plant | 1320_G_4 | 1320 | G | 4 |  | Combustion Turbine | IC Engine | SPP_N | Kansas | 20 | Nemaha | 131 | 20131 | 0.7 | 12283 | 1950 | 9999 |  |  | N | Natural Gas, Distillate Fuel Oil | [12 empty] | 3 | 1.6498 | 1.6498 | 1.6498 | 1.6498 | [11 empty] | Sabetha KS (City of) | 100 | Sabetha KS (City of) | 100
natural gas peaker | Sabetha Power Plant | 1320_G_2 | 1320 | G | 2 |  | Combustion Turbine | IC Engine | SPP_N | Kansas | 20 | Nemaha | 131 | 20131 | 1.2 | 12283 | 1957 | 9999 |  |  | N | Natural Gas, Distillate Fuel Oil | [12 empty] | 3 | 1.6498 | 1.6498 | 1.6498 | 1.6498 | [11 empty] | Sabetha KS (City of) | 100 | Sabetha KS (City of) | 100
natural gas peaker | Sabetha Power Plant | 1320_G_5 | 1320 | G | 5 |  | Combustion Turbine | IC Engine | SPP_N | Kansas | 20 | Nemaha | 131 | 20131 | 1.2 | 12283 | 1961 | 9999 |  |  | N | Natural Gas, Distillate Fuel Oil | [12 empty] | 3 | 1.6498 | 1.6498 | 1.6498 | 1.6498 | [11 empty] | Sabetha KS (City of) | 100 | Sabetha KS (City of) | 100
natural gas peaker | Sabetha Power Plant | 1320_G_6 | 1320 | G | 6 |  | Combustion Turbine | IC Engine | SPP_N | Kansas | 20 | Nemaha | 131 | 20131 | 1.2 | 12283 | 1967 | 9999 |  |  | N | Natural Gas, Distillate Fuel Oil | [12 empty] | 3 | 1.6498 | 1.6498 | 1.6498 | 1.6498 | [11 empty] | Sabetha KS (City of) | 100 | Sabetha KS (City of) | 100
natural gas peaker | Sabetha Power Plant | 1320_G_7 | 1320 | G | 7 |  | Combustion Turbine | IC Engine | SPP_N | Kansas | 20 | Nemaha | 131 | 20131 | 1.8 | 12283 | 1970 | 9999 |  |  | N | Natural Gas, Distillate Fuel Oil | [12 empty] | 3 | 1.6498 | 1.6498 | 1.6498 | 1.6498 | [11 empty] | Sabetha KS (City of) | 100 | Sabetha KS (City of) | 100
natural gas peaker | Sabetha Power Plant | 1320_G_8 | 1320 | G | 8 |  | Combustion Turbine | IC Engine | SPP_N | Kansas | 20 | Nemaha | 131 | 20131 | 2.1 | 12283 | 1978 | 9999 |  |  | N | Natural Gas, Distillate Fuel Oil | [12 empty] | 3 | 1.6498 | 1.6498 | 1.6498 | 1.6498 | [11 empty] | Sabetha KS (City of) | 100 | Sabetha KS (City of) | 100
natural gas peaker | Sabetha Power Plant | 1320_G_IC9 | 1320 | G | IC9 |  | Combustion Turbine | IC Engine | SPP_N | Kansas | 20 | Nemaha | 131 | 20131 | 1 | 12283 | 1985 | 9999 |  |  | N | Natural Gas, Distillate Fuel Oil | [12 empty] | 3 | 1.6498 | 1.6498 | 1.6498 | 1.6498 | [11 empty] | Sabetha KS (City of) | 100 | Sabetha KS (City of) | 100
natural gas peaker | Sabetha Power Plant | 1320_G_IC10 | 1320 | G | IC10 |  | Combustion Turbine | IC Engine | SPP_N | Kansas | 20 | Nemaha | 131 | 20131 | 2.1 | 12283 | 1990 | 9999 |  |  | N | Natural Gas, Distillate Fuel Oil | [12 empty] | 3 | 1.6498 | 1.6498 | 1.6498 | 1.6498 | [11 empty] | Sabetha KS (City of) | 100 | Sabetha KS (City of) | 100
natural gas peaker | Sabetha Power Plant | 1320_G_11 | 1320 | G | 11 |  | Combustion Turbine | IC Engine | SPP_N | Kansas | 20 | Nemaha | 131 | 20131 | 2.7 | 12283 | 1992 | 9999 |  |  | N | Natural Gas, Distillate Fuel Oil | [12 empty] | 3 | 1.6498 | 1.6498 | 1.6498 | 1.6498 | [11 empty] | Sabetha KS (City of) | 100 | Sabetha KS (City of) | 100
natural gas peaker | Sabetha Power Plant | 1320_G_12 | 1320 | G | 12 |  | Combustion Turbine | IC Engine | SPP_N | Kansas | 20 | Nemaha | 131 | 20131 | 4.1 | 12283 | 2001 | 9999 |  |  | N | Natural Gas, Distillate Fuel Oil | [12 empty] | 3 | 1.061 | 1.061 | 1.061 | 1.061 | [11 empty] | Sabetha KS (City of) | 100 | Sabetha KS (City of) | 100
natural gas peaker | St Francis | 1321_G_5 | 1321 | G | 5 |  | Combustion Turbine | IC Engine | SPP_N | Kansas | 20 | Cheyenne | 23 | 20023 | 0.9 | 12283 | 1953 | 9999 |  |  | N | Natural Gas, Distillate Fuel Oil | [13 empty] | 1.6498 | 1.6498 | 1.6498 | 1.6498 | [11 empty] | St Francis KS (City of) | 100 | St Francis KS (City of) | 100
natural gas peaker | St Francis | 1321_G_2 | 1321 | G | 2 |  | Combustion Turbine | IC Engine | SPP_N | Kansas | 20 | Cheyenne | 23 | 20023 | 1.5 | 12283 | 1964 | 9999 |  |  | N | Natural Gas, Distillate Fuel Oil | [13 empty] | 1.6498 | 1.6498 | 1.6498 | 1.6498 | [11 empty] | St Francis KS (City of) | 100 | St Francis KS (City of) | 100
natural gas peaker | St Francis | 1321_G_4 | 1321 | G | 4 |  | Combustion Turbine | IC Engine | SPP_N | Kansas | 20 | Cheyenne | 23 | 20023 | 2.7 | 12283 | 1972 | 9999 |  |  | N | Natural Gas, Distillate Fuel Oil | [13 empty] | 1.6498 | 1.6498 | 1.6498 | 1.6498 | [11 empty] | St Francis KS (City of) | 100 | St Francis KS (City of) | 100
natural gas peaker | St John | 1322_G_4 | 1322 | G | 4 |  | Combustion Turbine | IC Engine | SPP_WEST | Kansas | 20 | Stafford | 185 | 20185 | 1.7 | 10745 | 1965 | 9999 |  |  | N | Distillate Fuel Oil | [12 empty] | 3 | 1.6498 | 1.6498 | 1.6498 | 1.6498 | [11 empty] | St John KS (City of) | 100 | St John KS (City of) | 100
natural gas peaker | St John | 1322_G_5 | 1322 | G | 5 |  | Combustion Turbine | IC Engine | SPP_WEST | Kansas | 20 | Stafford | 185 | 20185 | 2 | 10745 | 1982 | 9999 |  |  | N | Distillate Fuel Oil | [12 empty] | 3 | 1.6498 | 1.6498 | 1.6498 | 1.6498 | [11 empty] | St John KS (City of) | 100 | St John KS (City of) | 100
natural gas peaker | St John | 1322_G_2 | 1322 | G | 2 |  | Combustion Turbine | IC Engine | SPP_WEST | Kansas | 20 | Stafford | 185 | 20185 | 1.3 | 10745 | 2002 | 9999 |  |  | N | Distillate Fuel Oil | [12 empty] | 3 | 1.6498 | 1.6498 | 1.6498 | 1.6498 | [11 empty] | St John KS (City of) | 100 | St John KS (City of) | 100
natural gas peaker | Sharon Spring | 1324_G_4 | 1324 | G | 4 |  | Combustion Turbine | IC Engine | SPP_N | Kansas | 20 | Wallace | 199 | 20199 | 0.6 | 12283 | 1951 | 9999 |  |  | N | Natural Gas, Distillate Fuel Oil | [12 empty] | 3 | 1.061 | 1.061 | 1.061 | 1.061 | [11 empty] | Sharon Springs KS (City of) | 100 | Sharon Springs KS (City of) | 100
natural gas peaker | Sharon Spring | 1324_G_3 | 1324 | G | 3 |  | Combustion Turbine | IC Engine | SPP_N | Kansas | 20 | Wallace | 199 | 20199 | 0.4 | 12283 | 1958 | 9999 |  |  | N | Natural Gas, Distillate Fuel Oil | [12 empty] | 3 | 1.061 | 1.061 | 1.061 | 1.061 | [11 empty] | Sharon Springs KS (City of) | 100 | Sharon Springs KS (City of) | 100
natural gas peaker | Sharon Spring | 1324_G_2 | 1324 | G | 2 |  | Combustion Turbine | IC Engine | SPP_N | Kansas | 20 | Wallace | 199 | 20199 | 1 | 12283 | 1964 | 9999 |  |  | N | Natural Gas, Distillate Fuel Oil | [12 empty] | 3 | 1.061 | 1.061 | 1.061 | 1.061 | [11 empty] | Sharon Springs KS (City of) | 100 | Sharon Springs KS (City of) | 100
natural gas peaker | Sharon Spring | 1324_G_1 | 1324 | G | 1 |  | Combustion Turbine | IC Engine | SPP_N | Kansas | 20 | Wallace | 199 | 20199 | 0.9 | 12283 | 1970 | 9999 |  |  | N | Natural Gas, Distillate Fuel Oil | [12 empty] | 3 | 1.061 | 1.061 | 1.061 | 1.061 | [11 empty] | Sharon Springs KS (City of) | 100 | Sharon Springs KS (City of) | 100
natural gas peaker | Stafford | 1325_G_4 | 1325 | G | 4 |  | Combustion Turbine | IC Engine | SPP_WEST | Kansas | 20 | Stafford | 185 | 20185 | 1.4 | 10745 | 1973 | 9999 |  |  | N | Natural Gas, Distillate Fuel Oil | [12 empty] | 3 | 1.6498 | 1.6498 | 1.6498 | 1.6498 | [11 empty] | Stafford KS (City of) | 100 | Stafford KS (City of) | 100
natural gas peaker | Stafford | 1325_G_5 | 1325 | G | 5 |  | Combustion Turbine | IC Engine | SPP_WEST | Kansas | 20 | Stafford | 185 | 20185 | 1.1 | 10745 | 1983 | 9999 |  |  | N | Natural Gas, Distillate Fuel Oil | [12 empty] | 3 | 1.6498 | 1.6498 | 1.6498 | 1.6498 | [11 empty] | Stafford KS (City of) | 100 | Stafford KS (City of) | 100
natural gas peaker | Sterling | 1326_G_2 | 1326 | G | 2 |  | Combustion Turbine | IC Engine | SPP_N | Kansas | 20 | Rice | 159 | 20159 | 0.4 | 10745 | 1950 | 9999 |  |  | N | Natural Gas, Distillate Fuel Oil | [12 empty] | 3 | 1.6498 | 1.6498 | 1.6498 | 1.6498 | [11 empty] | Sterling KS (City of) | 100 | Sterling KS (City of) | 100
natural gas peaker | Sterling | 1326_G_4 | 1326 | G | 4 |  | Combustion Turbine | IC Engine | SPP_N | Kansas | 20 | Rice | 159 | 20159 | 0.8 | 10745 | 1955 | 9999 |  |  | N | Natural Gas, Distillate Fuel Oil | [12 empty] | 3 | 1.6498 | 1.6498 | 1.6498 | 1.6498 | [11 empty] | Sterling KS (City of) | 100 | Sterling KS (City of) | 100
natural gas peaker | Sterling | 1326_G_1 | 1326 | G | 1 |  | Combustion Turbine | IC Engine | SPP_N | Kansas | 20 | Rice | 159 | 20159 | 1.3 | 10745 | 1962 | 9999 |  |  | N | Natural Gas, Distillate Fuel Oil | [12 empty] | 3 | 1.6498 | 1.6498 | 1.6498 | 1.6498 | [11 empty] | Sterling KS (City of) | 100 | Sterling KS (City of) | 100
natural gas peaker | Sterling | 1326_G_3 | 1326 | G | 3 |  | Combustion Turbine | IC Engine | SPP_N | Kansas | 20 | Rice | 159 | 20159 | 2.2 | 10745 | 1972 | 9999 |  |  | N | Natural Gas, Distillate Fuel Oil | [12 empty] | 3 | 1.6498 | 1.6498 | 1.6498 | 1.6498 | [11 empty] | Sterling KS (City of) | 100 | Sterling KS (City of) | 100
natural gas peaker | Sterling | 1326_G_5 | 1326 | G | 5 |  | Combustion Turbine | IC Engine | SPP_N | Kansas | 20 | Rice | 159 | 20159 | 1.2 | 10745 | 2002 | 9999 |  |  | N | Natural Gas, Distillate Fuel Oil | [12 empty] | 3 | 1.6498 | 1.6498 | 1.6498 | 1.6498 | [11 empty] | Sterling KS (City of) | 100 | Sterling KS (City of) | 100
natural gas peaker | Sterling | 1326_G_6 | 1326 | G | 6 |  | Combustion Turbine | IC Engine | SPP_N | Kansas | 20 | Rice | 159 | 20159 | 1.2 | 10745 | 2002 | 9999 |  |  | N | Natural Gas, Distillate Fuel Oil | [12 empty] | 3 | 1.6498 | 1.6498 | 1.6498 | 1.6498 | [11 empty] | Sterling KS (City of) | 100 | Sterling KS (City of) | 100
natural gas peaker | Sterling | 1326_G_7 | 1326 | G | 7 |  | Combustion Turbine | IC Engine | SPP_N | Kansas | 20 | Rice | 159 | 20159 | 1.2 | 10745 | 2002 | 9999 |  |  | N | Natural Gas, Distillate Fuel Oil | [12 empty] | 3 | 1.6498 | 1.6498 | 1.6498 | 1.6498 | [11 empty] | Sterling KS (City of) | 100 | Sterling KS (City of) | 100
natural gas peaker | Stockton | 1327_G_5 | 1327 | G | 5 |  | Combustion Turbine | IC Engine | SPP_N | Kansas | 20 | Rooks | 163 | 20163 | 1 | 12283 | 1955 | 9999 |  |  | N | Natural Gas, Distillate Fuel Oil | [12 empty] | 3 | 1.061 | 1.061 | 1.061 | 1.061 | [11 empty] | Stockton KS (City of) | 100 | Stockton KS (City of) | 100
natural gas peaker | Stockton | 1327_G_2 | 1327 | G | 2 |  | Combustion Turbine | IC Engine | SPP_N | Kansas | 20 | Rooks | 163 | 20163 | 0.9 | 12283 | 1962 | 9999 |  |  | N | Natural Gas, Distillate Fuel Oil | [12 empty] | 3 | 1.061 | 1.061 | 1.061 | 1.061 | [11 empty] | Stockton KS (City of) | 100 | Stockton KS (City of) | 100
natural gas peaker | Stockton | 1327_G_1 | 1327 | G | 1 |  | Combustion Turbine | IC Engine | SPP_N | Kansas | 20 | Rooks | 163 | 20163 | 0.9 | 12283 | 1967 | 9999 |  |  | N | Natural Gas, Distillate Fuel Oil | [12 empty] | 3 | 1.061 | 1.061 | 1.061 | 1.061 | [11 empty] | Stockton KS (City of) | 100 | Stockton KS (City of) | 100
natural gas peaker | Stockton | 1327_G_3 | 1327 | G | 3 |  | Combustion Turbine | IC Engine | SPP_N | Kansas | 20 | Rooks | 163 | 20163 | 1.7 | 12283 | 1971 | 9999 |  |  | N | Natural Gas, Distillate Fuel Oil | [12 empty] | 3 | 1.061 | 1.061 | 1.061 | 1.061 | [11 empty] | Stockton KS (City of) | 100 | Stockton KS (City of) | 100
natural gas peaker | Wamego | 1328_G_4 | 1328 | G | 4 |  | Combustion Turbine | IC Engine | SPP_N | Kansas | 20 | Pottawatomie | 149 | 20149 | 1.1 | 12283 | 1956 | 9999 |  |  | N | Natural Gas, Distillate Fuel Oil | [12 empty] | 3 | 1.061 | 1.061 | 1.061 | 1.061 | [11 empty] | Wamego KS (City of) | 100 | Wamego KS (City of) | 100
natural gas peaker | Wamego | 1328_G_1 | 1328 | G | 1 |  | Combustion Turbine | IC Engine | SPP_N | Kansas | 20 | Pottawatomie | 149 | 20149 | 1.3 | 12283 | 1963 | 9999 |  |  | N | Natural Gas, Distillate Fuel Oil | [12 empty] | 3 | 1.061 | 1.061 | 1.061 | 1.061 | [11 empty] | Wamego KS (City of) | 100 | Wamego KS (City of) | 100
natural gas peaker | Wamego | 1328_G_5 | 1328 | G | 5 |  | Combustion Turbine | IC Engine | SPP_N | Kansas | 20 | Pottawatomie | 149 | 20149 | 1.8 | 12283 | 1967 | 9999 |  |  | N | Natural Gas, Distillate Fuel Oil | [12 empty] | 3 | 1.061 | 1.061 | 1.061 | 1.061 | [11 empty] | Wamego KS (City of) | 100 | Wamego KS (City of) | 100
natural gas peaker | Wamego | 1328_G_3 | 1328 | G | 3 |  | Combustion Turbine | IC Engine | SPP_N | Kansas | 20 | Pottawatomie | 149 | 20149 | 1.3 | 12283 | 1972 | 9999 |  |  | N | Natural Gas, Distillate Fuel Oil | [12 empty] | 3 | 1.061 | 1.061 | 1.061 | 1.061 | [11 empty] | Wamego KS (City of) | 100 | Wamego KS (City of) | 100
natural gas peaker | Wamego | 1328_G_6 | 1328 | G | 6 |  | Combustion Turbine | IC Engine | SPP_N | Kansas | 20 | Pottawatomie | 149 | 20149 | 2.2 | 12283 | 1979 | 9999 |  |  | N | Natural Gas, Distillate Fuel Oil | [12 empty] | 3 | 1.061 | 1.061 | 1.061 | 1.061 | [11 empty] | Wamego KS (City of) | 100 | Wamego KS (City of) | 100
natural gas peaker | Wamego | 1328_G_7 | 1328 | G | 7 |  | Combustion Turbine | IC Engine | SPP_N | Kansas | 20 | Pottawatomie | 149 | 20149 | 1.3 | 12283 | 1996 | 9999 |  |  | N | Natural Gas, Distillate Fuel Oil | [12 empty] | 3 | 1.061 | 1.061 | 1.061 | 1.061 | [11 empty] | Wamego KS (City of) | 100 | Wamego KS (City of) | 100
natural gas peaker | Wamego | 1328_G_8 | 1328 | G | 8 |  | Combustion Turbine | IC Engine | SPP_N | Kansas | 20 | Pottawatomie | 149 | 20149 | 1.3 | 12283 | 1996 | 9999 |  |  | N | Natural Gas, Distillate Fuel Oil | [12 empty] | 3 | 1.061 | 1.061 | 1.061 | 1.061 | [11 empty] | Wamego KS (City of) | 100 | Wamego KS (City of) | 100
natural gas peaker | Wamego | 1328_G_9 | 1328 | G | 9 |  | Combustion Turbine | IC Engine | SPP_N | Kansas | 20 | Pottawatomie | 149 | 20149 | 1.3 | 12283 | 1996 | 9999 |  |  | N | Natural Gas, Distillate Fuel Oil | [12 empty] | 3 | 1.061 | 1.061 | 1.061 | 1.061 | [11 empty] | Wamego KS (City of) | 100 | Wamego KS (City of) | 100
natural gas peaker | Wamego | 1328_G_10 | 1328 | G | 10 |  | Combustion Turbine | IC Engine | SPP_N | Kansas | 20 | Pottawatomie | 149 | 20149 | 2.9 | 12283 | 2016 | 9999 |  |  | N | Natural Gas, Distillate Fuel Oil | [13 empty] | 1.061 | 1.061 | 1.061 | 1.061 | [11 empty] | Wamego KS (City of) | 100 | Wamego KS (City of) | 100
natural gas peaker | Washington | 1329_G_5 | 1329 | G | 5 |  | Combustion Turbine | IC Engine | SPP_N | Kansas | 20 | Washington | 201 | 20201 | 0.4 | 16160 | 1953 | 9999 |  |  | N | Distillate Fuel Oil | [12 empty] | 3 | 1.6498 | 1.6498 | 1.6498 | 1.6498 | [11 empty] | Washington KS (City of) | 100 | Washington KS (City of) | 100
natural gas peaker | Washington | 1329_G_2 | 1329 | G | 2 |  | Combustion Turbine | IC Engine | SPP_N | Kansas | 20 | Washington | 201 | 20201 | 0.8 | 16372 | 1958 | 9999 |  |  | N | Distillate Fuel Oil | [12 empty] | 3 | 1.6498 | 1.6498 | 1.6498 | 1.6498 | [11 empty] | Washington KS (City of) | 100 | Washington KS (City of) | 100
natural gas peaker | Washington | 1329_G_1 | 1329 | G | 1 |  | Combustion Turbine | IC Engine | SPP_N | Kansas | 20 | Washington | 201 | 20201 | 1 | 16366 | 1963 | 9999 |  |  | N | Distillate Fuel Oil | [12 empty] | 3 | 1.6498 | 1.6498 | 1.6498 | 1.6498 | [11 empty] | Washington KS (City of) | 100 | Washington KS (City of) | 100
natural gas peaker | Washington | 1329_G_6 | 1329 | G | 6 |  | Combustion Turbine | IC Engine | SPP_N | Kansas | 20 | Washington | 201 | 20201 | 1.3 | 16344 | 1967 | 9999 |  |  | N | Distillate Fuel Oil | [12 empty] | 3 | 1.6498 | 1.6498 | 1.6498 | 1.6498 | [11 empty] | Washington KS (City of) | 100 | Washington KS (City of) | 100
natural gas peaker | Washington | 1329_G_7 | 1329 | G | 7 |  | Combustion Turbine | IC Engine | SPP_N | Kansas | 20 | Washington | 201 | 20201 | 0.9 | 16310 | 1976 | 9999 |  |  | N | Distillate Fuel Oil | [12 empty] | 3 | 1.6498 | 1.6498 | 1.6498 | 1.6498 | [11 empty] | Washington KS (City of) | 100 | Washington KS (City of) | 100
natural gas peaker | Washington | 1329_G_3 | 1329 | G | 3 |  | Combustion Turbine | IC Engine | SPP_N | Kansas | 20 | Washington | 201 | 20201 | 0.7 | 16257 | 1978 | 9999 |  |  | N | Distillate Fuel Oil | [12 empty] | 3 | 1.6498 | 1.6498 | 1.6498 | 1.6498 | [11 empty] | Washington KS (City of) | 100 | Washington KS (City of) | 100
natural gas peaker | Washington | 1329_G_IC4 | 1329 | G | IC4 |  | Combustion Turbine | IC Engine | SPP_N | Kansas | 20 | Washington | 201 | 20201 | 2.3 | 16217 | 1986 | 9999 |  |  | N | Distillate Fuel Oil | [12 empty] | 3 | 1.6498 | 1.6498 | 1.6498 | 1.6498 | [11 empty] | Washington KS (City of) | 100 | Washington KS (City of) | 100
natural gas steam turbine | Wellington 1 | 1330_B_4 | 1330 | B | 4 |  | O/G Steam |  | SPP_N | Kansas | 20 | Sumner | 191 | 20191 | 19.5 | 13544 | 1970 | 9999 |  |  | N | Natural Gas | [13 empty] | 0.13648 | 0.13648 | 0.13648 | 0.13648 | [11 empty] | Wellington Municipal Electric Utility | 100 | Wellington Municipal Electric Utility | 100
natural gas peaker | Wellington 1 | 1330_G_7 | 1330 | G | 7 |  | Combustion Turbine | IC Engine | SPP_N | Kansas | 20 | Sumner | 191 | 20191 | 2 | 10745 | 2004 | 9999 |  |  | N | Distillate Fuel Oil | [12 empty] | 3 | 1.6498 | 1.6498 | 1.6498 | 1.6498 | [11 empty] | Wellington Municipal Electric Utility | 100 | Wellington Municipal Electric Utility | 100
natural gas peaker | Wellington 1 | 1330_G_8 | 1330 | G | 8 |  | Combustion Turbine | IC Engine | SPP_N | Kansas | 20 | Sumner | 191 | 20191 | 2 | 10745 | 2004 | 9999 |  |  | N | Distillate Fuel Oil | [12 empty] | 3 | 1.6498 | 1.6498 | 1.6498 | 1.6498 | [11 empty] | Wellington Municipal Electric Utility | 100 | Wellington Municipal Electric Utility | 100
natural gas peaker | West 14th Street | 1332_G_GT1 | 1332 | G | GT1 |  | Combustion Turbine |  | SPP_N | Kansas | 20 | Cowley | 35 | 20035 | 11.1 | 23501 | 1962 | 9999 |  |  | N | Natural Gas | [13 empty] | 0.55023 | 0.55023 | 0.55023 | 0.55023 | [11 empty] | Winfield KS (City of) | 100 | Winfield KS (City of) | 100
natural gas peaker | Garden City | 1336_G_S3 | 1336 | G | S3 |  | Combustion Turbine |  | SPP_N | Kansas | 20 | Finney | 55 | 20055 | 12.8 | 19499 | 1968 | 9999 |  |  | N | Natural Gas | [13 empty] | 0.32 | 0.32 | 0.32 | 0.32 | [11 empty] | Sunflower Electric Power Corp | 100 | Victory Electric Coop Association Inc | 100
natural gas steam turbine | Garden City | 1336_B_S-2 | 1336 | B | S-2 | 871 | O/G Steam |  | SPP_N | Kansas | 20 | Finney | 55 | 20055 | 93 | 12360 | 1973 | 9999 | tangential | dry | N | Natural Gas | [12 empty] | 3 | 0.26924 | 0.26924 | 0.26924 | 0.26924 | [11 empty] | Sunflower Electric Power Corp | 100 | Victory Electric Coop Association Inc | 100
natural gas peaker | Garden City | 1336_G_S4 | 1336 | G | S4 | 90745 | Combustion Turbine |  | SPP_N | Kansas | 20 | Finney | 55 | 20055 | 49.4 | 17171 | 1976 | 9999 |  |  | N | Natural Gas | [13 empty] | 0.24112 | 0.24112 | 0.24112 | 0.24112 | [11 empty] | Sunflower Electric Power Corp | 100 | Victory Electric Coop Association Inc | 100
natural gas peaker | Garden City | 1336_G_S5 | 1336 | G | S5 | 90746 | Combustion Turbine |  | SPP_N | Kansas | 20 | Finney | 55 | 20055 | 48.4 | 17166 | 1979 | 9999 |  |  | N | Natural Gas |  |  |  | H2O | [9 empty] | 0.18466 | 0.18466 | 0.18466 | 0.18466 | [11 empty] | Sunflower Electric Power Corp | 100 | Victory Electric Coop Association Inc | 100
natural gas steam turbine | Big Sandy | 1353_B_BSU1 | 1353 | B | BSU1 | 872 | O/G Steam |  | PJM_West | Kentucky | 21 | Lawrence | 127 | 21127 | 260 | 11615 | 1963 | 9999 | wall | dry | N | Natural Gas |  |  |  | LNB + OFA | [8 empty] | 1.75 | 0.17073 | 0.17073 | 0.17073 | 0.17073 | [11 empty] | Kentucky Power Co | 100 | American Electric Power Co Inc | 100
hydro | Dix Dam | 1354_G_1 | 1354 | G | 1 |  | Hydro |  | S_C_KY | Kentucky | 21 | Mercer | 167 | 21167 | 10.5 | 0 | 1925 | 9999 |  |  | N | Hydro | [13 empty] | 0 | 0 | 0 | 0 | [11 empty] | Kentucky Utilities Co | 100 | PPL Corp | 100
hydro | Dix Dam | 1354_G_2 | 1354 | G | 2 |  | Hydro |  | S_C_KY | Kentucky | 21 | Mercer | 167 | 21167 | 10.5 | 0 | 1925 | 9999 |  |  | N | Hydro | [13 empty] | 0 | 0 | 0 | 0 | [11 empty] | Kentucky Utilities Co | 100 | PPL Corp | 100
hydro | Dix Dam | 1354_G_3 | 1354 | G | 3 |  | Hydro |  | S_C_KY | Kentucky | 21 | Mercer | 167 | 21167 | 10.5 | 0 | 1925 | 9999 |  |  | N | Hydro | [13 empty] | 0 | 0 | 0 | 0 | [11 empty] | Kentucky Utilities Co | 100 | PPL Corp | 100
hard coal | E W Brown | 1355_B_3 | 1355 | B | 3 | 878 | Coal Steam |  | S_C_KY | Kentucky | 21 | Mercer | 167 | 21167 | 409 | 11543 | 1971 | 2029 | tangential | dry | N | Bituminous | Wet Scrubber | 2010 | 0.98 | LNC3 | SCR | 2012 |  | ESPC + B | No | ACI | 2015 |  | 5.15 | 0.3008 | 0.04773 | 0.3008 | 0.04773 | 0.05 | 0.1 | 0.1 | 0.99 | Yes | 2012 | [5 empty] | Kentucky Utilities Co | 100 | PPL Corp | 100
natural gas peaker | E W Brown | 1355_G_9 | 1355 | G | 9 | 883 | Combustion Turbine |  | S_C_KY | Kentucky | 21 | Mercer | 167 | 21167 | 121 | 12424 | 1994 | 9999 |  |  | N | Natural Gas, Distillate Fuel Oil |  |  |  | H2O | [8 empty] | 4 | 0.11844 | 0.11844 | 0.11844 | 0.11844 | [11 empty] | Kentucky Utilities Co | 100 | PPL Corp | 100
natural gas peaker | E W Brown | 1355_G_10 | 1355 | G | 10 | 875 | Combustion Turbine |  | S_C_KY | Kentucky | 21 | Mercer | 167 | 21167 | 121 | 12424 | 1995 | 9999 |  |  | N | Natural Gas, Distillate Fuel Oil |  |  |  | H2O | [8 empty] | 4 | 0.12602 | 0.12602 | 0.12602 | 0.12602 | [11 empty] | Kentucky Utilities Co | 100 | PPL Corp | 100
natural gas peaker | E W Brown | 1355_G_8 | 1355 | G | 8 | 882 | Combustion Turbine |  | S_C_KY | Kentucky | 21 | Mercer | 167 | 21167 | 121 | 12424 | 1995 | 9999 |  |  | N | Natural Gas, Distillate Fuel Oil |  |  |  | H2O | [8 empty] | 4 | 0.11424 | 0.11424 | 0.11424 | 0.11424 | [11 empty] | Kentucky Utilities Co | 100 | PPL Corp | 100
natural gas peaker | E W Brown | 1355_G_11 | 1355 | G | 11 | 876 | Combustion Turbine |  | S_C_KY | Kentucky | 21 | Mercer | 167 | 21167 | 121 | 12424 | 1996 | 9999 |  |  | N | Natural Gas, Distillate Fuel Oil |  |  |  | H2O | [8 empty] | 4 | 0.12692 | 0.12692 | 0.12692 | 0.12692 | [11 empty] | Kentucky Utilities Co | 100 | PPL Corp | 100
natural gas peaker | E W Brown | 1355_G_6 | 1355 | G | 6 | 880 | Combustion Turbine |  | S_C_KY | Kentucky | 21 | Mercer | 167 | 21167 | 146 | 12430 | 1999 | 9999 |  |  | N | Natural Gas |  |  |  | DLNB + H2O | [8 empty] | 4 | 0.04245 | 0.04245 | 0.04245 | 0.04245 | [11 empty] | Kentucky Utilities Co | 62 | PPL Corp | 100
natural gas peaker | E W Brown | 1355_G_7 | 1355 | G | 7 | 881 | Combustion Turbine |  | S_C_KY | Kentucky | 21 | Mercer | 167 | 21167 | 146 | 12430 | 1999 | 9999 |  |  | N | Natural Gas |  |  |  | DLNB + H2O | [8 empty] | 4 | 0.0726 | 0.0726 | 0.0726 | 0.0726 | [11 empty] | Kentucky Utilities Co | 62 | PPL Corp | 100
natural gas peaker | E W Brown | 1355_G_5 | 1355 | G | 5 | 879 | Combustion Turbine |  | S_C_KY | Kentucky | 21 | Mercer | 167 | 21167 | 130 | 12424 | 2001 | 9999 |  |  | N | Natural Gas |  |  |  | H2O | [8 empty] | 4 | 0.07045 | 0.07045 | 0.07045 | 0.07045 | [11 empty] | Louisville Gas & Electric Co | 53 | PPL Corp | 100
solar pv | E W Brown | 1355_G_SOLAR | 1355 | G | SOLAR |  | Solar PV |  | S_C_KY | Kentucky | 21 | Mercer | 167 | 21167 | 10 | 0 | 2016 | 9999 |  |  | N | Solar | [13 empty] | 0 | 0 | 0 | 0 | [11 empty] | Kentucky Utilities Co | 64 | PPL Corp | 100
hard coal | Ghent | 1356_B_1 | 1356 | B | 1 | 884 | Coal Steam |  | S_C_KY | Kentucky | 21 | Carroll | 41 | 21041 | 474 | 10759 | 1973 | 2034 | tangential | dry | N | Bituminous | Wet Scrubber | 2009 | 0.983 | LNC2 | SCR | 2004 |  | ESPC + B | No | ACI | 2015 |  | 5.67 | 0.4028 | 0.06109 | 0.4028 | 0.06109 | 0.05 | 0.1 | 0.1 | 0.99 | Yes | 2015 | [5 empty] | Kentucky Utilities Co | 100 | PPL Corp | 100
hard coal | Ghent | 1356_B_2 | 1356 | B | 2 | 885 | Coal Steam |  | S_C_KY | Kentucky | 21 | Carroll | 41 | 21041 | 495 | 10767 | 1977 | 2034 | tangential | dry | N | Bituminous | Wet Scrubber | 2009 | 0.93 | LNC3 |  |  |  | ESPH + B | No | ACI | 2015 |  | 1.2 | 0.30525 | 0.30525 | 0.30525 | 0.30525 | 0.05 | 0.1 | 0.1 | 0.98 | Yes | 2015 | [5 empty] | Kentucky Utilities Co | 100 | PPL Corp | 100
hard coal | Ghent | 1356_B_3 | 1356 | B | 3 | 886 | Coal Steam |  | S_C_KY | Kentucky | 21 | Carroll | 41 | 21041 | 485 | 11003 | 1981 | 2037 | wall | dry | N | Bituminous | Wet Scrubber | 2007 | 0.983 | LNBO | SCR | 2004 |  | ESPH + B | No | ACI | 2014 |  | 1.2 | 0.075 | 0.075 | 0.075 | 0.075 | 0.05 | 0.1 | 0.1 | 0.99 | Yes | 2008 | [5 empty] | Kentucky Utilities Co | 100 | PPL Corp | 100
hard coal | Ghent | 1356_B_4 | 1356 | B | 4 | 887 | Coal Steam |  | S_C_KY | Kentucky | 21 | Carroll | 41 | 21041 | 465 | 10946 | 1984 | 2037 | wall | dry | N | Bituminous | Wet Scrubber | 2008 | 0.983 | LNBO | SCR | 2004 |  | ESPH + B | No | ACI | 2014 |  | 1.2 | 0.2062 | 0.05175 | 0.2062 | 0.05175 | 0.05 | 0.1 | 0.1 | 0.99 | Yes | 2012 | [5 empty] | Kentucky Utilities Co | 100 | PPL Corp | 100
natural gas peaker | Haefling | 1358_G_1 | 1358 | G | 1 |  | Combustion Turbine |  | S_C_KY | Kentucky | 21 | Fayette | 67 | 21067 | 12 | 23799 | 1970 | 9999 |  |  | N | Natural Gas | [12 empty] | 4.807 | 0.69986 | 0.69986 | 0.69986 | 0.69986 | [11 empty] | Kentucky Utilities Co | 100 | PPL Corp | 100
natural gas peaker | Haefling | 1358_G_2 | 1358 | G | 2 |  | Combustion Turbine |  | S_C_KY | Kentucky | 21 | Fayette | 67 | 21067 | 12 | 23821 | 1970 | 9999 |  |  | N | Natural Gas | [12 empty] | 4.844 | 0.69986 | 0.69986 | 0.69986 | 0.69986 | [11 empty] | Kentucky Utilities Co | 100 | PPL Corp | 100
hydro | Mother Ann Lee | 1359_G_2 | 1359 | G | 2 |  | Hydro |  | PJM_West | Kentucky | 21 | Mercer | 167 | 21167 | 0.9 | 0 | 2007 | 9999 |  |  | N | Hydro | [13 empty] | 0 | 0 | 0 | 0 | [11 empty] | Lock 7 Hydro Partners | 100 | Lock 7 Hydro Partners | 100
hydro | Mother Ann Lee | 1359_G_3 | 1359 | G | 3 |  | Hydro |  | PJM_West | Kentucky | 21 | Mercer | 167 | 21167 | 0.7 | 0 | 2007 | 9999 |  |  | N | Hydro | [13 empty] | 0 | 0 | 0 | 0 | [11 empty] | Lock 7 Hydro Partners | 100 | Lock 7 Hydro Partners | 100
hydro | Mother Ann Lee | 1359_G_1 | 1359 | G | 1 |  | Hydro |  | PJM_West | Kentucky | 21 | Mercer | 167 | 21167 | 0.7 | 0 | 2008 | 9999 |  |  | N | Hydro | [13 empty] | 0 | 0 | 0 | 0 | [11 empty] | Lock 7 Hydro Partners | 100 | Lock 7 Hydro Partners | 100
natural gas combined cycle | Cane Run | 1363_G_7A | 1363 | G | 7A | 90928 | Combined Cycle |  | S_C_KY | Kentucky | 21 | Jefferson | 111 | 21111 | 213 | 7050 | 2015 | 2055 |  |  | N | Natural Gas |  |  |  | DLNB | [9 empty] | 0.024825 | 0.024825 | 0.024825 | 0.024825 | [11 empty] | Kentucky Utilities Co | 78 | PPL Corp | 100
natural gas combined cycle | Cane Run | 1363_G_7B | 1363 | G | 7B | 90929 | Combined Cycle |  | S_C_KY | Kentucky | 21 | Jefferson | 111 | 21111 | 213 | 7050 | 2015 | 2055 |  |  | N | Natural Gas |  |  |  | DLNB | [9 empty] | 0.024825 | 0.024825 | 0.024825 | 0.024825 | [11 empty] | Kentucky Utilities Co | 78 | PPL Corp | 100
natural gas combined cycle | Cane Run | 1363_G_7S | 1363 | G | 7S | 90928 | Combined Cycle |  | S_C_KY | Kentucky | 21 | Jefferson | 111 | 21111 | 237 | 7050 | 2015 | 2055 | other |  | N | Natural Gas |  |  |  | DLNB | [9 empty] | 0.024825 | 0.024825 | 0.024825 | 0.024825 | [11 empty] | Kentucky Utilities Co | 78 | PPL Corp | 100
hard coal | Mill Creek (KY) | 1364_B_3 | 1364 | B | 3 | 907 | Coal Steam |  | S_C_KY | Kentucky | 21 | Jefferson | 111 | 21111 | 391 | 10521 | 1978 | 2039 | wall | dry | N | Bituminous | Wet Scrubber | 2016 | 0.983 | LA + LNB | SCR | 2003 |  | ESPC + B | No | ACI | 2016 |  | 1.2 | 0.2414 | 0.07646 | 0.2414 | 0.07646 | 0.05 | 0.1 | 0.1 | 0.99 | Yes | 2016 | [5 empty] | Louisville Gas & Electric Co | 100 | PPL Corp | 100
hard coal | Mill Creek (KY) | 1364_B_4 | 1364 | B | 4 | 908 | Coal Steam |  | S_C_KY | Kentucky | 21 | Jefferson | 111 | 21111 | 477 | 10452 | 1982 | 2039 | wall | dry | N | Bituminous | Wet Scrubber | 2014 | 0.983 | LA + LNB | SCR | 2003 |  | ESPC + B | No | ACI | 2014 |  | 1.2 | 0.2395 | 0.07149 | 0.2395 | 0.07149 | 0.05 | 0.1 | 0.1 | 0.99 | Yes | 2014 | [5 empty] | Louisville Gas & Electric Co | 100 | PPL Corp | 100
hydro | Ohio Falls | 1365_G_1 | 1365 | G | 1 |  | Hydro |  | S_C_KY | Kentucky | 21 | Jefferson | 111 | 21111 | 12.6 | 0 | 1928 | 9999 |  |  | N | Hydro | [13 empty] | 0 | 0 | 0 | 0 | [11 empty] | Louisville Gas & Electric Co | 100 | PPL Corp | 100
hydro | Ohio Falls | 1365_G_2 | 1365 | G | 2 |  | Hydro |  | S_C_KY | Kentucky | 21 | Jefferson | 111 | 21111 | 12.6 | 0 | 1928 | 9999 |  |  | N | Hydro | [13 empty] | 0 | 0 | 0 | 0 | [11 empty] | Louisville Gas & Electric Co | 100 | PPL Corp | 100
hydro | Ohio Falls | 1365_G_3 | 1365 | G | 3 |  | Hydro |  | S_C_KY | Kentucky | 21 | Jefferson | 111 | 21111 | 12.6 | 0 | 1928 | 9999 |  |  | N | Hydro | [13 empty] | 0 | 0 | 0 | 0 | [11 empty] | Louisville Gas & Electric Co | 100 | PPL Corp | 100
hydro | Ohio Falls | 1365_G_4 | 1365 | G | 4 |  | Hydro |  | S_C_KY | Kentucky | 21 | Jefferson | 111 | 21111 | 12.6 | 0 | 1928 | 9999 |  |  | N | Hydro | [13 empty] | 0 | 0 | 0 | 0 | [11 empty] | Louisville Gas & Electric Co | 100 | PPL Corp | 100
hydro | Ohio Falls | 1365_G_5 | 1365 | G | 5 |  | Hydro |  | S_C_KY | Kentucky | 21 | Jefferson | 111 | 21111 | 12.6 | 0 | 1928 | 9999 |  |  | N | Hydro | [13 empty] | 0 | 0 | 0 | 0 | [11 empty] | Louisville Gas & Electric Co | 100 | PPL Corp | 100
hydro | Ohio Falls | 1365_G_6 | 1365 | G | 6 |  | Hydro |  | S_C_KY | Kentucky | 21 | Jefferson | 111 | 21111 | 12.6 | 0 | 1928 | 9999 |  |  | N | Hydro | [13 empty] | 0 | 0 | 0 | 0 | [11 empty] | Louisville Gas & Electric Co | 100 | PPL Corp | 100
hydro | Ohio Falls | 1365_G_7 | 1365 | G | 7 |  | Hydro |  | S_C_KY | Kentucky | 21 | Jefferson | 111 | 21111 | 12.6 | 0 | 1928 | 9999 |  |  | N | Hydro | [13 empty] | 0 | 0 | 0 | 0 | [11 empty] | Louisville Gas & Electric Co | 100 | PPL Corp | 100
hydro | Ohio Falls | 1365_G_8 | 1365 | G | 8 |  | Hydro |  | S_C_KY | Kentucky | 21 | Jefferson | 111 | 21111 | 12.6 | 0 | 1928 | 9999 |  |  | N | Hydro | [13 empty] | 0 | 0 | 0 | 0 | [11 empty] | Louisville Gas & Electric Co | 100 | PPL Corp | 100
natural gas peaker | Paddys Run | 1366_G_12 | 1366 | G | 12 | 10010 | Combustion Turbine |  | S_C_KY | Kentucky | 21 | Jefferson | 111 | 21111 | 23 | 11117 | 1968 | 9999 |  |  | N | Natural Gas | [12 empty] | 3 | 0.69986 | 0.69986 | 0.69986 | 0.69986 | [11 empty] | Louisville Gas & Electric Co | 100 | PPL Corp | 100
natural gas peaker | Paddys Run | 1366_G_13 | 1366 | G | 13 | 909 | Combustion Turbine |  | S_C_KY | Kentucky | 21 | Jefferson | 111 | 21111 | 147 | 11117 | 2001 | 9999 |  |  | N | Natural Gas |  |  |  | DLNB | [8 empty] | 0.8 | 0.09488 | 0.09488 | 0.09488 | 0.09488 | [11 empty] | Louisville Gas & Electric Co | 53 | PPL Corp | 100
hydro | Barkley | 1371_G_1 | 1371 | G | 1 |  | Hydro |  | S_C_TVA | Kentucky | 21 | Lyon | 143 | 21143 | 37 | 0 | 1966 | 9999 |  |  | N | Hydro | [13 empty] | 0 | 0 | 0 | 0 | [11 empty] | USACE Nashville District | 100 | U S Army Corps of Engineers | 100
hydro | Barkley | 1371_G_2 | 1371 | G | 2 |  | Hydro |  | S_C_TVA | Kentucky | 21 | Lyon | 143 | 21143 | 37 | 0 | 1966 | 9999 |  |  | N | Hydro | [13 empty] | 0 | 0 | 0 | 0 | [11 empty] | USACE Nashville District | 100 | U S Army Corps of Engineers | 100
hydro | Barkley | 1371_G_3 | 1371 | G | 3 |  | Hydro |  | S_C_TVA | Kentucky | 21 | Lyon | 143 | 21143 | 37 | 0 | 1966 | 9999 |  |  | N | Hydro | [13 empty] | 0 | 0 | 0 | 0 | [11 empty] | USACE Nashville District | 100 | U S Army Corps of Engineers | 100
hydro | Barkley | 1371_G_4 | 1371 | G | 4 |  | Hydro |  | S_C_TVA | Kentucky | 21 | Lyon | 143 | 21143 | 37 | 0 | 1966 | 9999 |  |  | N | Hydro | [13 empty] | 0 | 0 | 0 | 0 | [11 empty] | USACE Nashville District | 100 | U S Army Corps of Engineers | 100
natural gas peaker | Paris (KY) | 1376_G_3 | 1376 | G | 3 |  | Combustion Turbine | IC Engine | S_C_KY | Kentucky | 21 | Bourbon | 17 | 21017 | 0.8 | 11195 | 1934 | 9999 |  |  | N | Distillate Fuel Oil | [12 empty] | 4 | 1.6498 | 1.6498 | 1.6498 | 1.6498 | [11 empty] | Paris KY (City of) | 100 | Paris KY (City of) | 100
natural gas peaker | Paris (KY) | 1376_G_4 | 1376 | G | 4 |  | Combustion Turbine | IC Engine | S_C_KY | Kentucky | 21 | Bourbon | 17 | 21017 | 1.1 | 11187 | 1947 | 9999 |  |  | N | Distillate Fuel Oil | [12 empty] | 4 | 1.6498 | 1.6498 | 1.6498 | 1.6498 | [11 empty] | Paris KY (City of) | 100 | Paris KY (City of) | 100
natural gas peaker | Paris (KY) | 1376_G_5 | 1376 | G | 5 |  | Combustion Turbine | IC Engine | S_C_KY | Kentucky | 21 | Bourbon | 17 | 21017 | 1.2 | 11204 | 1949 | 9999 |  |  | N | Distillate Fuel Oil | [12 empty] | 4 | 1.6498 | 1.6498 | 1.6498 | 1.6498 | [11 empty] | Paris KY (City of) | 100 | Paris KY (City of) | 100
natural gas peaker | Paris (KY) | 1376_G_1 | 1376 | G | 1 |  | Combustion Turbine | IC Engine | S_C_KY | Kentucky | 21 | Bourbon | 17 | 21017 | 1.4 | 11207 | 1952 | 9999 |  |  | N | Distillate Fuel Oil | [12 empty] | 4 | 1.6498 | 1.6498 | 1.6498 | 1.6498 | [11 empty] | Paris KY (City of) | 100 | Paris KY (City of) | 100
natural gas peaker | Paris (KY) | 1376_G_2 | 1376 | G | 2 |  | Combustion Turbine | IC Engine | S_C_KY | Kentucky | 21 | Bourbon | 17 | 21017 | 1.4 | 11207 | 1954 | 9999 |  |  | N | Distillate Fuel Oil | [12 empty] | 4 | 1.6498 | 1.6498 | 1.6498 | 1.6498 | [11 empty] | Paris KY (City of) | 100 | Paris KY (City of) | 100
natural gas peaker | Paris (KY) | 1376_G_6 | 1376 | G | 6 |  | Combustion Turbine | IC Engine | S_C_KY | Kentucky | 21 | Bourbon | 17 | 21017 | 3 | 11236 | 1974 | 9999 |  |  | N | Distillate Fuel Oil | [12 empty] | 4 | 1.6498 | 1.6498 | 1.6498 | 1.6498 | [11 empty] | Paris KY (City of) | 100 | Paris KY (City of) | 100
natural gas peaker | Paris (KY) | 1376_G_7 | 1376 | G | 7 |  | Combustion Turbine | IC Engine | S_C_KY | Kentucky | 21 | Bourbon | 17 | 21017 | 3 | 11197 | 1974 | 9999 |  |  | N | Distillate Fuel Oil | [12 empty] | 4 | 1.6498 | 1.6498 | 1.6498 | 1.6498 | [11 empty] | Paris KY (City of) | 100 | Paris KY (City of) | 100
hydro | Kentucky Dam | 1377_G_2 | 1377 | G | 2 |  | Hydro |  | S_C_TVA | Kentucky | 21 | Marshall | 157 | 21157 | 45.4 | 0 | 1944 | 9999 |  |  | N | Hydro | [13 empty] | 0 | 0 | 0 | 0 | [11 empty] | Tennessee Valley Authority | 100 | Tennessee Valley Authority | 100
hydro | Kentucky Dam | 1377_G_3 | 1377 | G | 3 |  | Hydro |  | S_C_TVA | Kentucky | 21 | Marshall | 157 | 21157 | 44.9 | 0 | 1944 | 9999 |  |  | N | Hydro | [13 empty] | 0 | 0 | 0 | 0 | [11 empty] | Tennessee Valley Authority | 100 | Tennessee Valley Authority | 100
hydro | Kentucky Dam | 1377_G_1 | 1377 | G | 1 |  | Hydro |  | S_C_TVA | Kentucky | 21 | Marshall | 157 | 21157 | 44 | 0 | 1945 | 9999 |  |  | N | Hydro | [13 empty] | 0 | 0 | 0 | 0 | [11 empty] | Tennessee Valley Authority | 100 | Tennessee Valley Authority | 100
hydro | Kentucky Dam | 1377_G_4 | 1377 | G | 4 |  | Hydro |  | S_C_TVA | Kentucky | 21 | Marshall | 157 | 21157 | 43.1 | 0 | 1945 | 9999 |  |  | N | Hydro | [13 empty] | 0 | 0 | 0 | 0 | [11 empty] | Tennessee Valley Authority | 100 | Tennessee Valley Authority | 100
hydro | Kentucky Dam | 1377_G_5 | 1377 | G | 5 |  | Hydro |  | S_C_TVA | Kentucky | 21 | Marshall | 157 | 21157 | 45.1 | 0 | 1948 | 9999 |  |  | N | Hydro | [13 empty] | 0 | 0 | 0 | 0 | [11 empty] | Tennessee Valley Authority | 100 | Tennessee Valley Authority | 100
natural gas combined cycle | Paradise | 1378_G_CTG1 | 1378 | G | CTG1 | 91045 | Combined Cycle |  | S_C_TVA | Kentucky | 21 | Muhlenberg | 177 | 21177 | 211 | 7178 | 2017 | 9999 |  |  | N | Natural Gas |  |  |  |  | SCR | [8 empty] | 0.055134 | 0.055134 | 0.055134 | 0.055134 | [11 empty] | Tennessee Valley Authority | 100 | Tennessee Valley Authority | 100
natural gas combined cycle | Paradise | 1378_G_CTG2 | 1378 | G | CTG2 | 91046 | Combined Cycle |  | S_C_TVA | Kentucky | 21 | Muhlenberg | 177 | 21177 | 211 | 7178 | 2017 | 9999 |  |  | N | Natural Gas |  |  |  |  | SCR | [8 empty] | 0.055134 | 0.055134 | 0.055134 | 0.055134 | [11 empty] | Tennessee Valley Authority | 100 | Tennessee Valley Authority | 100
natural gas combined cycle | Paradise | 1378_G_CTG3 | 1378 | G | CTG3 | 91047 | Combined Cycle |  | S_C_TVA | Kentucky | 21 | Muhlenberg | 177 | 21177 | 211 | 7178 | 2017 | 9999 |  |  | N | Natural Gas |  |  |  |  | SCR | [8 empty] | 0.055134 | 0.055134 | 0.055134 | 0.055134 | [11 empty] | Tennessee Valley Authority | 100 | Tennessee Valley Authority | 100
natural gas combined cycle | Paradise | 1378_G_STG1 | 1378 | G | STG1 | 91048 | Combined Cycle |  | S_C_TVA | Kentucky | 21 | Muhlenberg | 177 | 21177 | 467 | 7178 | 2017 | 9999 |  |  | N | Natural Gas |  |  |  | LNB | SCR | [8 empty] | 0.055134 | 0.055134 | 0.055134 | 0.055134 | [11 empty] | Tennessee Valley Authority | 100 | Tennessee Valley Authority | 100
hard coal | Shawnee | 1379_B_1 | 1379 | B | 1 | 916 | Coal Steam |  | S_C_TVA | Kentucky | 21 | McCracken | 145 | 21145 | 134 | 11164 | 1953 | 2034 | wall | dry | N | Bituminous, Subbituminous | Dry Scrubber | 2017 | 0.96 | LNB | SCR | 2017 |  | B + C | NA |  |  |  | 1.2 | 0.28522 | 0.182 | 0.28522 | 0.182 | 0.05 | 0.1 | 1 | 0.99 | Yes | 2015 | [5 empty] | Tennessee Valley Authority | 100 | Tennessee Valley Authority | 100
hard coal | Shawnee | 1379_B_2 | 1379 | B | 2 | 918 | Coal Steam |  | S_C_TVA | Kentucky | 21 | McCracken | 145 | 21145 | 134 | 11162 | 1953 | 2034 | wall | dry | N | Bituminous, Subbituminous |  |  | 0.304 | LNB |  |  |  | B + C | NA |  |  |  | 1.2 | 0.19594 | 0.19594 | 0.19594 | 0.19594 | 0.11 | 0.1 | 1 | 0.98 | Yes | 2015 | [5 empty] | Tennessee Valley Authority | 100 | Tennessee Valley Authority | 100
hard coal | Shawnee | 1379_B_3 | 1379 | B | 3 | 919 | Coal Steam |  | S_C_TVA | Kentucky | 21 | McCracken | 145 | 21145 | 134 | 11191 | 1953 | 2034 | wall | dry | N | Bituminous, Subbituminous |  |  | 0.3093 | LNB |  |  |  | B + C | NA |  |  |  | 1.2 | 0.19637 | 0.19637 | 0.19637 | 0.19637 | 0.11 | 0.1 | 1 | 0.98 | Yes | 2015 | [5 empty] | Tennessee Valley Authority | 100 | Tennessee Valley Authority | 100
hard coal | Shawnee | 1379_B_4 | 1379 | B | 4 | 920 | Coal Steam |  | S_C_TVA | Kentucky | 21 | McCracken | 145 | 21145 | 134 | 11152 | 1954 | 2034 | wall | dry | N | Bituminous, Subbituminous | Dry Scrubber | 2017 | 0.96 | LNB | SCR | 2017 |  | B + C | NA |  |  |  | 1.2 | 0.2705 | 0.18664 | 0.2705 | 0.18664 | 0.05 | 0.1 | 1 | 0.99 | Yes | 2015 | [5 empty] | Tennessee Valley Authority | 100 | Tennessee Valley Authority | 100
hard coal | Shawnee | 1379_B_5 | 1379 | B | 5 | 921 | Coal Steam |  | S_C_TVA | Kentucky | 21 | McCracken | 145 | 21145 | 134 | 11200 | 1954 | 2034 | wall | dry | N | Bituminous, Subbituminous |  |  | 0.2985 | LNB |  |  |  | B + C | NA |  |  |  | 1.2 | 0.1952 | 0.1952 | 0.1952 | 0.1952 | 0.11 | 0.1 | 1 | 0.98 | Yes | 2015 | [5 empty] | Tennessee Valley Authority | 100 | Tennessee Valley Authority | 100
hard coal | Shawnee | 1379_B_6 | 1379 | B | 6 | 922 | Coal Steam |  | S_C_TVA | Kentucky | 21 | McCracken | 145 | 21145 | 134 | 11190 | 1954 | 2034 | wall | dry | N | Bituminous, Subbituminous |  |  | 0.1078 | LNB |  |  |  | B + C | NA |  |  |  | 1.2 | 0.26001 | 0.26001 | 0.1987 | 0.1987 | 0.11 | 0.1 | 1 | 0.98 | Yes | 2015 | [5 empty] | Tennessee Valley Authority | 100 | Tennessee Valley Authority | 100
hard coal | Shawnee | 1379_B_7 | 1379 | B | 7 | 923 | Coal Steam |  | S_C_TVA | Kentucky | 21 | McCracken | 145 | 21145 | 134 | 11178 | 1954 | 2034 | wall | dry | N | Bituminous, Subbituminous |  |  | 0.1137 | LNB |  |  |  | B + C | NA |  |  |  | 1.2 | 0.2546 | 0.2546 | 0.1987 | 0.1987 | 0.11 | 0.1 | 1 | 0.98 | Yes | 2015 | [5 empty] | Tennessee Valley Authority | 100 | Tennessee Valley Authority | 100
hard coal | Shawnee | 1379_B_8 | 1379 | B | 8 | 924 | Coal Steam |  | S_C_TVA | Kentucky | 21 | McCracken | 145 | 21145 | 134 | 11225 | 1955 | 2034 | wall | dry | N | Bituminous, Subbituminous |  |  | 0.1175 | LNB |  |  |  | B + C | NA |  |  |  | 1.2 | 0.25617 | 0.25617 | 0.1987 | 0.1987 | 0.11 | 0.1 | 1 | 0.98 | Yes | 2015 | [5 empty] | Tennessee Valley Authority | 100 | Tennessee Valley Authority | 100
hard coal | Shawnee | 1379_B_9 | 1379 | B | 9 | 925 | Coal Steam |  | S_C_TVA | Kentucky | 21 | McCracken | 145 | 21145 | 134 | 11187 | 1955 | 2034 | wall | dry | N | Bituminous, Subbituminous |  |  | 0.1008 | LNB |  |  |  | B + C | NA |  |  |  | 1.2 | 0.2566 | 0.2566 | 0.1987 | 0.1987 | 0.11 | 0.1 | 1 | 0.98 | Yes | 2015 | [5 empty] | Tennessee Valley Authority | 100 | Tennessee Valley Authority | 100
hydro | Wolf Creek | 1380_G_4 | 1380 | G | 4 |  | Hydro |  | S_C_TVA | Kentucky | 21 | Russell | 207 | 21207 | 52 | 0 | 1951 | 9999 |  |  | N | Hydro | [13 empty] | 0 | 0 | 0 | 0 | [11 empty] | USACE Nashville District | 100 | U S Army Corps of Engineers | 100
hydro | Wolf Creek | 1380_G_5 | 1380 | G | 5 |  | Hydro |  | S_C_TVA | Kentucky | 21 | Russell | 207 | 21207 | 52 | 0 | 1951 | 9999 |  |  | N | Hydro | [13 empty] | 0 | 0 | 0 | 0 | [11 empty] | USACE Nashville District | 100 | U S Army Corps of Engineers | 100
hydro | Wolf Creek | 1380_G_6 | 1380 | G | 6 |  | Hydro |  | S_C_TVA | Kentucky | 21 | Russell | 207 | 21207 | 52 | 0 | 1951 | 9999 |  |  | N | Hydro | [13 empty] | 0 | 0 | 0 | 0 | [11 empty] | USACE Nashville District | 100 | U S Army Corps of Engineers | 100
hydro | Wolf Creek | 1380_G_1 | 1380 | G | 1 |  | Hydro |  | S_C_TVA | Kentucky | 21 | Russell | 207 | 21207 | 52 | 0 | 1952 | 9999 |  |  | N | Hydro | [13 empty] | 0 | 0 | 0 | 0 | [11 empty] | USACE Nashville District | 100 | U S Army Corps of Engineers | 100
hydro | Wolf Creek | 1380_G_2 | 1380 | G | 2 |  | Hydro |  | S_C_TVA | Kentucky | 21 | Russell | 207 | 21207 | 52 | 0 | 1952 | 9999 |  |  | N | Hydro | [13 empty] | 0 | 0 | 0 | 0 | [11 empty] | USACE Nashville District | 100 | U S Army Corps of Engineers | 100
hydro | Wolf Creek | 1380_G_3 | 1380 | G | 3 |  | Hydro |  | S_C_TVA | Kentucky | 21 | Russell | 207 | 21207 | 52 | 0 | 1952 | 9999 |  |  | N | Hydro | [13 empty] | 0 | 0 | 0 | 0 | [11 empty] | USACE Nashville District | 100 | U S Army Corps of Engineers | 100
natural gas peaker | Robert A Reid | 1383_G_GEN2 | 1383 | G | GEN2 | 88132 | Combustion Turbine |  | MIS_INKY | Kentucky | 21 | Webster | 233 | 21233 | 58 | 25000 | 1976 | 9999 |  |  | N | Natural Gas, Distillate Fuel Oil | [12 empty] | 0.884 | 0.69998 | 0.69998 | 0.69998 | 0.69998 | [11 empty] | Big Rivers Electric Corp | 100 | Big Rivers Electric Corp | 100
hard coal | Cooper | 1384_B_1 | 1384 | B | 1 | 932 | Coal Steam |  | PJM_West | Kentucky | 21 | Pulaski | 199 | 21199 | 116 | 10639 | 1969 | 9999 | wall | dry | N | Bituminous | Dry Scrubber | 2012 | 0.961 | LNB |  |  |  | ESPC + B | No | ACI | 2016 |  | 3.3 | 0.27252 | 0.27252 | 0.1987 | 0.1987 | 0.1 | 0.1 | 0.1 | 0.99 | [6 empty] | Yes | East Kentucky Power Coop | 100 | East Kentucky Power Coop | 100
hard coal | Cooper | 1384_B_2 | 1384 | B | 2 | 933 | Coal Steam |  | PJM_West | Kentucky | 21 | Pulaski | 199 | 21199 | 225 | 10681 | 1969 | 9999 | wall | dry | N | Bituminous | Dry Scrubber | 2012 | 0.961 | LNB | SCR | 2012 |  | B | NA | ACI | 2016 |  | 3.3 | 0.075 | 0.075 | 0.075 | 0.075 | 0.1 | 0.1 | 0.1 | 0.99 | [6 empty] | Yes | East Kentucky Power Coop | 100 | East Kentucky Power Coop | 100
hard coal | Louisiana 1 | 1391_B_9 | 1391 | B | 9 |  | Fossil Waste |  | MIS_LA | Louisiana | 22 | East Baton Rouge | 33 | 22033 | 4.4 | 4549 | 1949 | 9999 | wall |  | Y | Fossil Waste | [13 empty] | 0.05352 | 0.05352 | 0.05352 | 0.05352 | [11 empty] | Entergy Louisiana LLC | 100 | Entergy Corp | 100
hard coal | Louisiana 1 | 1391_B_3A | 1391 | B | 3A | 938 | Fossil Waste |  | MIS_LA | Louisiana | 22 | East Baton Rouge | 33 | 22033 | 23.5 | 4549 | 1953 | 9999 | tangential |  | Y | Fossil Waste |  |  |  | LNC1 | [9 empty] | 0.09144 | 0.09144 | 0.09144 | 0.09144 | [11 empty] | Entergy Louisiana LLC | 100 | Entergy Corp | 100
hard coal | Louisiana 1 | 1391_B_1A | 1391 | B | 1A | 936 | Fossil Waste |  | MIS_LA | Louisiana | 22 | East Baton Rouge | 33 | 22033 | 21.3 | 4549 | 1954 | 9999 | tangential |  | Y | Fossil Waste |  |  |  | LNC1 | [9 empty] | 0.08853 | 0.08853 | 0.08853 | 0.08853 | [11 empty] | Entergy Louisiana LLC | 100 | Entergy Corp | 100
hard coal | Louisiana 1 | 1391_B_2A | 1391 | B | 2A | 937 | Fossil Waste |  | MIS_LA | Louisiana | 22 | East Baton Rouge | 33 | 22033 | 21.3 | 4549 | 1954 | 9999 | tangential |  | Y | Fossil Waste |  |  |  | LNC1 | [9 empty] | 0.09582 | 0.09582 | 0.09582 | 0.09582 | [11 empty] | Entergy Louisiana LLC | 100 | Entergy Corp | 100
hard coal | Louisiana 1 | 1391_B_4A | 1391 | B | 4A | 939 | Fossil Waste |  | MIS_LA | Louisiana | 22 | East Baton Rouge | 33 | 22033 | 21.3 | 4549 | 1987 | 9999 |  |  | Y | Fossil Waste |  |  |  | H2O | [9 empty] | 0.14281 | 0.14281 | 0.14281 | 0.14281 | [11 empty] | Entergy Louisiana LLC | 100 | Entergy Corp | 100
hard coal | Louisiana 1 | 1391_G_4A | 1391 | G | 4A | 939 | Fossil Waste |  | MIS_LA | Louisiana | 22 | East Baton Rouge | 33 | 22033 | 100 | 4549 | 1987 | 9999 |  |  | Y | Fossil Waste |  |  |  | H2O | [9 empty] | 0.14281 | 0.14281 | 0.14281 | 0.14281 | [11 empty] | Entergy Louisiana LLC | 100 | Entergy Corp | 100
hard coal | Louisiana 1 | 1391_B_5A | 1391 | B | 5A | 940 | Fossil Waste |  | MIS_LA | Louisiana | 22 | East Baton Rouge | 33 | 22033 | 36 | 4549 | 1999 | 9999 |  |  | Y | Fossil Waste |  |  |  | DLNB | [9 empty] | 0.04188 | 0.04188 | 0.04188 | 0.04188 | [11 empty] | ExxonMobil Corp | 100 | ExxonMobil Corp | 100
hard coal | Louisiana 1 | 1391_G_5A | 1391 | G | 5A | 940 | Fossil Waste |  | MIS_LA | Louisiana | 22 | East Baton Rouge | 33 | 22033 | 154.4 | 4549 | 1999 | 9999 |  |  | Y | Fossil Waste |  |  |  | H2O | [9 empty] | 0.04188 | 0.04188 | 0.04188 | 0.04188 | [11 empty] | ExxonMobil Corp | 100 | ExxonMobil Corp | 100
natural gas steam turbine | R S Nelson | 1393_B_4 | 1393 | B | 4 | 949 | O/G Steam |  | MIS_WOTA | Louisiana | 22 | Calcasieu | 19 | 22019 | 425 | 11999 | 1970 | 9999 | wall | dry | N | Natural Gas |  |  |  | CM + FU | [8 empty] | 5.261 | 0.13176 | 0.13176 | 0.13176 | 0.13176 | [11 empty] | Entergy Louisiana LLC | 100 | Entergy Corp | 100
hard coal | R S Nelson | 1393_B_6 | 1393 | B | 6 | 950 | Coal Steam |  | MIS_WOTA | Louisiana | 22 | Calcasieu | 19 | 22019 | 550 | 11854 | 1982 | 9999 | tangential | wet | N | Subbituminous, Petroleum Coke |  |  |  | LNC2 |  |  |  | ESPC | Yes | ACI | 2015 |  | 0.6 | 0.21498 | 0.21498 | 0.1469 | 0.1469 | 0.1 | 0.1 | 0.1 | 0.98 | [7 empty] | Entergy Louisiana LLC | 40.25 | Entergy Corp | 80.9
hard coal | R S Nelson | 1393_B_1A | 1393 | B | 1A | 90014 | Coal Steam |  | MIS_WOTA | Louisiana | 22 | Calcasieu | 19 | 22019 | 104 | 12292 | 1992 | 9999 | FBC | dry | Y | Petroleum Coke | Reagent Injection | 1992 | 0.893 | CF + OFA |  |  |  | B | NA |  |  |  | 0.83 | 0.11131 | 0.11131 | 0.11131 | 0.11131 | 0.05 | 0.05 | 0.05 | 0.98 | Yes | 1992 | [5 empty] | Citgo Petroleum Corp | 49.5 | Petróleos de Venezuela SA | 49.5
hard coal | R S Nelson | 1393_B_2A | 1393 | B | 2A | 90015 | Coal Steam |  | MIS_WOTA | Louisiana | 22 | Calcasieu | 19 | 22019 | 100 | 12292 | 1992 | 9999 | FBC | dry | Y | Petroleum Coke | Reagent Injection | 1992 | 0.893 | CF + OFA |  |  |  | B | NA |  |  |  | 0.83 | 0.1047 | 0.1047 | 0.1047 | 0.1047 | 0.05 | 0.05 | 0.05 | 0.98 | Yes | 1992 | [5 empty] | Citgo Petroleum Corp | 49.5 | Petróleos de Venezuela SA | 49.5
natural gas combined cycle | Coughlin Power Station | 1396_G_6 | 1396 | G | 6 | 957 | Combined Cycle |  | MIS_LA | Louisiana | 22 | Evangeline | 39 | 22039 | 98.5 | 7629 | 1961 | 9999 |  |  | N | Natural Gas |  |  |  | DLNB | SCR | [8 empty] | 0.061066 | 0.061066 | 0.061066 | 0.061066 | [11 empty] | CLECO Evangeline LLC | 100 | Cleco Corp | 100
natural gas combined cycle | Coughlin Power Station | 1396_G_7 | 1396 | G | 7 | 959 | Combined Cycle |  | MIS_LA | Louisiana | 22 | Evangeline | 39 | 22039 | 180.5 | 7629 | 1966 | 9999 |  |  | N | Natural Gas |  |  |  | LNB | SCR | [8 empty] | 0.033202 | 0.033202 | 0.033202 | 0.033202 | [11 empty] | CLECO Evangeline LLC | 100 | Cleco Corp | 100
natural gas combined cycle | Coughlin Power Station | 1396_G_U6CT | 1396 | G | U6CT | 957 | Combined Cycle |  | MIS_LA | Louisiana | 22 | Evangeline | 39 | 22039 | 147.3 | 7629 | 2000 | 9999 |  |  | N | Natural Gas |  |  |  | DLNB | SCR | [8 empty] | 0.061066 | 0.061066 | 0.061066 | 0.061066 | [11 empty] | CLECO Evangeline LLC | 100 | Cleco Corp | 100
natural gas combined cycle | Coughlin Power Station | 1396_G_U72 | 1396 | G | U72 | 960 | Combined Cycle |  | MIS_LA | Louisiana | 22 | Evangeline | 39 | 22039 | 153 | 7629 | 2000 | 9999 |  |  | N | Natural Gas |  |  |  | DLNB | SCR | [8 empty] | 0.033202 | 0.033202 | 0.033202 | 0.033202 | [11 empty] | CLECO Evangeline LLC | 100 | Cleco Corp | 100
natural gas combined cycle | Coughlin Power Station | 1396_G_U7CT | 1396 | G | U7CT | 959 | Combined Cycle |  | MIS_LA | Louisiana | 22 | Evangeline | 39 | 22039 | 150.2 | 7629 | 2000 | 9999 |  |  | N | Natural Gas |  |  |  | DLNB | SCR | [8 empty] | 0.033202 | 0.033202 | 0.033202 | 0.033202 | [11 empty] | CLECO Evangeline LLC | 100 | Cleco Corp | 100
natural gas steam turbine | Teche | 1400_B_3 | 1400 | B | 3 | 962 | O/G Steam |  | MIS_LA | Louisiana | 22 | St Mary | 101 | 22101 | 331 | 11862 | 1971 | 9999 | wall | dry | N | Natural Gas | [12 empty] | 4.94 | 0.25101 | 0.25101 | 0.25101 | 0.25101 | [11 empty] | CLECO Power LLC | 100 | Cleco Corp | 100
natural gas peaker | Teche | 1400_G_4 | 1400 | G | 4 | 90666 | Combustion Turbine |  | MIS_LA | Louisiana | 22 | St Mary | 101 | 22101 | 34.3 | 15171 | 2011 | 9999 |  |  | N | Natural Gas |  |  |  | DLNB | [9 empty] | 0.01705 | 0.01705 | 0.01705 | 0.01705 | [11 empty] | CLECO Power LLC | 100 | Cleco Corp | 100
natural gas steam turbine | Little Gypsy | 1402_B_3 | 1402 | B | 3 | 965 | O/G Steam |  | MIS_AMSO | Louisiana | 22 | St Charles | 89 | 22089 | 524 | 11224 | 1969 | 9999 | wall | dry | N | Natural Gas |  |  |  | CM + FU | [8 empty] | 5.261 | 0.29902 | 0.29902 | 0.29902 | 0.29902 | [11 empty] | Entergy Louisiana LLC | 100 | Entergy Corp | 100
natural gas steam turbine | Nine Mile Point | 1403_B_4 | 1403 | B | 4 | 969 | O/G Steam |  | MIS_AMSO | Louisiana | 22 | Jefferson | 51 | 22051 | 737 | 10561 | 1971 | 9999 | tangential |  | N | Natural Gas |  |  |  | FR + LA | [8 empty] | 5.261 | 0.30011 | 0.30011 | 0.30011 | 0.30011 | [11 empty] | Entergy Louisiana LLC | 100 | Entergy Corp | 100
natural gas steam turbine | Nine Mile Point | 1403_B_5 | 1403 | B | 5 | 970 | O/G Steam |  | MIS_AMSO | Louisiana | 22 | Jefferson | 51 | 22051 | 737 | 10484 | 1973 | 9999 | tangential |  | N | Natural Gas, Distillate Fuel Oil |  |  |  | FR + LA | [8 empty] | 5.261 | 0.26764 | 0.26764 | 0.26764 | 0.26764 | [11 empty] | Entergy Louisiana LLC | 100 | Entergy Corp | 100
natural gas combined cycle | Nine Mile Point | 1403_G_6A | 1403 | G | 6A | 90866 | Combined Cycle |  | MIS_AMSO | Louisiana | 22 | Jefferson | 51 | 22051 | 167.9 | 7050 | 2014 | 9999 |  |  | N | Natural Gas, Distillate Fuel Oil |  |  |  | H2O | SCR | [8 empty] | 0.011657 | 0.011657 | 0.011657 | 0.011657 | [11 empty] | Entergy Louisiana LLC | 100 | Entergy Corp | 100
natural gas combined cycle | Nine Mile Point | 1403_G_6B | 1403 | G | 6B | 90867 | Combined Cycle |  | MIS_AMSO | Louisiana | 22 | Jefferson | 51 | 22051 | 167.9 | 7050 | 2014 | 9999 |  |  | N | Natural Gas, Distillate Fuel Oil |  |  |  | H2O | SCR | [8 empty] | 0.011657 | 0.011657 | 0.011657 | 0.011657 | [11 empty] | Entergy Louisiana LLC | 100 | Entergy Corp | 100
natural gas combined cycle | Nine Mile Point | 1403_G_6C | 1403 | G | 6C | 90866 | Combined Cycle |  | MIS_AMSO | Louisiana | 22 | Jefferson | 51 | 22051 | 224.3 | 7050 | 2014 | 9999 |  |  | N | Natural Gas, Distillate Fuel Oil |  |  |  | NH3 | SCR | [8 empty] | 0.011657 | 0.011657 | 0.011657 | 0.011657 | [11 empty] | Entergy Louisiana LLC | 100 | Entergy Corp | 100
natural gas steam turbine | Lieberman | 1417_B_3 | 1417 | B | 3 | 980 | O/G Steam |  | SPP_WEST | Louisiana | 22 | Caddo | 17 | 22017 | 109 | 13044 | 1957 | 9999 | tangential |  | N | Natural Gas, Residual Fuel Oil | [13 empty] | 0.16597 | 0.16597 | 0.16597 | 0.16597 | [11 empty] | Southwestern Electric Power Co | 100 | American Electric Power Co Inc | 100
natural gas steam turbine | Lieberman | 1417_B_4 | 1417 | B | 4 | 981 | O/G Steam |  | SPP_WEST | Louisiana | 22 | Caddo | 17 | 22017 | 108 | 13408 | 1959 | 9999 | tangential |  | N | Natural Gas, Residual Fuel Oil | [13 empty] | 0.17038 | 0.17038 | 0.17038 | 0.17038 | [11 empty] | Southwestern Electric Power Co | 100 | American Electric Power Co Inc | 100
natural gas steam turbine | Houma | 1439_B_15 | 1439 | B | 15 | 982 | O/G Steam |  | MIS_AMSO | Louisiana | 22 | Terrebonne | 109 | 22109 | 23.5 | 13609 | 1969 | 9999 | wall | dry | N | Natural Gas | [12 empty] | 5.261 | 0.2556 | 0.2556 | 0.2556 | 0.2556 | [11 empty] | Terrebonne Parish Consolidated | 100 | Terrebonne Parish Consolidated | 100
natural gas steam turbine | Houma | 1439_B_16 | 1439 | B | 16 | 983 | O/G Steam |  | MIS_AMSO | Louisiana | 22 | Terrebonne | 109 | 22109 | 39 | 14500 | 1976 | 9999 | tangential |  | N | Natural Gas |  |  |  | OFA | [8 empty] | 5.261 | 0.13157 | 0.13157 | 0.13157 | 0.13157 | [11 empty] | Terrebonne Parish Consolidated | 100 | Terrebonne Parish Consolidated | 100
natural gas steam turbine | Houma | 1439_B_14 | 1439 | B | 14 |  | O/G Steam |  | MIS_AMSO | Louisiana | 22 | Terrebonne | 109 | 22109 | 10 | 13548 | 1994 | 9999 |  |  | N | Natural Gas |  |  |  | FR | [8 empty] | 5.261 | 0.1 | 0.1 | 0.1 | 0.1 | [11 empty] | Terrebonne Parish Consolidated | 100 | Terrebonne Parish Consolidated | 100
natural gas peaker | New Roads | 1453_G_5 | 1453 | G | 5 |  | Combustion Turbine | IC Engine | MIS_LA | Louisiana | 22 | Pointe Coupee | 77 | 22077 | 1.2 | 13265 | 1951 | 9999 |  |  | N | Natural Gas, Distillate Fuel Oil | [12 empty] | 5.261 | 0.19999 | 0.19999 | 0.19999 | 0.19999 | [11 empty] | New Roads LA (Town of) | 100 | New Roads LA (Town of) | 100
natural gas peaker | New Roads | 1453_G_2 | 1453 | G | 2 |  | Combustion Turbine | IC Engine | MIS_LA | Louisiana | 22 | Pointe Coupee | 77 | 22077 | 0.6 | 13128 | 1953 | 9999 |  |  | N | Natural Gas, Distillate Fuel Oil | [12 empty] | 5.261 | 0.19999 | 0.19999 | 0.19999 | 0.19999 | [11 empty] | New Roads LA (Town of) | 100 | New Roads LA (Town of) | 100
natural gas peaker | New Roads | 1453_G_3 | 1453 | G | 3 |  | Combustion Turbine | IC Engine | MIS_LA | Louisiana | 22 | Pointe Coupee | 77 | 22077 | 0.7 | 13290 | 1957 | 9999 |  |  | N | Natural Gas, Distillate Fuel Oil | [12 empty] | 5.261 | 0.19999 | 0.19999 | 0.19999 | 0.19999 | [11 empty] | New Roads LA (Town of) | 100 | New Roads LA (Town of) | 100
natural gas peaker | New Roads | 1453_G_4 | 1453 | G | 4 |  | Combustion Turbine | IC Engine | MIS_LA | Louisiana | 22 | Pointe Coupee | 77 | 22077 | 1.2 | 13265 | 1957 | 9999 |  |  | N | Natural Gas, Distillate Fuel Oil | [12 empty] | 5.261 | 0.19999 | 0.19999 | 0.19999 | 0.19999 | [11 empty] | New Roads LA (Town of) | 100 | New Roads LA (Town of) | 100
natural gas peaker | New Roads | 1453_G_1 | 1453 | G | 1 |  | Combustion Turbine | IC Engine | MIS_LA | Louisiana | 22 | Pointe Coupee | 77 | 22077 | 1.8 | 13147 | 1965 | 9999 |  |  | N | Natural Gas, Distillate Fuel Oil | [12 empty] | 5.261 | 0.19999 | 0.19999 | 0.19999 | 0.19999 | [11 empty] | New Roads LA (Town of) | 100 | New Roads LA (Town of) | 100
natural gas peaker | New Roads | 1453_G_6 | 1453 | G | 6 |  | Combustion Turbine | IC Engine | MIS_LA | Louisiana | 22 | Pointe Coupee | 77 | 22077 | 1.5 | 13215 | 1971 | 9999 |  |  | N | Natural Gas, Distillate Fuel Oil | [12 empty] | 5.261 | 0.19999 | 0.19999 | 0.19999 | 0.19999 | [11 empty] | New Roads LA (Town of) | 100 | New Roads LA (Town of) | 100
natural gas peaker | Rayne | 1456_G_9 | 1456 | G | 9 |  | Combustion Turbine | IC Engine | MIS_WOTA | Louisiana | 22 | Acadia | 1 | 22001 | 3.6 | 14667 | 1969 | 9999 |  |  | N | Distillate Fuel Oil | [12 empty] | 5.261 | 1.6498 | 1.6498 | 1.6498 | 1.6498 | [11 empty] | Rayne LA (City of) | 100 | Rayne LA (City of) | 100
natural gas steam turbine | Big Cajun 1 | 1464_B_1B1 | 1464 | B | 1B1 | 994 | O/G Steam |  | MIS_LA | Louisiana | 22 | Pointe Coupee | 77 | 22077 | 110 | 14500 | 1972 | 9999 | wall | dry | N | Natural Gas |  |  |  | LNB + other | [8 empty] | 0.8 | 0.08434 | 0.08434 | 0.08434 | 0.08434 | [11 empty] | Louisiana Generating LLC | 100 | Cleco Corp | 100
natural gas steam turbine | Big Cajun 1 | 1464_B_1B2 | 1464 | B | 1B2 | 995 | O/G Steam |  | MIS_LA | Louisiana | 22 | Pointe Coupee | 77 | 22077 | 110 | 14500 | 1972 | 9999 | wall | dry | N | Natural Gas |  |  |  | LNB + other | [8 empty] | 0.8 | 0.08967 | 0.08967 | 0.08967 | 0.08967 | [11 empty] | Louisiana Generating LLC | 100 | Cleco Corp | 100
natural gas peaker | Big Cajun 1 | 1464_G_3 | 1464 | G | 3 | 8306 | Combustion Turbine |  | MIS_LA | Louisiana | 22 | Pointe Coupee | 77 | 22077 | 105 | 12648 | 2001 | 9999 |  |  | N | Natural Gas |  |  |  | DLNB | [8 empty] | 0.01 | 0.07624 | 0.07624 | 0.07624 | 0.07624 | [11 empty] | Big Cajun I Peaking Power LLC | 100 | Cleco Corp | 100
natural gas peaker | Big Cajun 1 | 1464_G_4 | 1464 | G | 4 | 8308 | Combustion Turbine |  | MIS_LA | Louisiana | 22 | Pointe Coupee | 77 | 22077 | 105 | 12649 | 2001 | 9999 |  |  | N | Natural Gas |  |  |  | DLNB | [8 empty] | 0.01 | 0.06903 | 0.06903 | 0.06903 | 0.06903 | [11 empty] | Big Cajun I Peaking Power LLC | 100 | Cleco Corp | 100
hydro | Ellsworth Hydro Station | 1469_G_EL01 | 1469 | G | EL01 |  | Hydro |  | NENG_ME | Maine | 23 | Hancock | 9 | 23009 | 2.6 | 0 | 1924 | 9999 |  |  | N | Hydro | [13 empty] | 0 | 0 | 0 | 0 | [11 empty] | Black Bear Hydro Partners LLC | 100 | Brookfield Asset Management Inc | 100
hydro | Ellsworth Hydro Station | 1469_G_EL04 | 1469 | G | EL04 |  | Hydro |  | NENG_ME | Maine | 23 | Hancock | 9 | 23009 | 2.5 | 0 | 1924 | 9999 |  |  | N | Hydro | [13 empty] | 0 | 0 | 0 | 0 | [11 empty] | Black Bear Hydro Partners LLC | 100 | Brookfield Asset Management Inc | 100
hydro | Ellsworth Hydro Station | 1469_G_EL02 | 1469 | G | EL02 |  | Hydro |  | NENG_ME | Maine | 23 | Hancock | 9 | 23009 | 2.1 | 0 | 1938 | 9999 |  |  | N | Hydro | [13 empty] | 0 | 0 | 0 | 0 | [11 empty] | Black Bear Hydro Partners LLC | 100 | Brookfield Asset Management Inc | 100
hydro | Ellsworth Hydro Station | 1469_G_EL03 | 1469 | G | EL03 |  | Hydro |  | NENG_ME | Maine | 23 | Hancock | 9 | 23009 | 2.1 | 0 | 1938 | 9999 |  |  | N | Hydro | [13 empty] | 0 | 0 | 0 | 0 | [11 empty] | Black Bear Hydro Partners LLC | 100 | Brookfield Asset Management Inc | 100
hydro | Milford Hydro Station | 1475_G_MF05 | 1475 | G | MF05 |  | Hydro |  | NENG_ME | Maine | 23 | Penobscot | 19 | 23019 | 1.6 | 0 | 1941 | 9999 |  |  | N | Hydro | [13 empty] | 0 | 0 | 0 | 0 | [11 empty] | Black Bear Hydro Partners LLC | 100 | Brookfield Asset Management Inc | 100
hydro | Milford Hydro Station | 1475_G_MF06 | 1475 | G | MF06 |  | Hydro |  | NENG_ME | Maine | 23 | Penobscot | 19 | 23019 | 1.6 | 0 | 1942 | 9999 |  |  | N | Hydro | [13 empty] | 0 | 0 | 0 | 0 | [11 empty] | Black Bear Hydro Partners LLC | 100 | Brookfield Asset Management Inc | 100
hydro | Milford Hydro Station | 1475_G_MF04 | 1475 | G | MF04 |  | Hydro |  | NENG_ME | Maine | 23 | Penobscot | 19 | 23019 | 1.6 | 0 | 1946 | 9999 |  |  | N | Hydro | [13 empty] | 0 | 0 | 0 | 0 | [11 empty] | Black Bear Hydro Partners LLC | 100 | Brookfield Asset Management Inc | 100
hydro | Milford Hydro Station | 1475_G_MF03 | 1475 | G | MF03 |  | Hydro |  | NENG_ME | Maine | 23 | Penobscot | 19 | 23019 | 1.6 | 0 | 1956 | 9999 |  |  | N | Hydro | [13 empty] | 0 | 0 | 0 | 0 | [11 empty] | Black Bear Hydro Partners LLC | 100 | Brookfield Asset Management Inc | 100
hydro | Milford Hydro Station | 1475_G_MF01 | 1475 | G | MF01 |  | Hydro |  | NENG_ME | Maine | 23 | Penobscot | 19 | 23019 | 0.7 | 0 | 2011 | 9999 |  |  | N | Hydro | [13 empty] | 0 | 0 | 0 | 0 | [11 empty] | Black Bear Hydro Partners LLC | 100 | Brookfield Asset Management Inc | 100
hydro | Milford Hydro Station | 1475_G_MF02 | 1475 | G | MF02 |  | Hydro |  | NENG_ME | Maine | 23 | Penobscot | 19 | 23019 | 0.7 | 0 | 2011 | 9999 |  |  | N | Hydro | [13 empty] | 0 | 0 | 0 | 0 | [11 empty] | Black Bear Hydro Partners LLC | 100 | Brookfield Asset Management Inc | 100
hydro | Stillwater Hydro Station | 1478_G_SW01 | 1478 | G | SW01 |  | Hydro |  | NENG_ME | Maine | 23 | Penobscot | 19 | 23019 | 0.5 | 0 | 1913 | 9999 |  |  | N | Hydro | [13 empty] | 0 | 0 | 0 | 0 | [11 empty] | Black Bear Hydro Partners LLC | 100 | Brookfield Asset Management Inc | 100
hydro | Stillwater Hydro Station | 1478_G_SW02 | 1478 | G | SW02 |  | Hydro |  | NENG_ME | Maine | 23 | Penobscot | 19 | 23019 | 0.5 | 0 | 1913 | 9999 |  |  | N | Hydro | [13 empty] | 0 | 0 | 0 | 0 | [11 empty] | Black Bear Hydro Partners LLC | 100 | Brookfield Asset Management Inc | 100
hydro | Stillwater Hydro Station | 1478_G_SW03 | 1478 | G | SW03 |  | Hydro |  | NENG_ME | Maine | 23 | Penobscot | 19 | 23019 | 0.5 | 0 | 1916 | 9999 |  |  | N | Hydro | [13 empty] | 0 | 0 | 0 | 0 | [11 empty] | Black Bear Hydro Partners LLC | 100 | Brookfield Asset Management Inc | 100
hydro | Stillwater Hydro Station | 1478_G_SW04 | 1478 | G | SW04 |  | Hydro |  | NENG_ME | Maine | 23 | Penobscot | 19 | 23019 | 0.6 | 0 | 1929 | 9999 |  |  | N | Hydro | [13 empty] | 0 | 0 | 0 | 0 | [11 empty] | Black Bear Hydro Partners LLC | 100 | Brookfield Asset Management Inc | 100
hydro | Bonny Eagle | 1482_G_1 | 1482 | G | 1 |  | Hydro |  | NENG_ME | Maine | 23 | York | 31 | 23031 | 1.5 | 0 | 1910 | 9999 |  |  | N | Hydro | [13 empty] | 0 | 0 | 0 | 0 | [11 empty] | Brookfield White Pine Hydro LLC | 100 | Brookfield Asset Management Inc | 100
hydro | Bonny Eagle | 1482_G_2 | 1482 | G | 2 |  | Hydro |  | NENG_ME | Maine | 23 | York | 31 | 23031 | 1.5 | 0 | 1910 | 9999 |  |  | N | Hydro | [13 empty] | 0 | 0 | 0 | 0 | [11 empty] | Brookfield White Pine Hydro LLC | 100 | Brookfield Asset Management Inc | 100
hydro | Bonny Eagle | 1482_G_3 | 1482 | G | 3 |  | Hydro |  | NENG_ME | Maine | 23 | York | 31 | 23031 | 1.5 | 0 | 1910 | 9999 |  |  | N | Hydro | [13 empty] | 0 | 0 | 0 | 0 | [11 empty] | Brookfield White Pine Hydro LLC | 100 | Brookfield Asset Management Inc | 100
hydro | Bonny Eagle | 1482_G_4 | 1482 | G | 4 |  | Hydro |  | NENG_ME | Maine | 23 | York | 31 | 23031 | 1.5 | 0 | 1910 | 9999 |  |  | N | Hydro | [13 empty] | 0 | 0 | 0 | 0 | [11 empty] | Brookfield White Pine Hydro LLC | 100 | Brookfield Asset Management Inc | 100
hydro | Bonny Eagle | 1482_G_5 | 1482 | G | 5 |  | Hydro |  | NENG_ME | Maine | 23 | York | 31 | 23031 | 1.5 | 0 | 1910 | 9999 |  |  | N | Hydro | [13 empty] | 0 | 0 | 0 | 0 | [11 empty] | Brookfield White Pine Hydro LLC | 100 | Brookfield Asset Management Inc | 100
hydro | Bonny Eagle | 1482_G_6 | 1482 | G | 6 |  | Hydro |  | NENG_ME | Maine | 23 | York | 31 | 23031 | 1.5 | 0 | 1910 | 9999 |  |  | N | Hydro | [13 empty] | 0 | 0 | 0 | 0 | [11 empty] | Brookfield White Pine Hydro LLC | 100 | Brookfield Asset Management Inc | 100
hydro | Brunswick Hydro | 1483_G_B1 | 1483 | G | B1 |  | Hydro |  | NENG_ME | Maine | 23 | Cumberland | 5 | 23005 | 13 | 0 | 1982 | 9999 |  |  | N | Hydro | [13 empty] | 0 | 0 | 0 | 0 | [11 empty] | Brookfield White Pine Hydro LLC | 100 | Brookfield Asset Management Inc | 100
hydro | Brunswick Hydro | 1483_G_B2 | 1483 | G | B2 |  | Hydro |  | NENG_ME | Maine | 23 | Cumberland | 5 | 23005 | 3.5 | 0 | 1983 | 9999 |  |  | N | Hydro | [13 empty] | 0 | 0 | 0 | 0 | [11 empty] | Brookfield White Pine Hydro LLC | 100 | Brookfield Asset Management Inc | 100
hydro | Brunswick Hydro | 1483_G_B3 | 1483 | G | B3 |  | Hydro |  | NENG_ME | Maine | 23 | Cumberland | 5 | 23005 | 3.5 | 0 | 1983 | 9999 |  |  | N | Hydro | [13 empty] | 0 | 0 | 0 | 0 | [11 empty] | Brookfield White Pine Hydro LLC | 100 | Brookfield Asset Management Inc | 100
natural gas peaker | Cape Gas Turbine | 1484_G_GT4 | 1484 | G | GT4 |  | Combustion Turbine |  | NENG_ME | Maine | 23 | Cumberland | 5 | 23005 | 16 | 17263 | 1970 | 9999 |  |  | N | Distillate Fuel Oil | [12 empty] | 0.39 | 0.2 | 0.2 | 0.2 | 0.2 | [11 empty] | FPL Energy Cape LLC | 100 | NextEra Energy Inc | 100
natural gas peaker | Cape Gas Turbine | 1484_G_GT5 | 1484 | G | GT5 |  | Combustion Turbine |  | NENG_ME | Maine | 23 | Cumberland | 5 | 23005 | 16 | 17270 | 1970 | 9999 |  |  | N | Distillate Fuel Oil | [12 empty] | 0.39 | 0.2 | 0.2 | 0.2 | 0.2 | [11 empty] | FPL Energy Cape LLC | 100 | NextEra Energy Inc | 100
hydro | Cataract Hydro | 1486_G_1 | 1486 | G | 1 |  | Hydro |  | NENG_ME | Maine | 23 | York | 31 | 23031 | 8 | 0 | 1937 | 9999 |  |  | N | Hydro | [13 empty] | 0 | 0 | 0 | 0 | [11 empty] | Brookfield White Pine Hydro LLC | 100 | Brookfield Asset Management Inc | 100
hydro | Deer Rips | 1488_G_DR1 | 1488 | G | DR1 |  | Hydro |  | NENG_ME | Maine | 23 | Androscoggin | 1 | 23001 | 0.7 | 0 | 1903 | 9999 |  |  | N | Hydro | [13 empty] | 0 | 0 | 0 | 0 | [11 empty] | Brookfield White Pine Hydro LLC | 100 | Brookfield Asset Management Inc | 100
hydro | Deer Rips | 1488_G_DR2 | 1488 | G | DR2 |  | Hydro |  | NENG_ME | Maine | 23 | Androscoggin | 1 | 23001 | 0.7 | 0 | 1903 | 9999 |  |  | N | Hydro | [13 empty] | 0 | 0 | 0 | 0 | [11 empty] | Brookfield White Pine Hydro LLC | 100 | Brookfield Asset Management Inc | 100
hydro | Deer Rips | 1488_G_DR3 | 1488 | G | DR3 |  | Hydro |  | NENG_ME | Maine | 23 | Androscoggin | 1 | 23001 | 0.8 | 0 | 1906 | 9999 |  |  | N | Hydro | [13 empty] | 0 | 0 | 0 | 0 | [11 empty] | Brookfield White Pine Hydro LLC | 100 | Brookfield Asset Management Inc | 100
hydro | Deer Rips | 1488_G_DR4 | 1488 | G | DR4 |  | Hydro |  | NENG_ME | Maine | 23 | Androscoggin | 1 | 23001 | 0.7 | 0 | 1911 | 9999 |  |  | N | Hydro | [13 empty] | 0 | 0 | 0 | 0 | [11 empty] | Brookfield White Pine Hydro LLC | 100 | Brookfield Asset Management Inc | 100
hydro | Deer Rips | 1488_G_DR5 | 1488 | G | DR5 |  | Hydro |  | NENG_ME | Maine | 23 | Androscoggin | 1 | 23001 | 0.7 | 0 | 1913 | 9999 |  |  | N | Hydro | [13 empty] | 0 | 0 | 0 | 0 | [11 empty] | Brookfield White Pine Hydro LLC | 100 | Brookfield Asset Management Inc | 100
hydro | Deer Rips | 1488_G_DR6 | 1488 | G | DR6 |  | Hydro |  | NENG_ME | Maine | 23 | Androscoggin | 1 | 23001 | 1.7 | 0 | 1919 | 9999 |  |  | N | Hydro | [13 empty] | 0 | 0 | 0 | 0 | [11 empty] | Brookfield White Pine Hydro LLC | 100 | Brookfield Asset Management Inc | 100
hydro | Deer Rips | 1488_G_DR7 | 1488 | G | DR7 |  | Hydro |  | NENG_ME | Maine | 23 | Androscoggin | 1 | 23001 | 0.9 | 0 | 1924 | 9999 |  |  | N | Hydro | [13 empty] | 0 | 0 | 0 | 0 | [11 empty] | Brookfield White Pine Hydro LLC | 100 | Brookfield Asset Management Inc | 100
hydro | Gulf Island | 1491_G_GI1 | 1491 | G | GI1 |  | Hydro |  | NENG_ME | Maine | 23 | Androscoggin | 1 | 23001 | 7.2 | 0 | 1926 | 9999 |  |  | N | Hydro | [13 empty] | 0 | 0 | 0 | 0 | [11 empty] | Brookfield White Pine Hydro LLC | 100 | Brookfield Asset Management Inc | 100
hydro | Gulf Island | 1491_G_GI2 | 1491 | G | GI2 |  | Hydro |  | NENG_ME | Maine | 23 | Androscoggin | 1 | 23001 | 8.1 | 0 | 1926 | 9999 |  |  | N | Hydro | [13 empty] | 0 | 0 | 0 | 0 | [11 empty] | Brookfield White Pine Hydro LLC | 100 | Brookfield Asset Management Inc | 100
hydro | Gulf Island | 1491_G_GI3 | 1491 | G | GI3 |  | Hydro |  | NENG_ME | Maine | 23 | Androscoggin | 1 | 23001 | 7.9 | 0 | 1926 | 9999 |  |  | N | Hydro | [13 empty] | 0 | 0 | 0 | 0 | [11 empty] | Brookfield White Pine Hydro LLC | 100 | Brookfield Asset Management Inc | 100
hydro | Harris Hydro | 1492_G_HA1 | 1492 | G | HA1 |  | Hydro |  | NENG_ME | Maine | 23 | Somerset | 25 | 23025 | 16.8 | 0 | 1954 | 9999 |  |  | N | Hydro | [13 empty] | 0 | 0 | 0 | 0 | [11 empty] | Brookfield White Pine Hydro LLC | 100 | Brookfield Asset Management Inc | 100
hydro | Harris Hydro | 1492_G_HA2 | 1492 | G | HA2 |  | Hydro |  | NENG_ME | Maine | 23 | Somerset | 25 | 23025 | 35 | 0 | 1954 | 9999 |  |  | N | Hydro | [13 empty] | 0 | 0 | 0 | 0 | [11 empty] | Brookfield White Pine Hydro LLC | 100 | Brookfield Asset Management Inc | 100
hydro | Harris Hydro | 1492_G_HA3 | 1492 | G | HA3 |  | Hydro |  | NENG_ME | Maine | 23 | Somerset | 25 | 23025 | 34.2 | 0 | 1955 | 9999 |  |  | N | Hydro | [13 empty] | 0 | 0 | 0 | 0 | [11 empty] | Brookfield White Pine Hydro LLC | 100 | Brookfield Asset Management Inc | 100
hydro | Harris Hydro | 1492_G_HA4 | 1492 | G | HA4 |  | Hydro |  | NENG_ME | Maine | 23 | Somerset | 25 | 23025 | 1.4 | 0 | 1955 | 9999 |  |  | N | Hydro | [13 empty] | 0 | 0 | 0 | 0 | [11 empty] | Brookfield White Pine Hydro LLC | 100 | Brookfield Asset Management Inc | 100
hydro | Hiram | 1493_G_1 | 1493 | G | 1 |  | Hydro |  | NENG_ME | Maine | 23 | Cumberland | 5 | 23005 | 3.1 | 0 | 1917 | 9999 |  |  | N | Hydro | [13 empty] | 0 | 0 | 0 | 0 | [11 empty] | Brookfield White Pine Hydro LLC | 100 | Brookfield Asset Management Inc | 100
hydro | Hiram | 1493_G_2 | 1493 | G | 2 |  | Hydro |  | NENG_ME | Maine | 23 | Cumberland | 5 | 23005 | 8.5 | 0 | 1985 | 9999 |  |  | N | Hydro | [13 empty] | 0 | 0 | 0 | 0 | [11 empty] | Brookfield White Pine Hydro LLC | 100 | Brookfield Asset Management Inc | 100
hydro | Messalonskee 2 (Oakland) | 1497_G_1 | 1497 | G | 1 |  | Hydro |  | NENG_ME | Maine | 23 | Kennebec | 11 | 23011 | 2.8 | 0 | 1924 | 9999 |  |  | N | Hydro | [13 empty] | 0 | 0 | 0 | 0 | [11 empty] | Maine Renewables LLC | 100 | Synergics Inc | 100
hydro | Messalonskee 3 | 1498_G_1 | 1498 | G | 1 |  | Hydro |  | NENG_ME | Maine | 23 | Kennebec | 11 | 23011 | 1.6 | 0 | 1918 | 9999 |  |  | N | Hydro | [13 empty] | 0 | 0 | 0 | 0 | [11 empty] | Maine Renewables LLC | 100 | Synergics Inc | 100
hydro | Messalonskee 5 | 1500_G_1 | 1500 | G | 1 |  | Hydro |  | NENG_ME | Maine | 23 | Kennebec | 11 | 23011 | 1.8 | 0 | 1935 | 9999 |  |  | N | Hydro | [13 empty] | 0 | 0 | 0 | 0 | [11 empty] | Maine Renewables LLC | 100 | Synergics Inc | 100
hydro | North Gorham | 1501_G_1 | 1501 | G | 1 |  | Hydro |  | NENG_ME | Maine | 23 | Cumberland | 5 | 23005 | 1 | 0 | 1925 | 9999 |  |  | N | Hydro | [13 empty] | 0 | 0 | 0 | 0 | [11 empty] | Brookfield White Pine Hydro LLC | 100 | Brookfield Asset Management Inc | 100
hydro | North Gorham | 1501_G_2 | 1501 | G | 2 |  | Hydro |  | NENG_ME | Maine | 23 | Cumberland | 5 | 23005 | 1 | 0 | 1925 | 9999 |  |  | N | Hydro | [13 empty] | 0 | 0 | 0 | 0 | [11 empty] | Brookfield White Pine Hydro LLC | 100 | Brookfield Asset Management Inc | 100
hydro | Shawmut | 1504_G_SH1 | 1504 | G | SH1 |  | Hydro |  | NENG_ME | Maine | 23 | Somerset | 25 | 23025 | 0.9 | 0 | 1913 | 9999 |  |  | N | Hydro | [13 empty] | 0 | 0 | 0 | 0 | [11 empty] | Brookfield White Pine Hydro LLC | 100 | Brookfield Asset Management Inc | 100
hydro | Shawmut | 1504_G_SH2 | 1504 | G | SH2 |  | Hydro |  | NENG_ME | Maine | 23 | Somerset | 25 | 23025 | 0.9 | 0 | 1913 | 9999 |  |  | N | Hydro | [13 empty] | 0 | 0 | 0 | 0 | [11 empty] | Brookfield White Pine Hydro LLC | 100 | Brookfield Asset Management Inc | 100
hydro | Shawmut | 1504_G_SH3 | 1504 | G | SH3 |  | Hydro |  | NENG_ME | Maine | 23 | Somerset | 25 | 23025 | 0.9 | 0 | 1913 | 9999 |  |  | N | Hydro | [13 empty] | 0 | 0 | 0 | 0 | [11 empty] | Brookfield White Pine Hydro LLC | 100 | Brookfield Asset Management Inc | 100
hydro | Shawmut | 1504_G_SH4 | 1504 | G | SH4 |  | Hydro |  | NENG_ME | Maine | 23 | Somerset | 25 | 23025 | 0.9 | 0 | 1913 | 9999 |  |  | N | Hydro | [13 empty] | 0 | 0 | 0 | 0 | [11 empty] | Brookfield White Pine Hydro LLC | 100 | Brookfield Asset Management Inc | 100
hydro | Shawmut | 1504_G_SH5 | 1504 | G | SH5 |  | Hydro |  | NENG_ME | Maine | 23 | Somerset | 25 | 23025 | 0.9 | 0 | 1913 | 9999 |  |  | N | Hydro | [13 empty] | 0 | 0 | 0 | 0 | [11 empty] | Brookfield White Pine Hydro LLC | 100 | Brookfield Asset Management Inc | 100
hydro | Shawmut | 1504_G_SH6 | 1504 | G | SH6 |  | Hydro |  | NENG_ME | Maine | 23 | Somerset | 25 | 23025 | 0.9 | 0 | 1921 | 9999 |  |  | N | Hydro | [13 empty] | 0 | 0 | 0 | 0 | [11 empty] | Brookfield White Pine Hydro LLC | 100 | Brookfield Asset Management Inc | 100
hydro | Shawmut | 1504_G_SH7 | 1504 | G | SH7 |  | Hydro |  | NENG_ME | Maine | 23 | Somerset | 25 | 23025 | 1.9 | 0 | 1982 | 9999 |  |  | N | Hydro | [13 empty] | 0 | 0 | 0 | 0 | [11 empty] | Brookfield White Pine Hydro LLC | 100 | Brookfield Asset Management Inc | 100
hydro | Shawmut | 1504_G_SH8 | 1504 | G | SH8 |  | Hydro |  | NENG_ME | Maine | 23 | Somerset | 25 | 23025 | 1.9 | 0 | 1982 | 9999 |  |  | N | Hydro | [13 empty] | 0 | 0 | 0 | 0 | [11 empty] | Brookfield White Pine Hydro LLC | 100 | Brookfield Asset Management Inc | 100
hydro | Skelton | 1505_G_1 | 1505 | G | 1 |  | Hydro |  | NENG_ME | Maine | 23 | York | 31 | 23031 | 10.8 | 0 | 1948 | 9999 |  |  | N | Hydro | [13 empty] | 0 | 0 | 0 | 0 | [11 empty] | Brookfield White Pine Hydro LLC | 100 | Brookfield Asset Management Inc | 100
hydro | Skelton | 1505_G_2 | 1505 | G | 2 |  | Hydro |  | NENG_ME | Maine | 23 | York | 31 | 23031 | 10.8 | 0 | 1948 | 9999 |  |  | N | Hydro | [13 empty] | 0 | 0 | 0 | 0 | [11 empty] | Brookfield White Pine Hydro LLC | 100 | Brookfield Asset Management Inc | 100
natural gas steam turbine | William F Wyman | 1507_B_3 | 1507 | B | 3 | 1002 | O/G Steam |  | NENG_ME | Maine | 23 | Cumberland | 5 | 23005 | 111 | 12234 | 1965 | 9999 | tangential | dry | N | Residual Fuel Oil |  |  |  | LA + LNB + OFA |  |  |  | C | NA |  |  |  | 2.16 | 0.16709 | 0.16709 | 0.16709 | 0.16709 | [11 empty] | FPL Energy Wyman LLC | 100 | NextEra Energy Inc | 100
natural gas steam turbine | William F Wyman | 1507_B_4 | 1507 | B | 4 | 1003 | O/G Steam |  | NENG_ME | Maine | 23 | Cumberland | 5 | 23005 | 602 | 11368 | 1978 | 9999 | wall | dry | N | Residual Fuel Oil |  |  |  | FR + LNB + OFA |  |  |  | ESPC | No |  |  |  | 0.8 | 0.15 | 0.15 | 0.15 | 0.15 | [11 empty] | FPL Energy Wyman IV LLC | 76.01 | NextEra Energy Inc | 76.01
0 | William F Wyman | 1507_G_BESS | 1507 | G | BESS |  | Energy Storage |  | NENG_ME | Maine | 23 | Cumberland | 5 | 23005 | 16.2 | 0 | 2016 | 9999 |  |  | N | Energy Storage | [13 empty] | 0 | 0 | 0 | 0 | [11 empty] | FPL Energy Wyman LLC | 100 | NextEra Energy Inc | 100
hydro | West Buxton | 1508_G_WB5 | 1508 | G | WB5 |  | Hydro |  | NENG_ME | Maine | 23 | York | 31 | 23031 | 0.7 | 0 | 1904 | 9999 |  |  | N | Hydro | [13 empty] | 0 | 0 | 0 | 0 | [11 empty] | Brookfield White Pine Hydro LLC | 100 | Brookfield Asset Management Inc | 100
hydro | West Buxton | 1508_G_WB4 | 1508 | G | WB4 |  | Hydro |  | NENG_ME | Maine | 23 | York | 31 | 23031 | 0.7 | 0 | 1907 | 9999 |  |  | N | Hydro | [13 empty] | 0 | 0 | 0 | 0 | [11 empty] | Brookfield White Pine Hydro LLC | 100 | Brookfield Asset Management Inc | 100
hydro | West Buxton | 1508_G_WB3 | 1508 | G | WB3 |  | Hydro |  | NENG_ME | Maine | 23 | York | 31 | 23031 | 1.1 | 0 | 1920 | 9999 |  |  | N | Hydro | [13 empty] | 0 | 0 | 0 | 0 | [11 empty] | Brookfield White Pine Hydro LLC | 100 | Brookfield Asset Management Inc | 100
hydro | West Buxton | 1508_G_WB6 | 1508 | G | WB6 |  | Hydro |  | NENG_ME | Maine | 23 | York | 31 | 23031 | 4 | 0 | 1927 | 9999 |  |  | N | Hydro | [13 empty] | 0 | 0 | 0 | 0 | [11 empty] | Brookfield White Pine Hydro LLC | 100 | Brookfield Asset Management Inc | 100
hydro | West Buxton | 1508_G_WB1 | 1508 | G | WB1 |  | Hydro |  | NENG_ME | Maine | 23 | York | 31 | 23031 | 0.6 | 0 | 1982 | 9999 |  |  | N | Hydro | [13 empty] | 0 | 0 | 0 | 0 | [11 empty] | Brookfield White Pine Hydro LLC | 100 | Brookfield Asset Management Inc | 100
hydro | West Buxton | 1508_G_WB2 | 1508 | G | WB2 |  | Hydro |  | NENG_ME | Maine | 23 | York | 31 | 23031 | 0.6 | 0 | 1982 | 9999 |  |  | N | Hydro | [13 empty] | 0 | 0 | 0 | 0 | [11 empty] | Brookfield White Pine Hydro LLC | 100 | Brookfield Asset Management Inc | 100
hydro | Weston Hydro | 1509_G_WE2 | 1509 | G | WE2 |  | Hydro |  | NENG_ME | Maine | 23 | Somerset | 25 | 23025 | 3.3 | 0 | 1920 | 9999 |  |  | N | Hydro | [13 empty] | 0 | 0 | 0 | 0 | [11 empty] | Brookfield White Pine Hydro LLC | 100 | Brookfield Asset Management Inc | 100
hydro | Weston Hydro | 1509_G_WE1 | 1509 | G | WE1 |  | Hydro |  | NENG_ME | Maine | 23 | Somerset | 25 | 23025 | 3.3 | 0 | 1921 | 9999 |  |  | N | Hydro | [13 empty] | 0 | 0 | 0 | 0 | [11 empty] | Brookfield White Pine Hydro LLC | 100 | Brookfield Asset Management Inc | 100
hydro | Weston Hydro | 1509_G_WE3 | 1509 | G | WE3 |  | Hydro |  | NENG_ME | Maine | 23 | Somerset | 25 | 23025 | 3.3 | 0 | 1921 | 9999 |  |  | N | Hydro | [13 empty] | 0 | 0 | 0 | 0 | [11 empty] | Brookfield White Pine Hydro LLC | 100 | Brookfield Asset Management Inc | 100
hydro | Weston Hydro | 1509_G_WE4 | 1509 | G | WE4 |  | Hydro |  | NENG_ME | Maine | 23 | Somerset | 25 | 23025 | 3.3 | 0 | 1923 | 9999 |  |  | N | Hydro | [13 empty] | 0 | 0 | 0 | 0 | [11 empty] | Brookfield White Pine Hydro LLC | 100 | Brookfield Asset Management Inc | 100
hydro | Williams Hydro | 1510_G_WI1 | 1510 | G | WI1 |  | Hydro |  | NENG_ME | Maine | 23 | Somerset | 25 | 23025 | 8.2 | 0 | 1939 | 9999 |  |  | N | Hydro | [13 empty] | 0 | 0 | 0 | 0 | [11 empty] | Brookfield White Pine Hydro LLC | 100 | Brookfield Asset Management Inc | 100
hydro | Williams Hydro | 1510_G_WI2 | 1510 | G | WI2 |  | Hydro |  | NENG_ME | Maine | 23 | Somerset | 25 | 23025 | 6.7 | 0 | 1950 | 9999 |  |  | N | Hydro | [13 empty] | 0 | 0 | 0 | 0 | [11 empty] | Brookfield White Pine Hydro LLC | 100 | Brookfield Asset Management Inc | 100
hydro | Wyman Hydro | 1511_G_WY1 | 1511 | G | WY1 |  | Hydro |  | NENG_ME | Maine | 23 | Somerset | 25 | 23025 | 29.4 | 0 | 1930 | 9999 |  |  | N | Hydro | [13 empty] | 0 | 0 | 0 | 0 | [11 empty] | Brookfield White Pine Hydro LLC | 100 | Brookfield Asset Management Inc | 100
hydro | Wyman Hydro | 1511_G_WY2 | 1511 | G | WY2 |  | Hydro |  | NENG_ME | Maine | 23 | Somerset | 25 | 23025 | 29.9 | 0 | 1931 | 9999 |  |  | N | Hydro | [13 empty] | 0 | 0 | 0 | 0 | [11 empty] | Brookfield White Pine Hydro LLC | 100 | Brookfield Asset Management Inc | 100
hydro | Wyman Hydro | 1511_G_WY3 | 1511 | G | WY3 |  | Hydro |  | NENG_ME | Maine | 23 | Somerset | 25 | 23025 | 29.2 | 0 | 1940 | 9999 |  |  | N | Hydro | [13 empty] | 0 | 0 | 0 | 0 | [11 empty] | Brookfield White Pine Hydro LLC | 100 | Brookfield Asset Management Inc | 100
hydro | Squa Pan Hydro Station | 1516_G_SP1 | 1516 | G | SP1 |  | Hydro |  | NENG_ME | Maine | 23 | Aroostook | 3 | 23003 | 1.4 | 0 | 1941 | 9999 |  |  | N | Hydro | [13 empty] | 0 | 0 | 0 | 0 | [11 empty] | Algonquin Northern Maine Gen Co | 100 | Algonquin Power Income Fund | 100
natural gas steam turbine | Herbert A Wagner | 1554_B_1 | 1554 | B | 1 | 1007 | O/G Steam |  | PJM_SMAC | Maryland | 24 | Anne Arundel | 3 | 24003 | 126 | 10859 | 1956 | 9999 | wall | dry | N | Natural Gas, Residual Fuel Oil |  |  |  | LNB | SNCR |  |  | ESPC | No |  |  |  |  | 0.09203 | 0.09203 | 0.09203 | 0.09203 | [11 empty] | HA Wagner LLC | 100 | Riverstone Holdings LLC | 100
natural gas peaker | Herbert A Wagner | 1554_G_GT1 | 1554 | G | GT1 |  | Combustion Turbine |  | PJM_SMAC | Maryland | 24 | Anne Arundel | 3 | 24003 | 12.9 | 13097 | 1967 | 9999 |  |  | N | Distillate Fuel Oil | [12 empty] | 1.053 | 0.70576 | 0.70576 | 0.70576 | 0.70576 | [11 empty] | Raven Power Holdings | 100 | Riverstone Holdings LLC | 100
natural gas steam turbine | Herbert A Wagner | 1554_B_4 | 1554 | B | 4 | 1010 | O/G Steam |  | PJM_SMAC | Maryland | 24 | Anne Arundel | 3 | 24003 | 397 | 10961 | 1972 | 9999 | wall | dry | N | Residual Fuel Oil |  |  |  | BOOS + LA + LNB |  |  |  | ESPC | No |  |  |  | 0.6 | 0.23528 | 0.23528 | 0.23528 | 0.23528 | [11 empty] | Raven Power Holdings | 100 | Riverstone Holdings LLC | 100
natural gas peaker | Perryman | 1556_G_GT1 | 1556 | G | GT1 | 1023 | Combustion Turbine |  | PJM_SMAC | Maryland | 24 | Harford | 25 | 24025 | 52 | 10911 | 1972 | 9999 |  |  | N | Distillate Fuel Oil | [12 empty] | 1.053 | 0.6501 | 0.6501 | 0.6501 | 0.6501 | [11 empty] | Constellation Energy Commodities Group Inc | 100 | Exelon Corp | 100
natural gas peaker | Perryman | 1556_G_GT3 | 1556 | G | GT3 | 1025 | Combustion Turbine |  | PJM_SMAC | Maryland | 24 | Harford | 25 | 24025 | 51 | 10911 | 1972 | 9999 |  |  | N | Distillate Fuel Oil | [12 empty] | 1.053 | 0.83631 | 0.83631 | 0.83631 | 0.83631 | [11 empty] | Constellation Energy Commodities Group Inc | 100 | Exelon Corp | 100
natural gas peaker | Perryman | 1556_G_GT4 | 1556 | G | GT4 | 1026 | Combustion Turbine |  | PJM_SMAC | Maryland | 24 | Harford | 25 | 24025 | 52 | 10911 | 1972 | 9999 |  |  | N | Distillate Fuel Oil | [12 empty] | 1.053 | 0.83639 | 0.83639 | 0.83639 | 0.83639 | [11 empty] | Constellation Energy Commodities Group Inc | 100 | Exelon Corp | 100
natural gas peaker | Perryman | 1556_G_GT5 | 1556 | G | GT5 | 1019 | Combustion Turbine |  | PJM_SMAC | Maryland | 24 | Harford | 25 | 24025 | 139 | 10915 | 1995 | 9999 |  |  | N | Natural Gas, Distillate Fuel Oil |  |  |  | H2O | [8 empty] | 0.001 | 0.05619 | 0.05619 | 0.05619 | 0.05619 | [11 empty] | Constellation Energy Commodities Group Inc | 100 | Exelon Corp | 100
natural gas peaker | Perryman | 1556_G_GT6 | 1556 | G | GT6 | 90366 | Combustion Turbine |  | PJM_SMAC | Maryland | 24 | Harford | 25 | 24025 | 109.8 | 10745 | 2015 | 9999 |  |  | N | Natural Gas, Distillate Fuel Oil |  |  |  | H2O | SCR | [8 empty] | 0.01135 | 0.01055 | 0.01135 | 0.01055 | [11 empty] | Constellation Energy Commodities Group Inc | 100 | Exelon Corp | 100
natural gas peaker | Philadelphia | 1557_G_GT1 | 1557 | G | GT1 |  | Combustion Turbine |  | PJM_SMAC | Maryland | 24 | Baltimore City | 510 | 24510 | 15.3 | 18086 | 1970 | 9999 |  |  | N | Distillate Fuel Oil | [12 empty] | 1.053 | 0.01968 | 0.01968 | 0.01968 | 0.01968 | [11 empty] | Constellation Energy Commodities Group Inc | 100 | Exelon Corp | 100
natural gas peaker | Philadelphia | 1557_G_GT2 | 1557 | G | GT2 |  | Combustion Turbine |  | PJM_SMAC | Maryland | 24 | Baltimore City | 510 | 24510 | 16 | 18087 | 1970 | 9999 |  |  | N | Distillate Fuel Oil | [12 empty] | 1.053 | 0.60913 | 0.60913 | 0.60913 | 0.60913 | [11 empty] | Constellation Energy Commodities Group Inc | 100 | Exelon Corp | 100
natural gas peaker | Philadelphia | 1557_G_GT3 | 1557 | G | GT3 |  | Combustion Turbine |  | PJM_SMAC | Maryland | 24 | Baltimore City | 510 | 24510 | 14.8 | 18086 | 1970 | 9999 |  |  | N | Distillate Fuel Oil | [12 empty] | 1.053 | 0.60913 | 0.60913 | 0.60913 | 0.60913 | [11 empty] | Constellation Energy Commodities Group Inc | 100 | Exelon Corp | 100
natural gas peaker | Philadelphia | 1557_G_GT4 | 1557 | G | GT4 |  | Combustion Turbine |  | PJM_SMAC | Maryland | 24 | Baltimore City | 510 | 24510 | 14.8 | 18086 | 1970 | 9999 |  |  | N | Distillate Fuel Oil | [12 empty] | 1.053 | 0.60913 | 0.60913 | 0.60913 | 0.60913 | [11 empty] | Constellation Energy Commodities Group Inc | 100 | Exelon Corp | 100
natural gas peaker | Crisfield | 1563_G_CRIS | 1563 | G | CRIS |  | Combustion Turbine | IC Engine | PJM_EMAC | Maryland | 24 | Somerset | 39 | 24039 | 2.6 | 10745 | 1968 | 9999 |  |  | N | Distillate Fuel Oil | [12 empty] | 0.3 | 0.33082 | 0.33082 | 0.33082 | 0.33082 | [11 empty] | Calpine Mid Atlantic Generation LLC | 100 | Energy Capital Partners | 100
natural gas peaker | Crisfield | 1563_G_CRS2 | 1563 | G | CRS2 |  | Combustion Turbine | IC Engine | PJM_EMAC | Maryland | 24 | Somerset | 39 | 24039 | 2.6 | 10745 | 1968 | 9999 |  |  | N | Distillate Fuel Oil | [12 empty] | 0.3 | 0.31498 | 0.31498 | 0.31498 | 0.31498 | [11 empty] | Calpine Mid Atlantic Generation LLC | 100 | Energy Capital Partners | 100
natural gas peaker | Crisfield | 1563_G_CRS3 | 1563 | G | CRS3 |  | Combustion Turbine | IC Engine | PJM_EMAC | Maryland | 24 | Somerset | 39 | 24039 | 2.6 | 10745 | 1968 | 9999 |  |  | N | Distillate Fuel Oil | [12 empty] | 0.3 | 0.36383 | 0.36383 | 0.36383 | 0.36383 | [11 empty] | Calpine Mid Atlantic Generation LLC | 100 | Energy Capital Partners | 100
natural gas peaker | Crisfield | 1563_G_CRS4 | 1563 | G | CRS4 |  | Combustion Turbine | IC Engine | PJM_EMAC | Maryland | 24 | Somerset | 39 | 24039 | 2.6 | 10745 | 1968 | 9999 |  |  | N | Distillate Fuel Oil | [12 empty] | 0.3 | 0.29854 | 0.29854 | 0.29854 | 0.29854 | [11 empty] | Calpine Mid Atlantic Generation LLC | 100 | Energy Capital Partners | 100
hydro | Deep Creek | 1567_G_1 | 1567 | G | 1 |  | Hydro |  | PJM_PENE | Maryland | 24 | Garrett | 23 | 24023 | 9 | 0 | 1925 | 9999 |  |  | N | Hydro | [13 empty] | 0 | 0 | 0 | 0 | [11 empty] | Brookfield Renewable Energy Partners LP | 100 | Brookfield Asset Management Inc | 100
hydro | Deep Creek | 1567_G_2 | 1567 | G | 2 |  | Hydro |  | PJM_PENE | Maryland | 24 | Garrett | 23 | 24023 | 9 | 0 | 1925 | 9999 |  |  | N | Hydro | [13 empty] | 0 | 0 | 0 | 0 | [11 empty] | Brookfield Renewable Energy Partners LP | 100 | Brookfield Asset Management Inc | 100
natural gas peaker | Chalk Point LLC | 1571_G_GT1 | 1571 | G | GT1 |  | Combustion Turbine |  | PJM_SMAC | Maryland | 24 | Prince Georges | 33 | 24033 | 16 | 14549 | 1967 | 9999 |  |  | N | Distillate Fuel Oil | [12 empty] | 0.3 | 0.0703 | 0.0703 | 0.0703 | 0.0703 | [11 empty] | GenOn Chalk Point LLC | 100 | GenOn Energy Inc | 100
natural gas peaker | Chalk Point LLC | 1571_G_GT2 | 1571 | G | GT2 | 1055 | Combustion Turbine |  | PJM_SMAC | Maryland | 24 | Prince Georges | 33 | 24033 | 22 | 14549 | 1974 | 9999 |  |  | N | Distillate Fuel Oil | [12 empty] | 0.3 | 1.1947 | 1.1947 | 1.1947 | 1.1947 | [11 empty] | GenOn Chalk Point LLC | 100 | GenOn Energy Inc | 100
natural gas steam turbine | Chalk Point LLC | 1571_B_3 | 1571 | B | 3 | 1052 | O/G Steam |  | PJM_SMAC | Maryland | 24 | Prince Georges | 33 | 24033 | 582 | 11892 | 1975 | 9999 | tangential | dry | N | Natural Gas |  |  |  | OFA | [8 empty] | 0.92 | 0.12752 | 0.12752 | 0.12752 | 0.12752 | [11 empty] | GenOn Chalk Point LLC | 100 | GenOn Energy Inc | 100
natural gas steam turbine | Chalk Point LLC | 1571_B_4 | 1571 | B | 4 | 1053 | O/G Steam |  | PJM_SMAC | Maryland | 24 | Prince Georges | 33 | 24033 | 582 | 11720 | 1981 | 9999 | tangential | dry | N | Natural Gas |  |  |  | OFA | [8 empty] | 0.8 | 0.11795 | 0.11795 | 0.11795 | 0.11795 | [11 empty] | GenOn Chalk Point LLC | 100 | GenOn Energy Inc | 100
natural gas peaker | Chalk Point LLC | 1571_G_GT3 | 1571 | G | GT3 | 1046 | Combustion Turbine |  | PJM_SMAC | Maryland | 24 | Prince Georges | 33 | 24033 | 73 | 14549 | 1991 | 9999 |  |  | N | Natural Gas, Distillate Fuel Oil |  |  |  | H2O | [8 empty] | 0.2 | 0.11306 | 0.11306 | 0.11306 | 0.11306 | [11 empty] | GenOn Chalk Point LLC | 100 | GenOn Energy Inc | 100
natural gas peaker | Chalk Point LLC | 1571_G_GT4 | 1571 | G | GT4 | 1047 | Combustion Turbine |  | PJM_SMAC | Maryland | 24 | Prince Georges | 33 | 24033 | 73 | 14549 | 1991 | 9999 |  |  | N | Natural Gas, Distillate Fuel Oil |  |  |  | H2O | [8 empty] | 0.2 | 0.11403 | 0.11403 | 0.11403 | 0.11403 | [11 empty] | GenOn Chalk Point LLC | 100 | GenOn Energy Inc | 100
natural gas peaker | Chalk Point LLC | 1571_G_GT5 | 1571 | G | GT5 | 1048 | Combustion Turbine |  | PJM_SMAC | Maryland | 24 | Prince Georges | 33 | 24033 | 81 | 14549 | 1991 | 9999 |  |  | N | Natural Gas, Distillate Fuel Oil |  |  |  | H2O | [8 empty] | 0.2 | 0.08668 | 0.08668 | 0.08668 | 0.08668 | [11 empty] | GenOn Chalk Point LLC | 100 | GenOn Energy Inc | 100
natural gas peaker | Chalk Point LLC | 1571_G_GT6 | 1571 | G | GT6 | 1049 | Combustion Turbine |  | PJM_SMAC | Maryland | 24 | Prince Georges | 33 | 24033 | 81 | 14549 | 1991 | 9999 |  |  | N | Natural Gas, Distillate Fuel Oil |  |  |  | H2O | [8 empty] | 0.2 | 0.08664 | 0.08664 | 0.08664 | 0.08664 | [11 empty] | GenOn Chalk Point LLC | 100 | GenOn Energy Inc | 100
natural gas peaker | Dickerson | 1572_G_GT2 | 1572 | G | GT2 | 1061 | Combustion Turbine |  | PJM_SMAC | Maryland | 24 | Montgomery | 31 | 24031 | 147 | 12819 | 1992 | 9999 |  |  | N | Natural Gas, Distillate Fuel Oil |  |  |  | H2O | [8 empty] | 0.3 | 0.10394 | 0.10394 | 0.10394 | 0.10394 | [11 empty] | Lanyard Power Holdings LLC | 100 | GenOn Energy Inc | 100
natural gas peaker | Dickerson | 1572_G_GT3 | 1572 | G | GT3 | 1062 | Combustion Turbine |  | PJM_SMAC | Maryland | 24 | Montgomery | 31 | 24031 | 147 | 12819 | 1992 | 9999 |  |  | N | Natural Gas, Distillate Fuel Oil |  |  |  | H2O | [8 empty] | 0.3 | 0.07974 | 0.07974 | 0.07974 | 0.07974 | [11 empty] | Lanyard Power Holdings LLC | 100 | GenOn Energy Inc | 100
natural gas peaker | Morgantown Generating Plant | 1573_G_3 | 1573 | G | 3 | 1069 | Combustion Turbine |  | PJM_SMAC | Maryland | 24 | Charles | 17 | 24017 | 48 | 14269 | 1973 | 9999 |  |  | N | Distillate Fuel Oil | [12 empty] | 0.3 | 0.54196 | 0.54196 | 0.54196 | 0.54196 | [11 empty] | Lanyard Power Holdings LLC | 100 | GenOn Energy Inc | 100
natural gas peaker | Morgantown Generating Plant | 1573_G_4 | 1573 | G | 4 | 1070 | Combustion Turbine |  | PJM_SMAC | Maryland | 24 | Charles | 17 | 24017 | 48 | 14270 | 1973 | 9999 |  |  | N | Distillate Fuel Oil | [12 empty] | 0.3 | 0.54212 | 0.54212 | 0.54212 | 0.54212 | [11 empty] | Lanyard Power Holdings LLC | 100 | GenOn Energy Inc | 100
natural gas peaker | Morgantown Generating Plant | 1573_G_5 | 1573 | G | 5 | 1071 | Combustion Turbine |  | PJM_SMAC | Maryland | 24 | Charles | 17 | 24017 | 48 | 14270 | 1973 | 9999 |  |  | N | Distillate Fuel Oil | [12 empty] | 0.3 | 0.54205 | 0.54205 | 0.54205 | 0.54205 | [11 empty] | Lanyard Power Holdings LLC | 100 | GenOn Energy Inc | 100
natural gas peaker | Morgantown Generating Plant | 1573_G_6 | 1573 | G | 6 | 1072 | Combustion Turbine |  | PJM_SMAC | Maryland | 24 | Charles | 17 | 24017 | 48 | 14270 | 1973 | 9999 |  |  | N | Distillate Fuel Oil | [12 empty] | 0.3 | 0.54197 | 0.54197 | 0.54197 | 0.54197 | [11 empty] | Lanyard Power Holdings LLC | 100 | GenOn Energy Inc | 100
hydro | Conowingo | 1574_G_1 | 1574 | G | 1 |  | Hydro |  | PJM_EMAC | Maryland | 24 | Harford | 25 | 24025 | 48 | 0 | 1928 | 9999 |  |  | N | Hydro | [13 empty] | 0 | 0 | 0 | 0 | [11 empty] | Susquehanna Electric Co | 100 | Exelon Corp | 100
hydro | Conowingo | 1574_G_2 | 1574 | G | 2 |  | Hydro |  | PJM_EMAC | Maryland | 24 | Harford | 25 | 24025 | 36 | 0 | 1928 | 9999 |  |  | N | Hydro | [13 empty] | 0 | 0 | 0 | 0 | [11 empty] | Susquehanna Electric Co | 100 | Exelon Corp | 100
hydro | Conowingo | 1574_G_3 | 1574 | G | 3 |  | Hydro |  | PJM_EMAC | Maryland | 24 | Harford | 25 | 24025 | 48 | 0 | 1928 | 9999 |  |  | N | Hydro | [13 empty] | 0 | 0 | 0 | 0 | [11 empty] | Susquehanna Electric Co | 100 | Exelon Corp | 100
hydro | Conowingo | 1574_G_4 | 1574 | G | 4 |  | Hydro |  | PJM_EMAC | Maryland | 24 | Harford | 25 | 24025 | 48 | 0 | 1928 | 9999 |  |  | N | Hydro | [13 empty] | 0 | 0 | 0 | 0 | [11 empty] | Susquehanna Electric Co | 100 | Exelon Corp | 100
hydro | Conowingo | 1574_G_5 | 1574 | G | 5 |  | Hydro |  | PJM_EMAC | Maryland | 24 | Harford | 25 | 24025 | 36 | 0 | 1928 | 9999 |  |  | N | Hydro | [13 empty] | 0 | 0 | 0 | 0 | [11 empty] | Susquehanna Electric Co | 100 | Exelon Corp | 100
hydro | Conowingo | 1574_G_6 | 1574 | G | 6 |  | Hydro |  | PJM_EMAC | Maryland | 24 | Harford | 25 | 24025 | 48 | 0 | 1928 | 9999 |  |  | N | Hydro | [13 empty] | 0 | 0 | 0 | 0 | [11 empty] | Susquehanna Electric Co | 100 | Exelon Corp | 100
hydro | Conowingo | 1574_G_7 | 1574 | G | 7 |  | Hydro |  | PJM_EMAC | Maryland | 24 | Harford | 25 | 24025 | 48 | 0 | 1928 | 9999 |  |  | N | Hydro | [13 empty] | 0 | 0 | 0 | 0 | [11 empty] | Susquehanna Electric Co | 100 | Exelon Corp | 100
hydro | Conowingo | 1574_G_10 | 1574 | G | 10 |  | Hydro |  | PJM_EMAC | Maryland | 24 | Harford | 25 | 24025 | 65 | 0 | 1964 | 9999 |  |  | N | Hydro | [13 empty] | 0 | 0 | 0 | 0 | [11 empty] | Susquehanna Electric Co | 100 | Exelon Corp | 100
hydro | Conowingo | 1574_G_11 | 1574 | G | 11 |  | Hydro |  | PJM_EMAC | Maryland | 24 | Harford | 25 | 24025 | 65 | 0 | 1964 | 9999 |  |  | N | Hydro | [13 empty] | 0 | 0 | 0 | 0 | [11 empty] | Susquehanna Electric Co | 100 | Exelon Corp | 100
hydro | Conowingo | 1574_G_8 | 1574 | G | 8 |  | Hydro |  | PJM_EMAC | Maryland | 24 | Harford | 25 | 24025 | 65 | 0 | 1964 | 9999 |  |  | N | Hydro | [13 empty] | 0 | 0 | 0 | 0 | [11 empty] | Susquehanna Electric Co | 100 | Exelon Corp | 100
hydro | Conowingo | 1574_G_9 | 1574 | G | 9 |  | Hydro |  | PJM_EMAC | Maryland | 24 | Harford | 25 | 24025 | 65 | 0 | 1964 | 9999 |  |  | N | Hydro | [13 empty] | 0 | 0 | 0 | 0 | [11 empty] | Susquehanna Electric Co | 100 | Exelon Corp | 100
natural gas peaker | Easton | 1580_G_7 | 1580 | G | 7 |  | Combustion Turbine | IC Engine | PJM_EMAC | Maryland | 24 | Talbot | 41 | 24041 | 2 | 13504 | 1954 | 9999 |  |  | N | Distillate Fuel Oil | [12 empty] | 0.3 | 3.1236 | 3.1236 | 3.1236 | 3.1236 | [11 empty] | Easton Utilities Commission | 100 | Easton Utilities | 100
natural gas peaker | Easton | 1580_G_8 | 1580 | G | 8 |  | Combustion Turbine | IC Engine | PJM_EMAC | Maryland | 24 | Talbot | 41 | 24041 | 2 | 13504 | 1957 | 9999 |  |  | N | Distillate Fuel Oil | [12 empty] | 0.3 | 2.9127 | 2.9127 | 2.9127 | 2.9127 | [11 empty] | Easton Utilities Commission | 100 | Easton Utilities | 100
natural gas peaker | Easton | 1580_G_9 | 1580 | G | 9 |  | Combustion Turbine | IC Engine | PJM_EMAC | Maryland | 24 | Talbot | 41 | 24041 | 2.5 | 13505 | 1961 | 9999 |  |  | N | Distillate Fuel Oil | [12 empty] | 0.3 | 3.9058 | 3.9058 | 3.9058 | 3.9058 | [11 empty] | Easton Utilities Commission | 100 | Easton Utilities | 100
natural gas peaker | Easton | 1580_G_10 | 1580 | G | 10 |  | Combustion Turbine | IC Engine | PJM_EMAC | Maryland | 24 | Talbot | 41 | 24041 | 3.5 | 13503 | 1966 | 9999 |  |  | N | Distillate Fuel Oil | [12 empty] | 0.3 | 2.8156 | 2.8156 | 2.8156 | 2.8156 | [11 empty] | Easton Utilities Commission | 100 | Easton Utilities | 100
natural gas peaker | Easton | 1580_G_11 | 1580 | G | 11 |  | Combustion Turbine | IC Engine | PJM_EMAC | Maryland | 24 | Talbot | 41 | 24041 | 3.6 | 13504 | 1968 | 9999 |  |  | N | Distillate Fuel Oil | [12 empty] | 0.3 | 2.8792 | 2.8792 | 2.8792 | 2.8792 | [11 empty] | Easton Utilities Commission | 100 | Easton Utilities | 100
natural gas peaker | Easton | 1580_G_12 | 1580 | G | 12 |  | Combustion Turbine | IC Engine | PJM_EMAC | Maryland | 24 | Talbot | 41 | 24041 | 4.1 | 13504 | 1970 | 9999 |  |  | N | Distillate Fuel Oil | [12 empty] | 0.3 | 2.651 | 2.651 | 2.651 | 2.651 | [11 empty] | Easton Utilities Commission | 100 | Easton Utilities | 100
natural gas peaker | Easton | 1580_G_13 | 1580 | G | 13 |  | Combustion Turbine | IC Engine | PJM_EMAC | Maryland | 24 | Talbot | 41 | 24041 | 5.6 | 13502 | 1973 | 9999 |  |  | N | Distillate Fuel Oil | [12 empty] | 0.3 | 2.4566 | 2.4566 | 2.4566 | 2.4566 | [11 empty] | Easton Utilities Commission | 100 | Easton Utilities | 100
natural gas peaker | Easton | 1580_G_14 | 1580 | G | 14 |  | Combustion Turbine | IC Engine | PJM_EMAC | Maryland | 24 | Talbot | 41 | 24041 | 5.6 | 13504 | 1973 | 9999 |  |  | N | Distillate Fuel Oil | [12 empty] | 0.3 | 3.3381 | 3.3381 | 3.3381 | 3.3381 | [11 empty] | Easton Utilities Commission | 100 | Easton Utilities | 100
natural gas peaker | Easton | 1580_G_101 | 1580 | G | 101 |  | Combustion Turbine | IC Engine | PJM_EMAC | Maryland | 24 | Talbot | 41 | 24041 | 1.5 | 13502 | 1995 | 9999 |  |  | N | Distillate Fuel Oil | [12 empty] | 0.3 | 2.8892 | 2.8892 | 2.8892 | 2.8892 | [11 empty] | Easton Utilities Commission | 100 | Easton Utilities | 100
natural gas peaker | Easton | 1580_G_102 | 1580 | G | 102 |  | Combustion Turbine | IC Engine | PJM_EMAC | Maryland | 24 | Talbot | 41 | 24041 | 1.5 | 13502 | 1995 | 9999 |  |  | N | Distillate Fuel Oil | [12 empty] | 0.3 | 2.7447 | 2.7447 | 2.7447 | 2.7447 | [11 empty] | Easton Utilities Commission | 100 | Easton Utilities | 100
natural gas peaker | Exelon Framingham LLC | 1586_G_GT2 | 1586 | G | GT2 | 1078 | Combustion Turbine |  | NENGREST | Massachusetts | 25 | Norfolk | 21 | 25021 | 10.3 | 17442 | 1969 | 9999 |  |  | N | Distillate Fuel Oil | [12 empty] | 1.2 | 0.47583 | 0.47583 | 0.47583 | 0.47583 | [11 empty] | Exelon Framingham LLC | 100 | Exelon Corp | 100
natural gas peaker | Exelon Framingham LLC | 1586_G_GT3 | 1586 | G | GT3 | 1079 | Combustion Turbine |  | NENGREST | Massachusetts | 25 | Norfolk | 21 | 25021 | 11 | 17399 | 1969 | 9999 |  |  | N | Distillate Fuel Oil | [12 empty] | 1.2 | 0.59599 | 0.59599 | 0.59599 | 0.59599 | [11 empty] | Exelon Framingham LLC | 100 | Exelon Corp | 100
natural gas peaker | Exelon Framingham LLC | 1586_G_GT1 | 1586 | G | GT1 | 1077 | Combustion Turbine |  | NENGREST | Massachusetts | 25 | Norfolk | 21 | 25021 | 10.1 | 17414 | 1970 | 9999 |  |  | N | Distillate Fuel Oil | [12 empty] | 1.2 | 0.55292 | 0.55292 | 0.55292 | 0.55292 | [11 empty] | Exelon Framingham LLC | 100 | Exelon Corp | 100
natural gas peaker | Exelon Medway LLC | 1592_G_GT1 | 1592 | G | GT1 | 1088 | Combustion Turbine |  | NENGREST | Massachusetts | 25 | Norfolk | 21 | 25021 | 42 | 16972 | 1970 | 9999 |  |  | N | Distillate Fuel Oil | [12 empty] | 1.2 | 0.52282 | 0.52282 | 0.52282 | 0.52282 | [11 empty] | Exelon West Medway LLC | 100 | Exelon Corp | 100
natural gas peaker | Exelon Medway LLC | 1592_G_GT3 | 1592 | G | GT3 | 1092 | Combustion Turbine |  | NENGREST | Massachusetts | 25 | Norfolk | 21 | 25021 | 42 | 16976 | 1970 | 9999 |  |  | N | Distillate Fuel Oil | [12 empty] | 1.2 | 0.5098 | 0.5098 | 0.5098 | 0.5098 | [11 empty] | Exelon West Medway LLC | 100 | Exelon Corp | 100
natural gas peaker | Exelon Medway LLC | 1592_G_GT2 | 1592 | G | GT2 | 1090 | Combustion Turbine |  | NENGREST | Massachusetts | 25 | Norfolk | 21 | 25021 | 39.8 | 16975 | 1971 | 9999 |  |  | N | Distillate Fuel Oil | [12 empty] | 1.2 | 0.4941 | 0.4941 | 0.4941 | 0.4941 | [11 empty] | Exelon West Medway LLC | 100 | Exelon Corp | 100
natural gas combined cycle | Kendall Square Station | 1595_G_3 | 1595 | G | 3 | 1098 | Combined Cycle |  | NENGREST | Massachusetts | 25 | Middlesex | 17 | 25017 | 20.4 | 5852 | 1958 | 9999 | wall | dry | Y | Natural Gas, Distillate Fuel Oil |  |  |  | LNB | SCR | [7 empty] | 0.74 | 0.013393 | 0.013393 | 0.013393 | 0.013393 | [11 empty] | Kendall Green Energy LLC | 100 | Antin Infrastructure Partners | 100
natural gas peaker | Kendall Square Station | 1595_G_JET1 | 1595 | G | JET1 | 1100 | Combustion Turbine |  | NENGREST | Massachusetts | 25 | Middlesex | 17 | 25017 | 18 | 14606 | 1970 | 9999 |  |  | N | Distillate Fuel Oil |  |  |  | H2O | [8 empty] | 0.74 | 1.1774 | 1.1774 | 1.1774 | 1.1774 | [11 empty] | Kendall Green Energy LLC | 100 | Antin Infrastructure Partners | 100
natural gas combined cycle | Kendall Square Station | 1595_G_GEN4 | 1595 | G | GEN4 | 1099 | Combined Cycle |  | NENGREST | Massachusetts | 25 | Middlesex | 17 | 25017 | 171 | 5852 | 2002 | 9999 |  |  | Y | Natural Gas, Distillate Fuel Oil |  |  |  | DLNB | SCR | [7 empty] | 0.74 | 0.013393 | 0.013393 | 0.013393 | 0.013393 | [11 empty] | Kendall Green Energy LLC | 100 | Antin Infrastructure Partners | 100
natural gas peaker | Oak Bluffs Diesel Generating Facility | 1597_G_UN1 | 1597 | G | UN1 |  | Combustion Turbine | IC Engine | NENGREST | Massachusetts | 25 | Dukes | 7 | 25007 | 2.8 | 10759 | 1969 | 9999 |  |  | N | Distillate Fuel Oil | [12 empty] | 0.789 | 2.6823 | 2.6823 | 2.6823 | 2.6823 | [11 empty] | Stonepeak Kestrel Holdings LLC | 100 | Stonepeak Infrastructure Partners | 100
natural gas peaker | Oak Bluffs Diesel Generating Facility | 1597_G_UN2 | 1597 | G | UN2 |  | Combustion Turbine | IC Engine | NENGREST | Massachusetts | 25 | Dukes | 7 | 25007 | 2.8 | 10755 | 1969 | 9999 |  |  | N | Distillate Fuel Oil | [12 empty] | 0.789 | 4.796 | 4.796 | 4.796 | 4.796 | [11 empty] | Stonepeak Kestrel Holdings LLC | 100 | Stonepeak Infrastructure Partners | 100
natural gas peaker | Oak Bluffs Diesel Generating Facility | 1597_G_UN3 | 1597 | G | UN3 |  | Combustion Turbine | IC Engine | NENGREST | Massachusetts | 25 | Dukes | 7 | 25007 | 2.8 | 10755 | 1972 | 9999 |  |  | N | Distillate Fuel Oil | [12 empty] | 0.789 | 1.9241 | 1.9241 | 1.9241 | 1.9241 | [11 empty] | Stonepeak Kestrel Holdings LLC | 100 | Stonepeak Infrastructure Partners | 100
natural gas steam turbine | Canal | 1599_B_1 | 1599 | B | 1 | 1102 | O/G Steam |  | NENGREST | Massachusetts | 25 | Barnstable | 1 | 25001 | 560 | 10400 | 1968 | 9999 | wall | dry | N | Residual Fuel Oil |  |  |  | LNBO + other | SCR |  |  | ESPC | No |  |  |  | 1.21 | 0.07384 | 0.07384 | 0.07384 | 0.07384 | [11 empty] | Stonepeak Kestrel Holdings LLC | 100 | Stonepeak Infrastructure Partners | 100
natural gas steam turbine | Canal | 1599_B_2 | 1599 | B | 2 | 1103 | O/G Steam |  | NENGREST | Massachusetts | 25 | Barnstable | 1 | 25001 | 553 | 11516 | 1976 | 9999 | wall | dry | N | Natural Gas, Residual Fuel Oil |  |  |  | FR + LNBO + OFA | SNCR |  |  | ESPC | No |  |  |  | 1.21 | 0.14391 | 0.14391 | 0.14391 | 0.14391 | [11 empty] | Stonepeak Kestrel Holdings LLC | 100 | Stonepeak Infrastructure Partners | 100
natural gas peaker | Canal | 1599_G_3 | 1599 | G | 3 | 88425 | Combustion Turbine |  | NENGREST | Massachusetts | 25 | Barnstable | 1 | 25001 | 330 | 10745 | 2019 | 9999 |  |  | N | Natural Gas, Distillate Fuel Oil | [13 empty] | 0.03022 | 0.03022 | 0.03022 | 0.03022 | [11 empty] | Canal 3 Generating LLC | 100 | Stonepeak Infrastructure Partners | 100
hydro | Boatlock | 1603_G_1 | 1603 | G | 1 |  | Hydro |  | NENGREST | Massachusetts | 25 | Hampden | 13 | 25013 | 0.7 | 0 | 1921 | 9999 |  |  | N | Hydro | [13 empty] | 0 | 0 | 0 | 0 | [11 empty] | Holyoke Gas & Electric Dept | 100 | Holyoke Gas & Electric Dept | 100
hydro | Boatlock | 1603_G_2 | 1603 | G | 2 |  | Hydro |  | NENGREST | Massachusetts | 25 | Hampden | 13 | 25013 | 1.5 | 0 | 1924 | 9999 |  |  | N | Hydro | [13 empty] | 0 | 0 | 0 | 0 | [11 empty] | Holyoke Gas & Electric Dept | 100 | Holyoke Gas & Electric Dept | 100
hydro | Boatlock | 1603_G_3 | 1603 | G | 3 |  | Hydro |  | NENGREST | Massachusetts | 25 | Hampden | 13 | 25013 | 1.2 | 0 | 1924 | 9999 |  |  | N | Hydro | [13 empty] | 0 | 0 | 0 | 0 | [11 empty] | Holyoke Gas & Electric Dept | 100 | Holyoke Gas & Electric Dept | 100
hydro | Chemical | 1604_G_1 | 1604 | G | 1 |  | Hydro |  | NENGREST | Massachusetts | 25 | Hampden | 13 | 25013 | 0.8 | 0 | 1935 | 9999 |  |  | N | Hydro | [13 empty] | 0 | 0 | 0 | 0 | [11 empty] | Holyoke Gas & Electric Dept | 100 | Holyoke Gas & Electric Dept | 100
hydro | Chemical | 1604_G_2 | 1604 | G | 2 |  | Hydro |  | NENGREST | Massachusetts | 25 | Hampden | 13 | 25013 | 0.8 | 0 | 1935 | 9999 |  |  | N | Hydro | [13 empty] | 0 | 0 | 0 | 0 | [11 empty] | Holyoke Gas & Electric Dept | 100 | Holyoke Gas & Electric Dept | 100
hydro | Hadley Falls | 1605_G_1 | 1605 | G | 1 |  | Hydro |  | NENGREST | Massachusetts | 25 | Hampden | 13 | 25013 | 18.1 | 0 | 1952 | 9999 |  |  | N | Hydro | [13 empty] | 0 | 0 | 0 | 0 | [11 empty] | Holyoke Gas & Electric Dept | 100 | Holyoke Gas & Electric Dept | 100
hydro | Hadley Falls | 1605_G_2 | 1605 | G | 2 |  | Hydro |  | NENGREST | Massachusetts | 25 | Hampden | 13 | 25013 | 15 | 0 | 1983 | 9999 |  |  | N | Hydro | [13 empty] | 0 | 0 | 0 | 0 | [11 empty] | Holyoke Gas & Electric Dept | 100 | Holyoke Gas & Electric Dept | 100
hydro | Riverside Holyoke | 1607_G_4 | 1607 | G | 4 |  | Hydro |  | NENGREST | Massachusetts | 25 | Hampden | 13 | 25013 | 0.8 | 0 | 1906 | 9999 |  |  | N | Hydro | [13 empty] | 0 | 0 | 0 | 0 | [11 empty] | Holyoke Gas & Electric Dept | 100 | Holyoke Gas & Electric Dept | 100
hydro | Riverside Holyoke | 1607_G_5 | 1607 | G | 5 |  | Hydro |  | NENGREST | Massachusetts | 25 | Hampden | 13 | 25013 | 0.6 | 0 | 1906 | 9999 |  |  | N | Hydro | [13 empty] | 0 | 0 | 0 | 0 | [11 empty] | Holyoke Gas & Electric Dept | 100 | Holyoke Gas & Electric Dept | 100
hydro | Riverside Holyoke | 1607_G_7 | 1607 | G | 7 |  | Hydro |  | NENGREST | Massachusetts | 25 | Hampden | 13 | 25013 | 1.5 | 0 | 1922 | 9999 |  |  | N | Hydro | [13 empty] | 0 | 0 | 0 | 0 | [11 empty] | Holyoke Gas & Electric Dept | 100 | Holyoke Gas & Electric Dept | 100
hydro | Riverside Holyoke | 1607_G_8 | 1607 | G | 8 |  | Hydro |  | NENGREST | Massachusetts | 25 | Hampden | 13 | 25013 | 4 | 0 | 1931 | 9999 |  |  | N | Hydro | [13 empty] | 0 | 0 | 0 | 0 | [11 empty] | Holyoke Gas & Electric Dept | 100 | Holyoke Gas & Electric Dept | 100
natural gas peaker | Nantucket | 1615_G_18 | 1615 | G | 18 |  | Combustion Turbine |  | NENGREST | Massachusetts | 25 | Nantucket | 19 | 25019 | 13.5 | 10745 | 2019 | 9999 |  |  | N | Distillate Fuel Oil | [13 empty] | 0.011 | 0.011 | 0.011 | 0.011 | [11 empty] | Nantucket Electric Co | 100 | National Grid Plc | 100
natural gas peaker | Nantucket | 1615_G_19 | 1615 | G | 19 |  | Combustion Turbine | IC Engine | NENGREST | Massachusetts | 25 | Nantucket | 19 | 25019 | 1 | 10745 | 2019 | 9999 |  |  | N | Distillate Fuel Oil | [13 empty] | 1.6498 | 1.6498 | 1.6498 | 1.6498 | [11 empty] | Nantucket Electric Co | 100 | National Grid Plc | 100
0 | Nantucket | 1615_G_20 | 1615 | G | 20 |  | Energy Storage |  | NENGREST | Massachusetts | 25 | Nantucket | 19 | 25019 | 6 | 0 | 2019 | 9999 |  |  | N | Energy Storage | [13 empty] | 0 | 0 | 0 | 0 | [11 empty] | Nantucket Electric Co | 100 | National Grid Plc | 100
hydro | Deerfield 5 | 1620_G_GEN1 | 1620 | G | GEN1 |  | Hydro |  | NENGREST | Massachusetts | 25 | Berkshire | 3 | 25003 | 13.9 | 0 | 1974 | 9999 |  |  | N | Hydro | [13 empty] | 0 | 0 | 0 | 0 | [11 empty] | Great River Hydro LLC | 100 | ArcLight Capital Partners LLC | 100
hydro | Cabot | 1629_G_1 | 1629 | G | 1 |  | Hydro |  | NENGREST | Massachusetts | 25 | Franklin | 11 | 25011 | 10.3 | 0 | 1915 | 9999 |  |  | N | Hydro | [13 empty] | 0 | 0 | 0 | 0 | [11 empty] | FirstLight MA Hydro LLC | 100 | Public Sector Pension Investment Board | 100
hydro | Cabot | 1629_G_2 | 1629 | G | 2 |  | Hydro |  | NENGREST | Massachusetts | 25 | Franklin | 11 | 25011 | 10.3 | 0 | 1915 | 9999 |  |  | N | Hydro | [13 empty] | 0 | 0 | 0 | 0 | [11 empty] | FirstLight MA Hydro LLC | 100 | Public Sector Pension Investment Board | 100
hydro | Cabot | 1629_G_3 | 1629 | G | 3 |  | Hydro |  | NENGREST | Massachusetts | 25 | Franklin | 11 | 25011 | 10.3 | 0 | 1916 | 9999 |  |  | N | Hydro | [13 empty] | 0 | 0 | 0 | 0 | [11 empty] | FirstLight MA Hydro LLC | 100 | Public Sector Pension Investment Board | 100
hydro | Cabot | 1629_G_4 | 1629 | G | 4 |  | Hydro |  | NENGREST | Massachusetts | 25 | Franklin | 11 | 25011 | 10.3 | 0 | 1916 | 9999 |  |  | N | Hydro | [13 empty] | 0 | 0 | 0 | 0 | [11 empty] | FirstLight MA Hydro LLC | 100 | Public Sector Pension Investment Board | 100
hydro | Cabot | 1629_G_5 | 1629 | G | 5 |  | Hydro |  | NENGREST | Massachusetts | 25 | Franklin | 11 | 25011 | 10.3 | 0 | 1917 | 9999 |  |  | N | Hydro | [13 empty] | 0 | 0 | 0 | 0 | [11 empty] | FirstLight MA Hydro LLC | 100 | Public Sector Pension Investment Board | 100
hydro | Cabot | 1629_G_6 | 1629 | G | 6 |  | Hydro |  | NENGREST | Massachusetts | 25 | Franklin | 11 | 25011 | 10.3 | 0 | 1917 | 9999 |  |  | N | Hydro | [13 empty] | 0 | 0 | 0 | 0 | [11 empty] | FirstLight MA Hydro LLC | 100 | Public Sector Pension Investment Board | 100
hydro | Cobble Mountain | 1630_G_1 | 1630 | G | 1 |  | Hydro |  | NENGREST | Massachusetts | 25 | Hampden | 13 | 25013 | 12.9 | 0 | 1930 | 9999 |  |  | N | Hydro | [13 empty] | 0 | 0 | 0 | 0 | [11 empty] | Holyoke Gas & Electric Dept | 100 | Holyoke Gas & Electric Dept | 100
hydro | Cobble Mountain | 1630_G_2 | 1630 | G | 2 |  | Hydro |  | NENGREST | Massachusetts | 25 | Hampden | 13 | 25013 | 6.8 | 0 | 1930 | 9999 |  |  | N | Hydro | [13 empty] | 0 | 0 | 0 | 0 | [11 empty] | Holyoke Gas & Electric Dept | 100 | Holyoke Gas & Electric Dept | 100
hydro | Cobble Mountain | 1630_G_3 | 1630 | G | 3 |  | Hydro |  | NENGREST | Massachusetts | 25 | Hampden | 13 | 25013 | 12.9 | 0 | 1930 | 9999 |  |  | N | Hydro | [13 empty] | 0 | 0 | 0 | 0 | [11 empty] | Holyoke Gas & Electric Dept | 100 | Holyoke Gas & Electric Dept | 100
hydro | Gardners Falls | 1634_G_GF3 | 1634 | G | GF3 |  | Hydro |  | NENGREST | Massachusetts | 25 | Franklin | 11 | 25011 | 0.9 | 0 | 1914 | 9999 |  |  | N | Hydro | [13 empty] | 0 | 0 | 0 | 0 | [11 empty] | EP Energy Massachusetts LLC | 100 | Essential Power LLC | 100
hydro | Gardners Falls | 1634_G_GF4 | 1634 | G | GF4 |  | Hydro |  | NENGREST | Massachusetts | 25 | Franklin | 11 | 25011 | 0.9 | 0 | 1914 | 9999 |  |  | N | Hydro | [13 empty] | 0 | 0 | 0 | 0 | [11 empty] | EP Energy Massachusetts LLC | 100 | Essential Power LLC | 100
hydro | Gardners Falls | 1634_G_GF5 | 1634 | G | GF5 |  | Hydro |  | NENGREST | Massachusetts | 25 | Franklin | 11 | 25011 | 1.3 | 0 | 1925 | 9999 |  |  | N | Hydro | [13 empty] | 0 | 0 | 0 | 0 | [11 empty] | EP Energy Massachusetts LLC | 100 | Essential Power LLC | 100
hydro | Gardners Falls | 1634_G_GF2 | 1634 | G | GF2 |  | Hydro |  | NENGREST | Massachusetts | 25 | Franklin | 11 | 25011 | 0.4 | 0 | 1964 | 9999 |  |  | N | Hydro | [13 empty] | 0 | 0 | 0 | 0 | [11 empty] | EP Energy Massachusetts LLC | 100 | Essential Power LLC | 100
hydro | Putts Bridge | 1637_G_PB2 | 1637 | G | PB2 |  | Hydro |  | NENGREST | Massachusetts | 25 | Hampden | 13 | 25013 | 1.6 | 0 | 1918 | 9999 |  |  | N | Hydro | [13 empty] | 0 | 0 | 0 | 0 | [11 empty] | EP Energy Massachusetts LLC | 100 | Essential Power LLC | 100
hydro | Putts Bridge | 1637_G_PB3 | 1637 | G | PB3 |  | Hydro |  | NENGREST | Massachusetts | 25 | Hampden | 13 | 25013 | 1.6 | 0 | 1918 | 9999 |  |  | N | Hydro | [13 empty] | 0 | 0 | 0 | 0 | [11 empty] | EP Energy Massachusetts LLC | 100 | Essential Power LLC | 100
hydro | Redbridge | 1638_G_RB4 | 1638 | G | RB4 |  | Hydro |  | NENGREST | Massachusetts | 25 | Hampden | 13 | 25013 | 1.8 | 0 | 1926 | 9999 |  |  | N | Hydro | [13 empty] | 0 | 0 | 0 | 0 | [11 empty] | EP Energy Massachusetts LLC | 100 | Essential Power LLC | 100
hydro | Redbridge | 1638_G_RB3 | 1638 | G | RB3 |  | Hydro |  | NENGREST | Massachusetts | 25 | Hampden | 13 | 25013 | 1.8 | 0 | 1934 | 9999 |  |  | N | Hydro | [13 empty] | 0 | 0 | 0 | 0 | [11 empty] | EP Energy Massachusetts LLC | 100 | Essential Power LLC | 100
natural gas peaker | Potter Station 2 | 1660_G_WAT1 | 1660 | G | WAT1 | 90442 | Combustion Turbine |  | NENGREST | Massachusetts | 25 | Norfolk | 21 | 25021 | 52.6 | 10745 | 2009 | 9999 |  |  | N | Natural Gas, Distillate Fuel Oil |  |  |  | H2O + NH3 + AA | SCR | [8 empty] | 0.01322 | 0.01322 | 0.01322 | 0.01322 | [11 empty] | Braintree Electric Light Dept | 30 | Braintree Electric Light Dept | 30
natural gas peaker | Potter Station 2 | 1660_G_WAT2 | 1660 | G | WAT2 | 90443 | Combustion Turbine |  | NENGREST | Massachusetts | 25 | Norfolk | 21 | 25021 | 52.6 | 10745 | 2009 | 9999 |  |  | N | Natural Gas, Distillate Fuel Oil |  |  |  | H2O + NH3 + AA | SCR | [8 empty] | 0.01323 | 0.01323 | 0.01323 | 0.01323 | [11 empty] | Braintree Electric Light Dept | 30 | Braintree Electric Light Dept | 30
natural gas peaker | High Street Station | 1670_G_6 | 1670 | G | 6 |  | Combustion Turbine | IC Engine | NENGREST | Massachusetts | 25 | Essex | 9 | 25009 | 1.2 | 11119 | 1951 | 9999 |  |  | N | Natural Gas, Distillate Fuel Oil | [12 empty] | 0.789 | 2.051 | 2.051 | 2.051 | 2.051 | [11 empty] | Ipswich MA (City of) | 100 | Ipswich MA (City of) | 100
natural gas peaker | High Street Station | 1670_G_2 | 1670 | G | 2 |  | Combustion Turbine | IC Engine | NENGREST | Massachusetts | 25 | Essex | 9 | 25009 | 1.3 | 11144 | 1954 | 9999 |  |  | N | Natural Gas, Distillate Fuel Oil | [13 empty] | 2.9421 | 2.9421 | 2.9421 | 2.9421 | [11 empty] | Ipswich MA (City of) | 100 | Ipswich MA (City of) | 100
natural gas peaker | High Street Station | 1670_G_7 | 1670 | G | 7 |  | Combustion Turbine | IC Engine | NENGREST | Massachusetts | 25 | Essex | 9 | 25009 | 1.3 | 11132 | 1956 | 9999 |  |  | N | Distillate Fuel Oil | [12 empty] | 0.789 | 2.1439 | 2.1439 | 2.1439 | 2.1439 | [11 empty] | Ipswich MA (City of) | 100 | Ipswich MA (City of) | 100
natural gas peaker | High Street Station | 1670_G_8 | 1670 | G | 8 |  | Combustion Turbine | IC Engine | NENGREST | Massachusetts | 25 | Essex | 9 | 25009 | 1.1 | 12921 | 1960 | 9999 |  |  | N | Distillate Fuel Oil | [12 empty] | 0.789 | 0.04893 | 0.04893 | 0.04893 | 0.04893 | [11 empty] | Ipswich MA (City of) | 100 | Ipswich MA (City of) | 100
natural gas peaker | High Street Station | 1670_G_9 | 1670 | G | 9 |  | Combustion Turbine | IC Engine | NENGREST | Massachusetts | 25 | Essex | 9 | 25009 | 1.3 | 11132 | 1961 | 9999 |  |  | N | Natural Gas, Distillate Fuel Oil | [12 empty] | 0.789 | 2.6627 | 2.6627 | 2.6627 | 2.6627 | [11 empty] | Ipswich MA (City of) | 100 | Ipswich MA (City of) | 100
natural gas peaker | High Street Station | 1670_G_11 | 1670 | G | 11 |  | Combustion Turbine | IC Engine | NENGREST | Massachusetts | 25 | Essex | 9 | 25009 | 1.2 | 11119 | 1982 | 9999 |  |  | N | Natural Gas, Distillate Fuel Oil | [12 empty] | 0.789 | 1.546 | 1.546 | 1.546 | 1.546 | [11 empty] | Ipswich MA (City of) | 100 | Ipswich MA (City of) | 100
natural gas peaker | High Street Station | 1670_G_12 | 1670 | G | 12 |  | Combustion Turbine | IC Engine | NENGREST | Massachusetts | 25 | Essex | 9 | 25009 | 1.2 | 11119 | 1983 | 9999 |  |  | N | Natural Gas, Distillate Fuel Oil | [12 empty] | 0.789 | 1.053 | 1.053 | 1.053 | 1.053 | [11 empty] | Ipswich MA (City of) | 100 | Ipswich MA (City of) | 100
natural gas peaker | High Street Station | 1670_G_10 | 1670 | G | 10 |  | Combustion Turbine | IC Engine | NENGREST | Massachusetts | 25 | Essex | 9 | 25009 | 1.2 | 11119 | 1984 | 9999 |  |  | N | Natural Gas, Distillate Fuel Oil | [12 empty] | 0.789 | 1.6452 | 1.6452 | 1.6452 | 1.6452 | [11 empty] | Ipswich MA (City of) | 100 | Ipswich MA (City of) | 100
natural gas peaker | High Street Station | 1670_G_1 | 1670 | G | 1 |  | Combustion Turbine | IC Engine | NENGREST | Massachusetts | 25 | Essex | 9 | 25009 | 1.2 | 12209 | 1986 | 9999 |  |  | N | Natural Gas, Distillate Fuel Oil | [12 empty] | 0.789 | 1.8032 | 1.8032 | 1.8032 | 1.8032 | [11 empty] | Ipswich MA (City of) | 100 | Ipswich MA (City of) | 100
natural gas peaker | Waters River | 1678_G_1 | 1678 | G | 1 | 89524 | Combustion Turbine |  | NENGREST | Massachusetts | 25 | Essex | 9 | 25009 | 16.1 | 12572 | 1971 | 9999 |  |  | N | Natural Gas, Distillate Fuel Oil | [12 empty] | 0.789 | 0.50153 | 0.50153 | 0.50153 | 0.50153 | [11 empty] | Peabody Municipal Light Plant | 100 | Peabody Municipal Light Plant | 100
natural gas peaker | Waters River | 1678_G_2 | 1678 | G | 2 | 1141 | Combustion Turbine |  | NENGREST | Massachusetts | 25 | Essex | 9 | 25009 | 30.5 | 12572 | 1990 | 9999 |  |  | N | Natural Gas, Distillate Fuel Oil |  |  |  | H2O | [8 empty] | 0.789 | 0.41465 | 0.41465 | 0.41465 | 0.41465 | [11 empty] | Peabody Municipal Light Plant | 100 | Peabody Municipal Light Plant | 100
natural gas combined cycle | Cleary Flood Hybrid | 1682_G_CA9 | 1682 | G | CA9 | 1143 | Combined Cycle |  | NENGREST | Massachusetts | 25 | Bristol | 5 | 25005 | 87 | 10941 | 1975 | 9999 | wall |  | N | Natural Gas, Distillate Fuel Oil |  |  |  | LNB | [8 empty] | 0.74 | 0.15804 | 0.15804 | 0.15804 | 0.15804 | [11 empty] | Taunton Municipal Lighting Plant | 74.55 | Taunton Municipal Lighting Plant | 74.55
natural gas combined cycle | Cleary Flood Hybrid | 1682_G_9A | 1682 | G | 9A | 1143 | Combined Cycle |  | NENGREST | Massachusetts | 25 | Bristol | 5 | 25005 | 18 | 10941 | 1976 | 9999 | other |  | N | Natural Gas, Distillate Fuel Oil |  |  |  | LNBO | [8 empty] | 0.74 | 0.15804 | 0.15804 | 0.15804 | 0.15804 | [11 empty] | Taunton Municipal Lighting Plant | 74.55 | Taunton Municipal Lighting Plant | 74.55
hydro | Alcona | 1693_G_1 | 1693 | G | 1 |  | Hydro |  | MIS_LMI | Michigan | 26 | Alcona | 1 | 26001 | 1.4 | 0 | 1924 | 9999 |  |  | N | Hydro | [13 empty] | 0 | 0 | 0 | 0 | [11 empty] | Consumers Energy Co | 100 | CMS Energy Corp | 100
hydro | Alcona | 1693_G_2 | 1693 | G | 2 |  | Hydro |  | MIS_LMI | Michigan | 26 | Alcona | 1 | 26001 | 1.4 | 0 | 1924 | 9999 |  |  | N | Hydro | [13 empty] | 0 | 0 | 0 | 0 | [11 empty] | Consumers Energy Co | 100 | CMS Energy Corp | 100
hydro | Allegan Dam | 1694_G_1 | 1694 | G | 1 |  | Hydro |  | MIS_LMI | Michigan | 26 | Allegan | 5 | 26005 | 0.2 | 0 | 1935 | 9999 |  |  | N | Hydro | [13 empty] | 0 | 0 | 0 | 0 | [11 empty] | Consumers Energy Co | 100 | CMS Energy Corp | 100
hydro | Allegan Dam | 1694_G_2 | 1694 | G | 2 |  | Hydro |  | MIS_LMI | Michigan | 26 | Allegan | 5 | 26005 | 0.5 | 0 | 1935 | 9999 |  |  | N | Hydro | [13 empty] | 0 | 0 | 0 | 0 | [11 empty] | Consumers Energy Co | 100 | CMS Energy Corp | 100
hydro | Allegan Dam | 1694_G_3 | 1694 | G | 3 |  | Hydro |  | MIS_LMI | Michigan | 26 | Allegan | 5 | 26005 | 0.6 | 0 | 1945 | 9999 |  |  | N | Hydro | [13 empty] | 0 | 0 | 0 | 0 | [11 empty] | Consumers Energy Co | 100 | CMS Energy Corp | 100
hydro | C W Tippy | 1698_G_1 | 1698 | G | 1 |  | Hydro |  | MIS_LMI | Michigan | 26 | Manistee | 101 | 26101 | 2.1 | 0 | 1918 | 9999 |  |  | N | Hydro | [13 empty] | 0 | 0 | 0 | 0 | [11 empty] | Consumers Energy Co | 100 | CMS Energy Corp | 100
hydro | C W Tippy | 1698_G_2 | 1698 | G | 2 |  | Hydro |  | MIS_LMI | Michigan | 26 | Manistee | 101 | 26101 | 2.1 | 0 | 1918 | 9999 |  |  | N | Hydro | [13 empty] | 0 | 0 | 0 | 0 | [11 empty] | Consumers Energy Co | 100 | CMS Energy Corp | 100
hydro | C W Tippy | 1698_G_3 | 1698 | G | 3 |  | Hydro |  | MIS_LMI | Michigan | 26 | Manistee | 101 | 26101 | 2.1 | 0 | 1918 | 9999 |  |  | N | Hydro | [13 empty] | 0 | 0 | 0 | 0 | [11 empty] | Consumers Energy Co | 100 | CMS Energy Corp | 100
hydro | Cooke | 1700_G_1 | 1700 | G | 1 |  | Hydro |  | MIS_LMI | Michigan | 26 | Iosco | 69 | 26069 | 1.5 | 0 | 1911 | 9999 |  |  | N | Hydro | [13 empty] | 0 | 0 | 0 | 0 | [11 empty] | Consumers Energy Co | 100 | CMS Energy Corp | 100
hydro | Cooke | 1700_G_2 | 1700 | G | 2 |  | Hydro |  | MIS_LMI | Michigan | 26 | Iosco | 69 | 26069 | 2.7 | 0 | 1911 | 9999 |  |  | N | Hydro | [13 empty] | 0 | 0 | 0 | 0 | [11 empty] | Consumers Energy Co | 100 | CMS Energy Corp | 100
hydro | Cooke | 1700_G_3 | 1700 | G | 3 |  | Hydro |  | MIS_LMI | Michigan | 26 | Iosco | 69 | 26069 | 3 | 0 | 1911 | 9999 |  |  | N | Hydro | [13 empty] | 0 | 0 | 0 | 0 | [11 empty] | Consumers Energy Co | 100 | CMS Energy Corp | 100
hydro | Croton | 1701_G_1 | 1701 | G | 1 |  | Hydro |  | MIS_LMI | Michigan | 26 | Newaygo | 123 | 26123 | 1.2 | 0 | 1907 | 9999 |  |  | N | Hydro | [13 empty] | 0 | 0 | 0 | 0 | [11 empty] | Consumers Energy Co | 100 | CMS Energy Corp | 100
hydro | Croton | 1701_G_2 | 1701 | G | 2 |  | Hydro |  | MIS_LMI | Michigan | 26 | Newaygo | 123 | 26123 | 1.2 | 0 | 1907 | 9999 |  |  | N | Hydro | [13 empty] | 0 | 0 | 0 | 0 | [11 empty] | Consumers Energy Co | 100 | CMS Energy Corp | 100
hydro | Croton | 1701_G_4 | 1701 | G | 4 |  | Hydro |  | MIS_LMI | Michigan | 26 | Newaygo | 123 | 26123 | 0.6 | 0 | 1912 | 9999 |  |  | N | Hydro | [13 empty] | 0 | 0 | 0 | 0 | [11 empty] | Consumers Energy Co | 100 | CMS Energy Corp | 100
hydro | Croton | 1701_G_3 | 1701 | G | 3 |  | Hydro |  | MIS_LMI | Michigan | 26 | Newaygo | 123 | 26123 | 0.6 | 0 | 1915 | 9999 |  |  | N | Hydro | [13 empty] | 0 | 0 | 0 | 0 | [11 empty] | Consumers Energy Co | 100 | CMS Energy Corp | 100
natural gas steam turbine | Dan E Karn | 1702_B_3 | 1702 | B | 3 | 1155 | O/G Steam |  | MIS_LMI | Michigan | 26 | Bay | 17 | 26017 | 600 | 12858 | 1974 | 2031 | wall | dry | N | Natural Gas, Residual Fuel Oil |  |  |  | LNB + OFA | [8 empty] | 1.11 | 0.14025 | 0.14025 | 0.14025 | 0.14025 | [11 empty] | Consumers Energy Co | 100 | CMS Energy Corp | 100
natural gas steam turbine | Dan E Karn | 1702_B_4 | 1702 | B | 4 | 1156 | O/G Steam |  | MIS_LMI | Michigan | 26 | Bay | 17 | 26017 | 603 | 11919 | 1977 | 2031 | wall | dry | N | Natural Gas, Residual Fuel Oil |  |  |  | LNB + OFA | [8 empty] | 1.11 | 0.14755 | 0.14755 | 0.14755 | 0.14755 | [11 empty] | Consumers Energy Co | 100 | CMS Energy Corp | 100
hydro | Five Channels | 1704_G_1 | 1704 | G | 1 |  | Hydro |  | MIS_LMI | Michigan | 26 | Iosco | 69 | 26069 | 3.1 | 0 | 1912 | 9999 |  |  | N | Hydro | [13 empty] | 0 | 0 | 0 | 0 | [11 empty] | Consumers Energy Co | 100 | CMS Energy Corp | 100
hydro | Five Channels | 1704_G_2 | 1704 | G | 2 |  | Hydro |  | MIS_LMI | Michigan | 26 | Iosco | 69 | 26069 | 3.1 | 0 | 1912 | 9999 |  |  | N | Hydro | [13 empty] | 0 | 0 | 0 | 0 | [11 empty] | Consumers Energy Co | 100 | CMS Energy Corp | 100
hydro | Foote | 1705_G_1 | 1705 | G | 1 |  | Hydro |  | MIS_LMI | Michigan | 26 | Iosco | 69 | 26069 | 1 | 0 | 1918 | 9999 |  |  | N | Hydro | [13 empty] | 0 | 0 | 0 | 0 | [11 empty] | Consumers Energy Co | 100 | CMS Energy Corp | 100
hydro | Foote | 1705_G_2 | 1705 | G | 2 |  | Hydro |  | MIS_LMI | Michigan | 26 | Iosco | 69 | 26069 | 1 | 0 | 1918 | 9999 |  |  | N | Hydro | [13 empty] | 0 | 0 | 0 | 0 | [11 empty] | Consumers Energy Co | 100 | CMS Energy Corp | 100
hydro | Foote | 1705_G_3 | 1705 | G | 3 |  | Hydro |  | MIS_LMI | Michigan | 26 | Iosco | 69 | 26069 | 1 | 0 | 1918 | 9999 |  |  | N | Hydro | [13 empty] | 0 | 0 | 0 | 0 | [11 empty] | Consumers Energy Co | 100 | CMS Energy Corp | 100
hydro | Hardy | 1707_G_1 | 1707 | G | 1 |  | Hydro |  | MIS_LMI | Michigan | 26 | Newaygo | 123 | 26123 | 10.7 | 0 | 1931 | 9999 |  |  | N | Hydro | [13 empty] | 0 | 0 | 0 | 0 | [11 empty] | Consumers Energy Co | 100 | CMS Energy Corp | 100
hydro | Hardy | 1707_G_2 | 1707 | G | 2 |  | Hydro |  | MIS_LMI | Michigan | 26 | Newaygo | 123 | 26123 | 10.7 | 0 | 1931 | 9999 |  |  | N | Hydro | [13 empty] | 0 | 0 | 0 | 0 | [11 empty] | Consumers Energy Co | 100 | CMS Energy Corp | 100
hydro | Hardy | 1707_G_3 | 1707 | G | 3 |  | Hydro |  | MIS_LMI | Michigan | 26 | Newaygo | 123 | 26123 | 10.7 | 0 | 1931 | 9999 |  |  | N | Hydro | [13 empty] | 0 | 0 | 0 | 0 | [11 empty] | Consumers Energy Co | 100 | CMS Energy Corp | 100
hydro | Hodenpyl | 1708_G_1 | 1708 | G | 1 |  | Hydro |  | MIS_LMI | Michigan | 26 | Wexford | 165 | 26165 | 2 | 0 | 1925 | 9999 |  |  | N | Hydro | [13 empty] | 0 | 0 | 0 | 0 | [11 empty] | Consumers Energy Co | 100 | CMS Energy Corp | 100
hydro | Hodenpyl | 1708_G_2 | 1708 | G | 2 |  | Hydro |  | MIS_LMI | Michigan | 26 | Wexford | 165 | 26165 | 2 | 0 | 1925 | 9999 |  |  | N | Hydro | [13 empty] | 0 | 0 | 0 | 0 | [11 empty] | Consumers Energy Co | 100 | CMS Energy Corp | 100
hydro | Loud | 1712_G_1 | 1712 | G | 1 |  | Hydro |  | MIS_LMI | Michigan | 26 | Iosco | 69 | 26069 | 2.7 | 0 | 1913 | 9999 |  |  | N | Hydro | [13 empty] | 0 | 0 | 0 | 0 | [11 empty] | Consumers Energy Co | 100 | CMS Energy Corp | 100
hydro | Loud | 1712_G_2 | 1712 | G | 2 |  | Hydro |  | MIS_LMI | Michigan | 26 | Iosco | 69 | 26069 | 2.5 | 0 | 1913 | 9999 |  |  | N | Hydro | [13 empty] | 0 | 0 | 0 | 0 | [11 empty] | Consumers Energy Co | 100 | CMS Energy Corp | 100
0 | Ludington | 1713_G_1 | 1713 | G | 1 |  | Pumped Storage |  | MIS_LMI | Michigan | 26 | Mason | 105 | 26105 | 369 | 0 | 1973 | 9999 |  |  | N | Pumped Storage | [13 empty] | 0 | 0 | 0 | 0 | [11 empty] | Consumers Energy Co | 51 | CMS Energy Corp | 51
0 | Ludington | 1713_G_2 | 1713 | G | 2 |  | Pumped Storage |  | MIS_LMI | Michigan | 26 | Mason | 105 | 26105 | 382 | 0 | 1973 | 9999 |  |  | N | Pumped Storage | [13 empty] | 0 | 0 | 0 | 0 | [11 empty] | Consumers Energy Co | 51 | CMS Energy Corp | 51
0 | Ludington | 1713_G_3 | 1713 | G | 3 |  | Pumped Storage |  | MIS_LMI | Michigan | 26 | Mason | 105 | 26105 | 391 | 0 | 1973 | 9999 |  |  | N | Pumped Storage | [13 empty] | 0 | 0 | 0 | 0 | [11 empty] | Consumers Energy Co | 51 | CMS Energy Corp | 51
0 | Ludington | 1713_G_4 | 1713 | G | 4 |  | Pumped Storage |  | MIS_LMI | Michigan | 26 | Mason | 105 | 26105 | 382 | 0 | 1973 | 9999 |  |  | N | Pumped Storage | [13 empty] | 0 | 0 | 0 | 0 | [11 empty] | Consumers Energy Co | 51 | CMS Energy Corp | 51
0 | Ludington | 1713_G_5 | 1713 | G | 5 |  | Pumped Storage |  | MIS_LMI | Michigan | 26 | Mason | 105 | 26105 | 382 | 0 | 1973 | 9999 |  |  | N | Pumped Storage | [13 empty] | 0 | 0 | 0 | 0 | [11 empty] | Consumers Energy Co | 51 | CMS Energy Corp | 51
0 | Ludington | 1713_G_6 | 1713 | G | 6 |  | Pumped Storage |  | MIS_LMI | Michigan | 26 | Mason | 105 | 26105 | 382 | 0 | 1973 | 9999 |  |  | N | Pumped Storage | [13 empty] | 0 | 0 | 0 | 0 | [11 empty] | Consumers Energy Co | 51 | CMS Energy Corp | 51
hydro | Mio | 1714_G_1 | 1714 | G | 1 |  | Hydro |  | MIS_LMI | Michigan | 26 | Oscoda | 135 | 26135 | 0.8 | 0 | 1916 | 9999 |  |  | N | Hydro | [13 empty] | 0 | 0 | 0 | 0 | [11 empty] | Consumers Energy Co | 100 | CMS Energy Corp | 100
hydro | Mio | 1714_G_2 | 1714 | G | 2 |  | Hydro |  | MIS_LMI | Michigan | 26 | Oscoda | 135 | 26135 | 0.8 | 0 | 1916 | 9999 |  |  | N | Hydro | [13 empty] | 0 | 0 | 0 | 0 | [11 empty] | Consumers Energy Co | 100 | CMS Energy Corp | 100
hydro | Rogers | 1716_G_1 | 1716 | G | 1 |  | Hydro |  | MIS_LMI | Michigan | 26 | Mecosta | 107 | 26107 | 0.6 | 0 | 1922 | 9999 |  |  | N | Hydro | [13 empty] | 0 | 0 | 0 | 0 | [11 empty] | Consumers Energy Co | 100 | CMS Energy Corp | 100
hydro | Rogers | 1716_G_2 | 1716 | G | 2 |  | Hydro |  | MIS_LMI | Michigan | 26 | Mecosta | 107 | 26107 | 0.6 | 0 | 1922 | 9999 |  |  | N | Hydro | [13 empty] | 0 | 0 | 0 | 0 | [11 empty] | Consumers Energy Co | 100 | CMS Energy Corp | 100
hydro | Rogers | 1716_G_3 | 1716 | G | 3 |  | Hydro |  | MIS_LMI | Michigan | 26 | Mecosta | 107 | 26107 | 0.7 | 0 | 1922 | 9999 |  |  | N | Hydro | [13 empty] | 0 | 0 | 0 | 0 | [11 empty] | Consumers Energy Co | 100 | CMS Energy Corp | 100
hydro | Rogers | 1716_G_4 | 1716 | G | 4 |  | Hydro |  | MIS_LMI | Michigan | 26 | Mecosta | 107 | 26107 | 0.7 | 0 | 1922 | 9999 |  |  | N | Hydro | [13 empty] | 0 | 0 | 0 | 0 | [11 empty] | Consumers Energy Co | 100 | CMS Energy Corp | 100
hydro | Webber | 1722_G_1 | 1722 | G | 1 |  | Hydro |  | MIS_LMI | Michigan | 26 | Ionia | 67 | 26067 | 0.8 | 0 | 1907 | 9999 |  |  | N | Hydro | [13 empty] | 0 | 0 | 0 | 0 | [11 empty] | Consumers Energy Co | 100 | CMS Energy Corp | 100
hydro | Webber | 1722_G_2 | 1722 | G | 2 |  | Hydro |  | MIS_LMI | Michigan | 26 | Ionia | 67 | 26067 | 0.3 | 0 | 1949 | 9999 |  |  | N | Hydro | [13 empty] | 0 | 0 | 0 | 0 | [11 empty] | Consumers Energy Co | 100 | CMS Energy Corp | 100
natural gas peaker | Colfax | 1725_G_1 | 1725 | G | 1 |  | Combustion Turbine | IC Engine | MIS_LMI | Michigan | 26 | Livingston | 93 | 26093 | 2 | 25000 | 1969 | 9999 |  |  | N | Distillate Fuel Oil | [12 empty] | 1.67 | 1.6498 | 1.6498 | 1.6498 | 1.6498 | [11 empty] | DTE Electric Co | 100 | DTE Energy Co | 100
natural gas peaker | Colfax | 1725_G_2 | 1725 | G | 2 |  | Combustion Turbine | IC Engine | MIS_LMI | Michigan | 26 | Livingston | 93 | 26093 | 3 | 25000 | 1969 | 9999 |  |  | N | Distillate Fuel Oil | [12 empty] | 1.67 | 1.6498 | 1.6498 | 1.6498 | 1.6498 | [11 empty] | DTE Electric Co | 100 | DTE Energy Co | 100
natural gas peaker | Colfax | 1725_G_3 | 1725 | G | 3 |  | Combustion Turbine | IC Engine | MIS_LMI | Michigan | 26 | Livingston | 93 | 26093 | 3 | 25000 | 1969 | 9999 |  |  | N | Distillate Fuel Oil | [12 empty] | 1.67 | 1.6498 | 1.6498 | 1.6498 | 1.6498 | [11 empty] | DTE Electric Co | 100 | DTE Energy Co | 100
natural gas peaker | Colfax | 1725_G_4 | 1725 | G | 4 |  | Combustion Turbine | IC Engine | MIS_LMI | Michigan | 26 | Livingston | 93 | 26093 | 3 | 25000 | 1969 | 9999 |  |  | N | Distillate Fuel Oil | [12 empty] | 1.67 | 1.6498 | 1.6498 | 1.6498 | 1.6498 | [11 empty] | DTE Electric Co | 100 | DTE Energy Co | 100
natural gas peaker | Colfax | 1725_G_5 | 1725 | G | 5 |  | Combustion Turbine | IC Engine | MIS_LMI | Michigan | 26 | Livingston | 93 | 26093 | 3 | 25000 | 1969 | 9999 |  |  | N | Distillate Fuel Oil | [12 empty] | 1.67 | 1.6498 | 1.6498 | 1.6498 | 1.6498 | [11 empty] | DTE Electric Co | 100 | DTE Energy Co | 100
natural gas peaker | Delray | 1728_G_11-1 | 1728 | G | 11-1 | 1175 | Combustion Turbine |  | MIS_LMI | Michigan | 26 | Wayne | 163 | 26163 | 64 | 13624 | 2000 | 9999 |  |  | N | Natural Gas | [12 empty] | 1.67 | 0.04005 | 0.04005 | 0.04005 | 0.04005 | [11 empty] | DTE Electric Co | 100 | DTE Energy Co | 100
natural gas peaker | Delray | 1728_G_12-1 | 1728 | G | 12-1 | 1176 | Combustion Turbine |  | MIS_LMI | Michigan | 26 | Wayne | 163 | 26163 | 63 | 13620 | 2000 | 9999 |  |  | N | Natural Gas | [12 empty] | 1.67 | 0.05338 | 0.05338 | 0.05338 | 0.05338 | [11 empty] | DTE Electric Co | 100 | DTE Energy Co | 100
natural gas peaker | Fermi | 1729_G_3 | 1729 | G | 3 |  | Combustion Turbine |  | MIS_LMI | Michigan | 26 | Monroe | 115 | 26115 | 13 | 25000 | 1966 | 9999 |  |  | N | Distillate Fuel Oil | [12 empty] | 1.67 | 1.01 | 1.01 | 1.01 | 1.01 | [11 empty] | DTE Electric Co | 100 | DTE Energy Co | 100
natural gas peaker | Fermi | 1729_G_4 | 1729 | G | 4 |  | Combustion Turbine |  | MIS_LMI | Michigan | 26 | Monroe | 115 | 26115 | 12 | 25000 | 1966 | 9999 |  |  | N | Distillate Fuel Oil | [12 empty] | 1.67 | 1.01 | 1.01 | 1.01 | 1.01 | [11 empty] | DTE Electric Co | 100 | DTE Energy Co | 100
natural gas peaker | Fermi | 1729_G_GT1 | 1729 | G | GT1 |  | Combustion Turbine |  | MIS_LMI | Michigan | 26 | Monroe | 115 | 26115 | 13 | 25000 | 1966 | 9999 |  |  | N | Distillate Fuel Oil | [12 empty] | 1.67 | 1.01 | 1.01 | 1.01 | 1.01 | [11 empty] | DTE Electric Co | 100 | DTE Energy Co | 100
natural gas peaker | Fermi | 1729_G_GT2 | 1729 | G | GT2 |  | Combustion Turbine |  | MIS_LMI | Michigan | 26 | Monroe | 115 | 26115 | 13 | 25000 | 1966 | 9999 |  |  | N | Distillate Fuel Oil | [12 empty] | 1.67 | 1.01 | 1.01 | 1.01 | 1.01 | [11 empty] | DTE Electric Co | 100 | DTE Energy Co | 100
nuclear | Fermi | 1729_G_2 | 1729 | G | 2 |  | Nuclear |  | MIS_LMI | Michigan | 26 | Monroe | 115 | 26115 | 1141 | 10456 | 1988 | 9999 |  |  | N | Nuclear Fuel | [13 empty] | 0 | 0 | 0 | 0 | [11 empty] | DTE Electric Co | 100 | DTE Energy Co | 100
natural gas peaker | Hancock | 1730_G_6 | 1730 | G | 6 | 88436 | Combustion Turbine |  | MIS_LMI | Michigan | 26 | Oakland | 125 | 26125 | 33 | 16079 | 1966 | 9999 |  |  | N | Natural Gas | [12 empty] | 1.67 | 0.70006 | 0.70006 | 0.70006 | 0.70006 | [11 empty] | DTE Electric Co | 100 | DTE Energy Co | 100
natural gas peaker | Hancock | 1730_G_1 | 1730 | G | 1 |  | Combustion Turbine |  | MIS_LMI | Michigan | 26 | Oakland | 125 | 26125 | 11 | 16042 | 1967 | 9999 |  |  | N | Natural Gas | [12 empty] | 1.67 | 0.70006 | 0.70006 | 0.70006 | 0.70006 | [11 empty] | DTE Electric Co | 100 | DTE Energy Co | 100
natural gas peaker | Hancock | 1730_G_3 | 1730 | G | 3 |  | Combustion Turbine |  | MIS_LMI | Michigan | 26 | Oakland | 125 | 26125 | 17 | 16032 | 1967 | 9999 |  |  | N | Natural Gas | [12 empty] | 1.67 | 0.69999 | 0.69999 | 0.69999 | 0.69999 | [11 empty] | DTE Electric Co | 100 | DTE Energy Co | 100
natural gas peaker | Hancock | 1730_G_5 | 1730 | G | 5 | 88435 | Combustion Turbine |  | MIS_LMI | Michigan | 26 | Oakland | 125 | 26125 | 32 | 16075 | 1970 | 9999 |  |  | N | Natural Gas | [12 empty] | 1.67 | 0.69999 | 0.69999 | 0.69999 | 0.69999 | [11 empty] | DTE Electric Co | 100 | DTE Energy Co | 100
natural gas peaker | Monroe (MI) | 1733_G_IC1 | 1733 | G | IC1 |  | Combustion Turbine | IC Engine | MIS_LMI | Michigan | 26 | Monroe | 115 | 26115 | 2 | 17441 | 1969 | 9999 |  |  | N | Distillate Fuel Oil | [12 empty] | 1.67 | 1.6498 | 1.6498 | 1.6498 | 1.6498 | [11 empty] | DTE Electric Co | 100 | DTE Energy Co | 100
natural gas peaker | Monroe (MI) | 1733_G_IC2 | 1733 | G | IC2 |  | Combustion Turbine | IC Engine | MIS_LMI | Michigan | 26 | Monroe | 115 | 26115 | 3 | 17528 | 1969 | 9999 |  |  | N | Distillate Fuel Oil | [12 empty] | 1.67 | 1.6498 | 1.6498 | 1.6498 | 1.6498 | [11 empty] | DTE Electric Co | 100 | DTE Energy Co | 100
natural gas peaker | Monroe (MI) | 1733_G_IC3 | 1733 | G | IC3 |  | Combustion Turbine | IC Engine | MIS_LMI | Michigan | 26 | Monroe | 115 | 26115 | 3 | 17587 | 1969 | 9999 |  |  | N | Distillate Fuel Oil | [12 empty] | 1.67 | 1.6498 | 1.6498 | 1.6498 | 1.6498 | [11 empty] | DTE Electric Co | 100 | DTE Energy Co | 100
natural gas peaker | Monroe (MI) | 1733_G_IC4 | 1733 | G | IC4 |  | Combustion Turbine | IC Engine | MIS_LMI | Michigan | 26 | Monroe | 115 | 26115 | 3 | 17428 | 1969 | 9999 |  |  | N | Distillate Fuel Oil | [12 empty] | 1.67 | 1.6498 | 1.6498 | 1.6498 | 1.6498 | [11 empty] | DTE Electric Co | 100 | DTE Energy Co | 100
natural gas peaker | Monroe (MI) | 1733_G_IC5 | 1733 | G | IC5 |  | Combustion Turbine | IC Engine | MIS_LMI | Michigan | 26 | Monroe | 115 | 26115 | 3 | 17449 | 1969 | 9999 |  |  | N | Distillate Fuel Oil | [12 empty] | 1.67 | 1.6498 | 1.6498 | 1.6498 | 1.6498 | [11 empty] | DTE Electric Co | 100 | DTE Energy Co | 100
hard coal | Monroe (MI) | 1733_B_1 | 1733 | B | 1 | 1182 | Coal Steam |  | MIS_LMI | Michigan | 26 | Monroe | 115 | 26115 | 758 | 10181 | 1972 | 2029 | cell | dry | N | Bituminous, Subbituminous | Wet Scrubber | 2013 | 0.97 | LNCB | SCR | 2002 |  | ESPC | Yes |  |  |  | 0.03 | 0.2873 | 0.06253 | 0.2873 | 0.06253 | 0.05 | 0.1 | 0.56 | 0.99 | [7 empty] | DTE Electric Co | 100 | DTE Energy Co | 100
hard coal | Monroe (MI) | 1733_B_2 | 1733 | B | 2 | 1183 | Coal Steam |  | MIS_LMI | Michigan | 26 | Monroe | 115 | 26115 | 773 | 10223 | 1973 | 2029 | cell | dry | N | Bituminous, Subbituminous | Wet Scrubber | 2014 | 0.97 | LNCB | SCR | 2007 |  | ESPC | Yes |  |  |  | 0.03 | 0.2345 | 0.06068 | 0.2345 | 0.06068 | 0.05 | 0.1 | 0.56 | 0.99 | [7 empty] | DTE Electric Co | 100 | DTE Energy Co | 100
hard coal | Monroe (MI) | 1733_B_3 | 1733 | B | 3 | 1184 | Coal Steam |  | MIS_LMI | Michigan | 26 | Monroe | 115 | 26115 | 773 | 10180 | 1973 | 2029 | cell | dry | N | Bituminous, Subbituminous, Petroleum Coke | Wet Scrubber | 2009 | 0.97 | LNCB | SCR | 2003 |  | ESPC | Yes |  |  |  | 1.6 | 0.4623 | 0.06559 | 0.4623 | 0.06559 | 0.05 | 0.07 | 0.07 | 0.99 | [7 empty] | DTE Electric Co | 100 | DTE Energy Co | 100
hard coal | Monroe (MI) | 1733_B_4 | 1733 | B | 4 | 1185 | Coal Steam |  | MIS_LMI | Michigan | 26 | Monroe | 115 | 26115 | 762 | 10154 | 1974 | 2029 | cell | dry | N | Bituminous, Subbituminous, Petroleum Coke | Wet Scrubber | 2009 | 0.97 | LNCB | SCR | 2014 |  | ESPC | Yes |  |  |  | 1.6 | 0.4615 | 0.06495 | 0.4615 | 0.06495 | 0.05 | 0.07 | 0.07 | 0.99 | [7 empty] | DTE Electric Co | 100 | DTE Energy Co | 100
natural gas peaker | Northeast (MI) | 1734_G_2 | 1734 | G | 2 |  | Combustion Turbine |  | MIS_LMI | Michigan | 26 | Macomb | 99 | 26099 | 15 | 17615 | 1966 | 9999 |  |  | N | Natural Gas | [12 empty] | 1.67 | 0.70002 | 0.70002 | 0.70002 | 0.70002 | [11 empty] | DTE Electric Co | 100 | DTE Energy Co | 100
natural gas peaker | Northeast (MI) | 1734_G_3 | 1734 | G | 3 |  | Combustion Turbine |  | MIS_LMI | Michigan | 26 | Macomb | 99 | 26099 | 14 | 17615 | 1966 | 9999 |  |  | N | Natural Gas | [12 empty] | 1.67 | 0.70002 | 0.70002 | 0.70002 | 0.70002 | [11 empty] | DTE Electric Co | 100 | DTE Energy Co | 100
natural gas peaker | Northeast (MI) | 1734_G_4 | 1734 | G | 4 |  | Combustion Turbine |  | MIS_LMI | Michigan | 26 | Macomb | 99 | 26099 | 15 | 17615 | 1966 | 9999 |  |  | N | Natural Gas | [12 empty] | 1.67 | 0.70002 | 0.70002 | 0.70002 | 0.70002 | [11 empty] | DTE Electric Co | 100 | DTE Energy Co | 100
natural gas peaker | Northeast (MI) | 1734_G_1 | 1734 | G | 1 |  | Combustion Turbine |  | MIS_LMI | Michigan | 26 | Macomb | 99 | 26099 | 15 | 17615 | 1967 | 9999 |  |  | N | Natural Gas | [12 empty] | 1.67 | 0.70002 | 0.70002 | 0.70002 | 0.70002 | [11 empty] | DTE Electric Co | 100 | DTE Energy Co | 100
natural gas peaker | Northeast (MI) | 1734_G_5 | 1734 | G | 5 |  | Combustion Turbine |  | MIS_LMI | Michigan | 26 | Macomb | 99 | 26099 | 18 | 17624 | 1971 | 9999 |  |  | N | Natural Gas, Distillate Fuel Oil | [12 empty] | 1.67 | 0.15487 | 0.15487 | 0.15487 | 0.15487 | [11 empty] | DTE Electric Co | 100 | DTE Energy Co | 100
natural gas peaker | Northeast (MI) | 1734_G_6 | 1734 | G | 6 |  | Combustion Turbine |  | MIS_LMI | Michigan | 26 | Macomb | 99 | 26099 | 19 | 17615 | 1971 | 9999 |  |  | N | Distillate Fuel Oil | [12 empty] | 1.67 | 1.01 | 1.01 | 1.01 | 1.01 | [11 empty] | DTE Electric Co | 100 | DTE Energy Co | 100
natural gas peaker | Northeast (MI) | 1734_G_7 | 1734 | G | 7 |  | Combustion Turbine |  | MIS_LMI | Michigan | 26 | Macomb | 99 | 26099 | 20 | 17614 | 1971 | 9999 |  |  | N | Distillate Fuel Oil | [12 empty] | 1.67 | 1.01 | 1.01 | 1.01 | 1.01 | [11 empty] | DTE Electric Co | 100 | DTE Energy Co | 100
natural gas peaker | Oliver | 1735_G_1 | 1735 | G | 1 |  | Combustion Turbine | IC Engine | MIS_LMI | Michigan | 26 | Huron | 63 | 26063 | 2 | 12283 | 1970 | 9999 |  |  | N | Distillate Fuel Oil | [12 empty] | 1.67 | 1.6498 | 1.6498 | 1.6498 | 1.6498 | [11 empty] | DTE Electric Co | 100 | DTE Energy Co | 100
natural gas peaker | Oliver | 1735_G_2 | 1735 | G | 2 |  | Combustion Turbine | IC Engine | MIS_LMI | Michigan | 26 | Huron | 63 | 26063 | 3 | 12283 | 1970 | 9999 |  |  | N | Distillate Fuel Oil | [12 empty] | 1.67 | 1.6498 | 1.6498 | 1.6498 | 1.6498 | [11 empty] | DTE Electric Co | 100 | DTE Energy Co | 100
natural gas peaker | Oliver | 1735_G_3 | 1735 | G | 3 |  | Combustion Turbine | IC Engine | MIS_LMI | Michigan | 26 | Huron | 63 | 26063 | 3 | 12283 | 1970 | 9999 |  |  | N | Distillate Fuel Oil | [12 empty] | 1.67 | 1.6498 | 1.6498 | 1.6498 | 1.6498 | [11 empty] | DTE Electric Co | 100 | DTE Energy Co | 100
natural gas peaker | Oliver | 1735_G_4 | 1735 | G | 4 |  | Combustion Turbine | IC Engine | MIS_LMI | Michigan | 26 | Huron | 63 | 26063 | 3 | 12283 | 1970 | 9999 |  |  | N | Distillate Fuel Oil | [12 empty] | 1.67 | 1.6498 | 1.6498 | 1.6498 | 1.6498 | [11 empty] | DTE Electric Co | 100 | DTE Energy Co | 100
natural gas peaker | Oliver | 1735_G_5 | 1735 | G | 5 |  | Combustion Turbine | IC Engine | MIS_LMI | Michigan | 26 | Huron | 63 | 26063 | 3 | 12283 | 1970 | 9999 |  |  | N | Distillate Fuel Oil | [12 empty] | 1.67 | 1.6498 | 1.6498 | 1.6498 | 1.6498 | [11 empty] | DTE Electric Co | 100 | DTE Energy Co | 100
natural gas peaker | Placid 12 | 1737_G_1 | 1737 | G | 1 |  | Combustion Turbine | IC Engine | MIS_LMI | Michigan | 26 | Oakland | 125 | 26125 | 2 | 25000 | 1970 | 9999 |  |  | N | Distillate Fuel Oil | [12 empty] | 1.67 | 1.6498 | 1.6498 | 1.6498 | 1.6498 | [11 empty] | DTE Electric Co | 100 | DTE Energy Co | 100
natural gas peaker | Placid 12 | 1737_G_2 | 1737 | G | 2 |  | Combustion Turbine | IC Engine | MIS_LMI | Michigan | 26 | Oakland | 125 | 26125 | 3 | 25000 | 1970 | 9999 |  |  | N | Distillate Fuel Oil | [12 empty] | 1.67 | 1.6498 | 1.6498 | 1.6498 | 1.6498 | [11 empty] | DTE Electric Co | 100 | DTE Energy Co | 100
natural gas peaker | Placid 12 | 1737_G_3 | 1737 | G | 3 |  | Combustion Turbine | IC Engine | MIS_LMI | Michigan | 26 | Oakland | 125 | 26125 | 3 | 25000 | 1970 | 9999 |  |  | N | Distillate Fuel Oil | [12 empty] | 1.67 | 1.6498 | 1.6498 | 1.6498 | 1.6498 | [11 empty] | DTE Electric Co | 100 | DTE Energy Co | 100
natural gas peaker | Placid 12 | 1737_G_4 | 1737 | G | 4 |  | Combustion Turbine | IC Engine | MIS_LMI | Michigan | 26 | Oakland | 125 | 26125 | 3 | 25000 | 1970 | 9999 |  |  | N | Distillate Fuel Oil | [12 empty] | 1.67 | 1.6498 | 1.6498 | 1.6498 | 1.6498 | [11 empty] | DTE Electric Co | 100 | DTE Energy Co | 100
natural gas peaker | Placid 12 | 1737_G_5 | 1737 | G | 5 |  | Combustion Turbine | IC Engine | MIS_LMI | Michigan | 26 | Oakland | 125 | 26125 | 3 | 25000 | 1970 | 9999 |  |  | N | Distillate Fuel Oil | [12 empty] | 1.67 | 1.6498 | 1.6498 | 1.6498 | 1.6498 | [11 empty] | DTE Electric Co | 100 | DTE Energy Co | 100
natural gas peaker | Putnam (MI) | 1739_G_1 | 1739 | G | 1 |  | Combustion Turbine | IC Engine | MIS_LMI | Michigan | 26 | Oakland | 125 | 26125 | 2 | 25000 | 1971 | 9999 |  |  | N | Distillate Fuel Oil | [12 empty] | 1.67 | 4.3255 | 4.3255 | 4.3255 | 4.3255 | [11 empty] | DTE Electric Co | 100 | DTE Energy Co | 100
natural gas peaker | Putnam (MI) | 1739_G_2 | 1739 | G | 2 |  | Combustion Turbine | IC Engine | MIS_LMI | Michigan | 26 | Oakland | 125 | 26125 | 3 | 25000 | 1971 | 9999 |  |  | N | Distillate Fuel Oil | [12 empty] | 1.67 | 4.3255 | 4.3255 | 4.3255 | 4.3255 | [11 empty] | DTE Electric Co | 100 | DTE Energy Co | 100
natural gas peaker | Putnam (MI) | 1739_G_3 | 1739 | G | 3 |  | Combustion Turbine | IC Engine | MIS_LMI | Michigan | 26 | Oakland | 125 | 26125 | 3 | 25000 | 1971 | 9999 |  |  | N | Distillate Fuel Oil | [12 empty] | 1.67 | 4.3255 | 4.3255 | 4.3255 | 4.3255 | [11 empty] | DTE Electric Co | 100 | DTE Energy Co | 100
natural gas peaker | Putnam (MI) | 1739_G_4 | 1739 | G | 4 |  | Combustion Turbine | IC Engine | MIS_LMI | Michigan | 26 | Oakland | 125 | 26125 | 3 | 25000 | 1971 | 9999 |  |  | N | Distillate Fuel Oil | [12 empty] | 1.67 | 4.3255 | 4.3255 | 4.3255 | 4.3255 | [11 empty] | DTE Electric Co | 100 | DTE Energy Co | 100
natural gas peaker | Putnam (MI) | 1739_G_5 | 1739 | G | 5 |  | Combustion Turbine | IC Engine | MIS_LMI | Michigan | 26 | Oakland | 125 | 26125 | 3 | 25000 | 1971 | 9999 |  |  | N | Distillate Fuel Oil | [12 empty] | 1.67 | 4.3255 | 4.3255 | 4.3255 | 4.3255 | [11 empty] | DTE Electric Co | 100 | DTE Energy Co | 100
natural gas peaker | River Rouge | 1740_G_IC1 | 1740 | G | IC1 |  | Combustion Turbine | IC Engine | MIS_LMI | Michigan | 26 | Wayne | 163 | 26163 | 2 | 23843 | 1967 | 9999 |  |  | N | Distillate Fuel Oil | [12 empty] | 1.67 | 1.6498 | 1.6498 | 1.6498 | 1.6498 | [11 empty] | DTE Electric Co | 100 | DTE Energy Co | 100
natural gas peaker | River Rouge | 1740_G_IC2 | 1740 | G | IC2 |  | Combustion Turbine | IC Engine | MIS_LMI | Michigan | 26 | Wayne | 163 | 26163 | 3 | 24242 | 1967 | 9999 |  |  | N | Distillate Fuel Oil | [12 empty] | 1.67 | 1.6498 | 1.6498 | 1.6498 | 1.6498 | [11 empty] | DTE Electric Co | 100 | DTE Energy Co | 100
natural gas peaker | River Rouge | 1740_G_IC3 | 1740 | G | IC3 |  | Combustion Turbine | IC Engine | MIS_LMI | Michigan | 26 | Wayne | 163 | 26163 | 3 | 23746 | 1967 | 9999 |  |  | N | Distillate Fuel Oil | [12 empty] | 1.67 | 1.6498 | 1.6498 | 1.6498 | 1.6498 | [11 empty] | DTE Electric Co | 100 | DTE Energy Co | 100
natural gas peaker | River Rouge | 1740_G_IC4 | 1740 | G | IC4 |  | Combustion Turbine | IC Engine | MIS_LMI | Michigan | 26 | Wayne | 163 | 26163 | 3 | 23746 | 1967 | 9999 |  |  | N | Distillate Fuel Oil | [12 empty] | 1.67 | 1.6498 | 1.6498 | 1.6498 | 1.6498 | [11 empty] | DTE Electric Co | 100 | DTE Energy Co | 100
natural gas peaker | Slocum | 1741_G_1 | 1741 | G | 1 |  | Combustion Turbine | IC Engine | MIS_LMI | Michigan | 26 | Wayne | 163 | 26163 | 2 | 12283 | 1968 | 9999 |  |  | N | Distillate Fuel Oil | [12 empty] | 1.67 | 1.6498 | 1.6498 | 1.6498 | 1.6498 | [11 empty] | DTE Electric Co | 100 | DTE Energy Co | 100
natural gas peaker | Slocum | 1741_G_2 | 1741 | G | 2 |  | Combustion Turbine | IC Engine | MIS_LMI | Michigan | 26 | Wayne | 163 | 26163 | 3 | 12283 | 1968 | 9999 |  |  | N | Distillate Fuel Oil | [12 empty] | 1.67 | 1.6498 | 1.6498 | 1.6498 | 1.6498 | [11 empty] | DTE Electric Co | 100 | DTE Energy Co | 100
natural gas peaker | Slocum | 1741_G_3 | 1741 | G | 3 |  | Combustion Turbine | IC Engine | MIS_LMI | Michigan | 26 | Wayne | 163 | 26163 | 3 | 12283 | 1968 | 9999 |  |  | N | Distillate Fuel Oil | [12 empty] | 1.67 | 1.6498 | 1.6498 | 1.6498 | 1.6498 | [11 empty] | DTE Electric Co | 100 | DTE Energy Co | 100
natural gas peaker | Slocum | 1741_G_4 | 1741 | G | 4 |  | Combustion Turbine | IC Engine | MIS_LMI | Michigan | 26 | Wayne | 163 | 26163 | 3 | 12283 | 1968 | 9999 |  |  | N | Distillate Fuel Oil | [12 empty] | 1.67 | 1.6498 | 1.6498 | 1.6498 | 1.6498 | [11 empty] | DTE Electric Co | 100 | DTE Energy Co | 100
natural gas peaker | Slocum | 1741_G_5 | 1741 | G | 5 |  | Combustion Turbine | IC Engine | MIS_LMI | Michigan | 26 | Wayne | 163 | 26163 | 3 | 12283 | 1968 | 9999 |  |  | N | Distillate Fuel Oil | [12 empty] | 1.67 | 1.6498 | 1.6498 | 1.6498 | 1.6498 | [11 empty] | DTE Electric Co | 100 | DTE Energy Co | 100
natural gas peaker | St Clair | 1743_G_11 | 1743 | G | 11 |  | Combustion Turbine |  | MIS_LMI | Michigan | 26 | St Clair | 147 | 26147 | 19 | 15477 | 1968 | 9999 |  |  | N | Natural Gas, Distillate Fuel Oil | [12 empty] | 1.11 | 0.37772 | 0.37772 | 0.37772 | 0.37772 | [11 empty] | DTE Electric Co | 100 | DTE Energy Co | 100
natural gas peaker | St Clair | 1743_G_12A | 1743 | G | 12A |  | Combustion Turbine | IC Engine | MIS_LMI | Michigan | 26 | St Clair | 147 | 26147 | 2 | 24824 | 1970 | 9999 |  |  | N | Distillate Fuel Oil | [12 empty] | 1.67 | 1.6498 | 1.6498 | 1.6498 | 1.6498 | [11 empty] | DTE Electric Co | 100 | DTE Energy Co | 100
natural gas peaker | St Clair | 1743_G_12B | 1743 | G | 12B |  | Combustion Turbine | IC Engine | MIS_LMI | Michigan | 26 | St Clair | 147 | 26147 | 3 | 24862 | 1970 | 9999 |  |  | N | Distillate Fuel Oil | [12 empty] | 1.67 | 1.6498 | 1.6498 | 1.6498 | 1.6498 | [11 empty] | DTE Electric Co | 100 | DTE Energy Co | 100
natural gas peaker | Superior | 1744_G_1 | 1744 | G | 1 |  | Combustion Turbine |  | MIS_LMI | Michigan | 26 | Washtenaw | 161 | 26161 | 13 | 25000 | 1966 | 9999 |  |  | N | Distillate Fuel Oil | [12 empty] | 1.67 | 1.01 | 1.01 | 1.01 | 1.01 | [11 empty] | DTE Electric Co | 100 | DTE Energy Co | 100
natural gas peaker | Superior | 1744_G_2 | 1744 | G | 2 |  | Combustion Turbine |  | MIS_LMI | Michigan | 26 | Washtenaw | 161 | 26161 | 13 | 25000 | 1966 | 9999 |  |  | N | Distillate Fuel Oil | [12 empty] | 1.67 | 1.01 | 1.01 | 1.01 | 1.01 | [11 empty] | DTE Electric Co | 100 | DTE Energy Co | 100
natural gas peaker | Superior | 1744_G_3 | 1744 | G | 3 |  | Combustion Turbine |  | MIS_LMI | Michigan | 26 | Washtenaw | 161 | 26161 | 12 | 25000 | 1966 | 9999 |  |  | N | Distillate Fuel Oil | [12 empty] | 1.67 | 1.01 | 1.01 | 1.01 | 1.01 | [11 empty] | DTE Electric Co | 100 | DTE Energy Co | 100
natural gas peaker | Superior | 1744_G_4 | 1744 | G | 4 |  | Combustion Turbine |  | MIS_LMI | Michigan | 26 | Washtenaw | 161 | 26161 | 14 | 25000 | 1966 | 9999 |  |  | N | Distillate Fuel Oil | [12 empty] | 1.67 | 1.01 | 1.01 | 1.01 | 1.01 | [11 empty] | DTE Electric Co | 100 | DTE Energy Co | 100
natural gas peaker | Wilmot | 1746_G_1 | 1746 | G | 1 |  | Combustion Turbine | IC Engine | MIS_LMI | Michigan | 26 | Tuscola | 157 | 26157 | 2 | 25000 | 1968 | 9999 |  |  | N | Distillate Fuel Oil | [12 empty] | 1.67 | 1.6498 | 1.6498 | 1.6498 | 1.6498 | [11 empty] | DTE Electric Co | 100 | DTE Energy Co | 100
natural gas peaker | Wilmot | 1746_G_2 | 1746 | G | 2 |  | Combustion Turbine | IC Engine | MIS_LMI | Michigan | 26 | Tuscola | 157 | 26157 | 3 | 25000 | 1968 | 9999 |  |  | N | Distillate Fuel Oil | [12 empty] | 1.67 | 1.6498 | 1.6498 | 1.6498 | 1.6498 | [11 empty] | DTE Electric Co | 100 | DTE Energy Co | 100
natural gas peaker | Wilmot | 1746_G_3 | 1746 | G | 3 |  | Combustion Turbine | IC Engine | MIS_LMI | Michigan | 26 | Tuscola | 157 | 26157 | 3 | 25000 | 1968 | 9999 |  |  | N | Distillate Fuel Oil | [12 empty] | 1.67 | 1.6498 | 1.6498 | 1.6498 | 1.6498 | [11 empty] | DTE Electric Co | 100 | DTE Energy Co | 100
natural gas peaker | Wilmot | 1746_G_4 | 1746 | G | 4 |  | Combustion Turbine | IC Engine | MIS_LMI | Michigan | 26 | Tuscola | 157 | 26157 | 3 | 25000 | 1968 | 9999 |  |  | N | Distillate Fuel Oil | [12 empty] | 1.67 | 1.6498 | 1.6498 | 1.6498 | 1.6498 | [11 empty] | DTE Electric Co | 100 | DTE Energy Co | 100
natural gas peaker | Wilmot | 1746_G_5 | 1746 | G | 5 |  | Combustion Turbine | IC Engine | MIS_LMI | Michigan | 26 | Tuscola | 157 | 26157 | 3 | 25000 | 1968 | 9999 |  |  | N | Distillate Fuel Oil | [12 empty] | 1.67 | 1.6498 | 1.6498 | 1.6498 | 1.6498 | [11 empty] | DTE Electric Co | 100 | DTE Energy Co | 100
natural gas peaker | Manistique | 1750_G_1 | 1750 | G | 1 |  | Combustion Turbine | IC Engine | MIS_WUMS | Michigan | 26 | Schoolcraft | 153 | 26153 | 2 | 21854 | 1960 | 9999 |  |  | N | Distillate Fuel Oil | [12 empty] | 1.67 | 1.6498 | 1.6498 | 1.6498 | 1.6498 | [11 empty] | Cloverland Electric Coop | 100 | Cloverland Electric Coop | 100
natural gas peaker | Manistique | 1750_G_2 | 1750 | G | 2 |  | Combustion Turbine | IC Engine | MIS_WUMS | Michigan | 26 | Schoolcraft | 153 | 26153 | 2.8 | 21830 | 1972 | 9999 |  |  | N | Distillate Fuel Oil | [12 empty] | 1.67 | 1.6498 | 1.6498 | 1.6498 | 1.6498 | [11 empty] | Cloverland Electric Coop | 100 | Cloverland Electric Coop | 100
hydro | Edison Sault | 1751_G_41 | 1751 | G | 41 |  | Hydro |  | MIS_WUMS | Michigan | 26 | Chippewa | 33 | 26033 | 0.4 | 0 | 1901 | 9999 |  |  | N | Hydro | [13 empty] | 0 | 0 | 0 | 0 | [11 empty] | Cloverland Electric Coop | 100 | Cloverland Electric Coop | 100
hydro | Edison Sault | 1751_G_42 | 1751 | G | 42 |  | Hydro |  | MIS_WUMS | Michigan | 26 | Chippewa | 33 | 26033 | 0.4 | 0 | 1901 | 9999 |  |  | N | Hydro | [13 empty] | 0 | 0 | 0 | 0 | [11 empty] | Cloverland Electric Coop | 100 | Cloverland Electric Coop | 100
hydro | Edison Sault | 1751_G_45 | 1751 | G | 45 |  | Hydro |  | MIS_WUMS | Michigan | 26 | Chippewa | 33 | 26033 | 0.4 | 0 | 1916 | 9999 |  |  | N | Hydro | [13 empty] | 0 | 0 | 0 | 0 | [11 empty] | Cloverland Electric Coop | 100 | Cloverland Electric Coop | 100
hydro | Edison Sault | 1751_G_62 | 1751 | G | 62 |  | Hydro |  | MIS_WUMS | Michigan | 26 | Chippewa | 33 | 26033 | 0.4 | 0 | 1916 | 9999 |  |  | N | Hydro | [13 empty] | 0 | 0 | 0 | 0 | [11 empty] | Cloverland Electric Coop | 100 | Cloverland Electric Coop | 100
hydro | Edison Sault | 1751_G_63 | 1751 | G | 63 |  | Hydro |  | MIS_WUMS | Michigan | 26 | Chippewa | 33 | 26033 | 0.4 | 0 | 1916 | 9999 |  |  | N | Hydro | [13 empty] | 0 | 0 | 0 | 0 | [11 empty] | Cloverland Electric Coop | 100 | Cloverland Electric Coop | 100
hydro | Edison Sault | 1751_G_64 | 1751 | G | 64 |  | Hydro |  | MIS_WUMS | Michigan | 26 | Chippewa | 33 | 26033 | 0.4 | 0 | 1916 | 9999 |  |  | N | Hydro | [13 empty] | 0 | 0 | 0 | 0 | [11 empty] | Cloverland Electric Coop | 100 | Cloverland Electric Coop | 100
hydro | Edison Sault | 1751_G_65 | 1751 | G | 65 |  | Hydro |  | MIS_WUMS | Michigan | 26 | Chippewa | 33 | 26033 | 0.4 | 0 | 1916 | 9999 |  |  | N | Hydro | [13 empty] | 0 | 0 | 0 | 0 | [11 empty] | Cloverland Electric Coop | 100 | Cloverland Electric Coop | 100
hydro | Edison Sault | 1751_G_66 | 1751 | G | 66 |  | Hydro |  | MIS_WUMS | Michigan | 26 | Chippewa | 33 | 26033 | 0.4 | 0 | 1916 | 9999 |  |  | N | Hydro | [13 empty] | 0 | 0 | 0 | 0 | [11 empty] | Cloverland Electric Coop | 100 | Cloverland Electric Coop | 100
hydro | Edison Sault | 1751_G_67 | 1751 | G | 67 |  | Hydro |  | MIS_WUMS | Michigan | 26 | Chippewa | 33 | 26033 | 0.4 | 0 | 1916 | 9999 |  |  | N | Hydro | [13 empty] | 0 | 0 | 0 | 0 | [11 empty] | Cloverland Electric Coop | 100 | Cloverland Electric Coop | 100
hydro | Edison Sault | 1751_G_68 | 1751 | G | 68 |  | Hydro |  | MIS_WUMS | Michigan | 26 | Chippewa | 33 | 26033 | 0.4 | 0 | 1916 | 9999 |  |  | N | Hydro | [13 empty] | 0 | 0 | 0 | 0 | [11 empty] | Cloverland Electric Coop | 100 | Cloverland Electric Coop | 100
hydro | Edison Sault | 1751_G_69 | 1751 | G | 69 |  | Hydro |  | MIS_WUMS | Michigan | 26 | Chippewa | 33 | 26033 | 0.4 | 0 | 1916 | 9999 |  |  | N | Hydro | [13 empty] | 0 | 0 | 0 | 0 | [11 empty] | Cloverland Electric Coop | 100 | Cloverland Electric Coop | 100
hydro | Edison Sault | 1751_G_70 | 1751 | G | 70 |  | Hydro |  | MIS_WUMS | Michigan | 26 | Chippewa | 33 | 26033 | 0.4 | 0 | 1916 | 9999 |  |  | N | Hydro | [13 empty] | 0 | 0 | 0 | 0 | [11 empty] | Cloverland Electric Coop | 100 | Cloverland Electric Coop | 100
hydro | Edison Sault | 1751_G_71 | 1751 | G | 71 |  | Hydro |  | MIS_WUMS | Michigan | 26 | Chippewa | 33 | 26033 | 0.4 | 0 | 1916 | 9999 |  |  | N | Hydro | [13 empty] | 0 | 0 | 0 | 0 | [11 empty] | Cloverland Electric Coop | 100 | Cloverland Electric Coop | 100
hydro | Edison Sault | 1751_G_72 | 1751 | G | 72 |  | Hydro |  | MIS_WUMS | Michigan | 26 | Chippewa | 33 | 26033 | 0.4 | 0 | 1916 | 9999 |  |  | N | Hydro | [13 empty] | 0 | 0 | 0 | 0 | [11 empty] | Cloverland Electric Coop | 100 | Cloverland Electric Coop | 100
hydro | Edison Sault | 1751_G_73 | 1751 | G | 73 |  | Hydro |  | MIS_WUMS | Michigan | 26 | Chippewa | 33 | 26033 | 0.4 | 0 | 1916 | 9999 |  |  | N | Hydro | [13 empty] | 0 | 0 | 0 | 0 | [11 empty] | Cloverland Electric Coop | 100 | Cloverland Electric Coop | 100
hydro | Edison Sault | 1751_G_74 | 1751 | G | 74 |  | Hydro |  | MIS_WUMS | Michigan | 26 | Chippewa | 33 | 26033 | 0.4 | 0 | 1916 | 9999 |  |  | N | Hydro | [13 empty] | 0 | 0 | 0 | 0 | [11 empty] | Cloverland Electric Coop | 100 | Cloverland Electric Coop | 100
hydro | Edison Sault | 1751_G_75 | 1751 | G | 75 |  | Hydro |  | MIS_WUMS | Michigan | 26 | Chippewa | 33 | 26033 | 0.4 | 0 | 1916 | 9999 |  |  | N | Hydro | [13 empty] | 0 | 0 | 0 | 0 | [11 empty] | Cloverland Electric Coop | 100 | Cloverland Electric Coop | 100
hydro | Edison Sault | 1751_G_76 | 1751 | G | 76 |  | Hydro |  | MIS_WUMS | Michigan | 26 | Chippewa | 33 | 26033 | 0.4 | 0 | 1916 | 9999 |  |  | N | Hydro | [13 empty] | 0 | 0 | 0 | 0 | [11 empty] | Cloverland Electric Coop | 100 | Cloverland Electric Coop | 100
hydro | Edison Sault | 1751_G_77 | 1751 | G | 77 |  | Hydro |  | MIS_WUMS | Michigan | 26 | Chippewa | 33 | 26033 | 0.4 | 0 | 1916 | 9999 |  |  | N | Hydro | [13 empty] | 0 | 0 | 0 | 0 | [11 empty] | Cloverland Electric Coop | 100 | Cloverland Electric Coop | 100
hydro | Edison Sault | 1751_G_78 | 1751 | G | 78 |  | Hydro |  | MIS_WUMS | Michigan | 26 | Chippewa | 33 | 26033 | 0.4 | 0 | 1916 | 9999 |  |  | N | Hydro | [13 empty] | 0 | 0 | 0 | 0 | [11 empty] | Cloverland Electric Coop | 100 | Cloverland Electric Coop | 100
hydro | Edison Sault | 1751_G_79 | 1751 | G | 79 |  | Hydro |  | MIS_WUMS | Michigan | 26 | Chippewa | 33 | 26033 | 0.4 | 0 | 1916 | 9999 |  |  | N | Hydro | [13 empty] | 0 | 0 | 0 | 0 | [11 empty] | Cloverland Electric Coop | 100 | Cloverland Electric Coop | 100
hydro | Edison Sault | 1751_G_80 | 1751 | G | 80 |  | Hydro |  | MIS_WUMS | Michigan | 26 | Chippewa | 33 | 26033 | 0.4 | 0 | 1916 | 9999 |  |  | N | Hydro | [13 empty] | 0 | 0 | 0 | 0 | [11 empty] | Cloverland Electric Coop | 100 | Cloverland Electric Coop | 100
hydro | Edison Sault | 1751_G_10 | 1751 | G | 10 |  | Hydro |  | MIS_WUMS | Michigan | 26 | Chippewa | 33 | 26033 | 0.4 | 0 | 1963 | 9999 |  |  | N | Hydro | [13 empty] | 0 | 0 | 0 | 0 | [11 empty] | Cloverland Electric Coop | 100 | Cloverland Electric Coop | 100
hydro | Edison Sault | 1751_G_11 | 1751 | G | 11 |  | Hydro |  | MIS_WUMS | Michigan | 26 | Chippewa | 33 | 26033 | 0.4 | 0 | 1963 | 9999 |  |  | N | Hydro | [13 empty] | 0 | 0 | 0 | 0 | [11 empty] | Cloverland Electric Coop | 100 | Cloverland Electric Coop | 100
hydro | Edison Sault | 1751_G_12 | 1751 | G | 12 |  | Hydro |  | MIS_WUMS | Michigan | 26 | Chippewa | 33 | 26033 | 0.4 | 0 | 1963 | 9999 |  |  | N | Hydro | [13 empty] | 0 | 0 | 0 | 0 | [11 empty] | Cloverland Electric Coop | 100 | Cloverland Electric Coop | 100
hydro | Edison Sault | 1751_G_13 | 1751 | G | 13 |  | Hydro |  | MIS_WUMS | Michigan | 26 | Chippewa | 33 | 26033 | 0.4 | 0 | 1963 | 9999 |  |  | N | Hydro | [13 empty] | 0 | 0 | 0 | 0 | [11 empty] | Cloverland Electric Coop | 100 | Cloverland Electric Coop | 100
hydro | Edison Sault | 1751_G_14 | 1751 | G | 14 |  | Hydro |  | MIS_WUMS | Michigan | 26 | Chippewa | 33 | 26033 | 0.4 | 0 | 1963 | 9999 |  |  | N | Hydro | [13 empty] | 0 | 0 | 0 | 0 | [11 empty] | Cloverland Electric Coop | 100 | Cloverland Electric Coop | 100
hydro | Edison Sault | 1751_G_15 | 1751 | G | 15 |  | Hydro |  | MIS_WUMS | Michigan | 26 | Chippewa | 33 | 26033 | 0.4 | 0 | 1963 | 9999 |  |  | N | Hydro | [13 empty] | 0 | 0 | 0 | 0 | [11 empty] | Cloverland Electric Coop | 100 | Cloverland Electric Coop | 100
hydro | Edison Sault | 1751_G_16 | 1751 | G | 16 |  | Hydro |  | MIS_WUMS | Michigan | 26 | Chippewa | 33 | 26033 | 0.4 | 0 | 1963 | 9999 |  |  | N | Hydro | [13 empty] | 0 | 0 | 0 | 0 | [11 empty] | Cloverland Electric Coop | 100 | Cloverland Electric Coop | 100
hydro | Edison Sault | 1751_G_17 | 1751 | G | 17 |  | Hydro |  | MIS_WUMS | Michigan | 26 | Chippewa | 33 | 26033 | 0.4 | 0 | 1963 | 9999 |  |  | N | Hydro | [13 empty] | 0 | 0 | 0 | 0 | [11 empty] | Cloverland Electric Coop | 100 | Cloverland Electric Coop | 100
hydro | Edison Sault | 1751_G_18 | 1751 | G | 18 |  | Hydro |  | MIS_WUMS | Michigan | 26 | Chippewa | 33 | 26033 | 0.4 | 0 | 1963 | 9999 |  |  | N | Hydro | [13 empty] | 0 | 0 | 0 | 0 | [11 empty] | Cloverland Electric Coop | 100 | Cloverland Electric Coop | 100
hydro | Edison Sault | 1751_G_19 | 1751 | G | 19 |  | Hydro |  | MIS_WUMS | Michigan | 26 | Chippewa | 33 | 26033 | 0.4 | 0 | 1963 | 9999 |  |  | N | Hydro | [13 empty] | 0 | 0 | 0 | 0 | [11 empty] | Cloverland Electric Coop | 100 | Cloverland Electric Coop | 100
hydro | Edison Sault | 1751_G_20 | 1751 | G | 20 |  | Hydro |  | MIS_WUMS | Michigan | 26 | Chippewa | 33 | 26033 | 0.4 | 0 | 1963 | 9999 |  |  | N | Hydro | [13 empty] | 0 | 0 | 0 | 0 | [11 empty] | Cloverland Electric Coop | 100 | Cloverland Electric Coop | 100
hydro | Edison Sault | 1751_G_21 | 1751 | G | 21 |  | Hydro |  | MIS_WUMS | Michigan | 26 | Chippewa | 33 | 26033 | 0.4 | 0 | 1963 | 9999 |  |  | N | Hydro | [13 empty] | 0 | 0 | 0 | 0 | [11 empty] | Cloverland Electric Coop | 100 | Cloverland Electric Coop | 100
hydro | Edison Sault | 1751_G_22 | 1751 | G | 22 |  | Hydro |  | MIS_WUMS | Michigan | 26 | Chippewa | 33 | 26033 | 0.4 | 0 | 1963 | 9999 |  |  | N | Hydro | [13 empty] | 0 | 0 | 0 | 0 | [11 empty] | Cloverland Electric Coop | 100 | Cloverland Electric Coop | 100
hydro | Edison Sault | 1751_G_23 | 1751 | G | 23 |  | Hydro |  | MIS_WUMS | Michigan | 26 | Chippewa | 33 | 26033 | 0.4 | 0 | 1963 | 9999 |  |  | N | Hydro | [13 empty] | 0 | 0 | 0 | 0 | [11 empty] | Cloverland Electric Coop | 100 | Cloverland Electric Coop | 100
hydro | Edison Sault | 1751_G_24 | 1751 | G | 24 |  | Hydro |  | MIS_WUMS | Michigan | 26 | Chippewa | 33 | 26033 | 0.4 | 0 | 1963 | 9999 |  |  | N | Hydro | [13 empty] | 0 | 0 | 0 | 0 | [11 empty] | Cloverland Electric Coop | 100 | Cloverland Electric Coop | 100
hydro | Edison Sault | 1751_G_25 | 1751 | G | 25 |  | Hydro |  | MIS_WUMS | Michigan | 26 | Chippewa | 33 | 26033 | 0.4 | 0 | 1963 | 9999 |  |  | N | Hydro | [13 empty] | 0 | 0 | 0 | 0 | [11 empty] | Cloverland Electric Coop | 100 | Cloverland Electric Coop | 100
hydro | Edison Sault | 1751_G_26 | 1751 | G | 26 |  | Hydro |  | MIS_WUMS | Michigan | 26 | Chippewa | 33 | 26033 | 0.4 | 0 | 1963 | 9999 |  |  | N | Hydro | [13 empty] | 0 | 0 | 0 | 0 | [11 empty] | Cloverland Electric Coop | 100 | Cloverland Electric Coop | 100
hydro | Edison Sault | 1751_G_27 | 1751 | G | 27 |  | Hydro |  | MIS_WUMS | Michigan | 26 | Chippewa | 33 | 26033 | 0.4 | 0 | 1963 | 9999 |  |  | N | Hydro | [13 empty] | 0 | 0 | 0 | 0 | [11 empty] | Cloverland Electric Coop | 100 | Cloverland Electric Coop | 100
hydro | Edison Sault | 1751_G_28 | 1751 | G | 28 |  | Hydro |  | MIS_WUMS | Michigan | 26 | Chippewa | 33 | 26033 | 0.4 | 0 | 1963 | 9999 |  |  | N | Hydro | [13 empty] | 0 | 0 | 0 | 0 | [11 empty] | Cloverland Electric Coop | 100 | Cloverland Electric Coop | 100
hydro | Edison Sault | 1751_G_29 | 1751 | G | 29 |  | Hydro |  | MIS_WUMS | Michigan | 26 | Chippewa | 33 | 26033 | 0.4 | 0 | 1963 | 9999 |  |  | N | Hydro | [13 empty] | 0 | 0 | 0 | 0 | [11 empty] | Cloverland Electric Coop | 100 | Cloverland Electric Coop | 100
hydro | Edison Sault | 1751_G_30 | 1751 | G | 30 |  | Hydro |  | MIS_WUMS | Michigan | 26 | Chippewa | 33 | 26033 | 0.4 | 0 | 1963 | 9999 |  |  | N | Hydro | [13 empty] | 0 | 0 | 0 | 0 | [11 empty] | Cloverland Electric Coop | 100 | Cloverland Electric Coop | 100
hydro | Edison Sault | 1751_G_31 | 1751 | G | 31 |  | Hydro |  | MIS_WUMS | Michigan | 26 | Chippewa | 33 | 26033 | 0.4 | 0 | 1963 | 9999 |  |  | N | Hydro | [13 empty] | 0 | 0 | 0 | 0 | [11 empty] | Cloverland Electric Coop | 100 | Cloverland Electric Coop | 100
hydro | Edison Sault | 1751_G_32 | 1751 | G | 32 |  | Hydro |  | MIS_WUMS | Michigan | 26 | Chippewa | 33 | 26033 | 0.4 | 0 | 1963 | 9999 |  |  | N | Hydro | [13 empty] | 0 | 0 | 0 | 0 | [11 empty] | Cloverland Electric Coop | 100 | Cloverland Electric Coop | 100
hydro | Edison Sault | 1751_G_33 | 1751 | G | 33 |  | Hydro |  | MIS_WUMS | Michigan | 26 | Chippewa | 33 | 26033 | 0.4 | 0 | 1963 | 9999 |  |  | N | Hydro | [13 empty] | 0 | 0 | 0 | 0 | [11 empty] | Cloverland Electric Coop | 100 | Cloverland Electric Coop | 100
hydro | Edison Sault | 1751_G_34 | 1751 | G | 34 |  | Hydro |  | MIS_WUMS | Michigan | 26 | Chippewa | 33 | 26033 | 0.4 | 0 | 1963 | 9999 |  |  | N | Hydro | [13 empty] | 0 | 0 | 0 | 0 | [11 empty] | Cloverland Electric Coop | 100 | Cloverland Electric Coop | 100
hydro | Edison Sault | 1751_G_35 | 1751 | G | 35 |  | Hydro |  | MIS_WUMS | Michigan | 26 | Chippewa | 33 | 26033 | 0.4 | 0 | 1963 | 9999 |  |  | N | Hydro | [13 empty] | 0 | 0 | 0 | 0 | [11 empty] | Cloverland Electric Coop | 100 | Cloverland Electric Coop | 100
hydro | Edison Sault | 1751_G_36 | 1751 | G | 36 |  | Hydro |  | MIS_WUMS | Michigan | 26 | Chippewa | 33 | 26033 | 0.4 | 0 | 1963 | 9999 |  |  | N | Hydro | [13 empty] | 0 | 0 | 0 | 0 | [11 empty] | Cloverland Electric Coop | 100 | Cloverland Electric Coop | 100
hydro | Edison Sault | 1751_G_37 | 1751 | G | 37 |  | Hydro |  | MIS_WUMS | Michigan | 26 | Chippewa | 33 | 26033 | 0.4 | 0 | 1963 | 9999 |  |  | N | Hydro | [13 empty] | 0 | 0 | 0 | 0 | [11 empty] | Cloverland Electric Coop | 100 | Cloverland Electric Coop | 100
hydro | Edison Sault | 1751_G_38 | 1751 | G | 38 |  | Hydro |  | MIS_WUMS | Michigan | 26 | Chippewa | 33 | 26033 | 0.4 | 0 | 1963 | 9999 |  |  | N | Hydro | [13 empty] | 0 | 0 | 0 | 0 | [11 empty] | Cloverland Electric Coop | 100 | Cloverland Electric Coop | 100
hydro | Edison Sault | 1751_G_39 | 1751 | G | 39 |  | Hydro |  | MIS_WUMS | Michigan | 26 | Chippewa | 33 | 26033 | 0.4 | 0 | 1963 | 9999 |  |  | N | Hydro | [13 empty] | 0 | 0 | 0 | 0 | [11 empty] | Cloverland Electric Coop | 100 | Cloverland Electric Coop | 100
hydro | Edison Sault | 1751_G_40 | 1751 | G | 40 |  | Hydro |  | MIS_WUMS | Michigan | 26 | Chippewa | 33 | 26033 | 0.4 | 0 | 1963 | 9999 |  |  | N | Hydro | [13 empty] | 0 | 0 | 0 | 0 | [11 empty] | Cloverland Electric Coop | 100 | Cloverland Electric Coop | 100
hydro | Edison Sault | 1751_G_46 | 1751 | G | 46 |  | Hydro |  | MIS_WUMS | Michigan | 26 | Chippewa | 33 | 26033 | 0.4 | 0 | 1963 | 9999 |  |  | N | Hydro | [13 empty] | 0 | 0 | 0 | 0 | [11 empty] | Cloverland Electric Coop | 100 | Cloverland Electric Coop | 100
hydro | Edison Sault | 1751_G_47 | 1751 | G | 47 |  | Hydro |  | MIS_WUMS | Michigan | 26 | Chippewa | 33 | 26033 | 0.4 | 0 | 1963 | 9999 |  |  | N | Hydro | [13 empty] | 0 | 0 | 0 | 0 | [11 empty] | Cloverland Electric Coop | 100 | Cloverland Electric Coop | 100
hydro | Edison Sault | 1751_G_48 | 1751 | G | 48 |  | Hydro |  | MIS_WUMS | Michigan | 26 | Chippewa | 33 | 26033 | 0.4 | 0 | 1963 | 9999 |  |  | N | Hydro | [13 empty] | 0 | 0 | 0 | 0 | [11 empty] | Cloverland Electric Coop | 100 | Cloverland Electric Coop | 100
hydro | Edison Sault | 1751_G_49 | 1751 | G | 49 |  | Hydro |  | MIS_WUMS | Michigan | 26 | Chippewa | 33 | 26033 | 0.4 | 0 | 1963 | 9999 |  |  | N | Hydro | [13 empty] | 0 | 0 | 0 | 0 | [11 empty] | Cloverland Electric Coop | 100 | Cloverland Electric Coop | 100
hydro | Edison Sault | 1751_G_50 | 1751 | G | 50 |  | Hydro |  | MIS_WUMS | Michigan | 26 | Chippewa | 33 | 26033 | 0.4 | 0 | 1963 | 9999 |  |  | N | Hydro | [13 empty] | 0 | 0 | 0 | 0 | [11 empty] | Cloverland Electric Coop | 100 | Cloverland Electric Coop | 100
hydro | Edison Sault | 1751_G_51 | 1751 | G | 51 |  | Hydro |  | MIS_WUMS | Michigan | 26 | Chippewa | 33 | 26033 | 0.4 | 0 | 1963 | 9999 |  |  | N | Hydro | [13 empty] | 0 | 0 | 0 | 0 | [11 empty] | Cloverland Electric Coop | 100 | Cloverland Electric Coop | 100
hydro | Edison Sault | 1751_G_52 | 1751 | G | 52 |  | Hydro |  | MIS_WUMS | Michigan | 26 | Chippewa | 33 | 26033 | 0.4 | 0 | 1963 | 9999 |  |  | N | Hydro | [13 empty] | 0 | 0 | 0 | 0 | [11 empty] | Cloverland Electric Coop | 100 | Cloverland Electric Coop | 100
hydro | Edison Sault | 1751_G_53 | 1751 | G | 53 |  | Hydro |  | MIS_WUMS | Michigan | 26 | Chippewa | 33 | 26033 | 0.4 | 0 | 1963 | 9999 |  |  | N | Hydro | [13 empty] | 0 | 0 | 0 | 0 | [11 empty] | Cloverland Electric Coop | 100 | Cloverland Electric Coop | 100
hydro | Edison Sault | 1751_G_54 | 1751 | G | 54 |  | Hydro |  | MIS_WUMS | Michigan | 26 | Chippewa | 33 | 26033 | 0.4 | 0 | 1963 | 9999 |  |  | N | Hydro | [13 empty] | 0 | 0 | 0 | 0 | [11 empty] | Cloverland Electric Coop | 100 | Cloverland Electric Coop | 100
hydro | Edison Sault | 1751_G_55 | 1751 | G | 55 |  | Hydro |  | MIS_WUMS | Michigan | 26 | Chippewa | 33 | 26033 | 0.4 | 0 | 1963 | 9999 |  |  | N | Hydro | [13 empty] | 0 | 0 | 0 | 0 | [11 empty] | Cloverland Electric Coop | 100 | Cloverland Electric Coop | 100
hydro | Edison Sault | 1751_G_56 | 1751 | G | 56 |  | Hydro |  | MIS_WUMS | Michigan | 26 | Chippewa | 33 | 26033 | 0.4 | 0 | 1963 | 9999 |  |  | N | Hydro | [13 empty] | 0 | 0 | 0 | 0 | [11 empty] | Cloverland Electric Coop | 100 | Cloverland Electric Coop | 100
hydro | Edison Sault | 1751_G_57 | 1751 | G | 57 |  | Hydro |  | MIS_WUMS | Michigan | 26 | Chippewa | 33 | 26033 | 0.4 | 0 | 1963 | 9999 |  |  | N | Hydro | [13 empty] | 0 | 0 | 0 | 0 | [11 empty] | Cloverland Electric Coop | 100 | Cloverland Electric Coop | 100
hydro | Edison Sault | 1751_G_58 | 1751 | G | 58 |  | Hydro |  | MIS_WUMS | Michigan | 26 | Chippewa | 33 | 26033 | 0.4 | 0 | 1963 | 9999 |  |  | N | Hydro | [13 empty] | 0 | 0 | 0 | 0 | [11 empty] | Cloverland Electric Coop | 100 | Cloverland Electric Coop | 100
hydro | Edison Sault | 1751_G_59 | 1751 | G | 59 |  | Hydro |  | MIS_WUMS | Michigan | 26 | Chippewa | 33 | 26033 | 0.4 | 0 | 1963 | 9999 |  |  | N | Hydro | [13 empty] | 0 | 0 | 0 | 0 | [11 empty] | Cloverland Electric Coop | 100 | Cloverland Electric Coop | 100
hydro | Edison Sault | 1751_G_6 | 1751 | G | 6 |  | Hydro |  | MIS_WUMS | Michigan | 26 | Chippewa | 33 | 26033 | 0.4 | 0 | 1963 | 9999 |  |  | N | Hydro | [13 empty] | 0 | 0 | 0 | 0 | [11 empty] | Cloverland Electric Coop | 100 | Cloverland Electric Coop | 100
hydro | Edison Sault | 1751_G_60 | 1751 | G | 60 |  | Hydro |  | MIS_WUMS | Michigan | 26 | Chippewa | 33 | 26033 | 0.4 | 0 | 1963 | 9999 |  |  | N | Hydro | [13 empty] | 0 | 0 | 0 | 0 | [11 empty] | Cloverland Electric Coop | 100 | Cloverland Electric Coop | 100
hydro | Edison Sault | 1751_G_61 | 1751 | G | 61 |  | Hydro |  | MIS_WUMS | Michigan | 26 | Chippewa | 33 | 26033 | 0.4 | 0 | 1963 | 9999 |  |  | N | Hydro | [13 empty] | 0 | 0 | 0 | 0 | [11 empty] | Cloverland Electric Coop | 100 | Cloverland Electric Coop | 100
hydro | Edison Sault | 1751_G_7 | 1751 | G | 7 |  | Hydro |  | MIS_WUMS | Michigan | 26 | Chippewa | 33 | 26033 | 0.4 | 0 | 1963 | 9999 |  |  | N | Hydro | [13 empty] | 0 | 0 | 0 | 0 | [11 empty] | Cloverland Electric Coop | 100 | Cloverland Electric Coop | 100
hydro | Edison Sault | 1751_G_8 | 1751 | G | 8 |  | Hydro |  | MIS_WUMS | Michigan | 26 | Chippewa | 33 | 26033 | 0.4 | 0 | 1963 | 9999 |  |  | N | Hydro | [13 empty] | 0 | 0 | 0 | 0 | [11 empty] | Cloverland Electric Coop | 100 | Cloverland Electric Coop | 100
hydro | Edison Sault | 1751_G_9 | 1751 | G | 9 |  | Hydro |  | MIS_WUMS | Michigan | 26 | Chippewa | 33 | 26033 | 0.4 | 0 | 1963 | 9999 |  |  | N | Hydro | [13 empty] | 0 | 0 | 0 | 0 | [11 empty] | Cloverland Electric Coop | 100 | Cloverland Electric Coop | 100
hydro | Berrien Springs | 1753_G_10 | 1753 | G | 10 |  | Hydro |  | PJM_West | Michigan | 26 | Berrien | 21 | 26021 | 0.4 | 0 | 1996 | 9999 |  |  | N | Hydro | [13 empty] | 0 | 0 | 0 | 0 | [11 empty] | Indiana Michigan Power Co | 100 | American Electric Power Co Inc | 100
hydro | Berrien Springs | 1753_G_11 | 1753 | G | 11 |  | Hydro |  | PJM_West | Michigan | 26 | Berrien | 21 | 26021 | 0.4 | 0 | 1996 | 9999 |  |  | N | Hydro | [13 empty] | 0 | 0 | 0 | 0 | [11 empty] | Indiana Michigan Power Co | 100 | American Electric Power Co Inc | 100
hydro | Berrien Springs | 1753_G_12 | 1753 | G | 12 |  | Hydro |  | PJM_West | Michigan | 26 | Berrien | 21 | 26021 | 0.4 | 0 | 1996 | 9999 |  |  | N | Hydro | [13 empty] | 0 | 0 | 0 | 0 | [11 empty] | Indiana Michigan Power Co | 100 | American Electric Power Co Inc | 100
hydro | Berrien Springs | 1753_G_1A | 1753 | G | 1A |  | Hydro |  | PJM_West | Michigan | 26 | Berrien | 21 | 26021 | 0.4 | 0 | 1996 | 9999 |  |  | N | Hydro | [13 empty] | 0 | 0 | 0 | 0 | [11 empty] | Indiana Michigan Power Co | 100 | American Electric Power Co Inc | 100
hydro | Berrien Springs | 1753_G_2A | 1753 | G | 2A |  | Hydro |  | PJM_West | Michigan | 26 | Berrien | 21 | 26021 | 0.4 | 0 | 1996 | 9999 |  |  | N | Hydro | [13 empty] | 0 | 0 | 0 | 0 | [11 empty] | Indiana Michigan Power Co | 100 | American Electric Power Co Inc | 100
hydro | Berrien Springs | 1753_G_3A | 1753 | G | 3A |  | Hydro |  | PJM_West | Michigan | 26 | Berrien | 21 | 26021 | 0.4 | 0 | 1996 | 9999 |  |  | N | Hydro | [13 empty] | 0 | 0 | 0 | 0 | [11 empty] | Indiana Michigan Power Co | 100 | American Electric Power Co Inc | 100
hydro | Berrien Springs | 1753_G_4A | 1753 | G | 4A |  | Hydro |  | PJM_West | Michigan | 26 | Berrien | 21 | 26021 | 0.4 | 0 | 1996 | 9999 |  |  | N | Hydro | [13 empty] | 0 | 0 | 0 | 0 | [11 empty] | Indiana Michigan Power Co | 100 | American Electric Power Co Inc | 100
hydro | Berrien Springs | 1753_G_5 | 1753 | G | 5 |  | Hydro |  | PJM_West | Michigan | 26 | Berrien | 21 | 26021 | 0.4 | 0 | 1996 | 9999 |  |  | N | Hydro | [13 empty] | 0 | 0 | 0 | 0 | [11 empty] | Indiana Michigan Power Co | 100 | American Electric Power Co Inc | 100
hydro | Berrien Springs | 1753_G_6 | 1753 | G | 6 |  | Hydro |  | PJM_West | Michigan | 26 | Berrien | 21 | 26021 | 0.4 | 0 | 1996 | 9999 |  |  | N | Hydro | [13 empty] | 0 | 0 | 0 | 0 | [11 empty] | Indiana Michigan Power Co | 100 | American Electric Power Co Inc | 100
hydro | Berrien Springs | 1753_G_7 | 1753 | G | 7 |  | Hydro |  | PJM_West | Michigan | 26 | Berrien | 21 | 26021 | 0.4 | 0 | 1996 | 9999 |  |  | N | Hydro | [13 empty] | 0 | 0 | 0 | 0 | [11 empty] | Indiana Michigan Power Co | 100 | American Electric Power Co Inc | 100
hydro | Berrien Springs | 1753_G_8 | 1753 | G | 8 |  | Hydro |  | PJM_West | Michigan | 26 | Berrien | 21 | 26021 | 0.4 | 0 | 1996 | 9999 |  |  | N | Hydro | [13 empty] | 0 | 0 | 0 | 0 | [11 empty] | Indiana Michigan Power Co | 100 | American Electric Power Co Inc | 100
hydro | Berrien Springs | 1753_G_9 | 1753 | G | 9 |  | Hydro |  | PJM_West | Michigan | 26 | Berrien | 21 | 26021 | 0.4 | 0 | 1996 | 9999 |  |  | N | Hydro | [13 empty] | 0 | 0 | 0 | 0 | [11 empty] | Indiana Michigan Power Co | 100 | American Electric Power Co Inc | 100
hydro | Buchanan (MI) | 1754_G_1 | 1754 | G | 1 |  | Hydro |  | PJM_West | Michigan | 26 | Berrien | 21 | 26021 | 0.2 | 0 | 1919 | 9999 |  |  | N | Hydro | [13 empty] | 0 | 0 | 0 | 0 | [11 empty] | Indiana Michigan Power Co | 100 | American Electric Power Co Inc | 100
hydro | Buchanan (MI) | 1754_G_2 | 1754 | G | 2 |  | Hydro |  | PJM_West | Michigan | 26 | Berrien | 21 | 26021 | 0.2 | 0 | 1919 | 9999 |  |  | N | Hydro | [13 empty] | 0 | 0 | 0 | 0 | [11 empty] | Indiana Michigan Power Co | 100 | American Electric Power Co Inc | 100
hydro | Buchanan (MI) | 1754_G_3 | 1754 | G | 3 |  | Hydro |  | PJM_West | Michigan | 26 | Berrien | 21 | 26021 | 0.2 | 0 | 1919 | 9999 |  |  | N | Hydro | [13 empty] | 0 | 0 | 0 | 0 | [11 empty] | Indiana Michigan Power Co | 100 | American Electric Power Co Inc | 100
hydro | Buchanan (MI) | 1754_G_4 | 1754 | G | 4 |  | Hydro |  | PJM_West | Michigan | 26 | Berrien | 21 | 26021 | 0.2 | 0 | 1919 | 9999 |  |  | N | Hydro | [13 empty] | 0 | 0 | 0 | 0 | [11 empty] | Indiana Michigan Power Co | 100 | American Electric Power Co Inc | 100
hydro | Buchanan (MI) | 1754_G_5 | 1754 | G | 5 |  | Hydro |  | PJM_West | Michigan | 26 | Berrien | 21 | 26021 | 0.2 | 0 | 1919 | 9999 |  |  | N | Hydro | [13 empty] | 0 | 0 | 0 | 0 | [11 empty] | Indiana Michigan Power Co | 100 | American Electric Power Co Inc | 100
hydro | Buchanan (MI) | 1754_G_6 | 1754 | G | 6 |  | Hydro |  | PJM_West | Michigan | 26 | Berrien | 21 | 26021 | 0.2 | 0 | 1919 | 9999 |  |  | N | Hydro | [13 empty] | 0 | 0 | 0 | 0 | [11 empty] | Indiana Michigan Power Co | 100 | American Electric Power Co Inc | 100
hydro | Buchanan (MI) | 1754_G_10 | 1754 | G | 10 |  | Hydro |  | PJM_West | Michigan | 26 | Berrien | 21 | 26021 | 0.2 | 0 | 1927 | 9999 |  |  | N | Hydro | [13 empty] | 0 | 0 | 0 | 0 | [11 empty] | Indiana Michigan Power Co | 100 | American Electric Power Co Inc | 100
hydro | Buchanan (MI) | 1754_G_7 | 1754 | G | 7 |  | Hydro |  | PJM_West | Michigan | 26 | Berrien | 21 | 26021 | 0.2 | 0 | 1927 | 9999 |  |  | N | Hydro | [13 empty] | 0 | 0 | 0 | 0 | [11 empty] | Indiana Michigan Power Co | 100 | American Electric Power Co Inc | 100
hydro | Buchanan (MI) | 1754_G_8 | 1754 | G | 8 |  | Hydro |  | PJM_West | Michigan | 26 | Berrien | 21 | 26021 | 0.2 | 0 | 1927 | 9999 |  |  | N | Hydro | [13 empty] | 0 | 0 | 0 | 0 | [11 empty] | Indiana Michigan Power Co | 100 | American Electric Power Co Inc | 100
hydro | Buchanan (MI) | 1754_G_9 | 1754 | G | 9 |  | Hydro |  | PJM_West | Michigan | 26 | Berrien | 21 | 26021 | 0.2 | 0 | 1927 | 9999 |  |  | N | Hydro | [13 empty] | 0 | 0 | 0 | 0 | [11 empty] | Indiana Michigan Power Co | 100 | American Electric Power Co Inc | 100
hydro | Saxon Falls | 1756_G_1 | 1756 | G | 1 |  | Hydro |  | MIS_MNWI | Wisconsin | 55 | Iron | 51 | 55051 | 0.5 | 0 | 1913 | 9999 |  |  | N | Hydro | [13 empty] | 0 | 0 | 0 | 0 | [11 empty] | Northern States Power Co (Wisconsin) | 100 | Xcel Energy Inc | 100
hydro | Saxon Falls | 1756_G_2 | 1756 | G | 2 |  | Hydro |  | MIS_MNWI | Wisconsin | 55 | Iron | 51 | 55051 | 0.5 | 0 | 1913 | 9999 |  |  | N | Hydro | [13 empty] | 0 | 0 | 0 | 0 | [11 empty] | Northern States Power Co (Wisconsin) | 100 | Xcel Energy Inc | 100
hydro | Superior Falls | 1757_G_1 | 1757 | G | 1 |  | Hydro |  | MIS_MNWI | Michigan | 26 | Gogebic | 53 | 26053 | 0.5 | 0 | 1917 | 9999 |  |  | N | Hydro | [13 empty] | 0 | 0 | 0 | 0 | [11 empty] | Northern States Power Co (Wisconsin) | 100 | Xcel Energy Inc | 100
hydro | Superior Falls | 1757_G_2 | 1757 | G | 2 |  | Hydro |  | MIS_MNWI | Michigan | 26 | Gogebic | 53 | 26053 | 0.5 | 0 | 1917 | 9999 |  |  | N | Hydro | [13 empty] | 0 | 0 | 0 | 0 | [11 empty] | Northern States Power Co (Wisconsin) | 100 | Xcel Energy Inc | 100
hydro | Constantine | 1760_G_1 | 1760 | G | 1 |  | Hydro |  | PJM_West | Michigan | 26 | St Joseph | 149 | 26149 | 0.1 | 0 | 1923 | 9999 |  |  | N | Hydro | [13 empty] | 0 | 0 | 0 | 0 | [11 empty] | Indiana Michigan Power Co | 100 | American Electric Power Co Inc | 100
hydro | Constantine | 1760_G_2 | 1760 | G | 2 |  | Hydro |  | PJM_West | Michigan | 26 | St Joseph | 149 | 26149 | 0.1 | 0 | 1923 | 9999 |  |  | N | Hydro | [13 empty] | 0 | 0 | 0 | 0 | [11 empty] | Indiana Michigan Power Co | 100 | American Electric Power Co Inc | 100
hydro | Constantine | 1760_G_4 | 1760 | G | 4 |  | Hydro |  | PJM_West | Michigan | 26 | St Joseph | 149 | 26149 | 0.1 | 0 | 1923 | 9999 |  |  | N | Hydro | [13 empty] | 0 | 0 | 0 | 0 | [11 empty] | Indiana Michigan Power Co | 100 | American Electric Power Co Inc | 100
hydro | Constantine | 1760_G_3 | 1760 | G | 3 |  | Hydro |  | PJM_West | Michigan | 26 | St Joseph | 149 | 26149 | 0.1 | 0 | 1929 | 9999 |  |  | N | Hydro | [13 empty] | 0 | 0 | 0 | 0 | [11 empty] | Indiana Michigan Power Co | 100 | American Electric Power Co Inc | 100
hydro | Mottville | 1761_G_1 | 1761 | G | 1 |  | Hydro |  | PJM_West | Michigan | 26 | St Joseph | 149 | 26149 | 0.1 | 0 | 1923 | 9999 |  |  | N | Hydro | [13 empty] | 0 | 0 | 0 | 0 | [11 empty] | Indiana Michigan Power Co | 100 | American Electric Power Co Inc | 100
hydro | Mottville | 1761_G_2 | 1761 | G | 2 |  | Hydro |  | PJM_West | Michigan | 26 | St Joseph | 149 | 26149 | 0.1 | 0 | 1923 | 9999 |  |  | N | Hydro | [13 empty] | 0 | 0 | 0 | 0 | [11 empty] | Indiana Michigan Power Co | 100 | American Electric Power Co Inc | 100
hydro | Mottville | 1761_G_3 | 1761 | G | 3 |  | Hydro |  | PJM_West | Michigan | 26 | St Joseph | 149 | 26149 | 0.1 | 0 | 1923 | 9999 |  |  | N | Hydro | [13 empty] | 0 | 0 | 0 | 0 | [11 empty] | Indiana Michigan Power Co | 100 | American Electric Power Co Inc | 100
hydro | Mottville | 1761_G_4 | 1761 | G | 4 |  | Hydro |  | PJM_West | Michigan | 26 | St Joseph | 149 | 26149 | 0.1 | 0 | 1923 | 9999 |  |  | N | Hydro | [13 empty] | 0 | 0 | 0 | 0 | [11 empty] | Indiana Michigan Power Co | 100 | American Electric Power Co Inc | 100
biomass | John H Warden | 1772_B_1 | 1772 | B | 1 |  | Biomass |  | MIS_WUMS | Michigan | 26 | Baraga | 13 | 26013 | 17.7 | 17180 | 2009 | 9999 |  |  | N | Biomass | [7 empty] | ESPC | No |  |  |  | 1.67 | 0.25041 | 0.25041 | 0.25041 | 0.25041 | [11 empty] | Lanse Warden Electric Co | 100 | Libra Group (The) | 100
hydro | Prickett | 1773_G_1 | 1773 | G | 1 |  | Hydro |  | MIS_WUMS | Michigan | 26 | Baraga | 13 | 26013 | 0.4 | 0 | 1931 | 9999 |  |  | N | Hydro | [13 empty] | 0 | 0 | 0 | 0 | [11 empty] | Upper Peninsula Power Co | 100 | Balfour Beatty Infrastructure Inc | 100
hydro | Prickett | 1773_G_2 | 1773 | G | 2 |  | Hydro |  | MIS_WUMS | Michigan | 26 | Baraga | 13 | 26013 | 0.4 | 0 | 1931 | 9999 |  |  | N | Hydro | [13 empty] | 0 | 0 | 0 | 0 | [11 empty] | Upper Peninsula Power Co | 100 | Balfour Beatty Infrastructure Inc | 100
hydro | Victoria Dam | 1774_G_1 | 1774 | G | 1 |  | Hydro |  | MIS_WUMS | Michigan | 26 | Ontonagon | 131 | 26131 | 5.9 | 0 | 1931 | 9999 |  |  | N | Hydro | [13 empty] | 0 | 0 | 0 | 0 | [11 empty] | Upper Peninsula Power Co | 100 | Balfour Beatty Infrastructure Inc | 100
hydro | Victoria Dam | 1774_G_2 | 1774 | G | 2 |  | Hydro |  | MIS_WUMS | Michigan | 26 | Ontonagon | 131 | 26131 | 5.9 | 0 | 1931 | 9999 |  |  | N | Hydro | [13 empty] | 0 | 0 | 0 | 0 | [11 empty] | Upper Peninsula Power Co | 100 | Balfour Beatty Infrastructure Inc | 100
hydro | Brule | 1775_G_1 | 1775 | G | 1 |  | Hydro |  | MIS_WUMS | Wisconsin | 55 | Florence | 37 | 55037 | 1.3 | 0 | 1919 | 9999 |  |  | N | Hydro | [13 empty] | 0 | 0 | 0 | 0 | [11 empty] | Wisconsin Electric Power Co | 100 | WEC Energy Group Inc | 100
hydro | Brule | 1775_G_2 | 1775 | G | 2 |  | Hydro |  | MIS_WUMS | Wisconsin | 55 | Florence | 37 | 55037 | 2 | 0 | 1919 | 9999 |  |  | N | Hydro | [13 empty] | 0 | 0 | 0 | 0 | [11 empty] | Wisconsin Electric Power Co | 100 | WEC Energy Group Inc | 100
hydro | Brule | 1775_G_3 | 1775 | G | 3 |  | Hydro |  | MIS_WUMS | Wisconsin | 55 | Florence | 37 | 55037 | 2 | 0 | 1921 | 9999 |  |  | N | Hydro | [13 empty] | 0 | 0 | 0 | 0 | [11 empty] | Wisconsin Electric Power Co | 100 | WEC Energy Group Inc | 100
hydro | Chalk Hill | 1776_G_1 | 1776 | G | 1 |  | Hydro |  | MIS_WUMS | Michigan | 26 | Menominee | 109 | 26109 | 2.6 | 0 | 1927 | 9999 |  |  | N | Hydro | [13 empty] | 0 | 0 | 0 | 0 | [11 empty] | Wisconsin Electric Power Co | 100 | WEC Energy Group Inc | 100
hydro | Chalk Hill | 1776_G_2 | 1776 | G | 2 |  | Hydro |  | MIS_WUMS | Michigan | 26 | Menominee | 109 | 26109 | 2.6 | 0 | 1927 | 9999 |  |  | N | Hydro | [13 empty] | 0 | 0 | 0 | 0 | [11 empty] | Wisconsin Electric Power Co | 100 | WEC Energy Group Inc | 100
hydro | Chalk Hill | 1776_G_3 | 1776 | G | 3 |  | Hydro |  | MIS_WUMS | Michigan | 26 | Menominee | 109 | 26109 | 2.6 | 0 | 1927 | 9999 |  |  | N | Hydro | [13 empty] | 0 | 0 | 0 | 0 | [11 empty] | Wisconsin Electric Power Co | 100 | WEC Energy Group Inc | 100
hydro | Hemlock Falls | 1777_G_1 | 1777 | G | 1 |  | Hydro |  | MIS_WUMS | Michigan | 26 | Iron | 71 | 26071 | 2.8 | 0 | 1953 | 9999 |  |  | N | Hydro | [13 empty] | 0 | 0 | 0 | 0 | [11 empty] | Wisconsin Electric Power Co | 100 | WEC Energy Group Inc | 100
hydro | Kingsford | 1778_G_1 | 1778 | G | 1 |  | Hydro |  | MIS_WUMS | Michigan | 26 | Dickinson | 43 | 26043 | 2.4 | 0 | 1924 | 9999 |  |  | N | Hydro | [13 empty] | 0 | 0 | 0 | 0 | [11 empty] | Wisconsin Electric Power Co | 100 | WEC Energy Group Inc | 100
hydro | Kingsford | 1778_G_2 | 1778 | G | 2 |  | Hydro |  | MIS_WUMS | Michigan | 26 | Dickinson | 43 | 26043 | 2.4 | 0 | 1924 | 9999 |  |  | N | Hydro | [13 empty] | 0 | 0 | 0 | 0 | [11 empty] | Wisconsin Electric Power Co | 100 | WEC Energy Group Inc | 100
hydro | Kingsford | 1778_G_3 | 1778 | G | 3 |  | Hydro |  | MIS_WUMS | Michigan | 26 | Dickinson | 43 | 26043 | 2.4 | 0 | 1924 | 9999 |  |  | N | Hydro | [13 empty] | 0 | 0 | 0 | 0 | [11 empty] | Wisconsin Electric Power Co | 100 | WEC Energy Group Inc | 100
hydro | Michigamme Falls | 1780_G_1 | 1780 | G | 1 |  | Hydro |  | MIS_WUMS | Michigan | 26 | Iron | 71 | 26071 | 4.8 | 0 | 1953 | 9999 |  |  | N | Hydro | [13 empty] | 0 | 0 | 0 | 0 | [11 empty] | Wisconsin Electric Power Co | 100 | WEC Energy Group Inc | 100
hydro | Michigamme Falls | 1780_G_2 | 1780 | G | 2 |  | Hydro |  | MIS_WUMS | Michigan | 26 | Iron | 71 | 26071 | 4.8 | 0 | 1953 | 9999 |  |  | N | Hydro | [13 empty] | 0 | 0 | 0 | 0 | [11 empty] | Wisconsin Electric Power Co | 100 | WEC Energy Group Inc | 100
hydro | Peavy Falls | 1781_G_1 | 1781 | G | 1 |  | Hydro |  | MIS_WUMS | Michigan | 26 | Iron | 71 | 26071 | 6 | 0 | 1943 | 9999 |  |  | N | Hydro | [13 empty] | 0 | 0 | 0 | 0 | [11 empty] | Wisconsin Electric Power Co | 100 | WEC Energy Group Inc | 100
hydro | Peavy Falls | 1781_G_2 | 1781 | G | 2 |  | Hydro |  | MIS_WUMS | Michigan | 26 | Iron | 71 | 26071 | 6 | 0 | 1943 | 9999 |  |  | N | Hydro | [13 empty] | 0 | 0 | 0 | 0 | [11 empty] | Wisconsin Electric Power Co | 100 | WEC Energy Group Inc | 100
hydro | Way Dam | 1785_G_1 | 1785 | G | 1 |  | Hydro |  | MIS_WUMS | Michigan | 26 | Iron | 71 | 26071 | 1.8 | 0 | 1949 | 9999 |  |  | N | Hydro | [13 empty] | 0 | 0 | 0 | 0 | [11 empty] | Wisconsin Electric Power Co | 100 | WEC Energy Group Inc | 100
hydro | White Rapids | 1786_G_1 | 1786 | G | 1 |  | Hydro |  | MIS_WUMS | Michigan | 26 | Menominee | 109 | 26109 | 2.6 | 0 | 1927 | 9999 |  |  | N | Hydro | [13 empty] | 0 | 0 | 0 | 0 | [11 empty] | Wisconsin Electric Power Co | 100 | WEC Energy Group Inc | 100
hydro | White Rapids | 1786_G_2 | 1786 | G | 2 |  | Hydro |  | MIS_WUMS | Michigan | 26 | Menominee | 109 | 26109 | 2 | 0 | 1927 | 9999 |  |  | N | Hydro | [13 empty] | 0 | 0 | 0 | 0 | [11 empty] | Wisconsin Electric Power Co | 100 | WEC Energy Group Inc | 100
hydro | White Rapids | 1786_G_3 | 1786 | G | 3 |  | Hydro |  | MIS_WUMS | Michigan | 26 | Menominee | 109 | 26109 | 2.6 | 0 | 1927 | 9999 |  |  | N | Hydro | [13 empty] | 0 | 0 | 0 | 0 | [11 empty] | Wisconsin Electric Power Co | 100 | WEC Energy Group Inc | 100
hydro | Grand Rapids | 1787_G_4 | 1787 | G | 4 |  | Hydro |  | MIS_WUMS | Michigan | 26 | Menominee | 109 | 26109 | 1 | 0 | 1918 | 9999 |  |  | N | Hydro | [13 empty] | 0 | 0 | 0 | 0 | [11 empty] | Wisconsin Public Service Corp | 100 | WEC Energy Group Inc | 100
hydro | Grand Rapids | 1787_G_5 | 1787 | G | 5 |  | Hydro |  | MIS_WUMS | Michigan | 26 | Menominee | 109 | 26109 | 1 | 0 | 1923 | 9999 |  |  | N | Hydro | [13 empty] | 0 | 0 | 0 | 0 | [11 empty] | Wisconsin Public Service Corp | 100 | WEC Energy Group Inc | 100
hydro | Grand Rapids | 1787_G_1 | 1787 | G | 1 |  | Hydro |  | MIS_WUMS | Michigan | 26 | Menominee | 109 | 26109 | 0.6 | 0 | 1940 | 9999 |  |  | N | Hydro | [13 empty] | 0 | 0 | 0 | 0 | [11 empty] | Wisconsin Public Service Corp | 100 | WEC Energy Group Inc | 100
hydro | Grand Rapids | 1787_G_2 | 1787 | G | 2 |  | Hydro |  | MIS_WUMS | Michigan | 26 | Menominee | 109 | 26109 | 0.6 | 0 | 1941 | 9999 |  |  | N | Hydro | [13 empty] | 0 | 0 | 0 | 0 | [11 empty] | Wisconsin Public Service Corp | 100 | WEC Energy Group Inc | 100
hydro | Grand Rapids | 1787_G_3 | 1787 | G | 3 |  | Hydro |  | MIS_WUMS | Michigan | 26 | Menominee | 109 | 26109 | 0.8 | 0 | 1945 | 9999 |  |  | N | Hydro | [13 empty] | 0 | 0 | 0 | 0 | [11 empty] | Wisconsin Public Service Corp | 100 | WEC Energy Group Inc | 100
hydro | Crystal Falls | 1821_G_1 | 1821 | G | 1 |  | Hydro |  | MIS_WUMS | Michigan | 26 | Iron | 71 | 26071 | 0.3 | 0 | 1914 | 9999 |  |  | N | Hydro | [13 empty] | 0 | 0 | 0 | 0 | [11 empty] | Crystal Falls Electrical Dept | 100 | Crystal Falls Electrical Dept | 100
hydro | Crystal Falls | 1821_G_2 | 1821 | G | 2 |  | Hydro |  | MIS_WUMS | Michigan | 26 | Iron | 71 | 26071 | 0.3 | 0 | 1924 | 9999 |  |  | N | Hydro | [13 empty] | 0 | 0 | 0 | 0 | [11 empty] | Crystal Falls Electrical Dept | 100 | Crystal Falls Electrical Dept | 100
hydro | Crystal Falls | 1821_G_3 | 1821 | G | 3 |  | Hydro |  | MIS_WUMS | Michigan | 26 | Iron | 71 | 26071 | 0.4 | 0 | 1954 | 9999 |  |  | N | Hydro | [13 empty] | 0 | 0 | 0 | 0 | [11 empty] | Crystal Falls Electrical Dept | 100 | Crystal Falls Electrical Dept | 100
natural gas peaker | Hart | 1827_G_4 | 1827 | G | 4 |  | Combustion Turbine | IC Engine | MIS_LMI | Michigan | 26 | Oceana | 127 | 26127 | 1.4 | 12283 | 1964 | 9999 |  |  | N | Natural Gas, Distillate Fuel Oil | [12 empty] | 1.67 | 1.061 | 1.061 | 1.061 | 1.061 | [11 empty] | Hart Hydro MI (City of) | 100 | Hart Hydro MI (City of) | 100
natural gas peaker | Hart | 1827_G_IC1 | 1827 | G | IC1 |  | Combustion Turbine | IC Engine | MIS_LMI | Michigan | 26 | Oceana | 127 | 26127 | 1.7 | 12283 | 1985 | 9999 |  |  | N | Natural Gas, Distillate Fuel Oil | [12 empty] | 1.67 | 1.6498 | 1.6498 | 1.6498 | 1.6498 | [11 empty] | Hart Hydro MI (City of) | 100 | Hart Hydro MI (City of) | 100
natural gas peaker | Hart | 1827_G_IC3 | 1827 | G | IC3 |  | Combustion Turbine | IC Engine | MIS_LMI | Michigan | 26 | Oceana | 127 | 26127 | 2 | 12283 | 1985 | 9999 |  |  | N | Natural Gas, Distillate Fuel Oil | [12 empty] | 1.67 | 1.6498 | 1.6498 | 1.6498 | 1.6498 | [11 empty] | Hart Hydro MI (City of) | 100 | Hart Hydro MI (City of) | 100
natural gas peaker | Hillsdale | 1829_G_5 | 1829 | G | 5 |  | Combustion Turbine | IC Engine | MIS_LMI | Michigan | 26 | Hillsdale | 59 | 26059 | 5.6 | 10745 | 1973 | 9999 |  |  | N | Natural Gas, Distillate Fuel Oil | [12 empty] | 1.67 | 1.061 | 1.061 | 1.061 | 1.061 | [11 empty] | Hillsdale Board of Public Utilities | 100 | Hillsdale Board of Public Utilities | 100
natural gas peaker | Hillsdale | 1829_G_6 | 1829 | G | 6 |  | Combustion Turbine | IC Engine | MIS_LMI | Michigan | 26 | Hillsdale | 59 | 26059 | 6 | 10745 | 1976 | 9999 |  |  | N | Natural Gas, Distillate Fuel Oil | [12 empty] | 1.67 | 1.061 | 1.061 | 1.061 | 1.061 | [11 empty] | Hillsdale Board of Public Utilities | 100 | Hillsdale Board of Public Utilities | 100
natural gas peaker | Plant Four | 1840_G_CT1 | 1840 | G | CT1 |  | Combustion Turbine |  | MIS_WUMS | Michigan | 26 | Marquette | 103 | 26103 | 20 | 25000 | 1979 | 9999 |  |  | N | Distillate Fuel Oil | [12 empty] | 1.67 | 1.01 | 1.01 | 1.01 | 1.01 | [11 empty] | Marquette Board of Light & Power | 100 | Marquette Board of Light & Power | 100
hydro | James R Smith | 1842_G_1 | 1842 | G | 1 |  | Hydro |  | MIS_WUMS | Michigan | 26 | Marquette | 103 | 26103 | 1.6 | 0 | 1919 | 9999 |  |  | N | Hydro | [13 empty] | 0 | 0 | 0 | 0 | [11 empty] | Marquette Board of Light & Power | 100 | Marquette Board of Light & Power | 100
hydro | James R Smith | 1842_G_2 | 1842 | G | 2 |  | Hydro |  | MIS_WUMS | Michigan | 26 | Marquette | 103 | 26103 | 1.6 | 0 | 1922 | 9999 |  |  | N | Hydro | [13 empty] | 0 | 0 | 0 | 0 | [11 empty] | Marquette Board of Light & Power | 100 | Marquette Board of Light & Power | 100
hydro | Marshall (MI) | 1844_G_1 | 1844 | G | 1 |  | Hydro |  | MIS_LMI | Michigan | 26 | Calhoun | 25 | 26025 | 0.1 | 0 | 1928 | 9999 |  |  | N | Hydro | [13 empty] | 0 | 0 | 0 | 0 | [11 empty] | Marshall Electric Utility MI (City of) | 100 | Marshall Electric Utility MI (City of) | 100
hydro | Marshall (MI) | 1844_G_3 | 1844 | G | 3 |  | Hydro |  | MIS_LMI | Michigan | 26 | Calhoun | 25 | 26025 | 0.1 | 0 | 1929 | 9999 |  |  | N | Hydro | [13 empty] | 0 | 0 | 0 | 0 | [11 empty] | Marshall Electric Utility MI (City of) | 100 | Marshall Electric Utility MI (City of) | 100
natural gas peaker | Marshall (MI) | 1844_G_IC5 | 1844 | G | IC5 |  | Combustion Turbine | IC Engine | MIS_LMI | Michigan | 26 | Calhoun | 25 | 26025 | 1.4 | 18000 | 1948 | 9999 |  |  | N | Natural Gas, Distillate Fuel Oil | [12 empty] | 1.67 | 1.061 | 1.061 | 1.061 | 1.061 | [11 empty] | Marshall Electric Utility MI (City of) | 100 | Marshall Electric Utility MI (City of) | 100
natural gas peaker | Marshall (MI) | 1844_G_IC3 | 1844 | G | IC3 |  | Combustion Turbine | IC Engine | MIS_LMI | Michigan | 26 | Calhoun | 25 | 26025 | 1.9 | 18000 | 1973 | 9999 |  |  | N | Natural Gas, Distillate Fuel Oil | [12 empty] | 1.67 | 3.0777 | 3.0777 | 3.0777 | 3.0777 | [11 empty] | Marshall Electric Utility MI (City of) | 100 | Marshall Electric Utility MI (City of) | 100
natural gas peaker | Marshall (MI) | 1844_G_IC6 | 1844 | G | IC6 |  | Combustion Turbine | IC Engine | MIS_LMI | Michigan | 26 | Calhoun | 25 | 26025 | 5.6 | 18000 | 1978 | 9999 |  |  | N | Natural Gas, Distillate Fuel Oil | [12 empty] | 1.67 | 2.9811 | 2.9811 | 2.9811 | 2.9811 | [11 empty] | Marshall Electric Utility MI (City of) | 100 | Marshall Electric Utility MI (City of) | 100
natural gas peaker | Newberry | 1846_G_2 | 1846 | G | 2 |  | Combustion Turbine | IC Engine | MIS_WUMS | Michigan | 26 | Luce | 95 | 26095 | 0.5 | 11703 | 1948 | 9999 |  |  | N | Distillate Fuel Oil | [12 empty] | 1.67 | 1.6498 | 1.6498 | 1.6498 | 1.6498 | [11 empty] | Newberry Water & Light Board | 100 | Newberry Water & Light Board | 100
natural gas peaker | Newberry | 1846_G_1 | 1846 | G | 1 |  | Combustion Turbine | IC Engine | MIS_WUMS | Michigan | 26 | Luce | 95 | 26095 | 2.5 | 11632 | 1974 | 9999 |  |  | N | Distillate Fuel Oil | [12 empty] | 1.67 | 1.6498 | 1.6498 | 1.6498 | 1.6498 | [11 empty] | Newberry Water & Light Board | 100 | Newberry Water & Light Board | 100
natural gas peaker | Newberry | 1846_G_4 | 1846 | G | 4 |  | Combustion Turbine | IC Engine | MIS_WUMS | Michigan | 26 | Luce | 95 | 26095 | 1.5 | 11703 | 1988 | 9999 |  |  | N | Distillate Fuel Oil | [12 empty] | 1.67 | 1.6498 | 1.6498 | 1.6498 | 1.6498 | [11 empty] | Newberry Water & Light Board | 100 | Newberry Water & Light Board | 100
hydro | Norway (MI) | 1848_G_1 | 1848 | G | 1 |  | Hydro |  | MIS_WUMS | Michigan | 26 | Dickinson | 43 | 26043 | 2.7 | 0 | 1905 | 9999 |  |  | N | Hydro | [13 empty] | 0 | 0 | 0 | 0 | [11 empty] | Norway MI (City of) | 100 | Norway MI (City of) | 100
hydro | Norway (MI) | 1848_G_2 | 1848 | G | 2 |  | Hydro |  | MIS_WUMS | Michigan | 26 | Dickinson | 43 | 26043 | 1.2 | 0 | 1905 | 9999 |  |  | N | Hydro | [13 empty] | 0 | 0 | 0 | 0 | [11 empty] | Norway MI (City of) | 100 | Norway MI (City of) | 100
hydro | Norway (MI) | 1848_G_4 | 1848 | G | 4 |  | Hydro |  | MIS_WUMS | Michigan | 26 | Dickinson | 43 | 26043 | 0.9 | 0 | 1986 | 9999 |  |  | N | Hydro | [13 empty] | 0 | 0 | 0 | 0 | [11 empty] | Norway MI (City of) | 100 | Norway MI (City of) | 100
hydro | Norway (MI) | 1848_G_3 | 1848 | G | 3 |  | Hydro |  | MIS_WUMS | Michigan | 26 | Dickinson | 43 | 26043 | 1.1 | 0 | 1988 | 9999 |  |  | N | Hydro | [13 empty] | 0 | 0 | 0 | 0 | [11 empty] | Norway MI (City of) | 100 | Norway MI (City of) | 100
natural gas peaker | Frank Jenkins | 1851_G_4 | 1851 | G | 4 |  | Combustion Turbine | IC Engine | MIS_LMI | Michigan | 26 | Ionia | 67 | 26067 | 0.8 | 12283 | 1950 | 9999 |  |  | N | Distillate Fuel Oil | [12 empty] | 1.67 | 1.6498 | 1.6498 | 1.6498 | 1.6498 | [11 empty] | Portland Electric Dept | 100 | Portland Electric Dept | 100
natural gas peaker | Frank Jenkins | 1851_G_5 | 1851 | G | 5 |  | Combustion Turbine | IC Engine | MIS_LMI | Michigan | 26 | Ionia | 67 | 26067 | 1.7 | 12283 | 1995 | 9999 |  |  | N | Natural Gas, Distillate Fuel Oil | [12 empty] | 1.67 | 1.6498 | 1.6498 | 1.6498 | 1.6498 | [11 empty] | Portland Electric Dept | 100 | Portland Electric Dept | 100
natural gas peaker | Frank Jenkins | 1851_G_6 | 1851 | G | 6 |  | Combustion Turbine | IC Engine | MIS_LMI | Michigan | 26 | Ionia | 67 | 26067 | 1 | 12283 | 2002 | 9999 |  |  | N | Natural Gas, Distillate Fuel Oil | [12 empty] | 1.67 | 1.6498 | 1.6498 | 1.6498 | 1.6498 | [11 empty] | Portland Electric Dept | 100 | Portland Electric Dept | 100
hydro | St Louis | 1852_G_5 | 1852 | G | 5 |  | Hydro |  | MIS_LMI | Michigan | 26 | Gratiot | 57 | 26057 | 0.2 | 0 | 1919 | 9999 |  |  | N | Hydro | [13 empty] | 0 | 0 | 0 | 0 | [11 empty] | St Louis MI (City of) | 100 | St Louis MI (City of) | 100
hydro | St Louis | 1852_G_6 | 1852 | G | 6 |  | Hydro |  | MIS_LMI | Michigan | 26 | Gratiot | 57 | 26057 | 0.2 | 0 | 1919 | 9999 |  |  | N | Hydro | [13 empty] | 0 | 0 | 0 | 0 | [11 empty] | St Louis MI (City of) | 100 | St Louis MI (City of) | 100
natural gas peaker | St Louis | 1852_G_2 | 1852 | G | 2 |  | Combustion Turbine | IC Engine | MIS_LMI | Michigan | 26 | Gratiot | 57 | 26057 | 0.6 | 10745 | 1945 | 9999 |  |  | N | Distillate Fuel Oil | [12 empty] | 1.67 | 3.491 | 3.491 | 3.491 | 3.491 | [11 empty] | St Louis MI (City of) | 100 | St Louis MI (City of) | 100
natural gas peaker | St Louis | 1852_G_3 | 1852 | G | 3 |  | Combustion Turbine | IC Engine | MIS_LMI | Michigan | 26 | Gratiot | 57 | 26057 | 0.9 | 10745 | 1951 | 9999 |  |  | N | Distillate Fuel Oil | [12 empty] | 1.67 | 3.491 | 3.491 | 3.491 | 3.491 | [11 empty] | St Louis MI (City of) | 100 | St Louis MI (City of) | 100
natural gas peaker | St Louis | 1852_G_1 | 1852 | G | 1 |  | Combustion Turbine | IC Engine | MIS_LMI | Michigan | 26 | Gratiot | 57 | 26057 | 1.3 | 10745 | 1958 | 9999 |  |  | N | Natural Gas, Distillate Fuel Oil | [12 empty] | 1.67 | 3.491 | 3.491 | 3.491 | 3.491 | [11 empty] | St Louis MI (City of) | 100 | St Louis MI (City of) | 100
natural gas peaker | St Louis | 1852_G_7 | 1852 | G | 7 |  | Combustion Turbine | IC Engine | MIS_LMI | Michigan | 26 | Gratiot | 57 | 26057 | 1.1 | 10745 | 1996 | 9999 |  |  | N | Natural Gas, Distillate Fuel Oil | [12 empty] | 1.67 | 3.491 | 3.491 | 3.491 | 3.491 | [11 empty] | St Louis MI (City of) | 100 | St Louis MI (City of) | 100
natural gas peaker | St Louis | 1852_G_8 | 1852 | G | 8 |  | Combustion Turbine | IC Engine | MIS_LMI | Michigan | 26 | Gratiot | 57 | 26057 | 1.5 | 11500 | 2003 | 9999 |  |  | N | Distillate Fuel Oil | [12 empty] | 1.67 | 3.491 | 3.491 | 3.491 | 3.491 | [11 empty] | St Louis MI (City of) | 100 | St Louis MI (City of) | 100
natural gas peaker | St Louis | 1852_G_9 | 1852 | G | 9 |  | Combustion Turbine | IC Engine | MIS_LMI | Michigan | 26 | Gratiot | 57 | 26057 | 1.1 | 10745 | 2003 | 9999 |  |  | N | Distillate Fuel Oil | [12 empty] | 1.67 | 3.491 | 3.491 | 3.491 | 3.491 | [11 empty] | St Louis MI (City of) | 100 | St Louis MI (City of) | 100
natural gas peaker | Main Street (MI) | 1853_G_2 | 1853 | G | 2 |  | Combustion Turbine | IC Engine | MIS_LMI | Michigan | 26 | Huron | 63 | 26063 | 0.8 | 16510 | 1947 | 9999 |  |  | N | Distillate Fuel Oil | [12 empty] | 1.67 | 1.6498 | 1.6498 | 1.6498 | 1.6498 | [11 empty] | Sebewaing Light & Water Dept | 100 | Sebewaing Light & Water Dept | 100
natural gas peaker | Main Street (MI) | 1853_G_1 | 1853 | G | 1 |  | Combustion Turbine | IC Engine | MIS_LMI | Michigan | 26 | Huron | 63 | 26063 | 0.9 | 16742 | 1961 | 9999 |  |  | N | Natural Gas | [12 empty] | 1.67 | 1.061 | 1.061 | 1.061 | 1.061 | [11 empty] | Sebewaing Light & Water Dept | 100 | Sebewaing Light & Water Dept | 100
natural gas peaker | Main Street (MI) | 1853_G_3 | 1853 | G | 3 |  | Combustion Turbine | IC Engine | MIS_LMI | Michigan | 26 | Huron | 63 | 26063 | 1.1 | 16829 | 1966 | 9999 |  |  | N | Natural Gas | [12 empty] | 1.67 | 1.061 | 1.061 | 1.061 | 1.061 | [11 empty] | Sebewaing Light & Water Dept | 100 | Sebewaing Light & Water Dept | 100
natural gas peaker | Main Street (MI) | 1853_G_4 | 1853 | G | 4 |  | Combustion Turbine | IC Engine | MIS_LMI | Michigan | 26 | Huron | 63 | 26063 | 1.2 | 16902 | 1966 | 9999 |  |  | N | Natural Gas | [12 empty] | 1.67 | 1.061 | 1.061 | 1.061 | 1.061 | [11 empty] | Sebewaing Light & Water Dept | 100 | Sebewaing Light & Water Dept | 100
natural gas peaker | Main Street (MI) | 1853_G_6 | 1853 | G | 6 |  | Combustion Turbine | IC Engine | MIS_LMI | Michigan | 26 | Huron | 63 | 26063 | 0.6 | 17674 | 1967 | 9999 |  |  | N | Natural Gas | [12 empty] | 1.67 | 1.061 | 1.061 | 1.061 | 1.061 | [11 empty] | Sebewaing Light & Water Dept | 100 | Sebewaing Light & Water Dept | 100
natural gas peaker | Main Street (MI) | 1853_G_5 | 1853 | G | 5 |  | Combustion Turbine | IC Engine | MIS_LMI | Michigan | 26 | Huron | 63 | 26063 | 1 | 16741 | 1979 | 9999 |  |  | N | Natural Gas | [12 empty] | 1.67 | 1.061 | 1.061 | 1.061 | 1.061 | [11 empty] | Sebewaing Light & Water Dept | 100 | Sebewaing Light & Water Dept | 100
natural gas peaker | Sturgis City Diesel Plant | 1855_G_6 | 1855 | G | 6 |  | Combustion Turbine | IC Engine | PJM_West | Michigan | 26 | St Joseph | 149 | 26149 | 6 | 20500 | 1981 | 9999 |  |  | N | Natural Gas, Distillate Fuel Oil | [12 empty] | 1.67 | 1.6498 | 1.6498 | 1.6498 | 1.6498 | [11 empty] | Sturgis MI (City of) | 100 | Sturgis MI (City of) | 100
hydro | Hydro Plant | 1856_G_1 | 1856 | G | 1 |  | Hydro |  | PJM_West | Michigan | 26 | St Joseph | 149 | 26149 | 0.4 | 0 | 1911 | 9999 |  |  | N | Hydro | [13 empty] | 0 | 0 | 0 | 0 | [11 empty] | Sturgis MI (City of) | 100 | Sturgis MI (City of) | 100
hydro | Hydro Plant | 1856_G_2 | 1856 | G | 2 |  | Hydro |  | PJM_West | Michigan | 26 | St Joseph | 149 | 26149 | 0.4 | 0 | 1911 | 9999 |  |  | N | Hydro | [13 empty] | 0 | 0 | 0 | 0 | [11 empty] | Sturgis MI (City of) | 100 | Sturgis MI (City of) | 100
hydro | Hydro Plant | 1856_G_3 | 1856 | G | 3 |  | Hydro |  | PJM_West | Michigan | 26 | St Joseph | 149 | 26149 | 0.7 | 0 | 1983 | 9999 |  |  | N | Hydro | [13 empty] | 0 | 0 | 0 | 0 | [11 empty] | Sturgis MI (City of) | 100 | Sturgis MI (City of) | 100
hydro | Hydro Plant | 1856_G_4 | 1856 | G | 4 |  | Hydro |  | PJM_West | Michigan | 26 | St Joseph | 149 | 26149 | 0.7 | 0 | 1983 | 9999 |  |  | N | Hydro | [13 empty] | 0 | 0 | 0 | 0 | [11 empty] | Sturgis MI (City of) | 100 | Sturgis MI (City of) | 100
hydro | Saint Marys Falls | 1865_G_10 | 1865 | G | 10 |  | Hydro |  | MIS_WUMS | Michigan | 26 | Chippewa | 33 | 26033 | 2.8 | 0 | 1932 | 9999 |  |  | N | Hydro | [13 empty] | 0 | 0 | 0 | 0 | [11 empty] | USACE Detroit District | 100 | U S Army Corps of Engineers | 100
hydro | Saint Marys Falls | 1865_G_1 | 1865 | G | 1 |  | Hydro |  | MIS_WUMS | Michigan | 26 | Chippewa | 33 | 26033 | 5 | 0 | 1951 | 9999 |  |  | N | Hydro | [13 empty] | 0 | 0 | 0 | 0 | [11 empty] | USACE Detroit District | 100 | U S Army Corps of Engineers | 100
hydro | Saint Marys Falls | 1865_G_2 | 1865 | G | 2 |  | Hydro |  | MIS_WUMS | Michigan | 26 | Chippewa | 33 | 26033 | 5 | 0 | 1951 | 9999 |  |  | N | Hydro | [13 empty] | 0 | 0 | 0 | 0 | [11 empty] | USACE Detroit District | 100 | U S Army Corps of Engineers | 100
hydro | Saint Marys Falls | 1865_G_3 | 1865 | G | 3 |  | Hydro |  | MIS_WUMS | Michigan | 26 | Chippewa | 33 | 26033 | 5 | 0 | 1952 | 9999 |  |  | N | Hydro | [13 empty] | 0 | 0 | 0 | 0 | [11 empty] | USACE Detroit District | 100 | U S Army Corps of Engineers | 100
hydro | Saint Marys Falls | 1865_G_3A | 1865 | G | 3A |  | Hydro |  | MIS_WUMS | Michigan | 26 | Chippewa | 33 | 26033 | 2.5 | 0 | 1954 | 9999 |  |  | N | Hydro | [13 empty] | 0 | 0 | 0 | 0 | [11 empty] | USACE Detroit District | 100 | U S Army Corps of Engineers | 100
natural gas steam turbine | Wyandotte | 1866_B_5 | 1866 | B | 5 | 1223 | O/G Steam |  | MIS_LMI | Michigan | 26 | Wayne | 163 | 26163 | 21.25 | 14500 | 1958 | 9999 | stoker/SPR | dry | N | Natural Gas |  |  |  | LNB | [8 empty] | 1.67 | 0.08662 | 0.08662 | 0.08662 | 0.08662 | [11 empty] | Wyandotte Dept of Municipal Service | 100 | Wyandotte Dept of Municipal Service | 100
natural gas steam turbine | Wyandotte | 1866_B_7 | 1866 | B | 7 | 1224 | O/G Steam |  | MIS_LMI | Michigan | 26 | Wayne | 163 | 26163 | 21.25 | 14500 | 1958 | 9999 | wall | dry | N | Natural Gas |  |  |  | LNB | [8 empty] | 1.67 | 0.09745 | 0.09745 | 0.09745 | 0.09745 | [11 empty] | Wyandotte Dept of Municipal Service | 100 | Wyandotte Dept of Municipal Service | 100
natural gas peaker | Wyandotte | 1866_G_DG1 | 1866 | G | DG1 |  | Combustion Turbine | IC Engine | MIS_LMI | Michigan | 26 | Wayne | 163 | 26163 | 1.8 | 10745 | 2007 | 9999 |  |  | N | Distillate Fuel Oil | [12 empty] | 1.67 | 1.6498 | 1.6498 | 1.6498 | 1.6498 | [11 empty] | Wyandotte Dept of Municipal Service | 100 | Wyandotte Dept of Municipal Service | 100
natural gas peaker | Wyandotte | 1866_G_DG2 | 1866 | G | DG2 |  | Combustion Turbine | IC Engine | MIS_LMI | Michigan | 26 | Wayne | 163 | 26163 | 1.8 | 10745 | 2007 | 9999 |  |  | N | Distillate Fuel Oil | [12 empty] | 1.67 | 1.6498 | 1.6498 | 1.6498 | 1.6498 | [11 empty] | Wyandotte Dept of Municipal Service | 100 | Wyandotte Dept of Municipal Service | 100
natural gas peaker | Wyandotte | 1866_G_DG3 | 1866 | G | DG3 |  | Combustion Turbine | IC Engine | MIS_LMI | Michigan | 26 | Wayne | 163 | 26163 | 1.8 | 10745 | 2007 | 9999 |  |  | N | Distillate Fuel Oil | [12 empty] | 1.67 | 1.6498 | 1.6498 | 1.6498 | 1.6498 | [11 empty] | Wyandotte Dept of Municipal Service | 100 | Wyandotte Dept of Municipal Service | 100
natural gas peaker | Zeeland | 1867_G_7 | 1867 | G | 7 |  | Combustion Turbine | IC Engine | MIS_LMI | Michigan | 26 | Ottawa | 139 | 26139 | 2 | 18000 | 1957 | 9999 |  |  | N | Natural Gas, Distillate Fuel Oil | [12 empty] | 1.67 | 1.061 | 1.061 | 1.061 | 1.061 | [11 empty] | Zeeland MI (City of) | 100 | Zeeland MI (City of) | 100
natural gas peaker | Zeeland | 1867_G_8 | 1867 | G | 8 |  | Combustion Turbine | IC Engine | MIS_LMI | Michigan | 26 | Ottawa | 139 | 26139 | 1.5 | 18000 | 1963 | 9999 |  |  | N | Natural Gas, Distillate Fuel Oil | [12 empty] | 1.67 | 1.061 | 1.061 | 1.061 | 1.061 | [11 empty] | Zeeland MI (City of) | 100 | Zeeland MI (City of) | 100
natural gas peaker | Zeeland | 1867_G_1 | 1867 | G | 1 |  | Combustion Turbine | IC Engine | MIS_LMI | Michigan | 26 | Ottawa | 139 | 26139 | 1.5 | 18000 | 1966 | 9999 |  |  | N | Natural Gas, Distillate Fuel Oil | [12 empty] | 1.67 | 1.061 | 1.061 | 1.061 | 1.061 | [11 empty] | Zeeland MI (City of) | 100 | Zeeland MI (City of) | 100
natural gas peaker | Zeeland | 1867_G_2 | 1867 | G | 2 |  | Combustion Turbine | IC Engine | MIS_LMI | Michigan | 26 | Ottawa | 139 | 26139 | 1.2 | 18000 | 1967 | 9999 |  |  | N | Natural Gas, Distillate Fuel Oil | [12 empty] | 1.67 | 1.061 | 1.061 | 1.061 | 1.061 | [11 empty] | Zeeland MI (City of) | 100 | Zeeland MI (City of) | 100
natural gas peaker | Zeeland | 1867_G_9 | 1867 | G | 9 |  | Combustion Turbine | IC Engine | MIS_LMI | Michigan | 26 | Ottawa | 139 | 26139 | 5 | 18000 | 1971 | 9999 |  |  | N | Natural Gas, Distillate Fuel Oil | [12 empty] | 1.67 | 1.061 | 1.061 | 1.061 | 1.061 | [11 empty] | Zeeland MI (City of) | 100 | Zeeland MI (City of) | 100
natural gas peaker | Zeeland | 1867_G_10 | 1867 | G | 10 |  | Combustion Turbine | IC Engine | MIS_LMI | Michigan | 26 | Ottawa | 139 | 26139 | 6 | 18000 | 1974 | 9999 |  |  | N | Natural Gas, Distillate Fuel Oil | [12 empty] | 1.67 | 1.061 | 1.061 | 1.061 | 1.061 | [11 empty] | Zeeland MI (City of) | 100 | Zeeland MI (City of) | 100
natural gas peaker | Zeeland | 1867_G_11 | 1867 | G | 11 |  | Combustion Turbine | IC Engine | MIS_LMI | Michigan | 26 | Ottawa | 139 | 26139 | 6.4 | 18000 | 1980 | 9999 |  |  | N | Natural Gas, Distillate Fuel Oil | [12 empty] | 1.67 | 1.061 | 1.061 | 1.061 | 1.061 | [11 empty] | Zeeland MI (City of) | 100 | Zeeland MI (City of) | 100
natural gas peaker | Dafter | 1868_G_4 | 1868 | G | 4 |  | Combustion Turbine | IC Engine | MIS_WUMS | Michigan | 26 | Chippewa | 33 | 26033 | 2.5 | 25000 | 1960 | 9999 |  |  | N | Distillate Fuel Oil | [12 empty] | 1.67 | 1.7251 | 1.7251 | 1.7251 | 1.7251 | [11 empty] | Cloverland Electric Coop | 100 | Cloverland Electric Coop | 100
hydro | Kleber | 1871_G_T1 | 1871 | G | T1 |  | Hydro |  | MIS_LMI | Michigan | 26 | Cheboygan | 31 | 26031 | 0.3 | 0 | 1925 | 9999 |  |  | N | Hydro | [13 empty] | 0 | 0 | 0 | 0 | [11 empty] | Tower Kleber LP | 100 | Tower Kleber LP | 100
hydro | Kleber | 1871_G_T2 | 1871 | G | T2 |  | Hydro |  | MIS_LMI | Michigan | 26 | Cheboygan | 31 | 26031 | 0.3 | 0 | 1925 | 9999 |  |  | N | Hydro | [13 empty] | 0 | 0 | 0 | 0 | [11 empty] | Tower Kleber LP | 100 | Tower Kleber LP | 100
hydro | Kleber | 1871_G_K1 | 1871 | G | K1 |  | Hydro |  | MIS_LMI | Michigan | 26 | Cheboygan | 31 | 26031 | 0.6 | 0 | 1949 | 9999 |  |  | N | Hydro | [13 empty] | 0 | 0 | 0 | 0 | [11 empty] | Tower Kleber LP | 100 | Tower Kleber LP | 100
hydro | Kleber | 1871_G_K2 | 1871 | G | K2 |  | Hydro |  | MIS_LMI | Michigan | 26 | Cheboygan | 31 | 26031 | 0.6 | 0 | 1949 | 9999 |  |  | N | Hydro | [13 empty] | 0 | 0 | 0 | 0 | [11 empty] | Tower Kleber LP | 100 | Tower Kleber LP | 100
natural gas peaker | Tower | 1873_G_GT4 | 1873 | G | GT4 |  | Combustion Turbine |  | MIS_LMI | Michigan | 26 | Cheboygan | 31 | 26031 | 19.3 | 15977 | 1971 | 9999 |  |  | N | Distillate Fuel Oil | [12 empty] | 1.67 | 0.87653 | 0.87653 | 0.87653 | 0.87653 | [11 empty] | Wolverine Power Supply Coop Inc | 100 | Wolverine Power Supply Coop Inc | 100
natural gas peaker | Caro | 1874_G_1 | 1874 | G | 1 |  | Combustion Turbine | IC Engine | MIS_LMI | Michigan | 26 | Tuscola | 157 | 26157 | 1 | 25000 | 1949 | 9999 |  |  | N | Distillate Fuel Oil | [12 empty] | 1.67 | 1.6498 | 1.6498 | 1.6498 | 1.6498 | [11 empty] | Thumb Electric Coop Michigan | 100 | Thumb Electric Coop Michigan | 100
natural gas peaker | Caro | 1874_G_2 | 1874 | G | 2 |  | Combustion Turbine | IC Engine | MIS_LMI | Michigan | 26 | Tuscola | 157 | 26157 | 1 | 25000 | 1949 | 9999 |  |  | N | Distillate Fuel Oil | [12 empty] | 1.67 | 1.6498 | 1.6498 | 1.6498 | 1.6498 | [11 empty] | Thumb Electric Coop Michigan | 100 | Thumb Electric Coop Michigan | 100
natural gas peaker | Caro | 1874_G_3 | 1874 | G | 3 |  | Combustion Turbine | IC Engine | MIS_LMI | Michigan | 26 | Tuscola | 157 | 26157 | 1 | 25000 | 1952 | 9999 |  |  | N | Distillate Fuel Oil | [12 empty] | 1.67 | 1.6498 | 1.6498 | 1.6498 | 1.6498 | [11 empty] | Thumb Electric Coop Michigan | 100 | Thumb Electric Coop Michigan | 100
natural gas peaker | Caro | 1874_G_4 | 1874 | G | 4 |  | Combustion Turbine | IC Engine | MIS_LMI | Michigan | 26 | Tuscola | 157 | 26157 | 1.5 | 25000 | 1984 | 9999 |  |  | N | Distillate Fuel Oil | [12 empty] | 1.67 | 1.6498 | 1.6498 | 1.6498 | 1.6498 | [11 empty] | Thumb Electric Coop Michigan | 100 | Thumb Electric Coop Michigan | 100
natural gas peaker | Caro | 1874_G_5 | 1874 | G | 5 |  | Combustion Turbine | IC Engine | MIS_LMI | Michigan | 26 | Tuscola | 157 | 26157 | 2 | 25000 | 1999 | 9999 |  |  | N | Distillate Fuel Oil | [12 empty] | 1.67 | 1.6498 | 1.6498 | 1.6498 | 1.6498 | [11 empty] | Thumb Electric Coop Michigan | 100 | Thumb Electric Coop Michigan | 100
natural gas peaker | Caro | 1874_G_6 | 1874 | G | 6 |  | Combustion Turbine | IC Engine | MIS_LMI | Michigan | 26 | Tuscola | 157 | 26157 | 2 | 25000 | 2000 | 9999 |  |  | N | Distillate Fuel Oil | [12 empty] | 1.67 | 1.6498 | 1.6498 | 1.6498 | 1.6498 | [11 empty] | Thumb Electric Coop Michigan | 100 | Thumb Electric Coop Michigan | 100
natural gas peaker | Ubly | 1875_G_1 | 1875 | G | 1 |  | Combustion Turbine | IC Engine | MIS_LMI | Michigan | 26 | Huron | 63 | 26063 | 0.6 | 10745 | 1938 | 9999 |  |  | N | Distillate Fuel Oil | [12 empty] | 1.67 | 1.6498 | 1.6498 | 1.6498 | 1.6498 | [11 empty] | Thumb Electric Coop Michigan | 100 | Thumb Electric Coop Michigan | 100
natural gas peaker | Ubly | 1875_G_2 | 1875 | G | 2 |  | Combustion Turbine | IC Engine | MIS_LMI | Michigan | 26 | Huron | 63 | 26063 | 0.6 | 10745 | 1938 | 9999 |  |  | N | Distillate Fuel Oil | [12 empty] | 1.67 | 1.6498 | 1.6498 | 1.6498 | 1.6498 | [11 empty] | Thumb Electric Coop Michigan | 100 | Thumb Electric Coop Michigan | 100
natural gas peaker | Ubly | 1875_G_3 | 1875 | G | 3 |  | Combustion Turbine | IC Engine | MIS_LMI | Michigan | 26 | Huron | 63 | 26063 | 0.7 | 10745 | 1938 | 9999 |  |  | N | Distillate Fuel Oil | [12 empty] | 1.67 | 1.6498 | 1.6498 | 1.6498 | 1.6498 | [11 empty] | Thumb Electric Coop Michigan | 100 | Thumb Electric Coop Michigan | 100
natural gas peaker | Ubly | 1875_G_4 | 1875 | G | 4 |  | Combustion Turbine | IC Engine | MIS_LMI | Michigan | 26 | Huron | 63 | 26063 | 0.9 | 10745 | 1947 | 9999 |  |  | N | Distillate Fuel Oil | [12 empty] | 1.67 | 1.6498 | 1.6498 | 1.6498 | 1.6498 | [11 empty] | Thumb Electric Coop Michigan | 100 | Thumb Electric Coop Michigan | 100
natural gas peaker | Ubly | 1875_G_5 | 1875 | G | 5 |  | Combustion Turbine | IC Engine | MIS_LMI | Michigan | 26 | Huron | 63 | 26063 | 1.5 | 10745 | 1987 | 9999 |  |  | N | Distillate Fuel Oil | [12 empty] | 1.67 | 1.6498 | 1.6498 | 1.6498 | 1.6498 | [11 empty] | Thumb Electric Coop Michigan | 100 | Thumb Electric Coop Michigan | 100
natural gas peaker | Ubly | 1875_G_6 | 1875 | G | 6 |  | Combustion Turbine | IC Engine | MIS_LMI | Michigan | 26 | Huron | 63 | 26063 | 1.5 | 10745 | 1993 | 9999 |  |  | N | Natural Gas, Distillate Fuel Oil | [12 empty] | 1.67 | 1.6498 | 1.6498 | 1.6498 | 1.6498 | [11 empty] | Thumb Electric Coop Michigan | 100 | Thumb Electric Coop Michigan | 100
natural gas peaker | Ubly | 1875_G_7 | 1875 | G | 7 |  | Combustion Turbine | IC Engine | MIS_LMI | Michigan | 26 | Huron | 63 | 26063 | 2.5 | 10745 | 2000 | 9999 |  |  | N | Distillate Fuel Oil | [12 empty] | 1.67 | 1.6498 | 1.6498 | 1.6498 | 1.6498 | [11 empty] | Thumb Electric Coop Michigan | 100 | Thumb Electric Coop Michigan | 100
natural gas peaker | Ubly | 1875_G_8 | 1875 | G | 8 |  | Combustion Turbine | IC Engine | MIS_LMI | Michigan | 26 | Huron | 63 | 26063 | 2.5 | 10745 | 2001 | 9999 |  |  | N | Natural Gas, Distillate Fuel Oil | [12 empty] | 1.67 | 1.6498 | 1.6498 | 1.6498 | 1.6498 | [11 empty] | Thumb Electric Coop Michigan | 100 | Thumb Electric Coop Michigan | 100
natural gas peaker | Ubly | 1875_G_9 | 1875 | G | 9 |  | Combustion Turbine | IC Engine | MIS_LMI | Michigan | 26 | Huron | 63 | 26063 | 1.5 | 10745 | 2002 | 9999 |  |  | N | Natural Gas, Distillate Fuel Oil | [12 empty] | 1.67 | 1.6498 | 1.6498 | 1.6498 | 1.6498 | [11 empty] | Thumb Electric Coop Michigan | 100 | Thumb Electric Coop Michigan | 100
natural gas peaker | George Johnson | 1877_G_11 | 1877 | G | 11 |  | Combustion Turbine | IC Engine | MIS_LMI | Michigan | 26 | Osceola | 133 | 26133 | 1 | 12283 | 1993 | 9999 |  |  | N | Distillate Fuel Oil | [12 empty] | 1.67 | 1.6498 | 1.6498 | 1.6498 | 1.6498 | [11 empty] | Wolverine Power Supply Coop Inc | 100 | Wolverine Power Supply Coop Inc | 100
natural gas peaker | George Johnson | 1877_G_10 | 1877 | G | 10 |  | Combustion Turbine |  | MIS_LMI | Michigan | 26 | Osceola | 133 | 26133 | 24.3 | 11336 | 2000 | 9999 |  |  | N | Natural Gas | [12 empty] | 1.67 | 0.12157 | 0.12157 | 0.12157 | 0.12157 | [11 empty] | Wolverine Power Supply Coop Inc | 100 | Wolverine Power Supply Coop Inc | 100
natural gas peaker | George Johnson | 1877_G_9 | 1877 | G | 9 |  | Combustion Turbine |  | MIS_LMI | Michigan | 26 | Osceola | 133 | 26133 | 24.4 | 11336 | 2000 | 9999 |  |  | N | Natural Gas | [12 empty] | 1.67 | 0.23894 | 0.23894 | 0.23894 | 0.23894 | [11 empty] | Wolverine Power Supply Coop Inc | 100 | Wolverine Power Supply Coop Inc | 100
natural gas peaker | Claude Vandyke | 1880_G_8 | 1880 | G | 8 |  | Combustion Turbine |  | MIS_LMI | Michigan | 26 | Allegan | 5 | 26005 | 20.2 | 18769 | 2001 | 9999 |  |  | N | Natural Gas | [12 empty] | 1.67 | 0.28711 | 0.28711 | 0.28711 | 0.28711 | [11 empty] | Wolverine Power Supply Coop Inc | 100 | Wolverine Power Supply Coop Inc | 100
natural gas peaker | Vestaburg | 1881_G_8 | 1881 | G | 8 |  | Combustion Turbine |  | MIS_LMI | Michigan | 26 | Montcalm | 117 | 26117 | 18.5 | 16074 | 1972 | 9999 |  |  | N | Natural Gas, Distillate Fuel Oil | [12 empty] | 1.67 | 0.2182 | 0.2182 | 0.2182 | 0.2182 | [11 empty] | Wolverine Power Supply Coop Inc | 100 | Wolverine Power Supply Coop Inc | 100
natural gas steam turbine | Syl Laskin | 1891_B_1 | 1891 | B | 1 | 1229 | O/G Steam |  | MIS_MNWI | Minnesota | 27 | St Louis | 137 | 27137 | 44 | 13873 | 1953 | 9999 | tangential | dry | N | Natural Gas |  |  |  | LNC2 | [8 empty] | 2.04 | 0.10555 | 0.10555 | 0.10555 | 0.10555 | [11 empty] | ALLETE Inc | 100 | ALLETE Inc | 100
natural gas steam turbine | Syl Laskin | 1891_B_2 | 1891 | B | 2 | 1230 | O/G Steam |  | MIS_MNWI | Minnesota | 27 | St Louis | 137 | 27137 | 44 | 13922 | 1953 | 9999 | tangential | dry | N | Natural Gas |  |  |  | LNC2 | [8 empty] | 2.04 | 0.10759 | 0.10759 | 0.10759 | 0.10759 | [11 empty] | ALLETE Inc | 100 | ALLETE Inc | 100
hydro | Blanchard | 1892_G_1 | 1892 | G | 1 |  | Hydro |  | MIS_MNWI | Minnesota | 27 | Morrison | 97 | 27097 | 5.4 | 0 | 1925 | 9999 |  |  | N | Hydro | [13 empty] | 0 | 0 | 0 | 0 | [11 empty] | ALLETE Inc | 100 | ALLETE Inc | 100
hydro | Blanchard | 1892_G_2 | 1892 | G | 2 |  | Hydro |  | MIS_MNWI | Minnesota | 27 | Morrison | 97 | 27097 | 5.4 | 0 | 1925 | 9999 |  |  | N | Hydro | [13 empty] | 0 | 0 | 0 | 0 | [11 empty] | ALLETE Inc | 100 | ALLETE Inc | 100
hydro | Blanchard | 1892_G_3 | 1892 | G | 3 |  | Hydro |  | MIS_MNWI | Minnesota | 27 | Morrison | 97 | 27097 | 5.4 | 0 | 1988 | 9999 |  |  | N | Hydro | [13 empty] | 0 | 0 | 0 | 0 | [11 empty] | ALLETE Inc | 100 | ALLETE Inc | 100
hard coal | Clay Boswell | 1893_B_3 | 1893 | B | 3 | 1233 | Coal Steam |  | MIS_MNWI | Minnesota | 27 | Itasca | 61 | 27061 | 364 | 10599 | 1973 | 2030 | tangential | dry | N | Subbituminous | Wet Scrubber | 2009 | 0.95 | LNC2 + NH3 | SCR | 2009 |  | B | NA | ACI | 2009 |  | 0.09 | 0.3382 | 0.05684 | 0.3382 | 0.05684 | 0.1 | 0.1 | 0.1 | 0.99 | [7 empty] | ALLETE Inc | 100 | ALLETE Inc | 100
hard coal | Clay Boswell | 1893_B_4 | 1893 | B | 4 | 1234 | Coal Steam |  | MIS_MNWI | Minnesota | 27 | Itasca | 61 | 27061 | 584 | 10639 | 1980 | 2035 | tangential | dry | N | Subbituminous | Dry Scrubber | 2015 | 0.961 | LNC3 | SNCR |  | 2010 | B | NA | ACI | 2015 |  | 0.33 | 0.3108 | 0.1037 | 0.3108 | 0.1037 | 0.1 | 0.1 | 0.1 | 0.99 | Yes | 2015 | [5 empty] | ALLETE Inc | 80 | ALLETE Inc | 80
natural gas peaker | Clay Boswell | 1893_G_D4 | 1893 | G | D4 |  | Combustion Turbine | IC Engine | MIS_MNWI | Minnesota | 27 | Itasca | 61 | 27061 | 0.8 | 12283 | 1980 | 9999 |  |  | N | Distillate Fuel Oil | [13 empty] | 1.6498 | 1.6498 | 1.6498 | 1.6498 | [11 empty] | ALLETE Inc | 80 | ALLETE Inc | 80
hydro | Fond Du Lac | 1894_G_1 | 1894 | G | 1 |  | Hydro |  | MIS_MNWI | Minnesota | 27 | St Louis | 137 | 27137 | 13.1 | 0 | 1924 | 9999 |  |  | N | Hydro | [13 empty] | 0 | 0 | 0 | 0 | [11 empty] | ALLETE Inc | 100 | ALLETE Inc | 100
hydro | Knife Falls | 1895_G_1 | 1895 | G | 1 |  | Hydro |  | MIS_MNWI | Minnesota | 27 | Carlton | 17 | 27017 | 0.8 | 0 | 1922 | 9999 |  |  | N | Hydro | [13 empty] | 0 | 0 | 0 | 0 | [11 empty] | ALLETE Inc | 100 | ALLETE Inc | 100
hydro | Knife Falls | 1895_G_2 | 1895 | G | 2 |  | Hydro |  | MIS_MNWI | Minnesota | 27 | Carlton | 17 | 27017 | 0.8 | 0 | 1922 | 9999 |  |  | N | Hydro | [13 empty] | 0 | 0 | 0 | 0 | [11 empty] | ALLETE Inc | 100 | ALLETE Inc | 100
hydro | Knife Falls | 1895_G_3 | 1895 | G | 3 |  | Hydro |  | MIS_MNWI | Minnesota | 27 | Carlton | 17 | 27017 | 0.7 | 0 | 1922 | 9999 |  |  | N | Hydro | [13 empty] | 0 | 0 | 0 | 0 | [11 empty] | ALLETE Inc | 100 | ALLETE Inc | 100
hydro | Little Falls (MN) | 1896_G_5 | 1896 | G | 5 |  | Hydro |  | MIS_MNWI | Minnesota | 27 | Morrison | 97 | 27097 | 0.5 | 0 | 1906 | 9999 |  |  | N | Hydro | [13 empty] | 0 | 0 | 0 | 0 | [11 empty] | ALLETE Inc | 100 | ALLETE Inc | 100
hydro | Little Falls (MN) | 1896_G_6 | 1896 | G | 6 |  | Hydro |  | MIS_MNWI | Minnesota | 27 | Morrison | 97 | 27097 | 0.5 | 0 | 1906 | 9999 |  |  | N | Hydro | [13 empty] | 0 | 0 | 0 | 0 | [11 empty] | ALLETE Inc | 100 | ALLETE Inc | 100
hydro | Little Falls (MN) | 1896_G_1 | 1896 | G | 1 |  | Hydro |  | MIS_MNWI | Minnesota | 27 | Morrison | 97 | 27097 | 0.9 | 0 | 1919 | 9999 |  |  | N | Hydro | [13 empty] | 0 | 0 | 0 | 0 | [11 empty] | ALLETE Inc | 100 | ALLETE Inc | 100
hydro | Little Falls (MN) | 1896_G_2 | 1896 | G | 2 |  | Hydro |  | MIS_MNWI | Minnesota | 27 | Morrison | 97 | 27097 | 0.9 | 0 | 1919 | 9999 |  |  | N | Hydro | [13 empty] | 0 | 0 | 0 | 0 | [11 empty] | ALLETE Inc | 100 | ALLETE Inc | 100
hydro | Little Falls (MN) | 1896_G_3 | 1896 | G | 3 |  | Hydro |  | MIS_MNWI | Minnesota | 27 | Morrison | 97 | 27097 | 1 | 0 | 1920 | 9999 |  |  | N | Hydro | [13 empty] | 0 | 0 | 0 | 0 | [11 empty] | ALLETE Inc | 100 | ALLETE Inc | 100
hydro | Little Falls (MN) | 1896_G_4 | 1896 | G | 4 |  | Hydro |  | MIS_MNWI | Minnesota | 27 | Morrison | 97 | 27097 | 1.3 | 0 | 1979 | 9999 |  |  | N | Hydro | [13 empty] | 0 | 0 | 0 | 0 | [11 empty] | ALLETE Inc | 100 | ALLETE Inc | 100
biomass | M L Hibbard | 1897_B_3 | 1897 | B | 3 | 1235 | Biomass |  | MIS_MNWI | Minnesota | 27 | St Louis | 137 | 27137 | 30 | 6336 | 1988 | 9999 | stoker/SPR | dry | Y | Biomass |  |  |  | OFA |  |  |  | ESPC | No |  |  |  | 1.17 | 0.31781 | 0.31781 | 0.31781 | 0.31781 | [11 empty] | ALLETE Inc | 100 | ALLETE Inc | 100
biomass | M L Hibbard | 1897_B_4 | 1897 | B | 4 | 1236 | Biomass |  | MIS_MNWI | Minnesota | 27 | St Louis | 137 | 27137 | 30 | 6336 | 1988 | 9999 | stoker/SPR | dry | Y | Biomass |  |  |  | OFA |  |  |  | ESPC | No |  |  |  | 1.17 | 0.32618 | 0.32618 | 0.32618 | 0.32618 | [11 empty] | ALLETE Inc | 100 | ALLETE Inc | 100
hydro | Pillager | 1898_G_1 | 1898 | G | 1 |  | Hydro |  | MIS_MNWI | Minnesota | 27 | Cass | 21 | 27021 | 0.9 | 0 | 1917 | 9999 |  |  | N | Hydro | [13 empty] | 0 | 0 | 0 | 0 | [11 empty] | ALLETE Inc | 100 | ALLETE Inc | 100
hydro | Pillager | 1898_G_2 | 1898 | G | 2 |  | Hydro |  | MIS_MNWI | Minnesota | 27 | Cass | 21 | 27021 | 0.8 | 0 | 1917 | 9999 |  |  | N | Hydro | [13 empty] | 0 | 0 | 0 | 0 | [11 empty] | ALLETE Inc | 100 | ALLETE Inc | 100
hydro | Scanlon | 1899_G_1 | 1899 | G | 1 |  | Hydro |  | MIS_MNWI | Minnesota | 27 | Carlton | 17 | 27017 | 0.4 | 0 | 1923 | 9999 |  |  | N | Hydro | [13 empty] | 0 | 0 | 0 | 0 | [11 empty] | ALLETE Inc | 100 | ALLETE Inc | 100
hydro | Scanlon | 1899_G_2 | 1899 | G | 2 |  | Hydro |  | MIS_MNWI | Minnesota | 27 | Carlton | 17 | 27017 | 0.4 | 0 | 1923 | 9999 |  |  | N | Hydro | [13 empty] | 0 | 0 | 0 | 0 | [11 empty] | ALLETE Inc | 100 | ALLETE Inc | 100
hydro | Scanlon | 1899_G_3 | 1899 | G | 3 |  | Hydro |  | MIS_MNWI | Minnesota | 27 | Carlton | 17 | 27017 | 0.4 | 0 | 1923 | 9999 |  |  | N | Hydro | [13 empty] | 0 | 0 | 0 | 0 | [11 empty] | ALLETE Inc | 100 | ALLETE Inc | 100
hydro | Scanlon | 1899_G_4 | 1899 | G | 4 |  | Hydro |  | MIS_MNWI | Minnesota | 27 | Carlton | 17 | 27017 | 0.4 | 0 | 1923 | 9999 |  |  | N | Hydro | [13 empty] | 0 | 0 | 0 | 0 | [11 empty] | ALLETE Inc | 100 | ALLETE Inc | 100
hydro | Sylvan | 1900_G_1 | 1900 | G | 1 |  | Hydro |  | MIS_MNWI | Minnesota | 27 | Cass | 21 | 27021 | 0.6 | 0 | 1913 | 9999 |  |  | N | Hydro | [13 empty] | 0 | 0 | 0 | 0 | [11 empty] | ALLETE Inc | 100 | ALLETE Inc | 100
hydro | Sylvan | 1900_G_2 | 1900 | G | 2 |  | Hydro |  | MIS_MNWI | Minnesota | 27 | Cass | 21 | 27021 | 0.6 | 0 | 1913 | 9999 |  |  | N | Hydro | [13 empty] | 0 | 0 | 0 | 0 | [11 empty] | ALLETE Inc | 100 | ALLETE Inc | 100
hydro | Sylvan | 1900_G_3 | 1900 | G | 3 |  | Hydro |  | MIS_MNWI | Minnesota | 27 | Cass | 21 | 27021 | 0.6 | 0 | 1915 | 9999 |  |  | N | Hydro | [13 empty] | 0 | 0 | 0 | 0 | [11 empty] | ALLETE Inc | 100 | ALLETE Inc | 100
hydro | Thomson | 1901_G_1 | 1901 | G | 1 |  | Hydro |  | MIS_MNWI | Minnesota | 27 | Carlton | 17 | 27017 | 12.5 | 0 | 1907 | 9999 |  |  | N | Hydro | [13 empty] | 0 | 0 | 0 | 0 | [11 empty] | ALLETE Inc | 100 | ALLETE Inc | 100
hydro | Thomson | 1901_G_2 | 1901 | G | 2 |  | Hydro |  | MIS_MNWI | Minnesota | 27 | Carlton | 17 | 27017 | 12.5 | 0 | 1907 | 9999 |  |  | N | Hydro | [13 empty] | 0 | 0 | 0 | 0 | [11 empty] | ALLETE Inc | 100 | ALLETE Inc | 100
hydro | Thomson | 1901_G_3 | 1901 | G | 3 |  | Hydro |  | MIS_MNWI | Minnesota | 27 | Carlton | 17 | 27017 | 12.5 | 0 | 1907 | 9999 |  |  | N | Hydro | [13 empty] | 0 | 0 | 0 | 0 | [11 empty] | ALLETE Inc | 100 | ALLETE Inc | 100
hydro | Thomson | 1901_G_4 | 1901 | G | 4 |  | Hydro |  | MIS_MNWI | Minnesota | 27 | Carlton | 17 | 27017 | 12.1 | 0 | 1914 | 9999 |  |  | N | Hydro | [13 empty] | 0 | 0 | 0 | 0 | [11 empty] | ALLETE Inc | 100 | ALLETE Inc | 100
hydro | Thomson | 1901_G_5 | 1901 | G | 5 |  | Hydro |  | MIS_MNWI | Minnesota | 27 | Carlton | 17 | 27017 | 11.9 | 0 | 1919 | 9999 |  |  | N | Hydro | [13 empty] | 0 | 0 | 0 | 0 | [11 empty] | ALLETE Inc | 100 | ALLETE Inc | 100
hydro | Thomson | 1901_G_6 | 1901 | G | 6 |  | Hydro |  | MIS_MNWI | Minnesota | 27 | Carlton | 17 | 27017 | 14.7 | 0 | 1949 | 9999 |  |  | N | Hydro | [13 empty] | 0 | 0 | 0 | 0 | [11 empty] | ALLETE Inc | 100 | ALLETE Inc | 100
hydro | Winton | 1902_G_2 | 1902 | G | 2 |  | Hydro |  | MIS_MNWI | Minnesota | 27 | Lake | 75 | 27075 | 2.1 | 0 | 1923 | 9999 |  |  | N | Hydro | [13 empty] | 0 | 0 | 0 | 0 | [11 empty] | ALLETE Inc | 100 | ALLETE Inc | 100
hydro | Winton | 1902_G_3 | 1902 | G | 3 |  | Hydro |  | MIS_MNWI | Minnesota | 27 | Lake | 75 | 27075 | 2 | 0 | 1923 | 9999 |  |  | N | Hydro | [13 empty] | 0 | 0 | 0 | 0 | [11 empty] | ALLETE Inc | 100 | ALLETE Inc | 100
natural gas combined cycle | Black Dog | 1904_G_2 | 1904 | G | 2 |  | Combined Cycle |  | MIS_MNWI | Minnesota | 27 | Dakota | 37 | 27037 | 117 | 7422 | 1954 | 9999 |  |  | N | Natural Gas |  |  |  |  | SCR | [7 empty] | 0.006 | 0.0144 | 0.0144 | 0.0144 | 0.0144 | [11 empty] | Northern States Power Co (Minnesota) | 100 | Xcel Energy Inc | 100
natural gas combined cycle | Black Dog | 1904_G_5 | 1904 | G | 5 | 1241 | Combined Cycle |  | MIS_MNWI | Minnesota | 27 | Dakota | 37 | 27037 | 165 | 7422 | 2002 | 9999 |  |  | N | Natural Gas |  |  |  |  | SCR | [7 empty] | 0.006 | 0.0144 | 0.0144 | 0.0144 | 0.0144 | [11 empty] | Northern States Power Co (Minnesota) | 100 | Xcel Energy Inc | 100
natural gas peaker | Black Dog | 1904_G_6-1 | 1904 | G | 6-1 | 91235 | Combustion Turbine |  | MIS_MNWI | Minnesota | 27 | Dakota | 37 | 27037 | 212 | 10745 | 2018 | 9999 |  |  | N | Natural Gas | [13 empty] | 0.02873 | 0.02873 | 0.02873 | 0.02873 | [11 empty] | Northern States Power Co (Minnesota) | 100 | Xcel Energy Inc | 100
hydro | Hennepin Island | 1911_G_1 | 1911 | G | 1 |  | Hydro |  | MIS_MNWI | Minnesota | 27 | Hennepin | 53 | 27053 | 1.2 | 0 | 1954 | 9999 |  |  | N | Hydro | [13 empty] | 0 | 0 | 0 | 0 | [11 empty] | Northern States Power Co (Minnesota) | 100 | Xcel Energy Inc | 100
hydro | Hennepin Island | 1911_G_4 | 1911 | G | 4 |  | Hydro |  | MIS_MNWI | Minnesota | 27 | Hennepin | 53 | 27053 | 1.2 | 0 | 1954 | 9999 |  |  | N | Hydro | [13 empty] | 0 | 0 | 0 | 0 | [11 empty] | Northern States Power Co (Minnesota) | 100 | Xcel Energy Inc | 100
hydro | Hennepin Island | 1911_G_2 | 1911 | G | 2 |  | Hydro |  | MIS_MNWI | Minnesota | 27 | Hennepin | 53 | 27053 | 1.2 | 0 | 1955 | 9999 |  |  | N | Hydro | [13 empty] | 0 | 0 | 0 | 0 | [11 empty] | Northern States Power Co (Minnesota) | 100 | Xcel Energy Inc | 100
hydro | Hennepin Island | 1911_G_3 | 1911 | G | 3 |  | Hydro |  | MIS_MNWI | Minnesota | 27 | Hennepin | 53 | 27053 | 1.2 | 0 | 1955 | 9999 |  |  | N | Hydro | [13 empty] | 0 | 0 | 0 | 0 | [11 empty] | Northern States Power Co (Minnesota) | 100 | Xcel Energy Inc | 100
hydro | Hennepin Island | 1911_G_5 | 1911 | G | 5 |  | Hydro |  | MIS_MNWI | Minnesota | 27 | Hennepin | 53 | 27053 | 1.3 | 0 | 1955 | 9999 |  |  | N | Hydro | [13 empty] | 0 | 0 | 0 | 0 | [11 empty] | Northern States Power Co (Minnesota) | 100 | Xcel Energy Inc | 100
natural gas combined cycle | High Bridge | 1912_G_7 | 1912 | G | 7 | 89581 | Combined Cycle |  | MIS_MNWI | Minnesota | 27 | Ramsey | 123 | 27123 | 152 | 7063 | 2008 | 9999 |  |  | N | Natural Gas |  |  |  | DLNB | SCR | [7 empty] | 0.06 | 0.01329 | 0.01329 | 0.01329 | 0.01329 | [11 empty] | Northern States Power Co (Minnesota) | 100 | Xcel Energy Inc | 100
natural gas combined cycle | High Bridge | 1912_G_8 | 1912 | G | 8 | 89582 | Combined Cycle |  | MIS_MNWI | Minnesota | 27 | Ramsey | 123 | 27123 | 152 | 7063 | 2008 | 9999 |  |  | N | Natural Gas |  |  |  | DLNB | SCR | [7 empty] | 0.06 | 0.01329 | 0.01329 | 0.01329 | 0.01329 | [11 empty] | Northern States Power Co (Minnesota) | 100 | Xcel Energy Inc | 100
natural gas combined cycle | High Bridge | 1912_G_9 | 1912 | G | 9 | 89581 | Combined Cycle |  | MIS_MNWI | Minnesota | 27 | Ramsey | 123 | 27123 | 226 | 7063 | 2008 | 9999 |  |  | N | Natural Gas |  |  |  | DLNB | SCR | [8 empty] | 0.01329 | 0.01329 | 0.01329 | 0.01329 | [11 empty] | Northern States Power Co (Minnesota) | 100 | Xcel Energy Inc | 100
hard coal | Allen S King | 1915_B_1 | 1915 | B | 1 | 1248 | Coal Steam |  | MIS_MNWI | Minnesota | 27 | Washington | 163 | 27163 | 511 | 9792 | 1968 | 2029 | cyclone | wet | N | Subbituminous | Dry Scrubber | 2007 | 0.9 | OFA | SCR | 2008 |  | ESPC + B | Yes | ACI | 2010 |  | 0.12 | 0.9185 | 0.09614 | 0.9185 | 0.09614 | 0.1 | 0.1 | 0.1 | 0.95 | [7 empty] | Northern States Power Co (Minnesota) | 100 | Xcel Energy Inc | 100
nuclear | Monticello Nuclear Facility | 1922_G_1 | 1922 | G | 1 |  | Nuclear |  | MIS_MNWI | Minnesota | 27 | Wright | 171 | 27171 | 617 | 10456 | 1971 | 9999 |  |  | N | Nuclear Fuel | [13 empty] | 0 | 0 | 0 | 0 | [11 empty] | Northern States Power Co (Minnesota) | 100 | Xcel Energy Inc | 100
nuclear | Prairie Island | 1925_G_1 | 1925 | G | 1 |  | Nuclear |  | MIS_MNWI | Minnesota | 27 | Goodhue | 49 | 27049 | 521 | 10456 | 1974 | 9999 |  |  | N | Nuclear Fuel | [13 empty] | 0 | 0 | 0 | 0 | [11 empty] | Northern States Power Co (Minnesota) | 100 | Xcel Energy Inc | 100
nuclear | Prairie Island | 1925_G_2 | 1925 | G | 2 |  | Nuclear |  | MIS_MNWI | Minnesota | 27 | Goodhue | 49 | 27049 | 519 | 10456 | 1974 | 9999 |  |  | N | Nuclear Fuel | [13 empty] | 0 | 0 | 0 | 0 | [11 empty] | Northern States Power Co (Minnesota) | 100 | Xcel Energy Inc | 100
natural gas combined cycle | Riverside (MN) | 1927_G_ST7 | 1927 | G | ST7 | 89646 | Combined Cycle |  | MIS_MNWI | Minnesota | 27 | Hennepin | 53 | 27053 | 160 | 7269 | 1987 | 9999 |  |  | N | Natural Gas |  |  |  | DLNB | SCR | [8 empty] | 0.017006 | 0.017006 | 0.017006 | 0.017006 | [11 empty] | Northern States Power Co (Minnesota) | 100 | Xcel Energy Inc | 100
natural gas combined cycle | Riverside (MN) | 1927_G_10 | 1927 | G | 10 | 89647 | Combined Cycle |  | MIS_MNWI | Minnesota | 27 | Hennepin | 53 | 27053 | 147 | 7269 | 2009 | 9999 |  |  | N | Natural Gas |  |  |  | DLNB | SCR | [7 empty] | 0.06 | 0.017006 | 0.017006 | 0.017006 | 0.017006 | [11 empty] | Northern States Power Co (Minnesota) | 100 | Xcel Energy Inc | 100
natural gas combined cycle | Riverside (MN) | 1927_G_9 | 1927 | G | 9 | 89646 | Combined Cycle |  | MIS_MNWI | Minnesota | 27 | Hennepin | 53 | 27053 | 147 | 7269 | 2009 | 9999 |  |  | N | Natural Gas |  |  |  | DLNB | SCR | [7 empty] | 0.06 | 0.017006 | 0.017006 | 0.017006 | 0.017006 | [11 empty] | Northern States Power Co (Minnesota) | 100 | Xcel Energy Inc | 100
natural gas peaker | St James | 1929_G_1 | 1929 | G | 1 |  | Combustion Turbine | IC Engine | MIS_MNWI | Minnesota | 27 | Watonwan | 165 | 27165 | 2 | 10745 | 2002 | 9999 |  |  | N | Distillate Fuel Oil | [13 empty] | 2.558 | 2.558 | 2.558 | 2.558 | [11 empty] | St James MN (City of) | 100 | St James MN (City of) | 100
natural gas peaker | St James | 1929_G_2 | 1929 | G | 2 |  | Combustion Turbine | IC Engine | MIS_MNWI | Minnesota | 27 | Watonwan | 165 | 27165 | 2 | 10745 | 2002 | 9999 |  |  | N | Distillate Fuel Oil | [13 empty] | 2.5602 | 2.5602 | 2.5602 | 2.5602 | [11 empty] | St James MN (City of) | 100 | St James MN (City of) | 100
natural gas peaker | St James | 1929_G_3 | 1929 | G | 3 |  | Combustion Turbine | IC Engine | MIS_MNWI | Minnesota | 27 | Watonwan | 165 | 27165 | 2 | 10745 | 2002 | 9999 |  |  | N | Distillate Fuel Oil | [13 empty] | 2.6403 | 2.6403 | 2.6403 | 2.6403 | [11 empty] | St James MN (City of) | 100 | St James MN (City of) | 100
natural gas peaker | St James | 1929_G_4 | 1929 | G | 4 |  | Combustion Turbine | IC Engine | MIS_MNWI | Minnesota | 27 | Watonwan | 165 | 27165 | 2 | 10745 | 2002 | 9999 |  |  | N | Distillate Fuel Oil | [13 empty] | 2.7646 | 2.7646 | 2.7646 | 2.7646 | [11 empty] | St James MN (City of) | 100 | St James MN (City of) | 100
natural gas peaker | St James | 1929_G_5 | 1929 | G | 5 |  | Combustion Turbine | IC Engine | MIS_MNWI | Minnesota | 27 | Watonwan | 165 | 27165 | 2 | 10745 | 2002 | 9999 |  |  | N | Distillate Fuel Oil | [13 empty] | 2.7414 | 2.7414 | 2.7414 | 2.7414 | [11 empty] | St James MN (City of) | 100 | St James MN (City of) | 100
natural gas peaker | St James | 1929_G_6 | 1929 | G | 6 |  | Combustion Turbine | IC Engine | MIS_MNWI | Minnesota | 27 | Watonwan | 165 | 27165 | 2 | 10745 | 2002 | 9999 |  |  | N | Distillate Fuel Oil | [13 empty] | 2.7772 | 2.7772 | 2.7772 | 2.7772 | [11 empty] | St James MN (City of) | 100 | St James MN (City of) | 100
hydro | Hoot Lake | 1943_G_H1 | 1943 | G | H1 |  | Hydro |  | MIS_MAPP | Minnesota | 27 | Otter Tail | 111 | 27111 | 0.8 | 0 | 1914 | 9999 |  |  | N | Hydro | [13 empty] | 0 | 0 | 0 | 0 | [11 empty] | Otter Tail Power Co | 100 | Otter Tail Corp | 100
natural gas peaker | Adrian | 1956_G_5 | 1956 | G | 5 |  | Combustion Turbine | IC Engine | MIS_LMI | Minnesota | 27 | Nobles | 105 | 27105 | 2 | 10745 | 2005 | 9999 |  |  | N | Distillate Fuel Oil | [13 empty] | 1.6498 | 1.6498 | 1.6498 | 1.6498 | [11 empty] | Adrian Public Utilities Commission | 100 | Adrian Public Utilities Commission | 100
natural gas peaker | Alexandria | 1958_G_IC1 | 1958 | G | IC1 |  | Combustion Turbine | IC Engine | MIS_MNWI | Minnesota | 27 | Douglas | 41 | 27041 | 1 | 10745 | 1948 | 9999 |  |  | N | Distillate Fuel Oil | [13 empty] | 1.6498 | 1.6498 | 1.6498 | 1.6498 | [11 empty] | Alexandria MN (City of) | 100 | Alexandria MN (City of) | 100
natural gas peaker | Alexandria | 1958_G_IC2 | 1958 | G | IC2 |  | Combustion Turbine | IC Engine | MIS_MNWI | Minnesota | 27 | Douglas | 41 | 27041 | 3.6 | 10745 | 1967 | 9999 |  |  | N | Distillate Fuel Oil | [13 empty] | 1.6498 | 1.6498 | 1.6498 | 1.6498 | [11 empty] | Alexandria MN (City of) | 100 | Alexandria MN (City of) | 100
natural gas peaker | Alexandria | 1958_G_IC3 | 1958 | G | IC3 |  | Combustion Turbine | IC Engine | MIS_MNWI | Minnesota | 27 | Douglas | 41 | 27041 | 3.6 | 10745 | 1967 | 9999 |  |  | N | Distillate Fuel Oil | [13 empty] | 1.6498 | 1.6498 | 1.6498 | 1.6498 | [11 empty] | Alexandria MN (City of) | 100 | Alexandria MN (City of) | 100
natural gas peaker | Benson City of | 1964_G_10 | 1964 | G | 10 |  | Combustion Turbine | IC Engine | MIS_MNWI | Minnesota | 27 | Swift | 151 | 27151 | 1.8 | 10745 | 2002 | 9999 |  |  | N | Distillate Fuel Oil | [13 empty] | 3.7438 | 3.7438 | 3.7438 | 3.7438 | [11 empty] | Benson MN (City of) | 100 | Benson MN (City of) | 100
natural gas peaker | Benson City of | 1964_G_11 | 1964 | G | 11 |  | Combustion Turbine | IC Engine | MIS_MNWI | Minnesota | 27 | Swift | 151 | 27151 | 1.8 | 10745 | 2002 | 9999 |  |  | N | Distillate Fuel Oil | [13 empty] | 3.7248 | 3.7248 | 3.7248 | 3.7248 | [11 empty] | Benson MN (City of) | 100 | Benson MN (City of) | 100
natural gas peaker | Benson City of | 1964_G_7 | 1964 | G | 7 |  | Combustion Turbine | IC Engine | MIS_MNWI | Minnesota | 27 | Swift | 151 | 27151 | 1.8 | 10745 | 2002 | 9999 |  |  | N | Distillate Fuel Oil | [13 empty] | 4.2599 | 4.2599 | 4.2599 | 4.2599 | [11 empty] | Benson MN (City of) | 100 | Benson MN (City of) | 100
natural gas peaker | Benson City of | 1964_G_8 | 1964 | G | 8 |  | Combustion Turbine | IC Engine | MIS_MNWI | Minnesota | 27 | Swift | 151 | 27151 | 1.8 | 10745 | 2002 | 9999 |  |  | N | Distillate Fuel Oil | [13 empty] | 1.6292 | 1.6292 | 1.6292 | 1.6292 | [11 empty] | Benson MN (City of) | 100 | Benson MN (City of) | 100
natural gas peaker | Benson City of | 1964_G_9 | 1964 | G | 9 |  | Combustion Turbine | IC Engine | MIS_MNWI | Minnesota | 27 | Swift | 151 | 27151 | 1.8 | 10745 | 2002 | 9999 |  |  | N | Distillate Fuel Oil | [13 empty] | 3.7057 | 3.7057 | 3.7057 | 3.7057 | [11 empty] | Benson MN (City of) | 100 | Benson MN (City of) | 100
natural gas peaker | Blooming Prairie | 1966_G_4 | 1966 | G | 4 |  | Combustion Turbine | IC Engine | MIS_MNWI | Minnesota | 27 | Steele | 147 | 27147 | 1.3 | 10745 | 1974 | 9999 |  |  | N | Distillate Fuel Oil | [13 empty] | 1.6498 | 1.6498 | 1.6498 | 1.6498 | [11 empty] | Blooming Prairie Public Utilities | 100 | Blooming Prairie Public Utilities | 100
natural gas peaker | Blooming Prairie | 1966_G_5 | 1966 | G | 5 |  | Combustion Turbine | IC Engine | MIS_MNWI | Minnesota | 27 | Steele | 147 | 27147 | 2 | 10745 | 2003 | 9999 |  |  | N | Distillate Fuel Oil | [13 empty] | 1.6498 | 1.6498 | 1.6498 | 1.6498 | [11 empty] | Blooming Prairie Public Utilities | 100 | Blooming Prairie Public Utilities | 100
natural gas peaker | Blooming Prairie | 1966_G_6 | 1966 | G | 6 |  | Combustion Turbine | IC Engine | MIS_MNWI | Minnesota | 27 | Steele | 147 | 27147 | 1.9 | 10745 | 2009 | 9999 |  |  | N | Distillate Fuel Oil | [13 empty] | 1.6498 | 1.6498 | 1.6498 | 1.6498 | [11 empty] | Blooming Prairie Public Utilities | 100 | Blooming Prairie Public Utilities | 100
natural gas peaker | Blooming Prairie | 1966_G_7 | 1966 | G | 7 |  | Combustion Turbine | IC Engine | MIS_MNWI | Minnesota | 27 | Steele | 147 | 27147 | 1.3 | 10745 | 2012 | 9999 |  |  | N | Distillate Fuel Oil | [13 empty] | 1.6498 | 1.6498 | 1.6498 | 1.6498 | [11 empty] | Blooming Prairie Public Utilities | 100 | Blooming Prairie Public Utilities | 100
natural gas peaker | Blue Earth | 1967_G_IC1 | 1967 | G | IC1 |  | Combustion Turbine | IC Engine | MIS_MNWI | Minnesota | 27 | Faribault | 43 | 27043 | 1.5 | 10745 | 1960 | 9999 |  |  | N | Distillate Fuel Oil | [13 empty] | 1.6498 | 1.6498 | 1.6498 | 1.6498 | [11 empty] | Blue Earth Light & Water Dept | 100 | Blue Earth Light & Water Dept | 100
natural gas peaker | Blue Earth | 1967_G_IC3 | 1967 | G | IC3 |  | Combustion Turbine | IC Engine | MIS_MNWI | Minnesota | 27 | Faribault | 43 | 27043 | 1.6 | 10745 | 1993 | 9999 |  |  | N | Distillate Fuel Oil | [13 empty] | 1.6498 | 1.6498 | 1.6498 | 1.6498 | [11 empty] | Blue Earth Light & Water Dept | 100 | Blue Earth Light & Water Dept | 100
natural gas peaker | Blue Earth | 1967_G_IC4 | 1967 | G | IC4 |  | Combustion Turbine | IC Engine | MIS_MNWI | Minnesota | 27 | Faribault | 43 | 27043 | 1.6 | 10745 | 1993 | 9999 |  |  | N | Distillate Fuel Oil | [13 empty] | 1.6498 | 1.6498 | 1.6498 | 1.6498 | [11 empty] | Blue Earth Light & Water Dept | 100 | Blue Earth Light & Water Dept | 100
natural gas peaker | Blue Earth | 1967_G_IC5 | 1967 | G | IC5 |  | Combustion Turbine | IC Engine | MIS_MNWI | Minnesota | 27 | Faribault | 43 | 27043 | 1.6 | 10745 | 1993 | 9999 |  |  | N | Distillate Fuel Oil | [13 empty] | 1.6498 | 1.6498 | 1.6498 | 1.6498 | [11 empty] | Blue Earth Light & Water Dept | 100 | Blue Earth Light & Water Dept | 100
natural gas peaker | Blue Earth | 1967_G_IC6 | 1967 | G | IC6 |  | Combustion Turbine | IC Engine | MIS_MNWI | Minnesota | 27 | Faribault | 43 | 27043 | 1.8 | 10745 | 1996 | 9999 |  |  | N | Distillate Fuel Oil | [13 empty] | 1.6498 | 1.6498 | 1.6498 | 1.6498 | [11 empty] | Blue Earth Light & Water Dept | 100 | Blue Earth Light & Water Dept | 100
natural gas peaker | Blue Earth | 1967_G_IC7 | 1967 | G | IC7 |  | Combustion Turbine | IC Engine | MIS_MNWI | Minnesota | 27 | Faribault | 43 | 27043 | 1.1 | 10745 | 2015 | 9999 |  |  | N | Distillate Fuel Oil | [13 empty] | 1.6498 | 1.6498 | 1.6498 | 1.6498 | [11 empty] | Blue Earth Light & Water Dept | 100 | Blue Earth Light & Water Dept | 100
natural gas peaker | Blue Earth | 1967_G_IC8 | 1967 | G | IC8 |  | Combustion Turbine | IC Engine | MIS_MNWI | Minnesota | 27 | Faribault | 43 | 27043 | 1.8 | 10745 | 2015 | 9999 |  |  | N | Distillate Fuel Oil | [13 empty] | 1.6498 | 1.6498 | 1.6498 | 1.6498 | [11 empty] | Blue Earth Light & Water Dept | 100 | Blue Earth Light & Water Dept | 100
natural gas peaker | Delano | 1969_G_5 | 1969 | G | 5 |  | Combustion Turbine | IC Engine | MIS_MNWI | Minnesota | 27 | Wright | 171 | 27171 | 0.8 | 23912 | 1946 | 9999 |  |  | N | Distillate Fuel Oil | [13 empty] | 1.6498 | 1.6498 | 1.6498 | 1.6498 | [11 empty] | Delano Municipal Utilities | 100 | Delano Municipal Utilities | 100
natural gas peaker | Delano | 1969_G_2 | 1969 | G | 2 |  | Combustion Turbine | IC Engine | MIS_MNWI | Minnesota | 27 | Wright | 171 | 27171 | 1.1 | 18000 | 1972 | 9999 |  |  | N | Natural Gas | [13 empty] | 1.061 | 1.061 | 1.061 | 1.061 | [11 empty] | Delano Municipal Utilities | 100 | Delano Municipal Utilities | 100
natural gas peaker | Delano | 1969_G_3 | 1969 | G | 3 |  | Combustion Turbine | IC Engine | MIS_MNWI | Minnesota | 27 | Wright | 171 | 27171 | 1.3 | 18000 | 1973 | 9999 |  |  | N | Natural Gas | [13 empty] | 1.061 | 1.061 | 1.061 | 1.061 | [11 empty] | Delano Municipal Utilities | 100 | Delano Municipal Utilities | 100
natural gas peaker | Delano | 1969_G_6 | 1969 | G | 6 |  | Combustion Turbine | IC Engine | MIS_MNWI | Minnesota | 27 | Wright | 171 | 27171 | 1.2 | 23106 | 1989 | 9999 |  |  | N | Distillate Fuel Oil | [13 empty] | 1.6498 | 1.6498 | 1.6498 | 1.6498 | [11 empty] | Delano Municipal Utilities | 100 | Delano Municipal Utilities | 100
natural gas peaker | Delano | 1969_G_7 | 1969 | G | 7 |  | Combustion Turbine | IC Engine | MIS_MNWI | Minnesota | 27 | Wright | 171 | 27171 | 3 | 23651 | 1994 | 9999 |  |  | N | Distillate Fuel Oil | [13 empty] | 1.6498 | 1.6498 | 1.6498 | 1.6498 | [11 empty] | Delano Municipal Utilities | 100 | Delano Municipal Utilities | 100
natural gas peaker | Delano | 1969_G_8 | 1969 | G | 8 |  | Combustion Turbine | IC Engine | MIS_MNWI | Minnesota | 27 | Wright | 171 | 27171 | 3.1 | 20344 | 1999 | 9999 |  |  | N | Distillate Fuel Oil | [13 empty] | 1.6498 | 1.6498 | 1.6498 | 1.6498 | [11 empty] | Delano Municipal Utilities | 100 | Delano Municipal Utilities | 100
natural gas peaker | Detroit Lakes | 1970_G_1 | 1970 | G | 1 |  | Combustion Turbine |  | MIS_MNWI | Minnesota | 27 | Becker | 5 | 27005 | 9.6 | 18642 | 1968 | 9999 |  |  | N | Distillate Fuel Oil | [13 empty] | 1.2 | 1.2 | 1.2 | 1.2 | [11 empty] | Detroit Lakes MN (City of) | 100 | Detroit Lakes MN (City of) | 100
natural gas peaker | Elk River City of | 1971_G_1 | 1971 | G | 1 |  | Combustion Turbine | IC Engine | MIS_MNWI | Minnesota | 27 | Sherburne | 141 | 27141 | 0.5 | 23898 | 1948 | 9999 |  |  | N | Distillate Fuel Oil | [13 empty] | 1.6498 | 1.6498 | 1.6498 | 1.6498 | [11 empty] | Elk River Municipal Utilities | 100 | Elk River Municipal Utilities | 100
natural gas peaker | Elk River City of | 1971_G_2 | 1971 | G | 2 |  | Combustion Turbine | IC Engine | MIS_MNWI | Minnesota | 27 | Sherburne | 141 | 27141 | 0.5 | 23898 | 1948 | 9999 |  |  | N | Distillate Fuel Oil | [13 empty] | 1.6498 | 1.6498 | 1.6498 | 1.6498 | [11 empty] | Elk River Municipal Utilities | 100 | Elk River Municipal Utilities | 100
natural gas peaker | Elk River City of | 1971_G_3 | 1971 | G | 3 |  | Combustion Turbine | IC Engine | MIS_MNWI | Minnesota | 27 | Sherburne | 141 | 27141 | 3 | 23869 | 1962 | 9999 |  |  | N | Natural Gas, Distillate Fuel Oil | [13 empty] | 1.6498 | 1.6498 | 1.6498 | 1.6498 | [11 empty] | Elk River Municipal Utilities | 100 | Elk River Municipal Utilities | 100
natural gas peaker | Elk River City of | 1971_G_4 | 1971 | G | 4 |  | Combustion Turbine | IC Engine | MIS_MNWI | Minnesota | 27 | Sherburne | 141 | 27141 | 5 | 20500 | 1972 | 9999 |  |  | N | Natural Gas, Distillate Fuel Oil | [13 empty] | 1.6498 | 1.6498 | 1.6498 | 1.6498 | [11 empty] | Elk River Municipal Utilities | 100 | Elk River Municipal Utilities | 100
natural gas peaker | Fairfax | 1972_G_2A | 1972 | G | 2A |  | Combustion Turbine | IC Engine | MIS_MNWI | Minnesota | 27 | Renville | 129 | 27129 | 1.9 | 10745 | 2001 | 9999 |  |  | N | Distillate Fuel Oil | [13 empty] | 1.6498 | 1.6498 | 1.6498 | 1.6498 | [11 empty] | Fairfax MN (City of) | 100 | Fairfax MN (City of) | 100
natural gas peaker | Fairmont (MN) | 1973_G_6 | 1973 | G | 6 |  | Combustion Turbine | IC Engine | MIS_MNWI | Minnesota | 27 | Martin | 91 | 27091 | 6 | 10745 | 1975 | 9999 |  |  | N | Natural Gas, Distillate Fuel Oil | [13 empty] | 1.6498 | 1.6498 | 1.6498 | 1.6498 | [11 empty] | Southern Minnesota Municipal Power Agency | 100 | Southern Minnesota Municipal Power Agency | 100
natural gas peaker | Fairmont (MN) | 1973_G_7 | 1973 | G | 7 |  | Combustion Turbine | IC Engine | MIS_MNWI | Minnesota | 27 | Martin | 91 | 27091 | 6 | 10745 | 1975 | 9999 |  |  | N | Natural Gas, Distillate Fuel Oil | [13 empty] | 1.6498 | 1.6498 | 1.6498 | 1.6498 | [11 empty] | Southern Minnesota Municipal Power Agency | 100 | Southern Minnesota Municipal Power Agency | 100
natural gas peaker | Fairmont (MN) | 1973_G_10 | 1973 | G | 10 |  | Combustion Turbine | IC Engine | MIS_MNWI | Minnesota | 27 | Martin | 91 | 27091 | 6.5 | 10745 | 2014 | 9999 |  |  | N | Natural Gas | [13 empty] | 1.061 | 1.061 | 1.061 | 1.061 | [11 empty] | Southern Minnesota Municipal Power Agency | 100 | Southern Minnesota Municipal Power Agency | 100
natural gas peaker | Fairmont (MN) | 1973_G_11 | 1973 | G | 11 |  | Combustion Turbine | IC Engine | MIS_MNWI | Minnesota | 27 | Martin | 91 | 27091 | 6.5 | 10745 | 2014 | 9999 |  |  | N | Natural Gas | [13 empty] | 1.061 | 1.061 | 1.061 | 1.061 | [11 empty] | Southern Minnesota Municipal Power Agency | 100 | Southern Minnesota Municipal Power Agency | 100
natural gas peaker | Fairmont (MN) | 1973_G_12 | 1973 | G | 12 |  | Combustion Turbine | IC Engine | MIS_MNWI | Minnesota | 27 | Martin | 91 | 27091 | 6.5 | 10745 | 2014 | 9999 |  |  | N | Natural Gas | [13 empty] | 1.061 | 1.061 | 1.061 | 1.061 | [11 empty] | Southern Minnesota Municipal Power Agency | 100 | Southern Minnesota Municipal Power Agency | 100
natural gas peaker | Fairmont (MN) | 1973_G_9 | 1973 | G | 9 |  | Combustion Turbine | IC Engine | MIS_MNWI | Minnesota | 27 | Martin | 91 | 27091 | 6.5 | 10745 | 2014 | 9999 |  |  | N | Natural Gas | [13 empty] | 1.061 | 1.061 | 1.061 | 1.061 | [11 empty] | Southern Minnesota Municipal Power Agency | 100 | Southern Minnesota Municipal Power Agency | 100
natural gas peaker | Glencoe | 1975_G_5 | 1975 | G | 5 |  | Combustion Turbine | IC Engine | MIS_MNWI | Minnesota | 27 | McLeod | 85 | 27085 | 1 | 10745 | 1957 | 9999 |  |  | N | Natural Gas, Distillate Fuel Oil | [13 empty] | 1.6498 | 1.6498 | 1.6498 | 1.6498 | [11 empty] | Glencoe Light & Power Commission | 100 | Glencoe Light & Power Commission | 100
natural gas peaker | Glencoe | 1975_G_7 | 1975 | G | 7 |  | Combustion Turbine | IC Engine | MIS_MNWI | Minnesota | 27 | McLeod | 85 | 27085 | 3.2 | 10745 | 1966 | 9999 |  |  | N | Natural Gas, Distillate Fuel Oil | [13 empty] | 1.6498 | 1.6498 | 1.6498 | 1.6498 | [11 empty] | Glencoe Light & Power Commission | 100 | Glencoe Light & Power Commission | 100
natural gas peaker | Glencoe | 1975_G_8 | 1975 | G | 8 |  | Combustion Turbine | IC Engine | MIS_MNWI | Minnesota | 27 | McLeod | 85 | 27085 | 4.4 | 10745 | 1969 | 9999 |  |  | N | Natural Gas, Distillate Fuel Oil | [13 empty] | 1.6498 | 1.6498 | 1.6498 | 1.6498 | [11 empty] | Glencoe Light & Power Commission | 100 | Glencoe Light & Power Commission | 100
natural gas peaker | Glencoe | 1975_G_9 | 1975 | G | 9 |  | Combustion Turbine | IC Engine | MIS_MNWI | Minnesota | 27 | McLeod | 85 | 27085 | 5.7 | 10745 | 1973 | 9999 |  |  | N | Natural Gas, Distillate Fuel Oil | [13 empty] | 1.6498 | 1.6498 | 1.6498 | 1.6498 | [11 empty] | Glencoe Light & Power Commission | 100 | Glencoe Light & Power Commission | 100
natural gas peaker | Glencoe | 1975_G_10 | 1975 | G | 10 |  | Combustion Turbine | IC Engine | MIS_MNWI | Minnesota | 27 | McLeod | 85 | 27085 | 5.6 | 10745 | 1985 | 9999 |  |  | N | Distillate Fuel Oil | [13 empty] | 1.6498 | 1.6498 | 1.6498 | 1.6498 | [11 empty] | Glencoe Light & Power Commission | 100 | Glencoe Light & Power Commission | 100
natural gas peaker | Glencoe | 1975_G_11 | 1975 | G | 11 |  | Combustion Turbine | IC Engine | MIS_MNWI | Minnesota | 27 | McLeod | 85 | 27085 | 4.8 | 10745 | 1998 | 9999 |  |  | N | Distillate Fuel Oil | [13 empty] | 1.6498 | 1.6498 | 1.6498 | 1.6498 | [11 empty] | Glencoe Light & Power Commission | 100 | Glencoe Light & Power Commission | 100
natural gas peaker | Glencoe | 1975_G_12 | 1975 | G | 12 |  | Combustion Turbine | IC Engine | MIS_MNWI | Minnesota | 27 | McLeod | 85 | 27085 | 4.8 | 10745 | 1998 | 9999 |  |  | N | Distillate Fuel Oil | [13 empty] | 1.6498 | 1.6498 | 1.6498 | 1.6498 | [11 empty] | Glencoe Light & Power Commission | 100 | Glencoe Light & Power Commission | 100
natural gas peaker | Glencoe | 1975_G_14 | 1975 | G | 14 |  | Combustion Turbine | IC Engine | MIS_MNWI | Minnesota | 27 | McLeod | 85 | 27085 | 4.8 | 10745 | 2006 | 9999 |  |  | N | Distillate Fuel Oil | [12 empty] | 2 | 1.6498 | 1.6498 | 1.6498 | 1.6498 | [11 empty] | Glencoe Light & Power Commission | 100 | Glencoe Light & Power Commission | 100
natural gas peaker | Grand Marais | 1976_G_7 | 1976 | G | 7 |  | Combustion Turbine | IC Engine | MIS_MNWI | Minnesota | 27 | Cook | 31 | 27031 | 2.5 | 12255 | 2004 | 9999 |  |  | N | Distillate Fuel Oil | [13 empty] | 1.6498 | 1.6498 | 1.6498 | 1.6498 | [11 empty] | Grand Marais Public Utilities Commission | 100 | Grand Marais Public Utilities Commission | 100
natural gas peaker | Grand Marais | 1976_G_8 | 1976 | G | 8 |  | Combustion Turbine | IC Engine | MIS_MNWI | Minnesota | 27 | Cook | 31 | 27031 | 1.8 | 12229 | 2004 | 9999 |  |  | N | Distillate Fuel Oil | [13 empty] | 1.6498 | 1.6498 | 1.6498 | 1.6498 | [11 empty] | Grand Marais Public Utilities Commission | 100 | Grand Marais Public Utilities Commission | 100
natural gas peaker | Grand Marais | 1976_G_9 | 1976 | G | 9 |  | Combustion Turbine | IC Engine | MIS_MNWI | Minnesota | 27 | Cook | 31 | 27031 | 1.8 | 12229 | 2004 | 9999 |  |  | N | Distillate Fuel Oil | [13 empty] | 1.6498 | 1.6498 | 1.6498 | 1.6498 | [11 empty] | Grand Marais Public Utilities Commission | 100 | Grand Marais Public Utilities Commission | 100
hydro | Granite Falls | 1977_G_2 | 1977 | G | 2 |  | Hydro |  | MIS_MNWI | Minnesota | 27 | Chippewa | 23 | 27023 | 0.2 | 0 | 1932 | 9999 |  |  | N | Hydro | [13 empty] | 0 | 0 | 0 | 0 | [11 empty] | Granite Falls Light & Water Dept | 100 | Granite Falls Light & Water Dept | 100
hydro | Granite Falls | 1977_G_1 | 1977 | G | 1 |  | Hydro |  | MIS_MNWI | Minnesota | 27 | Chippewa | 23 | 27023 | 0.2 | 0 | 1940 | 9999 |  |  | N | Hydro | [13 empty] | 0 | 0 | 0 | 0 | [11 empty] | Granite Falls Light & Water Dept | 100 | Granite Falls Light & Water Dept | 100
hard coal | Hibbing | 1979_B_1 | 1979 | B | 1 |  | Coal Steam |  | MIS_MNWI | Minnesota | 27 | St Louis | 137 | 27137 | 7.6 | 8665 | 1952 | 9999 |  |  | Y | Subbituminous | [7 empty] | ESPC | No |  |  |  | 4 | 0.32562 | 0.32562 | 0.32562 | 0.32562 | 0.64 | 0.1 | 1 | 0 | [7 empty] | Hibbing Public Utilities Commission | 100 | Hibbing Public Utilities Commission | 100
hard coal | Hibbing | 1979_B_2 | 1979 | B | 2 |  | Coal Steam |  | MIS_MNWI | Minnesota | 27 | St Louis | 137 | 27137 | 7.6 | 8665 | 1952 | 9999 |  |  | Y | Subbituminous | [7 empty] | ESPC | No |  |  |  | 4 | 0.46222 | 0.46222 | 0.46222 | 0.46222 | 0.64 | 0.1 | 1 | 0 | [7 empty] | Hibbing Public Utilities Commission | 100 | Hibbing Public Utilities Commission | 100
hard coal | Hibbing | 1979_B_3 | 1979 | B | 3 |  | Coal Steam |  | MIS_MNWI | Minnesota | 27 | St Louis | 137 | 27137 | 7.6 | 8665 | 1974 | 9999 |  |  | Y | Subbituminous |  |  |  |  | SNCR |  | 2007 | ESPH | No |  |  |  | 4 | 0.38766 | 0.29074 | 0.38766 | 0.29074 | 0.9 | 0.1 | 1 | 0 | [7 empty] | Hibbing Public Utilities Commission | 100 | Hibbing Public Utilities Commission | 100
hard coal | Hibbing | 1979_B_4 | 1979 | B | 4 |  | Coal Steam |  | MIS_MNWI | Minnesota | 27 | St Louis | 137 | 27137 | 7.6 | 8665 | 2006 | 9999 |  |  | Y | Subbituminous |  |  |  |  | SNCR |  | 2007 | ESPC + C | No |  |  |  | 3.013 | 0.1273 | 0.1273 | 0.1273 | 0.1273 | 0.64 | 0.1 | 1 | 0 | [7 empty] | Hibbing Public Utilities Commission | 100 | Hibbing Public Utilities Commission | 100
natural gas peaker | Hutchinson Plant #1 | 1980_G_10 | 1980 | G | 10 |  | Combustion Turbine | IC Engine | MIS_MNWI | Minnesota | 27 | McLeod | 85 | 27085 | 9.3 | 10745 | 2013 | 9999 |  |  | N | Natural Gas | [13 empty] | 1.061 | 1.061 | 1.061 | 1.061 | [11 empty] | Hutchinson Utilities Commission | 100 | Hutchinson Utilities Commission | 100
natural gas peaker | Hutchinson Plant #1 | 1980_G_11 | 1980 | G | 11 |  | Combustion Turbine | IC Engine | MIS_MNWI | Minnesota | 27 | McLeod | 85 | 27085 | 9.8 | 10745 | 2019 | 9999 |  |  | N | Natural Gas | [13 empty] | 1.061 | 1.061 | 1.061 | 1.061 | [11 empty] | Hutchinson Utilities Commission | 100 | Hutchinson Utilities Commission | 100
natural gas peaker | Hutchinson Plant #1 | 1980_G_12 | 1980 | G | 12 |  | Combustion Turbine | IC Engine | MIS_MNWI | Minnesota | 27 | McLeod | 85 | 27085 | 9.8 | 10745 | 2019 | 9999 |  |  | N | Natural Gas | [13 empty] | 1.061 | 1.061 | 1.061 | 1.061 | [11 empty] | Hutchinson Utilities Commission | 100 | Hutchinson Utilities Commission | 100
natural gas peaker | Janesville | 1982_G_3 | 1982 | G | 3 |  | Combustion Turbine | IC Engine | MIS_MNWI | Minnesota | 27 | Waseca | 161 | 27161 | 0.5 | 10745 | 1955 | 9999 |  |  | N | Natural Gas, Distillate Fuel Oil | [13 empty] | 1.6498 | 1.6498 | 1.6498 | 1.6498 | [11 empty] | Janesville MN (City of) | 100 | Janesville MN (City of) | 100
natural gas peaker | Janesville | 1982_G_1 | 1982 | G | 1 |  | Combustion Turbine | IC Engine | MIS_MNWI | Minnesota | 27 | Waseca | 161 | 27161 | 0.9 | 10745 | 1965 | 9999 |  |  | N | Natural Gas, Distillate Fuel Oil | [13 empty] | 1.6498 | 1.6498 | 1.6498 | 1.6498 | [11 empty] | Janesville MN (City of) | 100 | Janesville MN (City of) | 100
natural gas peaker | Janesville | 1982_G_2 | 1982 | G | 2 |  | Combustion Turbine | IC Engine | MIS_MNWI | Minnesota | 27 | Waseca | 161 | 27161 | 1.1 | 10745 | 1972 | 9999 |  |  | N | Natural Gas, Distillate Fuel Oil | [13 empty] | 1.6498 | 1.6498 | 1.6498 | 1.6498 | [11 empty] | Janesville MN (City of) | 100 | Janesville MN (City of) | 100
natural gas peaker | Janesville | 1982_G_4 | 1982 | G | 4 |  | Combustion Turbine | IC Engine | MIS_MNWI | Minnesota | 27 | Waseca | 161 | 27161 | 1.8 | 10745 | 1998 | 9999 |  |  | N | Distillate Fuel Oil | [13 empty] | 1.6498 | 1.6498 | 1.6498 | 1.6498 | [11 empty] | Janesville MN (City of) | 100 | Janesville MN (City of) | 100
natural gas peaker | Kenyon Municipal | 1983_G_5 | 1983 | G | 5 |  | Combustion Turbine | IC Engine | MIS_MNWI | Minnesota | 27 | Goodhue | 49 | 27049 | 1.8 | 16120 | 1997 | 9999 |  |  | N | Distillate Fuel Oil | [13 empty] | 1.6498 | 1.6498 | 1.6498 | 1.6498 | [11 empty] | Kenyon Municipal Utilities | 100 | Kenyon Municipal Utilities | 100
natural gas peaker | Kenyon Municipal | 1983_G_6 | 1983 | G | 6 |  | Combustion Turbine | IC Engine | MIS_MNWI | Minnesota | 27 | Goodhue | 49 | 27049 | 1.8 | 17551 | 1997 | 9999 |  |  | N | Distillate Fuel Oil | [13 empty] | 1.6498 | 1.6498 | 1.6498 | 1.6498 | [11 empty] | Kenyon Municipal Utilities | 100 | Kenyon Municipal Utilities | 100
natural gas peaker | Kenyon Municipal | 1983_G_7 | 1983 | G | 7 |  | Combustion Turbine | IC Engine | MIS_MNWI | Minnesota | 27 | Goodhue | 49 | 27049 | 1.8 | 17551 | 1997 | 9999 |  |  | N | Distillate Fuel Oil | [13 empty] | 1.6498 | 1.6498 | 1.6498 | 1.6498 | [11 empty] | Kenyon Municipal Utilities | 100 | Kenyon Municipal Utilities | 100
natural gas peaker | Lake Crystal | 1985_G_1 | 1985 | G | 1 |  | Combustion Turbine | IC Engine | MIS_MNWI | Minnesota | 27 | Blue Earth | 13 | 27013 | 0.6 | 10745 | 1952 | 9999 |  |  | N | Distillate Fuel Oil | [13 empty] | 1.6498 | 1.6498 | 1.6498 | 1.6498 | [11 empty] | Lake Crystal MN (City of) | 100 | Lake Crystal MN (City of) | 100
natural gas peaker | Lake Crystal | 1985_G_4 | 1985 | G | 4 |  | Combustion Turbine | IC Engine | MIS_MNWI | Minnesota | 27 | Blue Earth | 13 | 27013 | 1.2 | 10745 | 1955 | 9999 |  |  | N | Distillate Fuel Oil | [13 empty] | 1.6498 | 1.6498 | 1.6498 | 1.6498 | [11 empty] | Lake Crystal MN (City of) | 100 | Lake Crystal MN (City of) | 100
natural gas peaker | Lake Crystal | 1985_G_3 | 1985 | G | 3 |  | Combustion Turbine | IC Engine | MIS_MNWI | Minnesota | 27 | Blue Earth | 13 | 27013 | 2 | 10745 | 1971 | 9999 |  |  | N | Natural Gas, Distillate Fuel Oil | [13 empty] | 1.6498 | 1.6498 | 1.6498 | 1.6498 | [11 empty] | Lake Crystal MN (City of) | 100 | Lake Crystal MN (City of) | 100
natural gas peaker | Lake Crystal | 1985_G_5 | 1985 | G | 5 |  | Combustion Turbine | IC Engine | MIS_MNWI | Minnesota | 27 | Blue Earth | 13 | 27013 | 2 | 10745 | 1999 | 9999 |  |  | N | Distillate Fuel Oil | [13 empty] | 1.6498 | 1.6498 | 1.6498 | 1.6498 | [11 empty] | Lake Crystal MN (City of) | 100 | Lake Crystal MN (City of) | 100
hydro | Lanesboro | 1987_G_2 | 1987 | G | 2 |  | Hydro |  | MIS_MNWI | Minnesota | 27 | Fillmore | 45 | 27045 | 0.2 | 0 | 1923 | 9999 |  |  | N | Hydro | [13 empty] | 0 | 0 | 0 | 0 | [11 empty] | Lanesboro Public Utility Commission | 100 | Lanesboro Public Utility Commission | 100
natural gas peaker | Lanesboro | 1987_G_4 | 1987 | G | 4 |  | Combustion Turbine | IC Engine | MIS_MNWI | Minnesota | 27 | Fillmore | 45 | 27045 | 2.1 | 20687 | 2004 | 9999 |  |  | N | Distillate Fuel Oil | [13 empty] | 1.6498 | 1.6498 | 1.6498 | 1.6498 | [11 empty] | Lanesboro Public Utility Commission | 100 | Lanesboro Public Utility Commission | 100
natural gas peaker | Litchfield | 1989_G_5 | 1989 | G | 5 |  | Combustion Turbine | IC Engine | MIS_MNWI | Minnesota | 27 | Meeker | 93 | 27093 | 2.1 | 10745 | 1963 | 9999 |  |  | N | Natural Gas, Distillate Fuel Oil | [13 empty] | 1.6498 | 1.6498 | 1.6498 | 1.6498 | [11 empty] | Litchfield Public Utility Commission | 100 | Litchfield Public Utility Commission | 100
natural gas peaker | Litchfield | 1989_G_6 | 1989 | G | 6 |  | Combustion Turbine | IC Engine | MIS_MNWI | Minnesota | 27 | Meeker | 93 | 27093 | 2.1 | 10745 | 1963 | 9999 |  |  | N | Natural Gas, Distillate Fuel Oil | [13 empty] | 1.6498 | 1.6498 | 1.6498 | 1.6498 | [11 empty] | Litchfield Public Utility Commission | 100 | Litchfield Public Utility Commission | 100
natural gas peaker | Litchfield | 1989_G_QS 1 | 1989 | G | QS 1 |  | Combustion Turbine | IC Engine | MIS_MNWI | Minnesota | 27 | Meeker | 93 | 27093 | 2.3 | 10745 | 2010 | 9999 |  |  | N | Distillate Fuel Oil | [13 empty] | 1.6498 | 1.6498 | 1.6498 | 1.6498 | [11 empty] | Litchfield Public Utility Commission | 100 | Litchfield Public Utility Commission | 100
natural gas peaker | Litchfield | 1989_G_QS 2 | 1989 | G | QS 2 |  | Combustion Turbine | IC Engine | MIS_MNWI | Minnesota | 27 | Meeker | 93 | 27093 | 2.3 | 10745 | 2010 | 9999 |  |  | N | Distillate Fuel Oil | [13 empty] | 1.6498 | 1.6498 | 1.6498 | 1.6498 | [11 empty] | Litchfield Public Utility Commission | 100 | Litchfield Public Utility Commission | 100
natural gas peaker | Litchfield | 1989_G_QS 3 | 1989 | G | QS 3 |  | Combustion Turbine | IC Engine | MIS_MNWI | Minnesota | 27 | Meeker | 93 | 27093 | 2.3 | 10745 | 2010 | 9999 |  |  | N | Distillate Fuel Oil | [13 empty] | 1.6498 | 1.6498 | 1.6498 | 1.6498 | [11 empty] | Litchfield Public Utility Commission | 100 | Litchfield Public Utility Commission | 100
natural gas peaker | Litchfield | 1989_G_QS 4 | 1989 | G | QS 4 |  | Combustion Turbine | IC Engine | MIS_MNWI | Minnesota | 27 | Meeker | 93 | 27093 | 2.3 | 10745 | 2010 | 9999 |  |  | N | Distillate Fuel Oil | [13 empty] | 1.6498 | 1.6498 | 1.6498 | 1.6498 | [11 empty] | Litchfield Public Utility Commission | 100 | Litchfield Public Utility Commission | 100
natural gas peaker | Litchfield | 1989_G_QS 5 | 1989 | G | QS 5 |  | Combustion Turbine | IC Engine | MIS_MNWI | Minnesota | 27 | Meeker | 93 | 27093 | 2.3 | 10745 | 2010 | 9999 |  |  | N | Distillate Fuel Oil | [13 empty] | 1.6498 | 1.6498 | 1.6498 | 1.6498 | [11 empty] | Litchfield Public Utility Commission | 100 | Litchfield Public Utility Commission | 100
natural gas peaker | Luverne | 1990_G_4C | 1990 | G | 4C |  | Combustion Turbine | IC Engine | MIS_IA | Minnesota | 27 | Rock | 133 | 27133 | 3.5 | 12565 | 1967 | 9999 |  |  | N | Distillate Fuel Oil | [13 empty] | 1.6498 | 1.6498 | 1.6498 | 1.6498 | [11 empty] | Luverne MN (City of) | 100 | Luverne MN (City of) | 100
natural gas peaker | Marshall (MN) | 1993_G_6 | 1993 | G | 6 |  | Combustion Turbine |  | SPP_WAUE | Minnesota | 27 | Lyon | 83 | 27083 | 15.8 | 17762 | 1969 | 9999 |  |  | N | Distillate Fuel Oil | [13 empty] | 1.2 | 1.2 | 1.2 | 1.2 | [11 empty] | Marshall Municipal Utilities | 100 | Marshall Municipal Utilities | 100
natural gas peaker | Melrose | 1994_G_1 | 1994 | G | 1 |  | Combustion Turbine | IC Engine | MIS_MNWI | Minnesota | 27 | Stearns | 145 | 27145 | 0.8 | 25000 | 1945 | 9999 |  |  | N | Distillate Fuel Oil | [13 empty] | 1.6498 | 1.6498 | 1.6498 | 1.6498 | [11 empty] | Melrose Public Utilities | 100 | Melrose Public Utilities | 100
natural gas peaker | Melrose | 1994_G_2 | 1994 | G | 2 |  | Combustion Turbine | IC Engine | MIS_MNWI | Minnesota | 27 | Stearns | 145 | 27145 | 1.1 | 16234 | 1948 | 9999 |  |  | N | Distillate Fuel Oil | [13 empty] | 1.6498 | 1.6498 | 1.6498 | 1.6498 | [11 empty] | Melrose Public Utilities | 100 | Melrose Public Utilities | 100
natural gas peaker | Melrose | 1994_G_3 | 1994 | G | 3 |  | Combustion Turbine | IC Engine | MIS_MNWI | Minnesota | 27 | Stearns | 145 | 27145 | 3.1 | 16264 | 1969 | 9999 |  |  | N | Distillate Fuel Oil | [13 empty] | 1.6498 | 1.6498 | 1.6498 | 1.6498 | [11 empty] | Melrose Public Utilities | 100 | Melrose Public Utilities | 100
natural gas peaker | Melrose | 1994_G_4 | 1994 | G | 4 |  | Combustion Turbine | IC Engine | MIS_MNWI | Minnesota | 27 | Stearns | 145 | 27145 | 3.1 | 16420 | 1969 | 9999 |  |  | N | Distillate Fuel Oil | [13 empty] | 1.6498 | 1.6498 | 1.6498 | 1.6498 | [11 empty] | Melrose Public Utilities | 100 | Melrose Public Utilities | 100
natural gas peaker | Moose Lake | 1996_G_1 | 1996 | G | 1 |  | Combustion Turbine | IC Engine | MIS_MNWI | Minnesota | 27 | Carlton | 17 | 27017 | 1.3 | 11962 | 1973 | 9999 |  |  | N | Distillate Fuel Oil | [13 empty] | 1.6498 | 1.6498 | 1.6498 | 1.6498 | [11 empty] | Moose Lake Water & Light Commission | 100 | Moose Lake Water & Light Commission | 100
natural gas peaker | Moose Lake | 1996_G_5 | 1996 | G | 5 |  | Combustion Turbine | IC Engine | MIS_MNWI | Minnesota | 27 | Carlton | 17 | 27017 | 2.3 | 10745 | 2005 | 9999 |  |  | N | Distillate Fuel Oil | [13 empty] | 1.6498 | 1.6498 | 1.6498 | 1.6498 | [11 empty] | Moose Lake Water & Light Commission | 100 | Moose Lake Water & Light Commission | 100
natural gas peaker | Moose Lake | 1996_G_6 | 1996 | G | 6 |  | Combustion Turbine | IC Engine | MIS_MNWI | Minnesota | 27 | Carlton | 17 | 27017 | 2.3 | 10745 | 2005 | 9999 |  |  | N | Distillate Fuel Oil | [13 empty] | 1.6498 | 1.6498 | 1.6498 | 1.6498 | [11 empty] | Moose Lake Water & Light Commission | 100 | Moose Lake Water & Light Commission | 100
natural gas peaker | Moose Lake | 1996_G_7 | 1996 | G | 7 |  | Combustion Turbine | IC Engine | MIS_MNWI | Minnesota | 27 | Carlton | 17 | 27017 | 2.3 | 10745 | 2005 | 9999 |  |  | N | Distillate Fuel Oil | [13 empty] | 1.6498 | 1.6498 | 1.6498 | 1.6498 | [11 empty] | Moose Lake Water & Light Commission | 100 | Moose Lake Water & Light Commission | 100
natural gas peaker | Mora | 1997_G_2 | 1997 | G | 2 |  | Combustion Turbine | IC Engine | MIS_MNWI | Minnesota | 27 | Kanabec | 65 | 27065 | 1.2 | 18000 | 1957 | 9999 |  |  | N | Natural Gas, Distillate Fuel Oil | [13 empty] | 1.061 | 1.061 | 1.061 | 1.061 | [11 empty] | Mora Municipal Utilities | 100 | Mora Municipal Utilities | 100
natural gas peaker | Mora | 1997_G_5 | 1997 | G | 5 |  | Combustion Turbine | IC Engine | MIS_MNWI | Minnesota | 27 | Kanabec | 65 | 27065 | 5.7 | 18000 | 1972 | 9999 |  |  | N | Natural Gas, Distillate Fuel Oil | [13 empty] | 1.061 | 1.061 | 1.061 | 1.061 | [11 empty] | Mora Municipal Utilities | 100 | Mora Municipal Utilities | 100
natural gas peaker | Mora | 1997_G_6 | 1997 | G | 6 |  | Combustion Turbine | IC Engine | MIS_MNWI | Minnesota | 27 | Kanabec | 65 | 27065 | 6.3 | 20500 | 1975 | 9999 |  |  | N | Natural Gas, Distillate Fuel Oil | [13 empty] | 1.6498 | 1.6498 | 1.6498 | 1.6498 | [11 empty] | Mora Municipal Utilities | 100 | Mora Municipal Utilities | 100
natural gas peaker | Mountain Lake | 1998_G_2 | 1998 | G | 2 |  | Combustion Turbine | IC Engine | MIS_MNWI | Minnesota | 27 | Cottonwood | 33 | 27033 | 0.9 | 10856 | 1954 | 9999 |  |  | N | Natural Gas, Distillate Fuel Oil | [13 empty] | 1.6498 | 1.6498 | 1.6498 | 1.6498 | [11 empty] | Municipal Utilities Mountain Lake | 100 | Municipal Utilities Mountain Lake | 100
natural gas peaker | Mountain Lake | 1998_G_5 | 1998 | G | 5 |  | Combustion Turbine | IC Engine | MIS_MNWI | Minnesota | 27 | Cottonwood | 33 | 27033 | 1.2 | 10951 | 1959 | 9999 |  |  | N | Natural Gas, Distillate Fuel Oil | [13 empty] | 1.6498 | 1.6498 | 1.6498 | 1.6498 | [11 empty] | Municipal Utilities Mountain Lake | 100 | Municipal Utilities Mountain Lake | 100
natural gas peaker | Mountain Lake | 1998_G_4 | 1998 | G | 4 |  | Combustion Turbine | IC Engine | MIS_MNWI | Minnesota | 27 | Cottonwood | 33 | 27033 | 1.8 | 10932 | 1968 | 9999 |  |  | N | Distillate Fuel Oil | [13 empty] | 1.6498 | 1.6498 | 1.6498 | 1.6498 | [11 empty] | Municipal Utilities Mountain Lake | 100 | Municipal Utilities Mountain Lake | 100
natural gas peaker | Mountain Lake | 1998_G_6 | 1998 | G | 6 |  | Combustion Turbine | IC Engine | MIS_MNWI | Minnesota | 27 | Cottonwood | 33 | 27033 | 1.8 | 10906 | 1998 | 9999 |  |  | N | Distillate Fuel Oil | [13 empty] | 1.6498 | 1.6498 | 1.6498 | 1.6498 | [11 empty] | Municipal Utilities Mountain Lake | 100 | Municipal Utilities Mountain Lake | 100
natural gas peaker | Mountain Lake | 1998_G_7 | 1998 | G | 7 |  | Combustion Turbine | IC Engine | MIS_MNWI | Minnesota | 27 | Cottonwood | 33 | 27033 | 1.8 | 10906 | 1998 | 9999 |  |  | N | Distillate Fuel Oil | [13 empty] | 1.6498 | 1.6498 | 1.6498 | 1.6498 | [11 empty] | Municipal Utilities Mountain Lake | 100 | Municipal Utilities Mountain Lake | 100
onshore wind | Mountain Lake | 1998_G_8 | 1998 | G | 8 |  | Onshore Wind |  | MIS_MNWI | Minnesota | 27 | Cottonwood | 33 | 27033 | 1.2 | 0 | 2007 | 9999 |  |  | N | Wind | [13 empty] | 0 | 0 | 0 | 0 | [11 empty] | Municipal Utilities Mountain Lake | 100 | Municipal Utilities Mountain Lake | 100
natural gas peaker | New Prague | 1999_G_5 | 1999 | G | 5 |  | Combustion Turbine | IC Engine | MIS_MNWI | Minnesota | 27 | Le Sueur | 79 | 27079 | 0.6 | 12283 | 1944 | 9999 |  |  | N | Natural Gas | [13 empty] | 1.061 | 1.061 | 1.061 | 1.061 | [11 empty] | New Prague Municipal Utilities Commission | 100 | New Prague Municipal Utilities Commission | 100
natural gas peaker | New Prague | 1999_G_3 | 1999 | G | 3 |  | Combustion Turbine | IC Engine | MIS_MNWI | Minnesota | 27 | Le Sueur | 79 | 27079 | 2.4 | 12283 | 1962 | 9999 |  |  | N | Natural Gas, Distillate Fuel Oil | [13 empty] | 1.061 | 1.061 | 1.061 | 1.061 | [11 empty] | New Prague Municipal Utilities Commission | 100 | New Prague Municipal Utilities Commission | 100
natural gas peaker | New Prague | 1999_G_4 | 1999 | G | 4 |  | Combustion Turbine | IC Engine | MIS_MNWI | Minnesota | 27 | Le Sueur | 79 | 27079 | 3.5 | 12283 | 1968 | 9999 |  |  | N | Natural Gas, Distillate Fuel Oil | [13 empty] | 1.061 | 1.061 | 1.061 | 1.061 | [11 empty] | New Prague Municipal Utilities Commission | 100 | New Prague Municipal Utilities Commission | 100
natural gas peaker | New Prague | 1999_G_2 | 1999 | G | 2 |  | Combustion Turbine | IC Engine | MIS_MNWI | Minnesota | 27 | Le Sueur | 79 | 27079 | 4.4 | 12283 | 1974 | 9999 |  |  | N | Natural Gas, Distillate Fuel Oil | [13 empty] | 1.061 | 1.061 | 1.061 | 1.061 | [11 empty] | New Prague Municipal Utilities Commission | 100 | New Prague Municipal Utilities Commission | 100
natural gas peaker | New Prague | 1999_G_6 | 1999 | G | 6 |  | Combustion Turbine | IC Engine | MIS_MNWI | Minnesota | 27 | Le Sueur | 79 | 27079 | 5.9 | 12283 | 1982 | 9999 |  |  | N | Natural Gas, Distillate Fuel Oil | [13 empty] | 1.061 | 1.061 | 1.061 | 1.061 | [11 empty] | New Prague Municipal Utilities Commission | 100 | New Prague Municipal Utilities Commission | 100
natural gas steam turbine | New Ulm | 2001_B_1 | 2001 | B | 1 |  | O/G Steam |  | MIS_MNWI | Minnesota | 27 | Brown | 15 | 27015 | 1.6 | 8300 | 1941 | 9999 |  |  | Y | Natural Gas | [13 empty] | 0.23063 | 0.23063 | 0.23063 | 0.23063 | [11 empty] | New Ulm Public Utilities Commission | 100 | New Ulm Public Utilities Commission | 100
natural gas steam turbine | New Ulm | 2001_B_2 | 2001 | B | 2 |  | O/G Steam |  | MIS_MNWI | Minnesota | 27 | Brown | 15 | 27015 | 1.6 | 8300 | 1947 | 9999 |  |  | Y | Natural Gas | [13 empty] | 0.23063 | 0.23063 | 0.23063 | 0.23063 | [11 empty] | New Ulm Public Utilities Commission | 100 | New Ulm Public Utilities Commission | 100
natural gas steam turbine | New Ulm | 2001_B_4 | 2001 | B | 4 |  | O/G Steam |  | MIS_MNWI | Minnesota | 27 | Brown | 15 | 27015 | 14.8 | 8300 | 1965 | 9999 |  |  | Y | Natural Gas | [13 empty] | 0.28022 | 0.28022 | 0.28022 | 0.28022 | [11 empty] | New Ulm Public Utilities Commission | 100 | New Ulm Public Utilities Commission | 100
natural gas peaker | New Ulm | 2001_G_5 | 2001 | G | 5 |  | Combustion Turbine |  | MIS_MNWI | Minnesota | 27 | Brown | 15 | 27015 | 23 | 10745 | 1975 | 9999 |  |  | N | Distillate Fuel Oil | [13 empty] | 0.18888 | 0.18888 | 0.18888 | 0.18888 | [11 empty] | New Ulm Public Utilities Commission | 100 | New Ulm Public Utilities Commission | 100
natural gas peaker | New Ulm | 2001_G_7 | 2001 | G | 7 | 90754 | Combustion Turbine |  | MIS_MNWI | Minnesota | 27 | Brown | 15 | 27015 | 25 | 10745 | 2001 | 9999 |  |  | N | Distillate Fuel Oil |  |  |  | H2O | [9 empty] | 1.1997 | 1.1997 | 1.1997 | 1.1997 | [11 empty] | New Ulm Public Utilities Commission | 100 | New Ulm Public Utilities Commission | 100
natural gas peaker | North Branch (MN) | 2002_G_3 | 2002 | G | 3 |  | Combustion Turbine | IC Engine | MIS_MNWI | Minnesota | 27 | Chisago | 25 | 27025 | 2 | 10745 | 2003 | 9999 |  |  | N | Distillate Fuel Oil | [13 empty] | 1.6498 | 1.6498 | 1.6498 | 1.6498 | [11 empty] | North Branch Water & Light Commission | 100 | North Branch Water & Light Commission | 100
natural gas peaker | North Branch (MN) | 2002_G_4 | 2002 | G | 4 |  | Combustion Turbine | IC Engine | MIS_MNWI | Minnesota | 27 | Chisago | 25 | 27025 | 2 | 10745 | 2003 | 9999 |  |  | N | Distillate Fuel Oil | [13 empty] | 1.6498 | 1.6498 | 1.6498 | 1.6498 | [11 empty] | North Branch Water & Light Commission | 100 | North Branch Water & Light Commission | 100
natural gas peaker | North Branch (MN) | 2002_G_5 | 2002 | G | 5 |  | Combustion Turbine | IC Engine | MIS_MNWI | Minnesota | 27 | Chisago | 25 | 27025 | 2 | 10745 | 2011 | 9999 |  |  | N | Distillate Fuel Oil | [13 empty] | 1.6498 | 1.6498 | 1.6498 | 1.6498 | [11 empty] | North Branch Water & Light Commission | 100 | North Branch Water & Light Commission | 100
natural gas peaker | North Branch (MN) | 2002_G_6 | 2002 | G | 6 |  | Combustion Turbine | IC Engine | MIS_MNWI | Minnesota | 27 | Chisago | 25 | 27025 | 2 | 10745 | 2011 | 9999 |  |  | N | Distillate Fuel Oil | [13 empty] | 1.6498 | 1.6498 | 1.6498 | 1.6498 | [11 empty] | North Branch Water & Light Commission | 100 | North Branch Water & Light Commission | 100
natural gas peaker | North Branch (MN) | 2002_G_7 | 2002 | G | 7 |  | Combustion Turbine | IC Engine | MIS_MNWI | Minnesota | 27 | Chisago | 25 | 27025 | 2 | 10745 | 2011 | 9999 |  |  | N | Distillate Fuel Oil | [13 empty] | 1.6498 | 1.6498 | 1.6498 | 1.6498 | [11 empty] | North Branch Water & Light Commission | 100 | North Branch Water & Light Commission | 100
natural gas peaker | Owatonna | 2003_G_7 | 2003 | G | 7 |  | Combustion Turbine |  | MIS_MNWI | Minnesota | 27 | Steele | 147 | 27147 | 16.6 | 15704 | 1982 | 9999 |  |  | N | Natural Gas | [13 empty] | 0.50432 | 0.50432 | 0.50432 | 0.50432 | [11 empty] | Owatonna Public Utilities | 100 | Owatonna Public Utilities | 100
natural gas peaker | Preston (MN) | 2004_G_4 | 2004 | G | 4 |  | Combustion Turbine | IC Engine | MIS_MNWI | Minnesota | 27 | Fillmore | 45 | 27045 | 0.8 | 10745 | 1949 | 9999 |  |  | N | Distillate Fuel Oil | [13 empty] | 1.6498 | 1.6498 | 1.6498 | 1.6498 | [11 empty] | Preston Public Utilities Commission | 100 | Preston Public Utilities Commission | 100
natural gas peaker | Preston (MN) | 2004_G_5 | 2004 | G | 5 |  | Combustion Turbine | IC Engine | MIS_MNWI | Minnesota | 27 | Fillmore | 45 | 27045 | 1.1 | 10745 | 1954 | 9999 |  |  | N | Natural Gas, Distillate Fuel Oil | [13 empty] | 1.061 | 1.061 | 1.061 | 1.061 | [11 empty] | Preston Public Utilities Commission | 100 | Preston Public Utilities Commission | 100
natural gas peaker | Preston (MN) | 2004_G_6 | 2004 | G | 6 |  | Combustion Turbine | IC Engine | MIS_MNWI | Minnesota | 27 | Fillmore | 45 | 27045 | 2.2 | 10745 | 1974 | 9999 |  |  | N | Natural Gas, Distillate Fuel Oil | [13 empty] | 1.061 | 1.061 | 1.061 | 1.061 | [11 empty] | Preston Public Utilities Commission | 100 | Preston Public Utilities Commission | 100
natural gas peaker | Princeton (MN) | 2005_G_5 | 2005 | G | 5 |  | Combustion Turbine | IC Engine | MIS_MNWI | Minnesota | 27 | Mille Lacs | 95 | 27095 | 1 | 25000 | 1953 | 9999 |  |  | N | Distillate Fuel Oil | [13 empty] | 1.6498 | 1.6498 | 1.6498 | 1.6498 | [11 empty] | Princeton Public Utilities Commission | 100 | Princeton Public Utilities Commission | 100
natural gas peaker | Princeton (MN) | 2005_G_6 | 2005 | G | 6 |  | Combustion Turbine | IC Engine | MIS_MNWI | Minnesota | 27 | Mille Lacs | 95 | 27095 | 2.9 | 25000 | 1963 | 9999 |  |  | N | Distillate Fuel Oil | [13 empty] | 1.6498 | 1.6498 | 1.6498 | 1.6498 | [11 empty] | Princeton Public Utilities Commission | 100 | Princeton Public Utilities Commission | 100
natural gas peaker | Princeton (MN) | 2005_G_4 | 2005 | G | 4 |  | Combustion Turbine | IC Engine | MIS_MNWI | Minnesota | 27 | Mille Lacs | 95 | 27095 | 1.3 | 25000 | 1967 | 9999 |  |  | N | Distillate Fuel Oil | [13 empty] | 1.6498 | 1.6498 | 1.6498 | 1.6498 | [11 empty] | Princeton Public Utilities Commission | 100 | Princeton Public Utilities Commission | 100
natural gas peaker | Princeton (MN) | 2005_G_3 | 2005 | G | 3 |  | Combustion Turbine | IC Engine | MIS_MNWI | Minnesota | 27 | Mille Lacs | 95 | 27095 | 2.6 | 25000 | 1978 | 9999 |  |  | N | Distillate Fuel Oil | [13 empty] | 1.6498 | 1.6498 | 1.6498 | 1.6498 | [11 empty] | Princeton Public Utilities Commission | 100 | Princeton Public Utilities Commission | 100
natural gas peaker | Princeton (MN) | 2005_G_7 | 2005 | G | 7 |  | Combustion Turbine | IC Engine | MIS_MNWI | Minnesota | 27 | Mille Lacs | 95 | 27095 | 5 | 20500 | 2003 | 9999 |  |  | N | Distillate Fuel Oil | [13 empty] | 1.6498 | 1.6498 | 1.6498 | 1.6498 | [11 empty] | Princeton Public Utilities Commission | 100 | Princeton Public Utilities Commission | 100
hydro | Rochester Hydro | 2007_G_1 | 2007 | G | 1 |  | Hydro |  | MIS_MNWI | Minnesota | 27 | Wabasha | 157 | 27157 | 1.3 | 0 | 1984 | 9999 |  |  | N | Hydro | [13 empty] | 0 | 0 | 0 | 0 | [11 empty] | Rochester Dept Public Utilities | 100 | Rochester Dept Public Utilities | 100
hydro | Rochester Hydro | 2007_G_2 | 2007 | G | 2 |  | Hydro |  | MIS_MNWI | Minnesota | 27 | Wabasha | 157 | 27157 | 1.3 | 0 | 1984 | 9999 |  |  | N | Hydro | [13 empty] | 0 | 0 | 0 | 0 | [11 empty] | Rochester Dept Public Utilities | 100 | Rochester Dept Public Utilities | 100
natural gas peaker | Redwood Falls | 2009_G_6 | 2009 | G | 6 |  | Combustion Turbine | IC Engine | MIS_MNWI | Minnesota | 27 | Redwood | 127 | 27127 | 2.1 | 10745 | 1970 | 9999 |  |  | N | Distillate Fuel Oil | [13 empty] | 1.6498 | 1.6498 | 1.6498 | 1.6498 | [11 empty] | Redwood Falls Public Utility Commission | 100 | Redwood Falls Public Utility Commission | 100
natural gas peaker | Redwood Falls | 2009_G_7 | 2009 | G | 7 |  | Combustion Turbine | IC Engine | MIS_MNWI | Minnesota | 27 | Redwood | 127 | 27127 | 6 | 10745 | 1974 | 9999 |  |  | N | Natural Gas, Distillate Fuel Oil | [13 empty] | 1.061 | 1.061 | 1.061 | 1.061 | [11 empty] | Redwood Falls Public Utility Commission | 100 | Redwood Falls Public Utility Commission | 100
hydro | Redwood Falls | 2009_G_8 | 2009 | G | 8 |  | Hydro |  | MIS_MNWI | Minnesota | 27 | Redwood | 127 | 27127 | 0.5 | 0 | 2013 | 9999 |  |  | N | Hydro | [13 empty] | 0 | 0 | 0 | 0 | [11 empty] | Redwood Falls Public Utility Commission | 100 | Redwood Falls Public Utility Commission | 100
natural gas peaker | Sleepy Eye | 2011_G_IC4 | 2011 | G | IC4 |  | Combustion Turbine | IC Engine | MIS_MNWI | Minnesota | 27 | Brown | 15 | 27015 | 1.8 | 25000 | 1995 | 9999 |  |  | N | Distillate Fuel Oil | [13 empty] | 1.6498 | 1.6498 | 1.6498 | 1.6498 | [11 empty] | Sleepy Eye Public Utility Commission | 100 | Sleepy Eye Public Utility Commission | 100
natural gas peaker | Sleepy Eye | 2011_G_5 | 2011 | G | 5 |  | Combustion Turbine | IC Engine | MIS_MNWI | Minnesota | 27 | Brown | 15 | 27015 | 1.8 | 25000 | 1996 | 9999 |  |  | N | Distillate Fuel Oil | [13 empty] | 1.6498 | 1.6498 | 1.6498 | 1.6498 | [11 empty] | Sleepy Eye Public Utility Commission | 100 | Sleepy Eye Public Utility Commission | 100
natural gas peaker | Sleepy Eye | 2011_G_1A | 2011 | G | 1A |  | Combustion Turbine | IC Engine | MIS_MNWI | Minnesota | 27 | Brown | 15 | 27015 | 1.8 | 25000 | 1999 | 9999 |  |  | N | Distillate Fuel Oil | [13 empty] | 1.6498 | 1.6498 | 1.6498 | 1.6498 | [11 empty] | Sleepy Eye Public Utility Commission | 100 | Sleepy Eye Public Utility Commission | 100
natural gas peaker | Sleepy Eye | 2011_G_NEW | 2011 | G | NEW |  | Combustion Turbine | IC Engine | MIS_MNWI | Minnesota | 27 | Brown | 15 | 27015 | 1.8 | 25000 | 2001 | 9999 |  |  | N | Distillate Fuel Oil | [13 empty] | 1.6498 | 1.6498 | 1.6498 | 1.6498 | [11 empty] | Sleepy Eye Public Utility Commission | 100 | Sleepy Eye Public Utility Commission | 100
natural gas peaker | Sleepy Eye | 2011_G_6 | 2011 | G | 6 |  | Combustion Turbine | IC Engine | MIS_MNWI | Minnesota | 27 | Brown | 15 | 27015 | 2 | 25000 | 2009 | 9999 |  |  | N | Distillate Fuel Oil | [13 empty] | 1.6498 | 1.6498 | 1.6498 | 1.6498 | [11 empty] | Sleepy Eye Public Utility Commission | 100 | Sleepy Eye Public Utility Commission | 100
natural gas peaker | Sleepy Eye | 2011_G_7 | 2011 | G | 7 |  | Combustion Turbine | IC Engine | MIS_MNWI | Minnesota | 27 | Brown | 15 | 27015 | 2 | 25000 | 2009 | 9999 |  |  | N | Distillate Fuel Oil | [13 empty] | 1.6498 | 1.6498 | 1.6498 | 1.6498 | [11 empty] | Sleepy Eye Public Utility Commission | 100 | Sleepy Eye Public Utility Commission | 100
natural gas peaker | Springfield (MN) | 2012_G_5 | 2012 | G | 5 |  | Combustion Turbine | IC Engine | MIS_IA | Minnesota | 27 | Brown | 15 | 27015 | 1.8 | 10745 | 1994 | 9999 |  |  | N | Distillate Fuel Oil | [13 empty] | 1.6498 | 1.6498 | 1.6498 | 1.6498 | [11 empty] | Springfield Public Utilities Commission | 100 | Springfield Public Utilities Commission | 100
natural gas peaker | Springfield (MN) | 2012_G_6 | 2012 | G | 6 |  | Combustion Turbine | IC Engine | MIS_IA | Minnesota | 27 | Brown | 15 | 27015 | 1.8 | 10745 | 1996 | 9999 |  |  | N | Distillate Fuel Oil | [13 empty] | 1.6498 | 1.6498 | 1.6498 | 1.6498 | [11 empty] | Springfield Public Utilities Commission | 100 | Springfield Public Utilities Commission | 100
natural gas peaker | Springfield (MN) | 2012_G_7 | 2012 | G | 7 |  | Combustion Turbine | IC Engine | MIS_IA | Minnesota | 27 | Brown | 15 | 27015 | 1.8 | 10745 | 1998 | 9999 |  |  | N | Distillate Fuel Oil | [13 empty] | 1.6498 | 1.6498 | 1.6498 | 1.6498 | [11 empty] | Springfield Public Utilities Commission | 100 | Springfield Public Utilities Commission | 100
natural gas peaker | Springfield (MN) | 2012_G_8 | 2012 | G | 8 |  | Combustion Turbine | IC Engine | MIS_IA | Minnesota | 27 | Brown | 15 | 27015 | 1.8 | 10745 | 1998 | 9999 |  |  | N | Distillate Fuel Oil | [13 empty] | 1.6498 | 1.6498 | 1.6498 | 1.6498 | [11 empty] | Springfield Public Utilities Commission | 100 | Springfield Public Utilities Commission | 100
natural gas peaker | Spring Valley | 2013_G_2 | 2013 | G | 2 |  | Combustion Turbine | IC Engine | MIS_MNWI | Minnesota | 27 | Fillmore | 45 | 27045 | 1.1 | 10745 | 1952 | 9999 |  |  | N | Natural Gas, Distillate Fuel Oil | [13 empty] | 1.6498 | 1.6498 | 1.6498 | 1.6498 | [11 empty] | Spring Valley Public Utilities Commission | 100 | Spring Valley Public Utilities Commission | 100
natural gas peaker | Spring Valley | 2013_G_3 | 2013 | G | 3 |  | Combustion Turbine | IC Engine | MIS_MNWI | Minnesota | 27 | Fillmore | 45 | 27045 | 2 | 10745 | 1960 | 9999 |  |  | N | Natural Gas, Distillate Fuel Oil | [13 empty] | 1.6498 | 1.6498 | 1.6498 | 1.6498 | [11 empty] | Spring Valley Public Utilities Commission | 100 | Spring Valley Public Utilities Commission | 100
natural gas peaker | Spring Valley | 2013_G_4 | 2013 | G | 4 |  | Combustion Turbine | IC Engine | MIS_MNWI | Minnesota | 27 | Fillmore | 45 | 27045 | 2 | 10745 | 2009 | 9999 |  |  | N | Distillate Fuel Oil | [13 empty] | 1.6498 | 1.6498 | 1.6498 | 1.6498 | [11 empty] | Spring Valley Public Utilities Commission | 100 | Spring Valley Public Utilities Commission | 100
natural gas peaker | Spring Valley | 2013_G_5 | 2013 | G | 5 |  | Combustion Turbine | IC Engine | MIS_MNWI | Minnesota | 27 | Fillmore | 45 | 27045 | 2 | 10745 | 2009 | 9999 |  |  | N | Distillate Fuel Oil | [13 empty] | 1.6498 | 1.6498 | 1.6498 | 1.6498 | [11 empty] | Spring Valley Public Utilities Commission | 100 | Spring Valley Public Utilities Commission | 100
hydro | Thief River Falls | 2014_G_HY1 | 2014 | G | HY1 |  | Hydro |  | MIS_MNWI | Minnesota | 27 | Pennington | 113 | 27113 | 0.3 | 0 | 1927 | 9999 |  |  | N | Hydro | [13 empty] | 0 | 0 | 0 | 0 | [11 empty] | Thief River Falls Municipal Utilities | 100 | Thief River Falls Municipal Utilities | 100
natural gas peaker | Thief River Falls | 2014_G_IC4 | 2014 | G | IC4 |  | Combustion Turbine | IC Engine | MIS_MNWI | Minnesota | 27 | Pennington | 113 | 27113 | 1.2 | 13155 | 1948 | 9999 |  |  | N | Distillate Fuel Oil | [13 empty] | 1.6498 | 1.6498 | 1.6498 | 1.6498 | [11 empty] | Thief River Falls Municipal Utilities | 100 | Thief River Falls Municipal Utilities | 100
natural gas peaker | Thief River Falls | 2014_G_IC2 | 2014 | G | IC2 |  | Combustion Turbine | IC Engine | MIS_MNWI | Minnesota | 27 | Pennington | 113 | 27113 | 1 | 12407 | 1952 | 9999 |  |  | N | Distillate Fuel Oil | [13 empty] | 1.6498 | 1.6498 | 1.6498 | 1.6498 | [11 empty] | Thief River Falls Municipal Utilities | 100 | Thief River Falls Municipal Utilities | 100
natural gas peaker | Thief River Falls | 2014_G_IC1 | 2014 | G | IC1 |  | Combustion Turbine | IC Engine | MIS_MNWI | Minnesota | 27 | Pennington | 113 | 27113 | 1.9 | 12625 | 1956 | 9999 |  |  | N | Distillate Fuel Oil | [13 empty] | 1.6498 | 1.6498 | 1.6498 | 1.6498 | [11 empty] | Thief River Falls Municipal Utilities | 100 | Thief River Falls Municipal Utilities | 100
natural gas peaker | Thief River Falls | 2014_G_IC3A | 2014 | G | IC3A |  | Combustion Turbine | IC Engine | MIS_MNWI | Minnesota | 27 | Pennington | 113 | 27113 | 1.2 | 13155 | 2001 | 9999 |  |  | N | Distillate Fuel Oil | [13 empty] | 1.6498 | 1.6498 | 1.6498 | 1.6498 | [11 empty] | Thief River Falls Municipal Utilities | 100 | Thief River Falls Municipal Utilities | 100
natural gas peaker | Truman | 2015_G_3 | 2015 | G | 3 |  | Combustion Turbine | IC Engine | MIS_MNWI | Minnesota | 27 | Martin | 91 | 27091 | 2 | 12857 | 1975 | 9999 |  |  | N | Natural Gas, Distillate Fuel Oil | [13 empty] | 1.6498 | 1.6498 | 1.6498 | 1.6498 | [11 empty] | Truman Public Utilities Commission | 100 | Truman Public Utilities Commission | 100
natural gas peaker | Truman | 2015_G_6 | 2015 | G | 6 |  | Combustion Turbine | IC Engine | MIS_MNWI | Minnesota | 27 | Martin | 91 | 27091 | 1.8 | 13104 | 1997 | 9999 |  |  | N | Distillate Fuel Oil | [13 empty] | 1.6498 | 1.6498 | 1.6498 | 1.6498 | [11 empty] | Truman Public Utilities Commission | 100 | Truman Public Utilities Commission | 100
natural gas peaker | Truman | 2015_G_7 | 2015 | G | 7 |  | Combustion Turbine | IC Engine | MIS_MNWI | Minnesota | 27 | Martin | 91 | 27091 | 2.2 | 12817 | 2005 | 9999 |  |  | N | Distillate Fuel Oil | [13 empty] | 1.6498 | 1.6498 | 1.6498 | 1.6498 | [11 empty] | Truman Public Utilities Commission | 100 | Truman Public Utilities Commission | 100
biomass | Virginia | 2018_B_7 | 2018 | B | 7 |  | Biomass |  | MIS_MNWI | Minnesota | 27 | St Louis | 137 | 27137 | 6.2 | 18102 | 1954 | 9999 |  |  | N | Biomass |  |  |  | OFA |  |  |  | ESPH + C | No |  |  |  | 3.013 | 0.38606 | 0.38606 | 0.38606 | 0.38606 | [11 empty] | Virginia Dept of Public Utilities | 100 | Virginia Dept of Public Utilities | 100
biomass | Virginia | 2018_B_9 | 2018 | B | 9 |  | Biomass |  | MIS_MNWI | Minnesota | 27 | St Louis | 137 | 27137 | 6.2 | 18102 | 1975 | 9999 |  |  | N | Biomass |  |  |  | OFA |  |  |  | ESPH + C | No |  |  |  | 3.013 | 0.38927 | 0.38927 | 0.38927 | 0.38927 | [11 empty] | Virginia Dept of Public Utilities | 100 | Virginia Dept of Public Utilities | 100
biomass | Virginia | 2018_B_10 | 2018 | B | 10 |  | Biomass |  | MIS_MNWI | Minnesota | 27 | St Louis | 137 | 27137 | 6.2 | 18102 | 1993 | 9999 |  |  | N | Biomass |  |  |  | LNB | [8 empty] | 2 | 0.07666 | 0.07666 | 0.07666 | 0.07666 | [11 empty] | Virginia Dept of Public Utilities | 100 | Virginia Dept of Public Utilities | 100
biomass | Virginia | 2018_B_11 | 2018 | B | 11 |  | Biomass |  | MIS_MNWI | Minnesota | 27 | St Louis | 137 | 27137 | 6.2 | 18102 | 2006 | 9999 |  |  | N | Biomass |  |  |  |  | SNCR |  |  | ESPH + C | No |  |  |  | 3.013 | 0.10835 | 0.10835 | 0.10835 | 0.10835 | [11 empty] | Virginia Dept of Public Utilities | 100 | Virginia Dept of Public Utilities | 100
natural gas peaker | Wells IC | 2020_G_1 | 2020 | G | 1 |  | Combustion Turbine | IC Engine | MIS_MNWI | Minnesota | 27 | Faribault | 43 | 27043 | 1.3 | 19018 | 1953 | 9999 |  |  | N | Natural Gas, Distillate Fuel Oil | [13 empty] | 1.6498 | 1.6498 | 1.6498 | 1.6498 | [11 empty] | Wells MN (City of) | 100 | Wells MN (City of) | 100
natural gas peaker | Wells IC | 2020_G_2 | 2020 | G | 2 |  | Combustion Turbine | IC Engine | MIS_MNWI | Minnesota | 27 | Faribault | 43 | 27043 | 1.3 | 19018 | 1957 | 9999 |  |  | N | Natural Gas, Distillate Fuel Oil | [13 empty] | 1.6498 | 1.6498 | 1.6498 | 1.6498 | [11 empty] | Wells MN (City of) | 100 | Wells MN (City of) | 100
natural gas peaker | Wells IC | 2020_G_4 | 2020 | G | 4 |  | Combustion Turbine | IC Engine | MIS_MNWI | Minnesota | 27 | Faribault | 43 | 27043 | 2.1 | 18994 | 1966 | 9999 |  |  | N | Natural Gas, Distillate Fuel Oil | [13 empty] | 1.6498 | 1.6498 | 1.6498 | 1.6498 | [11 empty] | Wells MN (City of) | 100 | Wells MN (City of) | 100
natural gas peaker | Wells IC | 2020_G_5 | 2020 | G | 5 |  | Combustion Turbine | IC Engine | MIS_MNWI | Minnesota | 27 | Faribault | 43 | 27043 | 2.3 | 18958 | 1975 | 9999 |  |  | N | Natural Gas, Distillate Fuel Oil | [13 empty] | 1.6498 | 1.6498 | 1.6498 | 1.6498 | [11 empty] | Wells MN (City of) | 100 | Wells MN (City of) | 100
natural gas peaker | Westbrook | 2021_G_5 | 2021 | G | 5 |  | Combustion Turbine | IC Engine | MIS_IA | Minnesota | 27 | Cottonwood | 33 | 27033 | 2 | 10745 | 2003 | 9999 |  |  | N | Distillate Fuel Oil | [13 empty] | 1.6498 | 1.6498 | 1.6498 | 1.6498 | [11 empty] | Westbrook MN (City of) | 100 | Westbrook MN (City of) | 100
onshore wind | Willmar | 2022_G_WTG3 | 2022 | G | WTG3 |  | Onshore Wind |  | MIS_MNWI | Minnesota | 27 | Kandiyohi | 67 | 27067 | 2 | 0 | 2009 | 9999 |  |  | N | Wind | [13 empty] | 0 | 0 | 0 | 0 | [11 empty] | Willmar Municipal Utilities Commission | 100 | Willmar Municipal Utilities Commission | 100
onshore wind | Willmar | 2022_G_WTG4 | 2022 | G | WTG4 |  | Onshore Wind |  | MIS_MNWI | Minnesota | 27 | Kandiyohi | 67 | 27067 | 2 | 0 | 2009 | 9999 |  |  | N | Wind | [13 empty] | 0 | 0 | 0 | 0 | [11 empty] | Willmar Municipal Utilities Commission | 100 | Willmar Municipal Utilities Commission | 100
natural gas peaker | Windom | 2023_G_CAT2 | 2023 | G | CAT2 |  | Combustion Turbine | IC Engine | MIS_IA | Minnesota | 27 | Cottonwood | 33 | 27033 | 1.7 | 10745 | 2001 | 9999 |  |  | N | Distillate Fuel Oil | [13 empty] | 1.6498 | 1.6498 | 1.6498 | 1.6498 | [11 empty] | Windom Municipal Utilities | 100 | Windom Municipal Utilities | 100
natural gas peaker | Windom | 2023_G_CAT3 | 2023 | G | CAT3 |  | Combustion Turbine | IC Engine | MIS_IA | Minnesota | 27 | Cottonwood | 33 | 27033 | 1.7 | 10745 | 2001 | 9999 |  |  | N | Distillate Fuel Oil | [13 empty] | 1.6498 | 1.6498 | 1.6498 | 1.6498 | [11 empty] | Windom Municipal Utilities | 100 | Windom Municipal Utilities | 100
natural gas peaker | Windom | 2023_G_CAT4 | 2023 | G | CAT4 |  | Combustion Turbine | IC Engine | MIS_IA | Minnesota | 27 | Cottonwood | 33 | 27033 | 1.7 | 10745 | 2001 | 9999 |  |  | N | Distillate Fuel Oil | [13 empty] | 1.6498 | 1.6498 | 1.6498 | 1.6498 | [11 empty] | Windom Municipal Utilities | 100 | Windom Municipal Utilities | 100
natural gas peaker | Worthington | 2024_G_1 | 2024 | G | 1 |  | Combustion Turbine | IC Engine | MIS_MNWI | Minnesota | 27 | Nobles | 105 | 27105 | 2 | 10745 | 2002 | 9999 |  |  | N | Distillate Fuel Oil | [13 empty] | 3.0916 | 3.0916 | 3.0916 | 3.0916 | [11 empty] | Worthington MN (City of) | 100 | Worthington MN (City of) | 100
onshore wind | Worthington | 2024_G_10 | 2024 | G | 10 |  | Onshore Wind |  | MIS_MNWI | Minnesota | 27 | Nobles | 105 | 27105 | 0.9 | 0 | 2002 | 9999 |  |  | N | Wind | [13 empty] | 0 | 0 | 0 | 0 | [11 empty] | Worthington MN (City of) | 100 | Worthington MN (City of) | 100
onshore wind | Worthington | 2024_G_11 | 2024 | G | 11 |  | Onshore Wind |  | MIS_MNWI | Minnesota | 27 | Nobles | 105 | 27105 | 0.9 | 0 | 2002 | 9999 |  |  | N | Wind | [13 empty] | 0 | 0 | 0 | 0 | [11 empty] | Worthington MN (City of) | 100 | Worthington MN (City of) | 100
natural gas peaker | Worthington | 2024_G_2 | 2024 | G | 2 |  | Combustion Turbine | IC Engine | MIS_MNWI | Minnesota | 27 | Nobles | 105 | 27105 | 2 | 10745 | 2002 | 9999 |  |  | N | Distillate Fuel Oil | [13 empty] | 3.0916 | 3.0916 | 3.0916 | 3.0916 | [11 empty] | Worthington MN (City of) | 100 | Worthington MN (City of) | 100
natural gas peaker | Worthington | 2024_G_3 | 2024 | G | 3 |  | Combustion Turbine | IC Engine | MIS_MNWI | Minnesota | 27 | Nobles | 105 | 27105 | 2 | 10745 | 2002 | 9999 |  |  | N | Distillate Fuel Oil | [13 empty] | 1.0719 | 1.0719 | 1.0719 | 1.0719 | [11 empty] | Worthington MN (City of) | 100 | Worthington MN (City of) | 100
natural gas peaker | Worthington | 2024_G_4 | 2024 | G | 4 |  | Combustion Turbine | IC Engine | MIS_MNWI | Minnesota | 27 | Nobles | 105 | 27105 | 2 | 10745 | 2002 | 9999 |  |  | N | Distillate Fuel Oil | [13 empty] | 3.0916 | 3.0916 | 3.0916 | 3.0916 | [11 empty] | Worthington MN (City of) | 100 | Worthington MN (City of) | 100
natural gas peaker | Worthington | 2024_G_5 | 2024 | G | 5 |  | Combustion Turbine | IC Engine | MIS_MNWI | Minnesota | 27 | Nobles | 105 | 27105 | 2 | 10745 | 2002 | 9999 |  |  | N | Distillate Fuel Oil | [13 empty] | 3.0916 | 3.0916 | 3.0916 | 3.0916 | [11 empty] | Worthington MN (City of) | 100 | Worthington MN (City of) | 100
natural gas peaker | Worthington | 2024_G_6 | 2024 | G | 6 |  | Combustion Turbine | IC Engine | MIS_MNWI | Minnesota | 27 | Nobles | 105 | 27105 | 2 | 10745 | 2002 | 9999 |  |  | N | Distillate Fuel Oil | [13 empty] | 3.0916 | 3.0916 | 3.0916 | 3.0916 | [11 empty] | Worthington MN (City of) | 100 | Worthington MN (City of) | 100
natural gas peaker | Worthington | 2024_G_7 | 2024 | G | 7 |  | Combustion Turbine | IC Engine | MIS_MNWI | Minnesota | 27 | Nobles | 105 | 27105 | 2 | 10745 | 2002 | 9999 |  |  | N | Distillate Fuel Oil | [13 empty] | 3.0916 | 3.0916 | 3.0916 | 3.0916 | [11 empty] | Worthington MN (City of) | 100 | Worthington MN (City of) | 100
onshore wind | Worthington | 2024_G_8 | 2024 | G | 8 |  | Onshore Wind |  | MIS_MNWI | Minnesota | 27 | Nobles | 105 | 27105 | 0.9 | 0 | 2002 | 9999 |  |  | N | Wind | [13 empty] | 0 | 0 | 0 | 0 | [11 empty] | Worthington MN (City of) | 100 | Worthington MN (City of) | 100
onshore wind | Worthington | 2024_G_9 | 2024 | G | 9 |  | Onshore Wind |  | MIS_MNWI | Minnesota | 27 | Nobles | 105 | 27105 | 0.9 | 0 | 2002 | 9999 |  |  | N | Wind | [13 empty] | 0 | 0 | 0 | 0 | [11 empty] | Worthington MN (City of) | 100 | Worthington MN (City of) | 100
onshore wind | Worthington | 2024_G_12 | 2024 | G | 12 |  | Onshore Wind |  | MIS_MNWI | Minnesota | 27 | Nobles | 105 | 27105 | 1 | 0 | 2003 | 9999 |  |  | N | Wind | [13 empty] | 0 | 0 | 0 | 0 | [11 empty] | Worthington MN (City of) | 100 | Worthington MN (City of) | 100
onshore wind | Worthington | 2024_G_13 | 2024 | G | 13 |  | Onshore Wind |  | MIS_MNWI | Minnesota | 27 | Nobles | 105 | 27105 | 1 | 0 | 2003 | 9999 |  |  | N | Wind | [13 empty] | 0 | 0 | 0 | 0 | [11 empty] | Worthington MN (City of) | 100 | Worthington MN (City of) | 100
natural gas peaker | Cambridge CT | 2038_G_GT1 | 2038 | G | GT1 | 90190 | Combustion Turbine |  | MIS_MNWI | Minnesota | 27 | Isanti | 59 | 27059 | 23 | 11726 | 1978 | 9999 |  |  | N | Distillate Fuel Oil | [13 empty] | 1.2002 | 1.2002 | 1.2002 | 1.2002 | [11 empty] | Great River Energy | 100 | Great River Energy | 100
natural gas peaker | Cambridge CT | 2038_G_GT2 | 2038 | G | GT2 | 89651 | Combustion Turbine |  | MIS_MNWI | Minnesota | 27 | Isanti | 59 | 27059 | 154.2 | 11721 | 2007 | 9999 |  |  | N | Natural Gas |  |  |  | DLNB | [8 empty] | 0.006 | 0.06044 | 0.06044 | 0.06044 | 0.06044 | [11 empty] | Great River Energy | 100 | Great River Energy | 100
natural gas peaker | Elk River | 2039_G_CT | 2039 | G | CT | 90432 | Combustion Turbine |  | MIS_MNWI | Minnesota | 27 | Sherburne | 141 | 27141 | 196.5 | 11468 | 2009 | 9999 |  |  | N | Natural Gas, Distillate Fuel Oil |  |  |  | DLNB | [9 empty] | 0.05231 | 0.05231 | 0.05231 | 0.05231 | [11 empty] | Great River Energy | 100 | Great River Energy | 100
natural gas peaker | Maple Lake | 2042_G_5A | 2042 | G | 5A | 90189 | Combustion Turbine |  | MIS_MNWI | Minnesota | 27 | Wright | 171 | 27171 | 21.4 | 15795 | 1978 | 9999 |  |  | N | Distillate Fuel Oil | [13 empty] | 1.1999 | 1.1999 | 1.1999 | 1.1999 | [11 empty] | Great River Energy | 100 | Great River Energy | 100
natural gas peaker | Chevron Oil | 2047_G_1 | 2047 | G | 1 |  | Combustion Turbine |  | S_SOU | Mississippi | 28 | Jackson | 59 | 28059 | 15 | 11353 | 1967 | 9999 |  |  | Y | Natural Gas | [12 empty] | 4.8 | 0.70006 | 0.70006 | 0.70006 | 0.70006 | [11 empty] | Mississippi Power Co | 100 | Southern Co | 100
natural gas peaker | Chevron Oil | 2047_G_2 | 2047 | G | 2 |  | Combustion Turbine |  | S_SOU | Mississippi | 28 | Jackson | 59 | 28059 | 15 | 11353 | 1967 | 9999 |  |  | Y | Natural Gas | [12 empty] | 4.8 | 0.70006 | 0.70006 | 0.70006 | 0.70006 | [11 empty] | Mississippi Power Co | 100 | Southern Co | 100
natural gas peaker | Chevron Oil | 2047_G_3 | 2047 | G | 3 |  | Combustion Turbine |  | S_SOU | Mississippi | 28 | Jackson | 59 | 28059 | 16 | 11353 | 1971 | 9999 |  |  | Y | Natural Gas | [12 empty] | 4.8 | 0.70006 | 0.70006 | 0.70006 | 0.70006 | [11 empty] | Mississippi Power Co | 100 | Southern Co | 100
natural gas peaker | Chevron Oil | 2047_G_4 | 2047 | G | 4 |  | Combustion Turbine |  | S_SOU | Mississippi | 28 | Jackson | 59 | 28059 | 16 | 11353 | 1971 | 9999 |  |  | Y | Natural Gas | [12 empty] | 4.8 | 0.70006 | 0.70006 | 0.70006 | 0.70006 | [11 empty] | Mississippi Power Co | 100 | Southern Co | 100
natural gas peaker | Chevron Oil | 2047_G_5 | 2047 | G | 5 | 1285 | Combustion Turbine |  | S_SOU | Mississippi | 28 | Jackson | 59 | 28059 | 70 | 11354 | 1994 | 9999 |  |  | Y | Natural Gas |  |  |  | DLNB | [8 empty] | 0.003 | 0.03028 | 0.03028 | 0.03028 | 0.03028 | [11 empty] | Mississippi Power Co | 100 | Southern Co | 100
natural gas peaker | Sweatt | 2048_G_A | 2048 | G | A | 90050 | Combustion Turbine |  | S_SOU | Mississippi | 28 | Lauderdale | 75 | 28075 | 32 | 14840 | 1971 | 9999 |  |  | N | Natural Gas | [12 empty] | 4.8 | 0.70002 | 0.70002 | 0.70002 | 0.70002 | [11 empty] | Mississippi Power Co | 100 | Southern Co | 100
natural gas peaker | Jack Watson | 2049_G_A | 2049 | G | A | 90051 | Combustion Turbine |  | S_SOU | Mississippi | 28 | Harrison | 47 | 28047 | 33 | 17054 | 1970 | 9999 |  |  | N | Natural Gas | [12 empty] | 4.8 | 0.70009 | 0.70009 | 0.70009 | 0.70009 | [11 empty] | Mississippi Power Co | 100 | Southern Co | 100
natural gas steam turbine | Jack Watson | 2049_B_5 | 2049 | B | 5 | 1292 | O/G Steam |  | S_SOU | Mississippi | 28 | Harrison | 47 | 28047 | 480 | 10838 | 1973 | 9999 | wall | dry | N | Natural Gas |  |  |  | LNB + OFA | [8 empty] | 4.8 | 0.35514 | 0.35514 | 0.35514 | 0.35514 | [11 empty] | Mississippi Power Co | 100 | Southern Co | 100
natural gas combined cycle | L L Wilkins | 2059_G_7 | 2059 | G | 7 |  | Combined Cycle |  | MIS_MS | Mississippi | 28 | Coahoma | 27 | 28027 | 7.5 | 13902 | 1961 | 9999 |  |  | N | Natural Gas | [13 empty] | 0.068427 | 0.068427 | 0.068427 | 0.068427 | [11 empty] | Clarksdale Water & Light Dept | 100 | Clarksdale Water & Light Dept | 100
natural gas combined cycle | L L Wilkins | 2059_G_8 | 2059 | G | 8 |  | Combined Cycle |  | MIS_MS | Mississippi | 28 | Coahoma | 27 | 28027 | 13.2 | 13902 | 1965 | 9999 |  |  | N | Natural Gas | [13 empty] | 0.068427 | 0.068427 | 0.068427 | 0.068427 | [11 empty] | Clarksdale Water & Light Dept | 100 | Clarksdale Water & Light Dept | 100
natural gas combined cycle | L L Wilkins | 2059_G_9 | 2059 | G | 9 |  | Combined Cycle |  | MIS_MS | Mississippi | 28 | Coahoma | 27 | 28027 | 22 | 15000 | 1971 | 9999 |  |  | N | Natural Gas | [13 empty] | 0.16108 | 0.16108 | 0.16108 | 0.16108 | [11 empty] | Clarksdale Water & Light Dept | 100 | Clarksdale Water & Light Dept | 100
natural gas combined cycle | L L Wilkins | 2059_G_6 | 2059 | G | 6 |  | Combined Cycle |  | MIS_MS | Mississippi | 28 | Coahoma | 27 | 28027 | 6.8 | 13902 | 1996 | 9999 |  |  | N | Natural Gas | [13 empty] | 0.068427 | 0.068427 | 0.068427 | 0.068427 | [11 empty] | Clarksdale Water & Light Dept | 100 | Clarksdale Water & Light Dept | 100
natural gas combined cycle | Yazoo | 2067_G_2 | 2067 | G | 2 |  | Combined Cycle |  | MIS_MS | Mississippi | 28 | Yazoo | 163 | 28163 | 5.6 | 15000 | 1945 | 9999 |  |  | N | Natural Gas | [13 empty] | 0.068427 | 0.068427 | 0.068427 | 0.068427 | [11 empty] | Public Service Commission of Yazoo City | 100 | Public Service Commission of Yazoo City | 100
natural gas combined cycle | Yazoo | 2067_G_3 | 2067 | G | 3 |  | Combined Cycle |  | MIS_MS | Mississippi | 28 | Yazoo | 163 | 28163 | 13 | 15000 | 1954 | 9999 |  |  | N | Natural Gas | [12 empty] | 2.4 | 0.068427 | 0.068427 | 0.068427 | 0.068427 | [11 empty] | Public Service Commission of Yazoo City | 100 | Public Service Commission of Yazoo City | 100
natural gas combined cycle | Yazoo | 2067_G_GT1 | 2067 | G | GT1 |  | Combined Cycle |  | MIS_MS | Mississippi | 28 | Yazoo | 163 | 28163 | 14.7 | 15000 | 1968 | 9999 |  |  | N | Natural Gas, Distillate Fuel Oil | [12 empty] | 4.8 | 0.068427 | 0.068427 | 0.068427 | 0.068427 | [11 empty] | Public Service Commission of Yazoo City | 100 | Public Service Commission of Yazoo City | 100
natural gas combined cycle | Moselle | 2070_G_1 | 2070 | G | 1 |  | Combined Cycle |  | MIS_MS | Mississippi | 28 | Jones | 67 | 28067 | 59 | 8420 | 1970 | 9999 | wall |  | N | Natural Gas |  |  |  |  | SCR | [8 empty] | 0.0061871 | 0.0061871 | 0.0061871 | 0.0061871 | [11 empty] | Cooperative Energy | 100 | South Mississippi Electric Power Association | 100
natural gas combined cycle | Moselle | 2070_G_2 | 2070 | G | 2 |  | Combined Cycle |  | MIS_MS | Mississippi | 28 | Jones | 67 | 28067 | 59 | 8420 | 1970 | 9999 | wall |  | N | Natural Gas |  |  |  |  | SCR | [8 empty] | 0.0065667 | 0.0065667 | 0.0065667 | 0.0065667 | [11 empty] | Cooperative Energy | 100 | South Mississippi Electric Power Association | 100
natural gas peaker | Moselle | 2070_G_4 | 2070 | G | 4 | 1303 | Combustion Turbine |  | MIS_MS | Mississippi | 28 | Jones | 67 | 28067 | 75 | 12700 | 1997 | 9999 |  |  | N | Natural Gas, Distillate Fuel Oil |  |  |  | DLNB | [8 empty] | 4.8 | 0.03863 | 0.03863 | 0.03863 | 0.03863 | [11 empty] | Cooperative Energy | 100 | South Mississippi Electric Power Association | 100
natural gas peaker | Moselle | 2070_G_5 | 2070 | G | 5 | 1304 | Combustion Turbine |  | MIS_MS | Mississippi | 28 | Jones | 67 | 28067 | 75 | 12700 | 2006 | 9999 |  |  | N | Natural Gas |  |  |  | DLNB | [8 empty] | 4.8 | 0.02405 | 0.02405 | 0.02405 | 0.02405 | [11 empty] | Cooperative Energy | 100 | South Mississippi Electric Power Association | 100
natural gas combined cycle | Moselle | 2070_G_GTG1 | 2070 | G | GTG1 | 90671 | Combined Cycle |  | MIS_MS | Mississippi | 28 | Jones | 67 | 28067 | 75 | 8420 | 2012 | 9999 |  |  | N | Natural Gas |  |  |  | DLNB | SCR | [8 empty] | 0.0061871 | 0.0061871 | 0.0061871 | 0.0061871 | [11 empty] | Cooperative Energy | 100 | South Mississippi Electric Power Association | 100
natural gas combined cycle | Moselle | 2070_G_GTG2 | 2070 | G | GTG2 | 90672 | Combined Cycle |  | MIS_MS | Mississippi | 28 | Jones | 67 | 28067 | 75 | 8420 | 2012 | 9999 |  |  | N | Natural Gas |  |  |  | DLNB | SCR | [8 empty] | 0.0065667 | 0.0065667 | 0.0065667 | 0.0065667 | [11 empty] | Cooperative Energy | 100 | South Mississippi Electric Power Association | 100
natural gas combined cycle | Hawthorn | 2079_G_6 | 2079 | G | 6 | 1319 | Combined Cycle |  | SPP_N | Missouri | 29 | Jackson | 95 | 29095 | 124.1 | 9784 | 1997 | 9999 |  |  | N | Natural Gas |  |  |  | other | SCR | [7 empty] | 0.395 | 0.11282 | 0.013093 | 0.11282 | 0.013093 | [11 empty] | Evergy Metro Inc | 100 | Evergy Inc | 100
hard coal | Hawthorn | 2079_B_5A | 2079 | B | 5A | 1315 | Coal Steam |  | SPP_N | Missouri | 29 | Jackson | 95 | 29095 | 564 | 10285 | 2000 | 9999 | wall | dry | N | Subbituminous | Dry Scrubber | 2001 | 0.94 | LNBO | SCR | 2001 |  | B | NA | ACI | 2016 |  | 0.12 | 0.06448 | 0.06448 | 0.06448 | 0.06448 | 0.1 | 0.1 | 0.1 | 0.99 | [7 empty] | Evergy Metro Inc | 100 | Evergy Inc | 100
natural gas peaker | Hawthorn | 2079_G_7 | 2079 | G | 7 | 1317 | Combustion Turbine |  | SPP_N | Missouri | 29 | Jackson | 95 | 29095 | 78.1 | 12917 | 2000 | 9999 |  |  | N | Natural Gas |  |  |  | other | [8 empty] | 2.3 | 0.02655 | 0.02655 | 0.02655 | 0.02655 | [11 empty] | Evergy Metro Inc | 100 | Evergy Inc | 100
natural gas peaker | Hawthorn | 2079_G_8 | 2079 | G | 8 | 1318 | Combustion Turbine |  | SPP_N | Missouri | 29 | Jackson | 95 | 29095 | 79.1 | 12917 | 2000 | 9999 |  |  | N | Natural Gas |  |  |  | other | [8 empty] | 2.3 | 0.02647 | 0.02647 | 0.02647 | 0.02647 | [11 empty] | Evergy Metro Inc | 100 | Evergy Inc | 100
natural gas combined cycle | Hawthorn | 2079_G_9 | 2079 | G | 9 | 1319 | Combined Cycle |  | SPP_N | Missouri | 29 | Jackson | 95 | 29095 | 110.4 | 9784 | 2000 | 9999 |  |  | N | Natural Gas |  |  |  |  | SCR | [7 empty] | 0.395 | 0.11282 | 0.013093 | 0.11282 | 0.013093 | [11 empty] | Evergy Metro Inc | 100 | Evergy Inc | 100
natural gas peaker | Northeast (MO) | 2081_G_11 | 2081 | G | 11 | 90053 | Combustion Turbine |  | SPP_N | Missouri | 29 | Jackson | 95 | 29095 | 46.7 | 25000 | 1972 | 9999 |  |  | N | Distillate Fuel Oil | [12 empty] | 8 | 1.2 | 1.2 | 1.2 | 1.2 | [11 empty] | Evergy Metro Inc | 100 | Evergy Inc | 100
natural gas peaker | Northeast (MO) | 2081_G_12 | 2081 | G | 12 | 90054 | Combustion Turbine |  | SPP_N | Missouri | 29 | Jackson | 95 | 29095 | 40.9 | 25000 | 1972 | 9999 |  |  | N | Distillate Fuel Oil | [12 empty] | 8 | 1.2001 | 1.2001 | 1.2001 | 1.2001 | [11 empty] | Evergy Metro Inc | 100 | Evergy Inc | 100
natural gas peaker | Northeast (MO) | 2081_G_13 | 2081 | G | 13 | 90055 | Combustion Turbine |  | SPP_N | Missouri | 29 | Jackson | 95 | 29095 | 46.1 | 25000 | 1975 | 9999 |  |  | N | Distillate Fuel Oil | [12 empty] | 8 | 1.1999 | 1.1999 | 1.1999 | 1.1999 | [11 empty] | Evergy Metro Inc | 100 | Evergy Inc | 100
natural gas peaker | Northeast (MO) | 2081_G_14 | 2081 | G | 14 | 90056 | Combustion Turbine |  | SPP_N | Missouri | 29 | Jackson | 95 | 29095 | 49.2 | 25000 | 1975 | 9999 |  |  | N | Distillate Fuel Oil | [12 empty] | 8 | 1.1999 | 1.1999 | 1.1999 | 1.1999 | [11 empty] | Evergy Metro Inc | 100 | Evergy Inc | 100
natural gas peaker | Northeast (MO) | 2081_G_15 | 2081 | G | 15 | 90057 | Combustion Turbine |  | SPP_N | Missouri | 29 | Jackson | 95 | 29095 | 52.9 | 25000 | 1976 | 9999 |  |  | N | Distillate Fuel Oil | [12 empty] | 8 | 1.2 | 1.2 | 1.2 | 1.2 | [11 empty] | Evergy Metro Inc | 100 | Evergy Inc | 100
natural gas peaker | Northeast (MO) | 2081_G_16 | 2081 | G | 16 | 90058 | Combustion Turbine |  | SPP_N | Missouri | 29 | Jackson | 95 | 29095 | 52.8 | 25000 | 1976 | 9999 |  |  | N | Distillate Fuel Oil | [12 empty] | 8 | 1.2001 | 1.2001 | 1.2001 | 1.2001 | [11 empty] | Evergy Metro Inc | 100 | Evergy Inc | 100
natural gas peaker | Northeast (MO) | 2081_G_17 | 2081 | G | 17 | 90059 | Combustion Turbine |  | SPP_N | Missouri | 29 | Jackson | 95 | 29095 | 53.2 | 25000 | 1977 | 9999 |  |  | N | Distillate Fuel Oil | [12 empty] | 8 | 1.2 | 1.2 | 1.2 | 1.2 | [11 empty] | Evergy Metro Inc | 100 | Evergy Inc | 100
natural gas peaker | Northeast (MO) | 2081_G_18 | 2081 | G | 18 | 90060 | Combustion Turbine |  | SPP_N | Missouri | 29 | Jackson | 95 | 29095 | 52.2 | 25000 | 1977 | 9999 |  |  | N | Distillate Fuel Oil | [12 empty] | 8 | 1.2002 | 1.2002 | 1.2002 | 1.2002 | [11 empty] | Evergy Metro Inc | 100 | Evergy Inc | 100
natural gas peaker | Northeast (MO) | 2081_G_19 | 2081 | G | 19 |  | Combustion Turbine | IC Engine | SPP_N | Missouri | 29 | Jackson | 95 | 29095 | 2 | 25000 | 1985 | 9999 |  |  | N | Distillate Fuel Oil | [12 empty] | 2.3 | 1.6498 | 1.6498 | 1.6498 | 1.6498 | [11 empty] | Evergy Metro Inc | 100 | Evergy Inc | 100
natural gas peaker | Fairgrounds | 2082_G_1 | 2082 | G | 1 | 90097 | Combustion Turbine |  | MIS_MO | Missouri | 29 | Cole | 51 | 29051 | 54 | 23497 | 1974 | 9999 |  |  | N | Distillate Fuel Oil | [12 empty] | 2.02 | 1.2001 | 1.2001 | 1.2001 | 1.2001 | [11 empty] | Ameren Missouri | 100 | Ameren Corp | 100
natural gas peaker | Nevada | 2090_G_1 | 2090 | G | 1 |  | Combustion Turbine |  | SPP_N | Missouri | 29 | Vernon | 217 | 29217 | 18.1 | 17445 | 1974 | 9999 |  |  | N | Distillate Fuel Oil | [13 empty] | 1.2 | 1.2 | 1.2 | 1.2 | [11 empty] | Evergy Missouri West Inc | 100 | Evergy Inc | 100
natural gas peaker | Ralph Green | 2092_G_3 | 2092 | G | 3 | 90004 | Combustion Turbine |  | SPP_N | Missouri | 29 | Cass | 37 | 29037 | 70.9 | 23157 | 1981 | 9999 |  |  | N | Natural Gas |  |  |  | H2O | [8 empty] | 2.3 | 0.17127 | 0.17127 | 0.17127 | 0.17127 | [11 empty] | Evergy Missouri West Inc | 100 | Evergy Inc | 100
natural gas steam turbine | Lake Road (MO) | 2098_B_3 | 2098 | B | 3 |  | O/G Steam |  | SPP_N | Missouri | 29 | Buchanan | 21 | 29021 | 1.1 | 10957 | 1938 | 9999 | wall |  | Y | Natural Gas | [12 empty] | 8.6 | 0.23063 | 0.23063 | 0.23063 | 0.23063 | [11 empty] | Evergy Missouri West Inc | 100 | Evergy Inc | 100
natural gas steam turbine | Lake Road (MO) | 2098_B_4 | 2098 | B | 4 |  | O/G Steam |  | SPP_N | Missouri | 29 | Buchanan | 21 | 29021 | 12.4 | 10957 | 1951 | 9999 | wall |  | Y | Natural Gas | [12 empty] | 8.6 | 0.23063 | 0.23063 | 0.23063 | 0.23063 | [11 empty] | Evergy Missouri West Inc | 100 | Evergy Inc | 100
natural gas steam turbine | Lake Road (MO) | 2098_B_5 | 2098 | B | 5 |  | O/G Steam |  | SPP_N | Missouri | 29 | Buchanan | 21 | 29021 | 15.5 | 10957 | 1957 | 9999 | wall | dry | Y | Natural Gas | [12 empty] | 8.6 | 0.23063 | 0.23063 | 0.23063 | 0.23063 | [11 empty] | Evergy Missouri West Inc | 100 | Evergy Inc | 100
natural gas steam turbine | Lake Road (MO) | 2098_B_1 | 2098 | B | 1 |  | O/G Steam |  | SPP_N | Missouri | 29 | Buchanan | 21 | 29021 | 5.6 | 10957 | 1961 | 9999 | wall |  | Y | Natural Gas | [12 empty] | 8.6 | 0.23063 | 0.23063 | 0.23063 | 0.23063 | [11 empty] | Evergy Missouri West Inc | 100 | Evergy Inc | 100
natural gas steam turbine | Lake Road (MO) | 2098_B_2 | 2098 | B | 2 |  | O/G Steam |  | SPP_N | Missouri | 29 | Buchanan | 21 | 29021 | 5.6 | 10957 | 1961 | 9999 | wall |  | Y | Natural Gas | [12 empty] | 8.6 | 0.23063 | 0.23063 | 0.23063 | 0.23063 | [11 empty] | Evergy Missouri West Inc | 100 | Evergy Inc | 100
natural gas peaker | Lake Road (MO) | 2098_G_5 | 2098 | G | 5 | 89948 | Combustion Turbine |  | SPP_N | Missouri | 29 | Buchanan | 21 | 29021 | 61.9 | 22351 | 1974 | 9999 |  |  | N | Natural Gas | [12 empty] | 8.6 | 0.7392 | 0.7392 | 0.7392 | 0.7392 | [11 empty] | Evergy Missouri West Inc | 100 | Evergy Inc | 100
natural gas peaker | Lake Road (MO) | 2098_G_6 | 2098 | G | 6 | 1327 | Combustion Turbine |  | SPP_N | Missouri | 29 | Buchanan | 21 | 29021 | 20.9 | 21958 | 1989 | 2030 |  |  | N | Distillate Fuel Oil |  |  |  | OFA | [8 empty] | 1.43 | 0.16028 | 0.16028 | 0.16028 | 0.16028 | [11 empty] | Evergy Missouri West Inc | 100 | Evergy Inc | 100
natural gas peaker | Lake Road (MO) | 2098_G_7 | 2098 | G | 7 |  | Combustion Turbine |  | SPP_N | Missouri | 29 | Buchanan | 21 | 29021 | 21.1 | 21739 | 1990 | 9999 |  |  | N | Distillate Fuel Oil | [12 empty] | 8.6 | 0.09765 | 0.09765 | 0.09765 | 0.09765 | [11 empty] | Evergy Missouri West Inc | 100 | Evergy Inc | 100
natural gas steam turbine | Lake Road (MO) | 2098_B_8 | 2098 | B | 8 |  | O/G Steam |  | SPP_N | Missouri | 29 | Buchanan | 21 | 29021 | 1.9 | 10957 | 2006 | 9999 | wall |  | Y | Natural Gas |  |  |  | FR + LNB | [9 empty] | 0.10042 | 0.10042 | 0.10042 | 0.10042 | [11 empty] | Evergy Missouri West Inc | 100 | Evergy Inc | 100
hydro | Niangua | 2099_G_1 | 2099 | G | 1 |  | Hydro |  | S_D_AECI | Missouri | 29 | Camden | 29 | 29029 | 1.5 | 0 | 1930 | 9999 |  |  | N | Hydro | [13 empty] | 0 | 0 | 0 | 0 | [11 empty] | Sho ME Power Electric Coop | 100 | Sho ME Power Electric Coop | 100
hydro | Niangua | 2099_G_2 | 2099 | G | 2 |  | Hydro |  | S_D_AECI | Missouri | 29 | Camden | 29 | 29029 | 1.5 | 0 | 1930 | 9999 |  |  | N | Hydro | [13 empty] | 0 | 0 | 0 | 0 | [11 empty] | Sho ME Power Electric Coop | 100 | Sho ME Power Electric Coop | 100
hard coal | Labadie | 2103_B_1 | 2103 | B | 1 | 1328 | Coal Steam |  | MIS_MO | Missouri | 29 | Franklin | 71 | 29071 | 593 | 10396 | 1970 | 2042 | tangential | dry | N | Subbituminous |  |  |  | LNC3 |  |  |  | ESPC | Yes | ACI | 2016 |  | 4.8 | 0.09316 | 0.09316 | 0.09316 | 0.09316 | 0.1 | 0.1 | 0.1 | 0 | [7 empty] | Ameren Missouri | 100 | Ameren Corp | 100
hard coal | Labadie | 2103_B_2 | 2103 | B | 2 | 1329 | Coal Steam |  | MIS_MO | Missouri | 29 | Franklin | 71 | 29071 | 593 | 10397 | 1971 | 2042 | tangential | dry | N | Subbituminous |  |  |  | LNC3 |  |  |  | ESPC | Yes | ACI | 2016 |  | 4.8 | 0.09289 | 0.09289 | 0.09289 | 0.09289 | 0.1 | 0.1 | 0.1 | 0 | [7 empty] | Ameren Missouri | 100 | Ameren Corp | 100
hard coal | Labadie | 2103_B_3 | 2103 | B | 3 | 1330 | Coal Steam |  | MIS_MO | Missouri | 29 | Franklin | 71 | 29071 | 593 | 10427 | 1972 | 2036 | tangential | dry | N | Subbituminous |  |  |  | LNC3 |  |  |  | ESPC | Yes | ACI | 2016 |  | 4.8 | 0.09557 | 0.09557 | 0.09557 | 0.09557 | 0.1 | 0.1 | 0.1 | 0 | [7 empty] | Ameren Missouri | 100 | Ameren Corp | 100
hard coal | Labadie | 2103_B_4 | 2103 | B | 4 | 1331 | Coal Steam |  | MIS_MO | Missouri | 29 | Franklin | 71 | 29071 | 593 | 10397 | 1973 | 2036 | tangential | dry | N | Subbituminous |  |  |  | LNC3 |  |  |  | ESPC | Yes | ACI | 2016 |  | 4.8 | 0.09053 | 0.09053 | 0.09053 | 0.09053 | 0.1 | 0.1 | 0.1 | 0 | [7 empty] | Ameren Missouri | 100 | Ameren Corp | 100
natural gas peaker | Meramec | 2104_G_GT1 | 2104 | G | GT1 | 89684 | Combustion Turbine |  | MIS_MO | Missouri | 29 | St Louis | 189 | 29189 | 54 | 12856 | 1974 | 9999 |  |  | N | Distillate Fuel Oil | [12 empty] | 0.5 | 1.1236 | 1.1236 | 1.1236 | 1.1236 | [11 empty] | Ameren Missouri | 100 | Ameren Corp | 100
natural gas peaker | Meramec | 2104_G_GT2 | 2104 | G | GT2 | 89685 | Combustion Turbine |  | MIS_MO | Missouri | 29 | St Louis | 189 | 29189 | 45 | 12841 | 2000 | 9999 |  |  | N | Natural Gas, Distillate Fuel Oil |  |  |  | H2O | [8 empty] | 0.5 | 0.69995 | 0.69995 | 0.69995 | 0.69995 | [11 empty] | Ameren Missouri | 100 | Ameren Corp | 100
hydro | Osage Dam | 2106_G_1 | 2106 | G | 1 |  | Hydro |  | MIS_MO | Missouri | 29 | Miller | 131 | 29131 | 31 | 0 | 1931 | 9999 |  |  | N | Hydro | [13 empty] | 0 | 0 | 0 | 0 | [11 empty] | Ameren Missouri | 100 | Ameren Corp | 100
hydro | Osage Dam | 2106_G_2 | 2106 | G | 2 |  | Hydro |  | MIS_MO | Missouri | 29 | Miller | 131 | 29131 | 24 | 0 | 1931 | 9999 |  |  | N | Hydro | [13 empty] | 0 | 0 | 0 | 0 | [11 empty] | Ameren Missouri | 100 | Ameren Corp | 100
hydro | Osage Dam | 2106_G_3 | 2106 | G | 3 |  | Hydro |  | MIS_MO | Missouri | 29 | Miller | 131 | 29131 | 31 | 0 | 1931 | 9999 |  |  | N | Hydro | [13 empty] | 0 | 0 | 0 | 0 | [11 empty] | Ameren Missouri | 100 | Ameren Corp | 100
hydro | Osage Dam | 2106_G_4 | 2106 | G | 4 |  | Hydro |  | MIS_MO | Missouri | 29 | Miller | 131 | 29131 | 24 | 0 | 1931 | 9999 |  |  | N | Hydro | [13 empty] | 0 | 0 | 0 | 0 | [11 empty] | Ameren Missouri | 100 | Ameren Corp | 100
hydro | Osage Dam | 2106_G_5 | 2106 | G | 5 |  | Hydro |  | MIS_MO | Missouri | 29 | Miller | 131 | 29131 | 31 | 0 | 1931 | 9999 |  |  | N | Hydro | [13 empty] | 0 | 0 | 0 | 0 | [11 empty] | Ameren Missouri | 100 | Ameren Corp | 100
hydro | Osage Dam | 2106_G_6 | 2106 | G | 6 |  | Hydro |  | MIS_MO | Missouri | 29 | Miller | 131 | 29131 | 31 | 0 | 1931 | 9999 |  |  | N | Hydro | [13 empty] | 0 | 0 | 0 | 0 | [11 empty] | Ameren Missouri | 100 | Ameren Corp | 100
hydro | Osage Dam | 2106_G_7 | 2106 | G | 7 |  | Hydro |  | MIS_MO | Missouri | 29 | Miller | 131 | 29131 | 31 | 0 | 1953 | 9999 |  |  | N | Hydro | [13 empty] | 0 | 0 | 0 | 0 | [11 empty] | Ameren Missouri | 100 | Ameren Corp | 100
hydro | Osage Dam | 2106_G_8 | 2106 | G | 8 |  | Hydro |  | MIS_MO | Missouri | 29 | Miller | 131 | 29131 | 31 | 0 | 1953 | 9999 |  |  | N | Hydro | [13 empty] | 0 | 0 | 0 | 0 | [11 empty] | Ameren Missouri | 100 | Ameren Corp | 100
hard coal | Sioux | 2107_B_1 | 2107 | B | 1 | 1336 | Coal Steam |  | MIS_MO | Missouri | 29 | St Charles | 183 | 29183 | 487 | 11127 | 1967 | 2030 | cyclone | wet | N | Bituminous, Subbituminous | Wet Scrubber | 2010 | 0.983 | OFA + other | SNCR |  | 2007 | ESPC | Yes | ACI | 2010 |  | 4.8 | 0.22534 | 0.22534 | 0.22534 | 0.22534 | 0.05 | 0.1 | 0.1 | 0.99 | [7 empty] | Ameren Missouri | 100 | Ameren Corp | 100
hard coal | Sioux | 2107_B_2 | 2107 | B | 2 | 1337 | Coal Steam |  | MIS_MO | Missouri | 29 | St Charles | 183 | 29183 | 487 | 11339 | 1968 | 2030 | cyclone | wet | N | Bituminous, Subbituminous | Wet Scrubber | 2010 | 0.983 | OFA + other | SNCR |  | 2007 | ESPC | Yes | ACI | 2010 |  | 4.8 | 0.22072 | 0.22072 | 0.22072 | 0.22072 | 0.05 | 0.1 | 0.1 | 0.99 | [7 empty] | Ameren Missouri | 100 | Ameren Corp | 100
0 | Taum Sauk | 2108_G_1 | 2108 | G | 1 |  | Pumped Storage |  | MIS_MO | Missouri | 29 | Reynolds | 179 | 29179 | 220 | 0 | 1963 | 9999 |  |  | N | Pumped Storage | [13 empty] | 0 | 0 | 0 | 0 | [11 empty] | Ameren Missouri | 100 | Ameren Corp | 100
0 | Taum Sauk | 2108_G_2 | 2108 | G | 2 |  | Pumped Storage |  | MIS_MO | Missouri | 29 | Reynolds | 179 | 29179 | 220 | 0 | 1963 | 9999 |  |  | N | Pumped Storage | [13 empty] | 0 | 0 | 0 | 0 | [11 empty] | Ameren Missouri | 100 | Ameren Corp | 100
natural gas peaker | Butler Municipal Power Plant | 2115_G_5 | 2115 | G | 5 |  | Combustion Turbine | IC Engine | SPP_N | Missouri | 29 | Bates | 13 | 29013 | 1 | 21625 | 1959 | 9999 |  |  | N | Distillate Fuel Oil | [12 empty] | 2.3 | 1.6498 | 1.6498 | 1.6498 | 1.6498 | [11 empty] | Butler MO (City of) | 100 | Butler MO (City of) | 100
natural gas peaker | Butler Municipal Power Plant | 2115_G_IC6 | 2115 | G | IC6 |  | Combustion Turbine | IC Engine | SPP_N | Missouri | 29 | Bates | 13 | 29013 | 1.1 | 21625 | 1965 | 9999 |  |  | N | Distillate Fuel Oil | [12 empty] | 2.3 | 1.6498 | 1.6498 | 1.6498 | 1.6498 | [11 empty] | Butler MO (City of) | 100 | Butler MO (City of) | 100
natural gas peaker | Butler Municipal Power Plant | 2115_G_NG1 | 2115 | G | NG1 |  | Combustion Turbine | IC Engine | SPP_N | Missouri | 29 | Bates | 13 | 29013 | 1.8 | 19621 | 2000 | 9999 |  |  | N | Distillate Fuel Oil | [12 empty] | 2.3 | 1.4406 | 1.4406 | 1.4406 | 1.4406 | [11 empty] | Butler MO (City of) | 100 | Butler MO (City of) | 100
natural gas peaker | Butler Municipal Power Plant | 2115_G_NG2 | 2115 | G | NG2 |  | Combustion Turbine | IC Engine | SPP_N | Missouri | 29 | Bates | 13 | 29013 | 1.8 | 15639 | 2000 | 9999 |  |  | N | Distillate Fuel Oil | [12 empty] | 2.3 | 1.4976 | 1.4976 | 1.4976 | 1.4976 | [11 empty] | Butler MO (City of) | 100 | Butler MO (City of) | 100
natural gas peaker | Butler Municipal Power Plant | 2115_G_SG1 | 2115 | G | SG1 |  | Combustion Turbine | IC Engine | SPP_N | Missouri | 29 | Bates | 13 | 29013 | 1.8 | 18621 | 2000 | 9999 |  |  | N | Distillate Fuel Oil | [12 empty] | 2.3 | 1.9063 | 1.9063 | 1.9063 | 1.9063 | [11 empty] | Butler MO (City of) | 100 | Butler MO (City of) | 100
natural gas peaker | Butler Municipal Power Plant | 2115_G_SG2 | 2115 | G | SG2 |  | Combustion Turbine | IC Engine | SPP_N | Missouri | 29 | Bates | 13 | 29013 | 1.8 | 15847 | 2000 | 9999 |  |  | N | Distillate Fuel Oil | [12 empty] | 2.3 | 1.9033 | 1.9033 | 1.9033 | 1.9033 | [11 empty] | Butler MO (City of) | 100 | Butler MO (City of) | 100
natural gas peaker | Carrollton | 2120_G_3 | 2120 | G | 3 |  | Combustion Turbine | IC Engine | SPP_N | Missouri | 29 | Carroll | 33 | 29033 | 1.8 | 18000 | 1947 | 9999 |  |  | N | Natural Gas, Distillate Fuel Oil | [12 empty] | 2.3 | 1.061 | 1.061 | 1.061 | 1.061 | [11 empty] | Carrollton Municipal Utilities | 100 | Carrollton Municipal Utilities | 100
natural gas peaker | Carrollton | 2120_G_7 | 2120 | G | 7 |  | Combustion Turbine | IC Engine | SPP_N | Missouri | 29 | Carroll | 33 | 29033 | 2.5 | 18000 | 1959 | 9999 |  |  | N | Natural Gas, Distillate Fuel Oil | [12 empty] | 2.3 | 1.061 | 1.061 | 1.061 | 1.061 | [11 empty] | Carrollton Municipal Utilities | 100 | Carrollton Municipal Utilities | 100
natural gas peaker | Carrollton | 2120_G_8 | 2120 | G | 8 |  | Combustion Turbine | IC Engine | SPP_N | Missouri | 29 | Carroll | 33 | 29033 | 3.7 | 18000 | 1966 | 9999 |  |  | N | Natural Gas, Distillate Fuel Oil | [12 empty] | 2.3 | 1.061 | 1.061 | 1.061 | 1.061 | [11 empty] | Carrollton Municipal Utilities | 100 | Carrollton Municipal Utilities | 100
natural gas peaker | Carrollton | 2120_G_9 | 2120 | G | 9 |  | Combustion Turbine | IC Engine | SPP_N | Missouri | 29 | Carroll | 33 | 29033 | 3.7 | 18000 | 1970 | 9999 |  |  | N | Natural Gas, Distillate Fuel Oil | [12 empty] | 2.3 | 1.061 | 1.061 | 1.061 | 1.061 | [11 empty] | Carrollton Municipal Utilities | 100 | Carrollton Municipal Utilities | 100
natural gas peaker | Carrollton | 2120_G_10 | 2120 | G | 10 |  | Combustion Turbine | IC Engine | SPP_N | Missouri | 29 | Carroll | 33 | 29033 | 6 | 18000 | 1972 | 9999 |  |  | N | Natural Gas, Distillate Fuel Oil | [12 empty] | 2.3 | 1.061 | 1.061 | 1.061 | 1.061 | [11 empty] | Carrollton Municipal Utilities | 100 | Carrollton Municipal Utilities | 100
natural gas peaker | Carrollton | 2120_G_11 | 2120 | G | 11 |  | Combustion Turbine | IC Engine | SPP_N | Missouri | 29 | Carroll | 33 | 29033 | 1.8 | 25000 | 2001 | 9999 |  |  | N | Distillate Fuel Oil | [12 empty] | 2.3 | 1.6498 | 1.6498 | 1.6498 | 1.6498 | [11 empty] | Carrollton Municipal Utilities | 100 | Carrollton Municipal Utilities | 100
natural gas peaker | Carthage | 2121_G_6 | 2121 | G | 6 |  | Combustion Turbine | IC Engine | SPP_WEST | Missouri | 29 | Jasper | 97 | 29097 | 2 | 18000 | 1946 | 9999 |  |  | N | Natural Gas, Distillate Fuel Oil | [12 empty] | 2.3 | 1.061 | 1.061 | 1.061 | 1.061 | [11 empty] | Carthage MO (City of) | 100 | Carthage MO (City of) | 100
natural gas peaker | Carthage | 2121_G_7 | 2121 | G | 7 |  | Combustion Turbine | IC Engine | SPP_WEST | Missouri | 29 | Jasper | 97 | 29097 | 2.2 | 18000 | 1949 | 9999 |  |  | N | Natural Gas, Distillate Fuel Oil | [12 empty] | 2.3 | 1.061 | 1.061 | 1.061 | 1.061 | [11 empty] | Carthage MO (City of) | 100 | Carthage MO (City of) | 100
natural gas peaker | Carthage | 2121_G_8 | 2121 | G | 8 |  | Combustion Turbine | IC Engine | SPP_WEST | Missouri | 29 | Jasper | 97 | 29097 | 2.5 | 18000 | 1952 | 9999 |  |  | N | Natural Gas, Distillate Fuel Oil | [12 empty] | 2.3 | 1.061 | 1.061 | 1.061 | 1.061 | [11 empty] | Carthage MO (City of) | 100 | Carthage MO (City of) | 100
natural gas peaker | Carthage | 2121_G_9 | 2121 | G | 9 |  | Combustion Turbine | IC Engine | SPP_WEST | Missouri | 29 | Jasper | 97 | 29097 | 4 | 18000 | 1957 | 9999 |  |  | N | Natural Gas, Distillate Fuel Oil | [12 empty] | 2.3 | 1.061 | 1.061 | 1.061 | 1.061 | [11 empty] | Carthage MO (City of) | 100 | Carthage MO (City of) | 100
natural gas peaker | Carthage | 2121_G_10 | 2121 | G | 10 |  | Combustion Turbine | IC Engine | SPP_WEST | Missouri | 29 | Jasper | 97 | 29097 | 6 | 18000 | 1965 | 9999 |  |  | N | Natural Gas, Distillate Fuel Oil | [12 empty] | 2.3 | 1.061 | 1.061 | 1.061 | 1.061 | [11 empty] | Carthage MO (City of) | 100 | Carthage MO (City of) | 100
natural gas peaker | Carthage | 2121_G_11 | 2121 | G | 11 |  | Combustion Turbine | IC Engine | SPP_WEST | Missouri | 29 | Jasper | 97 | 29097 | 4 | 18000 | 1970 | 9999 |  |  | N | Natural Gas, Distillate Fuel Oil | [12 empty] | 2.3 | 1.061 | 1.061 | 1.061 | 1.061 | [11 empty] | Carthage MO (City of) | 100 | Carthage MO (City of) | 100
natural gas peaker | Carthage | 2121_G_12 | 2121 | G | 12 |  | Combustion Turbine | IC Engine | SPP_WEST | Missouri | 29 | Jasper | 97 | 29097 | 4 | 18000 | 1971 | 9999 |  |  | N | Natural Gas, Distillate Fuel Oil | [12 empty] | 2.3 | 1.061 | 1.061 | 1.061 | 1.061 | [11 empty] | Carthage MO (City of) | 100 | Carthage MO (City of) | 100
natural gas peaker | Carthage | 2121_G_13 | 2121 | G | 13 |  | Combustion Turbine | IC Engine | SPP_WEST | Missouri | 29 | Jasper | 97 | 29097 | 5.5 | 18000 | 1976 | 9999 |  |  | N | Natural Gas, Distillate Fuel Oil | [12 empty] | 2.3 | 1.061 | 1.061 | 1.061 | 1.061 | [11 empty] | Carthage MO (City of) | 100 | Carthage MO (City of) | 100
natural gas peaker | Carthage | 2121_G_14 | 2121 | G | 14 |  | Combustion Turbine | IC Engine | SPP_WEST | Missouri | 29 | Jasper | 97 | 29097 | 5.5 | 18000 | 1976 | 9999 |  |  | N | Natural Gas, Distillate Fuel Oil | [12 empty] | 2.3 | 1.061 | 1.061 | 1.061 | 1.061 | [11 empty] | Carthage MO (City of) | 100 | Carthage MO (City of) | 100
natural gas peaker | Chillicothe | 2122_G_GT1 | 2122 | G | GT1 | 90005 | Combustion Turbine |  | MIS_MO | Missouri | 29 | Livingston | 117 | 29117 | 40 | 16557 | 1986 | 9999 |  |  | N | Natural Gas, Distillate Fuel Oil | [12 empty] | 2.3 | 0.73292 | 0.73292 | 0.73292 | 0.73292 | [11 empty] | Chillicothe Municipal Utilities | 100 | Chillicothe Municipal Utilities | 100
natural gas peaker | Chillicothe | 2122_G_GT2 | 2122 | G | GT2 | 90006 | Combustion Turbine |  | MIS_MO | Missouri | 29 | Livingston | 117 | 29117 | 40 | 16572 | 1986 | 9999 |  |  | N | Natural Gas, Distillate Fuel Oil | [12 empty] | 2.3 | 0.84015 | 0.84015 | 0.84015 | 0.84015 | [11 empty] | Chillicothe Municipal Utilities | 100 | Chillicothe Municipal Utilities | 100
natural gas peaker | Chillicothe | 2122_G_D1 | 2122 | G | D1 |  | Combustion Turbine | IC Engine | MIS_MO | Missouri | 29 | Livingston | 117 | 29117 | 2 | 10880 | 2003 | 9999 |  |  | N | Distillate Fuel Oil | [12 empty] | 2.3 | 0.27973 | 0.27973 | 0.27973 | 0.27973 | [11 empty] | Chillicothe Municipal Utilities | 100 | Chillicothe Municipal Utilities | 100
natural gas peaker | Chillicothe | 2122_G_D2 | 2122 | G | D2 |  | Combustion Turbine | IC Engine | MIS_MO | Missouri | 29 | Livingston | 117 | 29117 | 2 | 10745 | 2003 | 9999 |  |  | N | Distillate Fuel Oil | [12 empty] | 2.3 | 0.27973 | 0.27973 | 0.27973 | 0.27973 | [11 empty] | Chillicothe Municipal Utilities | 100 | Chillicothe Municipal Utilities | 100
natural gas peaker | Chillicothe | 2122_G_D3 | 2122 | G | D3 |  | Combustion Turbine | IC Engine | MIS_MO | Missouri | 29 | Livingston | 117 | 29117 | 2 | 10745 | 2003 | 9999 |  |  | N | Distillate Fuel Oil | [12 empty] | 2.3 | 0.27973 | 0.27973 | 0.27973 | 0.27973 | [11 empty] | Chillicothe Municipal Utilities | 100 | Chillicothe Municipal Utilities | 100
natural gas peaker | Chillicothe | 2122_G_D4 | 2122 | G | D4 |  | Combustion Turbine | IC Engine | MIS_MO | Missouri | 29 | Livingston | 117 | 29117 | 2 | 10745 | 2003 | 9999 |  |  | N | Distillate Fuel Oil | [12 empty] | 2.3 | 0.27973 | 0.27973 | 0.27973 | 0.27973 | [11 empty] | Chillicothe Municipal Utilities | 100 | Chillicothe Municipal Utilities | 100
natural gas peaker | Chillicothe | 2122_G_D5 | 2122 | G | D5 |  | Combustion Turbine | IC Engine | MIS_MO | Missouri | 29 | Livingston | 117 | 29117 | 2 | 10745 | 2003 | 9999 |  |  | N | Distillate Fuel Oil | [12 empty] | 2.3 | 0.27973 | 0.27973 | 0.27973 | 0.27973 | [11 empty] | Chillicothe Municipal Utilities | 100 | Chillicothe Municipal Utilities | 100
natural gas peaker | Columbia (MO) | 2123_G_6 | 2123 | G | 6 |  | Combustion Turbine |  | MIS_MO | Missouri | 29 | Boone | 19 | 29019 | 12.5 | 16463 | 1963 | 9999 |  |  | N | Natural Gas |  |  |  | BOOS | [8 empty] | 2.3 | 0.56875 | 0.56875 | 0.56875 | 0.56875 | [11 empty] | Columbia Water & Light | 100 | Columbia Water & Light | 100
natural gas steam turbine | Columbia (MO) | 2123_B_8 | 2123 | B | 8 | 1341 | O/G Steam |  | MIS_MO | Missouri | 29 | Boone | 19 | 29019 | 35 | 13380 | 1970 | 9999 | wall | dry | N | Natural Gas |  |  |  | FR + LNB | [8 empty] | 8 | 0.01916 | 0.01916 | 0.01916 | 0.01916 | [11 empty] | Columbia Water & Light | 100 | Columbia Water & Light | 100
natural gas peaker | Columbia (MO) | 2123_G_SH1 | 2123 | G | SH1 |  | Combustion Turbine | IC Engine | MIS_MO | Missouri | 29 | Boone | 19 | 29019 | 1.3 | 12959 | 2002 | 9999 |  |  | N | Distillate Fuel Oil | [12 empty] | 2.3 | 1.6498 | 1.6498 | 1.6498 | 1.6498 | [11 empty] | Columbia Water & Light | 100 | Columbia Water & Light | 100
natural gas peaker | Columbia (MO) | 2123_G_SH2 | 2123 | G | SH2 |  | Combustion Turbine | IC Engine | MIS_MO | Missouri | 29 | Boone | 19 | 29019 | 1.3 | 12959 | 2002 | 9999 |  |  | N | Distillate Fuel Oil | [12 empty] | 2.3 | 1.6498 | 1.6498 | 1.6498 | 1.6498 | [11 empty] | Columbia Water & Light | 100 | Columbia Water & Light | 100
natural gas peaker | Columbia (MO) | 2123_G_DAN1 | 2123 | G | DAN1 |  | Combustion Turbine | IC Engine | MIS_MO | Missouri | 29 | Boone | 19 | 29019 | 2 | 12958 | 2004 | 9999 |  |  | N | Distillate Fuel Oil | [12 empty] | 2.3 | 1.6498 | 1.6498 | 1.6498 | 1.6498 | [11 empty] | Columbia Water & Light | 100 | Columbia Water & Light | 100
natural gas peaker | Columbia (MO) | 2123_G_WTP1 | 2123 | G | WTP1 |  | Combustion Turbine | IC Engine | MIS_MO | Missouri | 29 | Boone | 19 | 29019 | 2 | 12959 | 2004 | 9999 |  |  | N | Distillate Fuel Oil | [12 empty] | 2.3 | 1.6498 | 1.6498 | 1.6498 | 1.6498 | [11 empty] | Columbia Water & Light | 100 | Columbia Water & Light | 100
natural gas peaker | Columbia (MO) | 2123_G_WTP2 | 2123 | G | WTP2 |  | Combustion Turbine | IC Engine | MIS_MO | Missouri | 29 | Boone | 19 | 29019 | 2 | 12959 | 2004 | 9999 |  |  | N | Distillate Fuel Oil | [12 empty] | 2.3 | 1.6498 | 1.6498 | 1.6498 | 1.6498 | [11 empty] | Columbia Water & Light | 100 | Columbia Water & Light | 100
biomass | Columbia (MO) | 2123_G_LF1 | 2123 | G | LF1 |  | Landfill Gas |  | MIS_MO | Missouri | 29 | Boone | 19 | 29019 | 1 | 13500 | 2008 | 9999 |  |  | N | Landfill Gas | [13 empty] | 0.24082 | 0.24082 | 0.24082 | 0.24082 | [11 empty] | Columbia Water & Light | 100 | Columbia Water & Light | 100
biomass | Columbia (MO) | 2123_G_LF2 | 2123 | G | LF2 |  | Landfill Gas |  | MIS_MO | Missouri | 29 | Boone | 19 | 29019 | 1 | 13500 | 2008 | 9999 |  |  | N | Landfill Gas | [13 empty] | 0.24082 | 0.24082 | 0.24082 | 0.24082 | [11 empty] | Columbia Water & Light | 100 | Columbia Water & Light | 100
natural gas peaker | Columbia (MO) | 2123_G_SF1 | 2123 | G | SF1 |  | Combustion Turbine | IC Engine | MIS_MO | Missouri | 29 | Boone | 19 | 29019 | 1 | 12958 | 2008 | 9999 |  |  | N | Distillate Fuel Oil | [13 empty] | 1.6498 | 1.6498 | 1.6498 | 1.6498 | [11 empty] | Columbia Water & Light | 100 | Columbia Water & Light | 100
natural gas peaker | Columbia (MO) | 2123_G_SF2 | 2123 | G | SF2 |  | Combustion Turbine | IC Engine | MIS_MO | Missouri | 29 | Boone | 19 | 29019 | 1 | 12958 | 2008 | 9999 |  |  | N | Distillate Fuel Oil | [13 empty] | 1.6498 | 1.6498 | 1.6498 | 1.6498 | [11 empty] | Columbia Water & Light | 100 | Columbia Water & Light | 100
biomass | Columbia (MO) | 2123_G_LF3 | 2123 | G | LF3 |  | Landfill Gas |  | MIS_MO | Missouri | 29 | Boone | 19 | 29019 | 1 | 13500 | 2013 | 9999 |  |  | N | Landfill Gas | [13 empty] | 0.24082 | 0.24082 | 0.24082 | 0.24082 | [11 empty] | Columbia Water & Light | 100 | Columbia Water & Light | 100
hydro | Stockton Hydro | 2124_G_1 | 2124 | G | 1 |  | Hydro |  | SPP_N | Missouri | 29 | Cedar | 39 | 29039 | 52 | 0 | 1973 | 9999 |  |  | N | Hydro | [13 empty] | 0 | 0 | 0 | 0 | [11 empty] | USACE Kansas City District | 100 | U S Army Corps of Engineers | 100
natural gas peaker | Fulton (MO) | 2126_G_IC1 | 2126 | G | IC1 |  | Combustion Turbine | IC Engine | MIS_MO | Missouri | 29 | Callaway | 27 | 29027 | 4.1 | 11437 | 1966 | 9999 |  |  | N | Natural Gas, Distillate Fuel Oil | [12 empty] | 2.3 | 1.6498 | 1.6498 | 1.6498 | 1.6498 | [11 empty] | Fulton MO (City of) | 100 | Fulton MO (City of) | 100
natural gas peaker | Fulton (MO) | 2126_G_GT4 | 2126 | G | GT4 |  | Combustion Turbine |  | MIS_MO | Missouri | 29 | Callaway | 27 | 29027 | 15 | 23583 | 1972 | 9999 |  |  | N | Natural Gas, Distillate Fuel Oil | [12 empty] | 2.3 | 0.00703 | 0.00703 | 0.00703 | 0.00703 | [11 empty] | Fulton MO (City of) | 100 | Fulton MO (City of) | 100
natural gas peaker | Fulton (MO) | 2126_G_IC3 | 2126 | G | IC3 |  | Combustion Turbine | IC Engine | MIS_MO | Missouri | 29 | Callaway | 27 | 29027 | 6.2 | 12315 | 1975 | 9999 |  |  | N | Natural Gas, Distillate Fuel Oil | [12 empty] | 2.3 | 1.2095 | 1.2095 | 1.2095 | 1.2095 | [11 empty] | Fulton MO (City of) | 100 | Fulton MO (City of) | 100
natural gas peaker | Gallatin (MO) | 2127_G_IC6 | 2127 | G | IC6 |  | Combustion Turbine | IC Engine | S_D_AECI | Missouri | 29 | Daviess | 61 | 29061 | 2.5 | 15785 | 1977 | 9999 |  |  | N | Distillate Fuel Oil | [12 empty] | 2.3 | 1.6498 | 1.6498 | 1.6498 | 1.6498 | [11 empty] | Gallatin MO (City of) | 100 | Gallatin MO (City of) | 100
natural gas peaker | Gallatin (MO) | 2127_G_IC4 | 2127 | G | IC4 |  | Combustion Turbine | IC Engine | S_D_AECI | Missouri | 29 | Daviess | 61 | 29061 | 2.5 | 16012 | 1983 | 9999 |  |  | N | Distillate Fuel Oil | [12 empty] | 2.3 | 1.6498 | 1.6498 | 1.6498 | 1.6498 | [11 empty] | Gallatin MO (City of) | 100 | Gallatin MO (City of) | 100
natural gas peaker | Gallatin (MO) | 2127_G_2A | 2127 | G | 2A |  | Combustion Turbine | IC Engine | S_D_AECI | Missouri | 29 | Daviess | 61 | 29061 | 1 | 17401 | 1993 | 9999 |  |  | N | Distillate Fuel Oil | [12 empty] | 2.3 | 1.6498 | 1.6498 | 1.6498 | 1.6498 | [11 empty] | Gallatin MO (City of) | 100 | Gallatin MO (City of) | 100
natural gas peaker | Gallatin (MO) | 2127_G_3A | 2127 | G | 3A |  | Combustion Turbine | IC Engine | S_D_AECI | Missouri | 29 | Daviess | 61 | 29061 | 1 | 17401 | 1993 | 9999 |  |  | N | Distillate Fuel Oil | [12 empty] | 2.3 | 1.6498 | 1.6498 | 1.6498 | 1.6498 | [11 empty] | Gallatin MO (City of) | 100 | Gallatin MO (City of) | 100
natural gas peaker | Higginsville | 2131_G_4 | 2131 | G | 4 | 88446 | Combustion Turbine |  | SPP_N | Missouri | 29 | Lafayette | 107 | 29107 | 37.5 | 15856 | 1996 | 9999 |  |  | N | Natural Gas, Distillate Fuel Oil |  |  |  | H2O | [8 empty] | 2.3 | 0.69989 | 0.69989 | 0.69989 | 0.69989 | [11 empty] | Higginsville Municipal Utilities | 100 | Higginsville Municipal Utilities | 100
natural gas peaker | Higginsville | 2131_G_5 | 2131 | G | 5 |  | Combustion Turbine | IC Engine | SPP_N | Missouri | 29 | Lafayette | 107 | 29107 | 1.2 | 15009 | 2004 | 9999 |  |  | N | Natural Gas, Distillate Fuel Oil | [12 empty] | 2.3 | 0.1022 | 0.1022 | 0.1022 | 0.1022 | [11 empty] | Higginsville Municipal Utilities | 100 | Higginsville Municipal Utilities | 100
natural gas peaker | Higginsville | 2131_G_6 | 2131 | G | 6 |  | Combustion Turbine | IC Engine | SPP_N | Missouri | 29 | Lafayette | 107 | 29107 | 4.5 | 14348 | 2004 | 9999 |  |  | N | Distillate Fuel Oil | [12 empty] | 2.3 | 0.00572 | 0.00572 | 0.00572 | 0.00572 | [11 empty] | Higginsville Municipal Utilities | 100 | Higginsville Municipal Utilities | 100
natural gas peaker | Jackson Square | 2134_G_1 | 2134 | G | 1 |  | Combustion Turbine |  | SPP_N | Missouri | 29 | Jackson | 95 | 29095 | 15 | 25000 | 1969 | 9999 |  |  | N | Distillate Fuel Oil | [12 empty] | 8 | 1.1117 | 1.1117 | 1.1117 | 1.1117 | [11 empty] | Independence Power & Light | 100 | Independence Power & Light | 100
natural gas peaker | Jackson Square | 2134_G_2 | 2134 | G | 2 |  | Combustion Turbine |  | SPP_N | Missouri | 29 | Jackson | 95 | 29095 | 15 | 25000 | 1969 | 9999 |  |  | N | Distillate Fuel Oil | [12 empty] | 8 | 0.54743 | 0.54743 | 0.54743 | 0.54743 | [11 empty] | Independence Power & Light | 100 | Independence Power & Light | 100
natural gas peaker | Station H | 2135_G_1 | 2135 | G | 1 |  | Combustion Turbine |  | SPP_N | Missouri | 29 | Jackson | 95 | 29095 | 19 | 24403 | 1972 | 9999 |  |  | N | Natural Gas, Distillate Fuel Oil | [12 empty] | 2.3 | 0.78654 | 0.78654 | 0.78654 | 0.78654 | [11 empty] | Independence Power & Light | 100 | Independence Power & Light | 100
natural gas peaker | Station H | 2135_G_2 | 2135 | G | 2 |  | Combustion Turbine |  | SPP_N | Missouri | 29 | Jackson | 95 | 29095 | 20 | 24403 | 1974 | 9999 |  |  | N | Natural Gas, Distillate Fuel Oil | [12 empty] | 2.3 | 0.78654 | 0.78654 | 0.78654 | 0.78654 | [11 empty] | Independence Power & Light | 100 | Independence Power & Light | 100
natural gas peaker | Station I | 2136_G_1 | 2136 | G | 1 |  | Combustion Turbine |  | SPP_N | Missouri | 29 | Jackson | 95 | 29095 | 19 | 23635 | 1972 | 9999 |  |  | N | Distillate Fuel Oil | [12 empty] | 8 | 1.2 | 1.2 | 1.2 | 1.2 | [11 empty] | Independence Power & Light | 100 | Independence Power & Light | 100
natural gas peaker | Station I | 2136_G_2 | 2136 | G | 2 |  | Combustion Turbine |  | SPP_N | Missouri | 29 | Jackson | 95 | 29095 | 19 | 23677 | 1972 | 9999 |  |  | N | Distillate Fuel Oil | [12 empty] | 8 | 1.2 | 1.2 | 1.2 | 1.2 | [11 empty] | Independence Power & Light | 100 | Independence Power & Light | 100
natural gas peaker | Jackson (MO) | 2137_G_5 | 2137 | G | 5 |  | Combustion Turbine | IC Engine | MIS_MO | Missouri | 29 | Cape Girardeau | 31 | 29031 | 0.6 | 25000 | 1936 | 9999 |  |  | N | Distillate Fuel Oil | [12 empty] | 2.3 | 1.6498 | 1.6498 | 1.6498 | 1.6498 | [11 empty] | Jackson Power & Light | 100 | Jackson Power & Light | 100
natural gas peaker | Jackson (MO) | 2137_G_6 | 2137 | G | 6 |  | Combustion Turbine | IC Engine | MIS_MO | Missouri | 29 | Cape Girardeau | 31 | 29031 | 1 | 25000 | 1946 | 9999 |  |  | N | Distillate Fuel Oil | [12 empty] | 2.3 | 1.6498 | 1.6498 | 1.6498 | 1.6498 | [11 empty] | Jackson Power & Light | 100 | Jackson Power & Light | 100
natural gas peaker | Jackson (MO) | 2137_G_3 | 2137 | G | 3 |  | Combustion Turbine | IC Engine | MIS_MO | Missouri | 29 | Cape Girardeau | 31 | 29031 | 1 | 25000 | 1963 | 9999 |  |  | N | Natural Gas, Distillate Fuel Oil | [12 empty] | 2.3 | 1.6498 | 1.6498 | 1.6498 | 1.6498 | [11 empty] | Jackson Power & Light | 100 | Jackson Power & Light | 100
natural gas peaker | Jackson (MO) | 2137_G_4 | 2137 | G | 4 |  | Combustion Turbine | IC Engine | MIS_MO | Missouri | 29 | Cape Girardeau | 31 | 29031 | 1 | 25000 | 1963 | 9999 |  |  | N | Natural Gas, Distillate Fuel Oil | [12 empty] | 2.3 | 1.6498 | 1.6498 | 1.6498 | 1.6498 | [11 empty] | Jackson Power & Light | 100 | Jackson Power & Light | 100
natural gas peaker | Jackson (MO) | 2137_G_7 | 2137 | G | 7 |  | Combustion Turbine | IC Engine | MIS_MO | Missouri | 29 | Cape Girardeau | 31 | 29031 | 6.5 | 20500 | 1973 | 9999 |  |  | N | Natural Gas, Distillate Fuel Oil | [12 empty] | 2.3 | 0.9076 | 0.9076 | 0.9076 | 0.9076 | [11 empty] | Jackson Power & Light | 100 | Jackson Power & Light | 100
natural gas peaker | Jackson (MO) | 2137_G_8 | 2137 | G | 8 |  | Combustion Turbine | IC Engine | MIS_MO | Missouri | 29 | Cape Girardeau | 31 | 29031 | 6.5 | 20500 | 1973 | 9999 |  |  | N | Natural Gas, Distillate Fuel Oil | [12 empty] | 2.3 | 1.6498 | 1.6498 | 1.6498 | 1.6498 | [11 empty] | Jackson Power & Light | 100 | Jackson Power & Light | 100
natural gas peaker | Jackson (MO) | 2137_G_9 | 2137 | G | 9 |  | Combustion Turbine | IC Engine | MIS_MO | Missouri | 29 | Cape Girardeau | 31 | 29031 | 2.7 | 25000 | 1983 | 9999 |  |  | N | Natural Gas, Distillate Fuel Oil | [12 empty] | 2.3 | 1.6498 | 1.6498 | 1.6498 | 1.6498 | [11 empty] | Jackson Power & Light | 100 | Jackson Power & Light | 100
natural gas peaker | Jackson (MO) | 2137_G_10 | 2137 | G | 10 |  | Combustion Turbine | IC Engine | MIS_MO | Missouri | 29 | Cape Girardeau | 31 | 29031 | 2 | 25000 | 2006 | 9999 |  |  | N | Distillate Fuel Oil | [13 empty] | 1.6498 | 1.6498 | 1.6498 | 1.6498 | [11 empty] | Jackson Power & Light | 100 | Jackson Power & Light | 100
natural gas peaker | Jackson (MO) | 2137_G_11 | 2137 | G | 11 |  | Combustion Turbine | IC Engine | MIS_MO | Missouri | 29 | Cape Girardeau | 31 | 29031 | 2 | 25000 | 2006 | 9999 |  |  | N | Distillate Fuel Oil | [13 empty] | 1.6498 | 1.6498 | 1.6498 | 1.6498 | [11 empty] | Jackson Power & Light | 100 | Jackson Power & Light | 100
natural gas peaker | Jackson (MO) | 2137_G_12 | 2137 | G | 12 |  | Combustion Turbine | IC Engine | MIS_MO | Missouri | 29 | Cape Girardeau | 31 | 29031 | 2 | 25000 | 2006 | 9999 |  |  | N | Distillate Fuel Oil | [13 empty] | 1.6498 | 1.6498 | 1.6498 | 1.6498 | [11 empty] | Jackson Power & Light | 100 | Jackson Power & Light | 100
natural gas peaker | Kahoka | 2138_G_3 | 2138 | G | 3 |  | Combustion Turbine | IC Engine | MIS_MO | Missouri | 29 | Clark | 45 | 29045 | 0.2 | 25000 | 1941 | 9999 |  |  | N | Distillate Fuel Oil | [12 empty] | 2.3 | 1.6498 | 1.6498 | 1.6498 | 1.6498 | [11 empty] | Kahoka MO (City of) | 100 | Kahoka MO (City of) | 100
natural gas peaker | Kahoka | 2138_G_6 | 2138 | G | 6 |  | Combustion Turbine | IC Engine | MIS_MO | Missouri | 29 | Clark | 45 | 29045 | 0.7 | 25000 | 1952 | 9999 |  |  | N | Distillate Fuel Oil | [12 empty] | 2.3 | 1.6498 | 1.6498 | 1.6498 | 1.6498 | [11 empty] | Kahoka MO (City of) | 100 | Kahoka MO (City of) | 100
natural gas peaker | Kahoka | 2138_G_7 | 2138 | G | 7 |  | Combustion Turbine | IC Engine | MIS_MO | Missouri | 29 | Clark | 45 | 29045 | 0.7 | 18000 | 1956 | 9999 |  |  | N | Natural Gas, Distillate Fuel Oil | [12 empty] | 2.3 | 1.061 | 1.061 | 1.061 | 1.061 | [11 empty] | Kahoka MO (City of) | 100 | Kahoka MO (City of) | 100
natural gas peaker | Kahoka | 2138_G_8 | 2138 | G | 8 |  | Combustion Turbine | IC Engine | MIS_MO | Missouri | 29 | Clark | 45 | 29045 | 1.4 | 18000 | 1969 | 9999 |  |  | N | Natural Gas, Distillate Fuel Oil | [12 empty] | 2.3 | 1.061 | 1.061 | 1.061 | 1.061 | [11 empty] | Kahoka MO (City of) | 100 | Kahoka MO (City of) | 100
natural gas peaker | Kahoka | 2138_G_9 | 2138 | G | 9 |  | Combustion Turbine | IC Engine | MIS_MO | Missouri | 29 | Clark | 45 | 29045 | 0.8 | 18000 | 1982 | 9999 |  |  | N | Natural Gas, Distillate Fuel Oil | [12 empty] | 2.3 | 1.061 | 1.061 | 1.061 | 1.061 | [11 empty] | Kahoka MO (City of) | 100 | Kahoka MO (City of) | 100
natural gas peaker | Kahoka | 2138_G_10 | 2138 | G | 10 |  | Combustion Turbine | IC Engine | MIS_MO | Missouri | 29 | Clark | 45 | 29045 | 1.1 | 23645 | 1999 | 9999 |  |  | N | Distillate Fuel Oil | [12 empty] | 2.3 | 1.6498 | 1.6498 | 1.6498 | 1.6498 | [11 empty] | Kahoka MO (City of) | 100 | Kahoka MO (City of) | 100
natural gas peaker | Kahoka | 2138_G_11 | 2138 | G | 11 |  | Combustion Turbine | IC Engine | MIS_MO | Missouri | 29 | Clark | 45 | 29045 | 1.1 | 25000 | 1999 | 9999 |  |  | N | Distillate Fuel Oil | [12 empty] | 2.3 | 1.6498 | 1.6498 | 1.6498 | 1.6498 | [11 empty] | Kahoka MO (City of) | 100 | Kahoka MO (City of) | 100
natural gas peaker | Kahoka | 2138_G_12 | 2138 | G | 12 |  | Combustion Turbine | IC Engine | MIS_MO | Missouri | 29 | Clark | 45 | 29045 | 1.1 | 25000 | 1999 | 9999 |  |  | N | Distillate Fuel Oil | [12 empty] | 2.3 | 1.6498 | 1.6498 | 1.6498 | 1.6498 | [11 empty] | Kahoka MO (City of) | 100 | Kahoka MO (City of) | 100
natural gas peaker | Kennett | 2139_G_9 | 2139 | G | 9 |  | Combustion Turbine | IC Engine | SPP_WEST | Missouri | 29 | Dunklin | 69 | 29069 | 5.6 | 18000 | 1965 | 9999 |  |  | N | Natural Gas, Distillate Fuel Oil | [12 empty] | 2.3 | 1.061 | 1.061 | 1.061 | 1.061 | [11 empty] | Kennett MO (City of) | 100 | Kennett MO (City of) | 100
natural gas peaker | Kennett | 2139_G_10 | 2139 | G | 10 |  | Combustion Turbine | IC Engine | SPP_WEST | Missouri | 29 | Dunklin | 69 | 29069 | 5.6 | 18000 | 1971 | 9999 |  |  | N | Natural Gas, Distillate Fuel Oil | [12 empty] | 2.3 | 1.061 | 1.061 | 1.061 | 1.061 | [11 empty] | Kennett MO (City of) | 100 | Kennett MO (City of) | 100
natural gas peaker | Kennett | 2139_G_11 | 2139 | G | 11 |  | Combustion Turbine | IC Engine | SPP_WEST | Missouri | 29 | Dunklin | 69 | 29069 | 5.6 | 18000 | 1975 | 9999 |  |  | N | Natural Gas, Distillate Fuel Oil | [12 empty] | 2.3 | 1.061 | 1.061 | 1.061 | 1.061 | [11 empty] | Kennett MO (City of) | 100 | Kennett MO (City of) | 100
natural gas peaker | Kennett | 2139_G_12 | 2139 | G | 12 |  | Combustion Turbine | IC Engine | SPP_WEST | Missouri | 29 | Dunklin | 69 | 29069 | 5.7 | 18000 | 2001 | 9999 |  |  | N | Natural Gas | [12 empty] | 2.3 | 1.061 | 1.061 | 1.061 | 1.061 | [11 empty] | Kennett MO (City of) | 100 | Kennett MO (City of) | 100
natural gas peaker | Kennett | 2139_G_13 | 2139 | G | 13 |  | Combustion Turbine | IC Engine | SPP_WEST | Missouri | 29 | Dunklin | 69 | 29069 | 5.7 | 18000 | 2001 | 9999 |  |  | N | Natural Gas | [12 empty] | 2.3 | 1.061 | 1.061 | 1.061 | 1.061 | [11 empty] | Kennett MO (City of) | 100 | Kennett MO (City of) | 100
natural gas peaker | La Plata | 2140_G_1 | 2140 | G | 1 |  | Combustion Turbine | IC Engine | S_D_AECI | Missouri | 29 | Macon | 121 | 29121 | 1.7 | 25000 | 2013 | 9999 |  |  | N | Distillate Fuel Oil | [13 empty] | 1.6498 | 1.6498 | 1.6498 | 1.6498 | [11 empty] | La Plata MO (City of) | 100 | La Plata MO (City of) | 100
natural gas peaker | La Plata | 2140_G_2 | 2140 | G | 2 |  | Combustion Turbine | IC Engine | S_D_AECI | Missouri | 29 | Macon | 121 | 29121 | 1.7 | 25000 | 2013 | 9999 |  |  | N | Distillate Fuel Oil | [13 empty] | 1.6498 | 1.6498 | 1.6498 | 1.6498 | [11 empty] | La Plata MO (City of) | 100 | La Plata MO (City of) | 100
natural gas peaker | Macon | 2141_G_4 | 2141 | G | 4 |  | Combustion Turbine | IC Engine | S_D_AECI | Missouri | 29 | Macon | 121 | 29121 | 0.7 | 12283 | 1985 | 9999 |  |  | N | Distillate Fuel Oil | [12 empty] | 2.3 | 1.6498 | 1.6498 | 1.6498 | 1.6498 | [11 empty] | Macon MO (City of) | 100 | Macon MO (City of) | 100
natural gas peaker | Malden | 2142_G_5 | 2142 | G | 5 |  | Combustion Turbine | IC Engine | SPP_WEST | Missouri | 29 | Dunklin | 69 | 29069 | 1.2 | 10745 | 1957 | 9999 |  |  | N | Natural Gas, Distillate Fuel Oil | [12 empty] | 2.3 | 1.6498 | 1.6498 | 1.6498 | 1.6498 | [11 empty] | Malden MO (City of) | 100 | Malden MO (City of) | 100
natural gas peaker | Malden | 2142_G_6 | 2142 | G | 6 |  | Combustion Turbine | IC Engine | SPP_WEST | Missouri | 29 | Dunklin | 69 | 29069 | 1.8 | 10745 | 1963 | 9999 |  |  | N | Distillate Fuel Oil | [12 empty] | 2.3 | 1.6498 | 1.6498 | 1.6498 | 1.6498 | [11 empty] | Malden MO (City of) | 100 | Malden MO (City of) | 100
natural gas peaker | Malden | 2142_G_7 | 2142 | G | 7 |  | Combustion Turbine | IC Engine | SPP_WEST | Missouri | 29 | Dunklin | 69 | 29069 | 2.5 | 10745 | 1973 | 9999 |  |  | N | Distillate Fuel Oil | [12 empty] | 2.3 | 1.6498 | 1.6498 | 1.6498 | 1.6498 | [11 empty] | Malden MO (City of) | 100 | Malden MO (City of) | 100
natural gas peaker | Malden | 2142_G_8 | 2142 | G | 8 |  | Combustion Turbine | IC Engine | SPP_WEST | Missouri | 29 | Dunklin | 69 | 29069 | 3.8 | 10745 | 1973 | 9999 |  |  | N | Distillate Fuel Oil | [12 empty] | 2.3 | 1.6498 | 1.6498 | 1.6498 | 1.6498 | [11 empty] | Malden MO (City of) | 100 | Malden MO (City of) | 100
natural gas peaker | Malden | 2142_G_2A | 2142 | G | 2A |  | Combustion Turbine | IC Engine | SPP_WEST | Missouri | 29 | Dunklin | 69 | 29069 | 1.8 | 10745 | 1996 | 9999 |  |  | N | Distillate Fuel Oil | [12 empty] | 2.3 | 1.6498 | 1.6498 | 1.6498 | 1.6498 | [11 empty] | Malden MO (City of) | 100 | Malden MO (City of) | 100
natural gas peaker | Malden | 2142_G_3A | 2142 | G | 3A |  | Combustion Turbine | IC Engine | SPP_WEST | Missouri | 29 | Dunklin | 69 | 29069 | 1.8 | 10745 | 1996 | 9999 |  |  | N | Distillate Fuel Oil | [12 empty] | 2.3 | 1.6498 | 1.6498 | 1.6498 | 1.6498 | [11 empty] | Malden MO (City of) | 100 | Malden MO (City of) | 100
natural gas peaker | Malden | 2142_G_4A | 2142 | G | 4A |  | Combustion Turbine | IC Engine | SPP_WEST | Missouri | 29 | Dunklin | 69 | 29069 | 1.8 | 10745 | 1996 | 9999 |  |  | N | Distillate Fuel Oil | [12 empty] | 2.3 | 1.6498 | 1.6498 | 1.6498 | 1.6498 | [11 empty] | Malden MO (City of) | 100 | Malden MO (City of) | 100
natural gas peaker | Marshall (MO) | 2144_G_GT1 | 2144 | G | GT1 |  | Combustion Turbine |  | SPP_N | Missouri | 29 | Saline | 195 | 29195 | 14 | 17619 | 1972 | 9999 |  |  | N | Natural Gas, Distillate Fuel Oil | [12 empty] | 2.3 | 0.486 | 0.486 | 0.486 | 0.486 | [11 empty] | Marshall MO (City of) | 100 | Marshall MO (City of) | 100
natural gas peaker | Marshall (MO) | 2144_G_7 | 2144 | G | 7 |  | Combustion Turbine | IC Engine | SPP_N | Missouri | 29 | Saline | 195 | 29195 | 0.9 | 10745 | 1988 | 9999 |  |  | N | Distillate Fuel Oil | [12 empty] | 2.3 | 0.49849 | 0.49849 | 0.49849 | 0.49849 | [11 empty] | Marshall MO (City of) | 100 | Marshall MO (City of) | 100
natural gas peaker | Marshall (MO) | 2144_G_8 | 2144 | G | 8 |  | Combustion Turbine | IC Engine | SPP_N | Missouri | 29 | Saline | 195 | 29195 | 0.9 | 10745 | 1988 | 9999 |  |  | N | Distillate Fuel Oil | [12 empty] | 2.3 | 0.54015 | 0.54015 | 0.54015 | 0.54015 | [11 empty] | Marshall MO (City of) | 100 | Marshall MO (City of) | 100
natural gas peaker | Marshall (MO) | 2144_G_9 | 2144 | G | 9 |  | Combustion Turbine | IC Engine | SPP_N | Missouri | 29 | Saline | 195 | 29195 | 0.9 | 10745 | 1988 | 9999 |  |  | N | Distillate Fuel Oil | [12 empty] | 2.3 | 2.7777 | 2.7777 | 2.7777 | 2.7777 | [11 empty] | Marshall MO (City of) | 100 | Marshall MO (City of) | 100
natural gas peaker | Marshall (MO) | 2144_G_10 | 2144 | G | 10 |  | Combustion Turbine | IC Engine | SPP_N | Missouri | 29 | Saline | 195 | 29195 | 6.3 | 10745 | 1990 | 9999 |  |  | N | Natural Gas, Distillate Fuel Oil | [12 empty] | 2.3 | 0.45781 | 0.45781 | 0.45781 | 0.45781 | [11 empty] | Marshall MO (City of) | 100 | Marshall MO (City of) | 100
natural gas peaker | Marshall (MO) | 2144_G_11 | 2144 | G | 11 |  | Combustion Turbine | IC Engine | SPP_N | Missouri | 29 | Saline | 195 | 29195 | 6.3 | 10745 | 1994 | 9999 |  |  | N | Natural Gas, Distillate Fuel Oil | [12 empty] | 2.3 | 0.45888 | 0.45888 | 0.45888 | 0.45888 | [11 empty] | Marshall MO (City of) | 100 | Marshall MO (City of) | 100
natural gas peaker | Memphis | 2145_G_3 | 2145 | G | 3 |  | Combustion Turbine | IC Engine | S_D_AECI | Missouri | 29 | Scotland | 199 | 29199 | 0.2 | 16997 | 1945 | 9999 |  |  | N | Distillate Fuel Oil | [12 empty] | 2.3 | 1.6498 | 1.6498 | 1.6498 | 1.6498 | [11 empty] | Memphis Light Plant MO (City of) | 100 | Memphis Light Plant MO (City of) | 100
natural gas peaker | Memphis | 2145_G_6 | 2145 | G | 6 |  | Combustion Turbine | IC Engine | S_D_AECI | Missouri | 29 | Scotland | 199 | 29199 | 0.9 | 10745 | 1957 | 9999 |  |  | N | Distillate Fuel Oil | [12 empty] | 2.3 | 1.6498 | 1.6498 | 1.6498 | 1.6498 | [11 empty] | Memphis Light Plant MO (City of) | 100 | Memphis Light Plant MO (City of) | 100
natural gas peaker | Memphis | 2145_G_7 | 2145 | G | 7 |  | Combustion Turbine | IC Engine | S_D_AECI | Missouri | 29 | Scotland | 199 | 29199 | 1.1 | 11819 | 1960 | 9999 |  |  | N | Distillate Fuel Oil | [12 empty] | 2.3 | 1.6498 | 1.6498 | 1.6498 | 1.6498 | [11 empty] | Memphis Light Plant MO (City of) | 100 | Memphis Light Plant MO (City of) | 100
natural gas peaker | Memphis | 2145_G_8 | 2145 | G | 8 |  | Combustion Turbine | IC Engine | S_D_AECI | Missouri | 29 | Scotland | 199 | 29199 | 1.3 | 10745 | 1966 | 9999 |  |  | N | Natural Gas, Distillate Fuel Oil | [12 empty] | 2.3 | 1.6498 | 1.6498 | 1.6498 | 1.6498 | [11 empty] | Memphis Light Plant MO (City of) | 100 | Memphis Light Plant MO (City of) | 100
natural gas peaker | Memphis | 2145_G_1 | 2145 | G | 1 |  | Combustion Turbine | IC Engine | S_D_AECI | Missouri | 29 | Scotland | 199 | 29199 | 0.6 | 13183 | 1972 | 9999 |  |  | N | Natural Gas, Distillate Fuel Oil | [12 empty] | 2.3 | 1.6498 | 1.6498 | 1.6498 | 1.6498 | [11 empty] | Memphis Light Plant MO (City of) | 100 | Memphis Light Plant MO (City of) | 100
natural gas peaker | Memphis | 2145_G_9 | 2145 | G | 9 |  | Combustion Turbine | IC Engine | S_D_AECI | Missouri | 29 | Scotland | 199 | 29199 | 1.3 | 12169 | 1972 | 9999 |  |  | N | Natural Gas, Distillate Fuel Oil | [12 empty] | 2.3 | 1.6498 | 1.6498 | 1.6498 | 1.6498 | [11 empty] | Memphis Light Plant MO (City of) | 100 | Memphis Light Plant MO (City of) | 100
natural gas peaker | Memphis | 2145_G_10 | 2145 | G | 10 |  | Combustion Turbine | IC Engine | S_D_AECI | Missouri | 29 | Scotland | 199 | 29199 | 1 | 12436 | 1989 | 9999 |  |  | N | Distillate Fuel Oil | [12 empty] | 2.3 | 1.6498 | 1.6498 | 1.6498 | 1.6498 | [11 empty] | Memphis Light Plant MO (City of) | 100 | Memphis Light Plant MO (City of) | 100
natural gas peaker | Memphis | 2145_G_11 | 2145 | G | 11 |  | Combustion Turbine | IC Engine | S_D_AECI | Missouri | 29 | Scotland | 199 | 29199 | 1 | 12436 | 1989 | 9999 |  |  | N | Distillate Fuel Oil | [12 empty] | 2.3 | 1.6498 | 1.6498 | 1.6498 | 1.6498 | [11 empty] | Memphis Light Plant MO (City of) | 100 | Memphis Light Plant MO (City of) | 100
natural gas peaker | Memphis | 2145_G_12 | 2145 | G | 12 |  | Combustion Turbine | IC Engine | S_D_AECI | Missouri | 29 | Scotland | 199 | 29199 | 0.4 | 11299 | 1989 | 9999 |  |  | N | Distillate Fuel Oil | [12 empty] | 2.3 | 1.6498 | 1.6498 | 1.6498 | 1.6498 | [11 empty] | Memphis Light Plant MO (City of) | 100 | Memphis Light Plant MO (City of) | 100
natural gas peaker | Memphis | 2145_G_13 | 2145 | G | 13 |  | Combustion Turbine | IC Engine | S_D_AECI | Missouri | 29 | Scotland | 199 | 29199 | 1 | 12436 | 1990 | 9999 |  |  | N | Distillate Fuel Oil | [12 empty] | 2.3 | 1.6498 | 1.6498 | 1.6498 | 1.6498 | [11 empty] | Memphis Light Plant MO (City of) | 100 | Memphis Light Plant MO (City of) | 100
natural gas peaker | James River Power Station | 2161_G_GT1 | 2161 | G | GT1 | 89860 | Combustion Turbine |  | SPP_N | Missouri | 29 | Greene | 77 | 29077 | 75 | 14274 | 1989 | 9999 |  |  | N | Natural Gas, Distillate Fuel Oil |  |  |  | H2O | [8 empty] | 2.3 | 0.15219 | 0.15219 | 0.15219 | 0.15219 | [11 empty] | Springfield MO (City of) | 100 | Springfield MO (City of) | 100
natural gas peaker | James River Power Station | 2161_G_GT2 | 2161 | G | GT2 | 1350 | Combustion Turbine |  | SPP_N | Missouri | 29 | Greene | 77 | 29077 | 80 | 14274 | 1992 | 9999 |  |  | N | Natural Gas, Distillate Fuel Oil |  |  |  | H2O | [8 empty] | 2.3 | 0.15099 | 0.15099 | 0.15099 | 0.15099 | [11 empty] | Springfield MO (City of) | 100 | Springfield MO (City of) | 100
natural gas peaker | Unionville City of | 2164_G_3 | 2164 | G | 3 |  | Combustion Turbine | IC Engine | S_D_AECI | Missouri | 29 | Putnam | 171 | 29171 | 0.2 | 17778 | 1935 | 9999 |  |  | N | Distillate Fuel Oil | [12 empty] | 2.3 | 1.6498 | 1.6498 | 1.6498 | 1.6498 | [11 empty] | Unionville MO (City of) | 100 | Unionville MO (City of) | 100
natural gas peaker | Unionville City of | 2164_G_5 | 2164 | G | 5 |  | Combustion Turbine | IC Engine | S_D_AECI | Missouri | 29 | Putnam | 171 | 29171 | 0.3 | 14085 | 1955 | 9999 |  |  | N | Distillate Fuel Oil | [12 empty] | 2.3 | 1.6498 | 1.6498 | 1.6498 | 1.6498 | [11 empty] | Unionville MO (City of) | 100 | Unionville MO (City of) | 100
natural gas peaker | Unionville City of | 2164_G_6 | 2164 | G | 6 |  | Combustion Turbine | IC Engine | S_D_AECI | Missouri | 29 | Putnam | 171 | 29171 | 0.3 | 14085 | 1955 | 9999 |  |  | N | Distillate Fuel Oil | [12 empty] | 2.3 | 1.6498 | 1.6498 | 1.6498 | 1.6498 | [11 empty] | Unionville MO (City of) | 100 | Unionville MO (City of) | 100
natural gas peaker | Unionville City of | 2164_G_7 | 2164 | G | 7 |  | Combustion Turbine | IC Engine | S_D_AECI | Missouri | 29 | Putnam | 171 | 29171 | 0.9 | 14091 | 1962 | 9999 |  |  | N | Distillate Fuel Oil | [12 empty] | 2.3 | 1.6498 | 1.6498 | 1.6498 | 1.6498 | [11 empty] | Unionville MO (City of) | 100 | Unionville MO (City of) | 100
natural gas peaker | Unionville City of | 2164_G_8 | 2164 | G | 8 |  | Combustion Turbine | IC Engine | S_D_AECI | Missouri | 29 | Putnam | 171 | 29171 | 1.1 | 13552 | 1967 | 9999 |  |  | N | Natural Gas, Distillate Fuel Oil | [12 empty] | 2.3 | 1.6498 | 1.6498 | 1.6498 | 1.6498 | [11 empty] | Unionville MO (City of) | 100 | Unionville MO (City of) | 100
natural gas peaker | Unionville City of | 2164_G_1 | 2164 | G | 1 |  | Combustion Turbine | IC Engine | S_D_AECI | Missouri | 29 | Putnam | 171 | 29171 | 0.6 | 13714 | 1970 | 9999 |  |  | N | Distillate Fuel Oil | [12 empty] | 2.3 | 1.6498 | 1.6498 | 1.6498 | 1.6498 | [11 empty] | Unionville MO (City of) | 100 | Unionville MO (City of) | 100
natural gas peaker | Unionville City of | 2164_G_4 | 2164 | G | 4 |  | Combustion Turbine | IC Engine | S_D_AECI | Missouri | 29 | Putnam | 171 | 29171 | 0.9 | 14091 | 1970 | 9999 |  |  | N | Distillate Fuel Oil | [12 empty] | 2.3 | 1.6498 | 1.6498 | 1.6498 | 1.6498 | [11 empty] | Unionville MO (City of) | 100 | Unionville MO (City of) | 100
natural gas peaker | Unionville City of | 2164_G_2 | 2164 | G | 2 |  | Combustion Turbine | IC Engine | S_D_AECI | Missouri | 29 | Putnam | 171 | 29171 | 1.7 | 13607 | 1975 | 9999 |  |  | N | Natural Gas, Distillate Fuel Oil | [12 empty] | 2.3 | 1.6498 | 1.6498 | 1.6498 | 1.6498 | [11 empty] | Unionville MO (City of) | 100 | Unionville MO (City of) | 100
natural gas peaker | Unionville City of | 2164_G_9 | 2164 | G | 9 |  | Combustion Turbine | IC Engine | S_D_AECI | Missouri | 29 | Putnam | 171 | 29171 | 2 | 12433 | 1994 | 9999 |  |  | N | Distillate Fuel Oil | [12 empty] | 2.3 | 1.6498 | 1.6498 | 1.6498 | 1.6498 | [11 empty] | Unionville MO (City of) | 100 | Unionville MO (City of) | 100
hydro | Table Rock | 2166_G_1 | 2166 | G | 1 |  | Hydro |  | SPP_WEST | Missouri | 29 | Taney | 213 | 29213 | 53 | 0 | 1959 | 9999 |  |  | N | Hydro | [13 empty] | 0 | 0 | 0 | 0 | [11 empty] | USACE Little Rock District | 100 | U S Army Corps of Engineers | 100
hydro | Table Rock | 2166_G_2 | 2166 | G | 2 |  | Hydro |  | SPP_WEST | Missouri | 29 | Taney | 213 | 29213 | 53 | 0 | 1959 | 9999 |  |  | N | Hydro | [13 empty] | 0 | 0 | 0 | 0 | [11 empty] | USACE Little Rock District | 100 | U S Army Corps of Engineers | 100
hydro | Table Rock | 2166_G_3 | 2166 | G | 3 |  | Hydro |  | SPP_WEST | Missouri | 29 | Taney | 213 | 29213 | 57.5 | 0 | 1961 | 9999 |  |  | N | Hydro | [13 empty] | 0 | 0 | 0 | 0 | [11 empty] | USACE Little Rock District | 100 | U S Army Corps of Engineers | 100
hydro | Table Rock | 2166_G_4 | 2166 | G | 4 |  | Hydro |  | SPP_WEST | Missouri | 29 | Taney | 213 | 29213 | 53 | 0 | 1961 | 9999 |  |  | N | Hydro | [13 empty] | 0 | 0 | 0 | 0 | [11 empty] | USACE Little Rock District | 100 | U S Army Corps of Engineers | 100
hard coal | New Madrid | 2167_B_1 | 2167 | B | 1 | 1357 | Coal Steam |  | S_D_AECI | Missouri | 29 | New Madrid | 143 | 29143 | 579 | 9859 | 1972 | 9999 | cyclone | wet | N | Subbituminous |  |  |  | LNB + OFA | SCR | 2002 |  | ESPC | No | ACI | 2016 |  | 10 | 0.686 | 0.11674 | 0.686 | 0.11674 | 0.1 | 0.1 | 0.1 | 0 | [7 empty] | Associated Electric Coop Inc | 100 | Associated Electric Coop Inc | 100
hard coal | New Madrid | 2167_B_2 | 2167 | B | 2 | 1358 | Coal Steam |  | S_D_AECI | Missouri | 29 | New Madrid | 143 | 29143 | 575 | 9814 | 1977 | 9999 | cyclone | wet | N | Subbituminous |  |  |  | LNB + OFA | SCR | 2000 |  | ESPC | No | ACI | 2016 |  | 10 | 0.62441 | 0.15614 | 0.62441 | 0.15614 | 0.1 | 0.1 | 0.1 | 0 | [7 empty] | Associated Electric Coop Inc | 100 | Associated Electric Coop Inc | 100
hard coal | Thomas Hill | 2168_B_MB1 | 2168 | B | MB1 | 1359 | Coal Steam |  | S_D_AECI | Missouri | 29 | Randolph | 175 | 29175 | 165 | 9907 | 1966 | 9999 | cyclone | wet | N | Subbituminous |  |  |  | LNB + OFA | SCR | 2009 |  | ESPC | No | ACI | 2016 |  | 8 | 0.52294 | 0.12123 | 0.52294 | 0.12123 | 0.1 | 0.1 | 0.1 | 0 | [7 empty] | Associated Electric Coop Inc | 100 | Associated Electric Coop Inc | 100
hard coal | Thomas Hill | 2168_B_MB2 | 2168 | B | MB2 | 1360 | Coal Steam |  | S_D_AECI | Missouri | 29 | Randolph | 175 | 29175 | 270 | 9930 | 1969 | 9999 | cyclone | wet | N | Subbituminous |  |  |  | LNB + OFA | SCR | 2009 |  | ESPC | No | ACI | 2016 |  | 8 | 0.54685 | 0.10895 | 0.54685 | 0.10895 | 0.1 | 0.1 | 0.1 | 0 | [7 empty] | Associated Electric Coop Inc | 100 | Associated Electric Coop Inc | 100
hard coal | Thomas Hill | 2168_B_MB3 | 2168 | B | MB3 | 1361 | Coal Steam |  | S_D_AECI | Missouri | 29 | Randolph | 175 | 29175 | 699 | 9903 | 1982 | 9999 | wall | dry | N | Subbituminous |  |  |  | LNB + OFA | SCR | 2009 |  | ESPC | No | ACI | 2016 |  | 1.2 | 0.23309 | 0.13305 | 0.23309 | 0.13305 | 0.1 | 0.1 | 0.1 | 0 | [7 empty] | Associated Electric Coop Inc | 100 | Associated Electric Coop Inc | 100
natural gas peaker | Glendive GT | 2176_G_GT1 | 2176 | G | GT1 |  | Combustion Turbine |  | MIS_MAPP | Montana | 30 | Dawson | 21 | 30021 | 34.8 | 17225 | 1979 | 9999 |  |  | N | Natural Gas, Distillate Fuel Oil | [12 empty] | 1 | 0.47388 | 0.47388 | 0.47388 | 0.47388 | [11 empty] | MDU Resources Group Inc | 100 | MDU Resources Group Inc | 100
natural gas peaker | Glendive GT | 2176_G_GT-2 | 2176 | G | GT-2 | 1363 | Combustion Turbine |  | MIS_MAPP | Montana | 30 | Dawson | 21 | 30021 | 40.1 | 17224 | 2003 | 9999 |  |  | N | Natural Gas, Distillate Fuel Oil |  |  |  | DLNB | [8 empty] | 1 | 0.14285 | 0.14285 | 0.14285 | 0.14285 | [11 empty] | MDU Resources Group Inc | 100 | MDU Resources Group Inc | 100
natural gas peaker | Miles City GT | 2177_G_1 | 2177 | G | 1 |  | Combustion Turbine |  | MIS_MAPP | Montana | 30 | Custer | 17 | 30017 | 23.6 | 21852 | 1972 | 9999 |  |  | N | Natural Gas, Distillate Fuel Oil | [12 empty] | 1 | 0.07358 | 0.07358 | 0.07358 | 0.07358 | [11 empty] | MDU Resources Group Inc | 100 | MDU Resources Group Inc | 100
hydro | Black Eagle | 2181_G_BLA1 | 2181 | G | BLA1 |  | Hydro |  | WECC_MT | Montana | 30 | Cascade | 13 | 30013 | 7 | 0 | 1927 | 9999 |  |  | N | Hydro | [13 empty] | 0 | 0 | 0 | 0 | [11 empty] | NorthWestern Corp | 100 | NorthWestern Corp | 100
hydro | Black Eagle | 2181_G_BLA2 | 2181 | G | BLA2 |  | Hydro |  | WECC_MT | Montana | 30 | Cascade | 13 | 30013 | 7 | 0 | 1927 | 9999 |  |  | N | Hydro | [13 empty] | 0 | 0 | 0 | 0 | [11 empty] | NorthWestern Corp | 100 | NorthWestern Corp | 100
hydro | Black Eagle | 2181_G_BLA3 | 2181 | G | BLA3 |  | Hydro |  | WECC_MT | Montana | 30 | Cascade | 13 | 30013 | 7 | 0 | 1927 | 9999 |  |  | N | Hydro | [13 empty] | 0 | 0 | 0 | 0 | [11 empty] | NorthWestern Corp | 100 | NorthWestern Corp | 100
hydro | Cochrane | 2182_G_COC1 | 2182 | G | COC1 |  | Hydro |  | WECC_MT | Montana | 30 | Cascade | 13 | 30013 | 31 | 0 | 1958 | 9999 |  |  | N | Hydro | [13 empty] | 0 | 0 | 0 | 0 | [11 empty] | NorthWestern Corp | 100 | NorthWestern Corp | 100
hydro | Cochrane | 2182_G_COC2 | 2182 | G | COC2 |  | Hydro |  | WECC_MT | Montana | 30 | Cascade | 13 | 30013 | 31 | 0 | 1958 | 9999 |  |  | N | Hydro | [13 empty] | 0 | 0 | 0 | 0 | [11 empty] | NorthWestern Corp | 100 | NorthWestern Corp | 100
hydro | Hauser | 2185_G_HAU6 | 2185 | G | HAU6 |  | Hydro |  | WECC_MT | Montana | 30 | Lewis and Clark | 49 | 30049 | 3.8 | 0 | 1915 | 9999 |  |  | N | Hydro | [13 empty] | 0 | 0 | 0 | 0 | [11 empty] | NorthWestern Corp | 100 | NorthWestern Corp | 100
hydro | Hauser | 2185_G_HAU7 | 2185 | G | HAU7 |  | Hydro |  | WECC_MT | Montana | 30 | Lewis and Clark | 49 | 30049 | 3.4 | 0 | 2019 | 9999 |  |  | N | Hydro | [13 empty] | 0 | 0 | 0 | 0 | [11 empty] | NorthWestern Corp | 100 | NorthWestern Corp | 100
hydro | Holter | 2186_G_HOL1 | 2186 | G | HOL1 |  | Hydro |  | WECC_MT | Montana | 30 | Cascade | 13 | 30013 | 13.3 | 0 | 1918 | 9999 |  |  | N | Hydro | [13 empty] | 0 | 0 | 0 | 0 | [11 empty] | NorthWestern Corp | 100 | NorthWestern Corp | 100
hydro | Holter | 2186_G_HOL2 | 2186 | G | HOL2 |  | Hydro |  | WECC_MT | Montana | 30 | Cascade | 13 | 30013 | 13.3 | 0 | 1918 | 9999 |  |  | N | Hydro | [13 empty] | 0 | 0 | 0 | 0 | [11 empty] | NorthWestern Corp | 100 | NorthWestern Corp | 100
hydro | Holter | 2186_G_HOL3 | 2186 | G | HOL3 |  | Hydro |  | WECC_MT | Montana | 30 | Cascade | 13 | 30013 | 13.3 | 0 | 1918 | 9999 |  |  | N | Hydro | [13 empty] | 0 | 0 | 0 | 0 | [11 empty] | NorthWestern Corp | 100 | NorthWestern Corp | 100
hydro | Holter | 2186_G_HOL4 | 2186 | G | HOL4 |  | Hydro |  | WECC_MT | Montana | 30 | Cascade | 13 | 30013 | 13.3 | 0 | 1918 | 9999 |  |  | N | Hydro | [13 empty] | 0 | 0 | 0 | 0 | [11 empty] | NorthWestern Corp | 100 | NorthWestern Corp | 100
hydro | Selis Ksanka Qlispe | 2188_G_KER1 | 2188 | G | KER1 |  | Hydro |  | WECC_MT | Montana | 30 | Lake | 47 | 30047 | 62 | 0 | 1938 | 9999 |  |  | N | Hydro | [13 empty] | 0 | 0 | 0 | 0 | [11 empty] | NorthWestern Corp | 100 | NorthWestern Corp | 100
hydro | Selis Ksanka Qlispe | 2188_G_KER2 | 2188 | G | KER2 |  | Hydro |  | WECC_MT | Montana | 30 | Lake | 47 | 30047 | 62 | 0 | 1949 | 9999 |  |  | N | Hydro | [13 empty] | 0 | 0 | 0 | 0 | [11 empty] | NorthWestern Corp | 100 | NorthWestern Corp | 100
hydro | Selis Ksanka Qlispe | 2188_G_KER3 | 2188 | G | KER3 |  | Hydro |  | WECC_MT | Montana | 30 | Lake | 47 | 30047 | 82 | 0 | 1954 | 9999 |  |  | N | Hydro | [13 empty] | 0 | 0 | 0 | 0 | [11 empty] | NorthWestern Corp | 100 | NorthWestern Corp | 100
hydro | Morony | 2191_G_MOR1 | 2191 | G | MOR1 |  | Hydro |  | WECC_MT | Montana | 30 | Cascade | 13 | 30013 | 24.5 | 0 | 1930 | 9999 |  |  | N | Hydro | [13 empty] | 0 | 0 | 0 | 0 | [11 empty] | NorthWestern Corp | 100 | NorthWestern Corp | 100
hydro | Morony | 2191_G_MOR2 | 2191 | G | MOR2 |  | Hydro |  | WECC_MT | Montana | 30 | Cascade | 13 | 30013 | 24.5 | 0 | 1930 | 9999 |  |  | N | Hydro | [13 empty] | 0 | 0 | 0 | 0 | [11 empty] | NorthWestern Corp | 100 | NorthWestern Corp | 100
hydro | Mystic | 2192_G_MYS1 | 2192 | G | MYS1 |  | Hydro |  | WECC_MT | Montana | 30 | Stillwater | 95 | 30095 | 6 | 0 | 1925 | 9999 |  |  | N | Hydro | [13 empty] | 0 | 0 | 0 | 0 | [11 empty] | NorthWestern Corp | 100 | NorthWestern Corp | 100
hydro | Mystic | 2192_G_MYS2 | 2192 | G | MYS2 |  | Hydro |  | WECC_MT | Montana | 30 | Stillwater | 95 | 30095 | 6 | 0 | 1925 | 9999 |  |  | N | Hydro | [13 empty] | 0 | 0 | 0 | 0 | [11 empty] | NorthWestern Corp | 100 | NorthWestern Corp | 100
hydro | Rainbow (MT) | 2193_G_RAI9 | 2193 | G | RAI9 |  | Hydro |  | WECC_MT | Montana | 30 | Cascade | 13 | 30013 | 64 | 0 | 2013 | 9999 |  |  | N | Hydro | [13 empty] | 0 | 0 | 0 | 0 | [11 empty] | NorthWestern Corp | 100 | NorthWestern Corp | 100
hydro | Ryan | 2194_G_RYA1 | 2194 | G | RYA1 |  | Hydro |  | WECC_MT | Montana | 30 | Cascade | 13 | 30013 | 10 | 0 | 1915 | 9999 |  |  | N | Hydro | [13 empty] | 0 | 0 | 0 | 0 | [11 empty] | NorthWestern Corp | 100 | NorthWestern Corp | 100
hydro | Ryan | 2194_G_RYA2 | 2194 | G | RYA2 |  | Hydro |  | WECC_MT | Montana | 30 | Cascade | 13 | 30013 | 12 | 0 | 1915 | 9999 |  |  | N | Hydro | [13 empty] | 0 | 0 | 0 | 0 | [11 empty] | NorthWestern Corp | 100 | NorthWestern Corp | 100
hydro | Ryan | 2194_G_RYA3 | 2194 | G | RYA3 |  | Hydro |  | WECC_MT | Montana | 30 | Cascade | 13 | 30013 | 12 | 0 | 1915 | 9999 |  |  | N | Hydro | [13 empty] | 0 | 0 | 0 | 0 | [11 empty] | NorthWestern Corp | 100 | NorthWestern Corp | 100
hydro | Ryan | 2194_G_RYA4 | 2194 | G | RYA4 |  | Hydro |  | WECC_MT | Montana | 30 | Cascade | 13 | 30013 | 12 | 0 | 1915 | 9999 |  |  | N | Hydro | [13 empty] | 0 | 0 | 0 | 0 | [11 empty] | NorthWestern Corp | 100 | NorthWestern Corp | 100
hydro | Ryan | 2194_G_RYA5 | 2194 | G | RYA5 |  | Hydro |  | WECC_MT | Montana | 30 | Cascade | 13 | 30013 | 11.5 | 0 | 1916 | 9999 |  |  | N | Hydro | [13 empty] | 0 | 0 | 0 | 0 | [11 empty] | NorthWestern Corp | 100 | NorthWestern Corp | 100
hydro | Ryan | 2194_G_RYA6 | 2194 | G | RYA6 |  | Hydro |  | WECC_MT | Montana | 30 | Cascade | 13 | 30013 | 11.5 | 0 | 1916 | 9999 |  |  | N | Hydro | [13 empty] | 0 | 0 | 0 | 0 | [11 empty] | NorthWestern Corp | 100 | NorthWestern Corp | 100
hydro | Thompson Falls | 2195_G_TF5 | 2195 | G | TF5 |  | Hydro |  | WECC_MT | Montana | 30 | Sanders | 89 | 30089 | 6 | 0 | 1915 | 9999 |  |  | N | Hydro | [13 empty] | 0 | 0 | 0 | 0 | [11 empty] | NorthWestern Corp | 100 | NorthWestern Corp | 100
hydro | Thompson Falls | 2195_G_TF6 | 2195 | G | TF6 |  | Hydro |  | WECC_MT | Montana | 30 | Sanders | 89 | 30089 | 6.5 | 0 | 1915 | 9999 |  |  | N | Hydro | [13 empty] | 0 | 0 | 0 | 0 | [11 empty] | NorthWestern Corp | 100 | NorthWestern Corp | 100
hydro | Thompson Falls | 2195_G_TF7 | 2195 | G | TF7 |  | Hydro |  | WECC_MT | Montana | 30 | Sanders | 89 | 30089 | 53 | 0 | 1915 | 9999 |  |  | N | Hydro | [13 empty] | 0 | 0 | 0 | 0 | [11 empty] | NorthWestern Corp | 100 | NorthWestern Corp | 100
hydro | Thompson Falls | 2195_G_TF3 | 2195 | G | TF3 |  | Hydro |  | WECC_MT | Montana | 30 | Sanders | 89 | 30089 | 7.5 | 0 | 1916 | 9999 |  |  | N | Hydro | [13 empty] | 0 | 0 | 0 | 0 | [11 empty] | NorthWestern Corp | 100 | NorthWestern Corp | 100
hydro | Thompson Falls | 2195_G_TF4 | 2195 | G | TF4 |  | Hydro |  | WECC_MT | Montana | 30 | Sanders | 89 | 30089 | 6.5 | 0 | 1916 | 9999 |  |  | N | Hydro | [13 empty] | 0 | 0 | 0 | 0 | [11 empty] | NorthWestern Corp | 100 | NorthWestern Corp | 100
hydro | Thompson Falls | 2195_G_TF1 | 2195 | G | TF1 |  | Hydro |  | WECC_MT | Montana | 30 | Sanders | 89 | 30089 | 7.5 | 0 | 1917 | 9999 |  |  | N | Hydro | [13 empty] | 0 | 0 | 0 | 0 | [11 empty] | NorthWestern Corp | 100 | NorthWestern Corp | 100
hydro | Thompson Falls | 2195_G_TF2 | 2195 | G | TF2 |  | Hydro |  | WECC_MT | Montana | 30 | Sanders | 89 | 30089 | 6.5 | 0 | 1917 | 9999 |  |  | N | Hydro | [13 empty] | 0 | 0 | 0 | 0 | [11 empty] | NorthWestern Corp | 100 | NorthWestern Corp | 100
natural gas peaker | Old Faithful | 2196_G_1 | 2196 | G | 1 |  | Combustion Turbine | IC Engine | WECC_WY | Wyoming | 56 | Teton | 39 | 56039 | 1 | 11214 | 1979 | 9999 |  |  | N | Distillate Fuel Oil | [12 empty] | 0.8 | 1.6498 | 1.6498 | 1.6498 | 1.6498 | [11 empty] | NorthWestern Corp | 100 | NorthWestern Corp | 100
natural gas peaker | Old Faithful | 2196_G_2 | 2196 | G | 2 |  | Combustion Turbine | IC Engine | WECC_WY | Wyoming | 56 | Teton | 39 | 56039 | 1 | 11279 | 1979 | 9999 |  |  | N | Distillate Fuel Oil | [12 empty] | 0.8 | 1.6498 | 1.6498 | 1.6498 | 1.6498 | [11 empty] | NorthWestern Corp | 100 | NorthWestern Corp | 100
hydro | Noxon Rapids | 2199_G_1 | 2199 | G | 1 |  | Hydro |  | WECC_MT | Montana | 30 | Sanders | 89 | 30089 | 113.9 | 0 | 1959 | 9999 |  |  | N | Hydro | [13 empty] | 0 | 0 | 0 | 0 | [11 empty] | Avista Corp | 100 | Avista Corp | 100
hydro | Noxon Rapids | 2199_G_2 | 2199 | G | 2 |  | Hydro |  | WECC_MT | Montana | 30 | Sanders | 89 | 30089 | 113 | 0 | 1959 | 9999 |  |  | N | Hydro | [13 empty] | 0 | 0 | 0 | 0 | [11 empty] | Avista Corp | 100 | Avista Corp | 100
hydro | Noxon Rapids | 2199_G_3 | 2199 | G | 3 |  | Hydro |  | WECC_MT | Montana | 30 | Sanders | 89 | 30089 | 113 | 0 | 1959 | 9999 |  |  | N | Hydro | [13 empty] | 0 | 0 | 0 | 0 | [11 empty] | Avista Corp | 100 | Avista Corp | 100
hydro | Noxon Rapids | 2199_G_4 | 2199 | G | 4 |  | Hydro |  | WECC_MT | Montana | 30 | Sanders | 89 | 30089 | 113 | 0 | 1960 | 9999 |  |  | N | Hydro | [13 empty] | 0 | 0 | 0 | 0 | [11 empty] | Avista Corp | 100 | Avista Corp | 100
hydro | Noxon Rapids | 2199_G_5 | 2199 | G | 5 |  | Hydro |  | WECC_MT | Montana | 30 | Sanders | 89 | 30089 | 127.6 | 0 | 1977 | 9999 |  |  | N | Hydro | [13 empty] | 0 | 0 | 0 | 0 | [11 empty] | Avista Corp | 100 | Avista Corp | 100
hydro | Hungry Horse | 2203_G_1 | 2203 | G | 1 |  | Hydro |  | WECC_MT | Montana | 30 | Flathead | 29 | 30029 | 107 | 0 | 1952 | 9999 |  |  | N | Hydro | [13 empty] | 0 | 0 | 0 | 0 | [11 empty] | U S Bureau of Reclamation | 100 | U S Bureau of Reclamation | 100
hydro | Hungry Horse | 2203_G_2 | 2203 | G | 2 |  | Hydro |  | WECC_MT | Montana | 30 | Flathead | 29 | 30029 | 107 | 0 | 1952 | 9999 |  |  | N | Hydro | [13 empty] | 0 | 0 | 0 | 0 | [11 empty] | U S Bureau of Reclamation | 100 | U S Bureau of Reclamation | 100
hydro | Hungry Horse | 2203_G_3 | 2203 | G | 3 |  | Hydro |  | WECC_MT | Montana | 30 | Flathead | 29 | 30029 | 107 | 0 | 1953 | 9999 |  |  | N | Hydro | [13 empty] | 0 | 0 | 0 | 0 | [11 empty] | U S Bureau of Reclamation | 100 | U S Bureau of Reclamation | 100
hydro | Hungry Horse | 2203_G_4 | 2203 | G | 4 |  | Hydro |  | WECC_MT | Montana | 30 | Flathead | 29 | 30029 | 107 | 0 | 1953 | 9999 |  |  | N | Hydro | [13 empty] | 0 | 0 | 0 | 0 | [11 empty] | U S Bureau of Reclamation | 100 | U S Bureau of Reclamation | 100
hydro | Yellowtail | 2204_G_1 | 2204 | G | 1 |  | Hydro |  | WECC_MT | Montana | 30 | Big Horn | 3 | 30003 | 71.9 | 0 | 1966 | 9999 |  |  | N | Hydro | [13 empty] | 0 | 0 | 0 | 0 | [11 empty] | U S Bureau of Reclamation | 100 | U S Bureau of Reclamation | 100
hydro | Yellowtail | 2204_G_2 | 2204 | G | 2 |  | Hydro |  | WECC_MT | Montana | 30 | Big Horn | 3 | 30003 | 71.8 | 0 | 1966 | 9999 |  |  | N | Hydro | [13 empty] | 0 | 0 | 0 | 0 | [11 empty] | U S Bureau of Reclamation | 100 | U S Bureau of Reclamation | 100
hydro | Yellowtail | 2204_G_3 | 2204 | G | 3 |  | Hydro |  | WECC_MT | Montana | 30 | Big Horn | 3 | 30003 | 71.9 | 0 | 1966 | 9999 |  |  | N | Hydro | [13 empty] | 0 | 0 | 0 | 0 | [11 empty] | U S Bureau of Reclamation | 100 | U S Bureau of Reclamation | 100
hydro | Yellowtail | 2204_G_4 | 2204 | G | 4 |  | Hydro |  | WECC_MT | Montana | 30 | Big Horn | 3 | 30003 | 71.8 | 0 | 1966 | 9999 |  |  | N | Hydro | [13 empty] | 0 | 0 | 0 | 0 | [11 empty] | U S Bureau of Reclamation | 100 | U S Bureau of Reclamation | 100
natural gas peaker | Ansley | 2214_G_3 | 2214 | G | 3 |  | Combustion Turbine | IC Engine | SPP_NEBR | Nebraska | 31 | Custer | 41 | 31041 | 0.5 | 11753 | 1969 | 9999 |  |  | N | Distillate Fuel Oil | [12 empty] | 2.5 | 3.5055 | 3.5055 | 3.5055 | 3.5055 | [11 empty] | Ansley NE (City of) | 100 | Ansley NE (City of) | 100
natural gas peaker | Ansley | 2214_G_2 | 2214 | G | 2 |  | Combustion Turbine | IC Engine | SPP_NEBR | Nebraska | 31 | Custer | 41 | 31041 | 0.8 | 11366 | 1976 | 9999 |  |  | N | Natural Gas, Distillate Fuel Oil | [12 empty] | 2.5 | 3.25 | 3.25 | 3.25 | 3.25 | [11 empty] | Ansley NE (City of) | 100 | Ansley NE (City of) | 100
natural gas peaker | Auburn | 2215_G_2 | 2215 | G | 2 |  | Combustion Turbine | IC Engine | SPP_NEBR | Nebraska | 31 | Nemaha | 127 | 31127 | 0.9 | 10745 | 1949 | 9999 |  |  | N | Natural Gas, Distillate Fuel Oil | [12 empty] | 2.5 | 1.061 | 1.061 | 1.061 | 1.061 | [11 empty] | Auburn NE (City of) | 100 | Auburn NE (City of) | 100
natural gas peaker | Auburn | 2215_G_6 | 2215 | G | 6 |  | Combustion Turbine | IC Engine | SPP_NEBR | Nebraska | 31 | Nemaha | 127 | 31127 | 2.5 | 10745 | 1967 | 9999 |  |  | N | Natural Gas, Distillate Fuel Oil | [12 empty] | 2.5 | 1.061 | 1.061 | 1.061 | 1.061 | [11 empty] | Auburn NE (City of) | 100 | Auburn NE (City of) | 100
natural gas peaker | Auburn | 2215_G_5 | 2215 | G | 5 |  | Combustion Turbine | IC Engine | SPP_NEBR | Nebraska | 31 | Nemaha | 127 | 31127 | 3 | 10745 | 1973 | 9999 |  |  | N | Natural Gas, Distillate Fuel Oil | [12 empty] | 2.5 | 1.061 | 1.061 | 1.061 | 1.061 | [11 empty] | Auburn NE (City of) | 100 | Auburn NE (City of) | 100
natural gas peaker | Auburn | 2215_G_1 | 2215 | G | 1 |  | Combustion Turbine | IC Engine | SPP_NEBR | Nebraska | 31 | Nemaha | 127 | 31127 | 2.2 | 10745 | 1982 | 9999 |  |  | N | Natural Gas, Distillate Fuel Oil | [12 empty] | 2.5 | 1.061 | 1.061 | 1.061 | 1.061 | [11 empty] | Auburn NE (City of) | 100 | Auburn NE (City of) | 100
natural gas peaker | Auburn | 2215_G_7 | 2215 | G | 7 |  | Combustion Turbine | IC Engine | SPP_NEBR | Nebraska | 31 | Nemaha | 127 | 31127 | 5.2 | 10745 | 1987 | 9999 |  |  | N | Natural Gas, Distillate Fuel Oil | [12 empty] | 2.5 | 1.061 | 1.061 | 1.061 | 1.061 | [11 empty] | Auburn NE (City of) | 100 | Auburn NE (City of) | 100
natural gas peaker | Auburn | 2215_G_4A | 2215 | G | 4A |  | Combustion Turbine | IC Engine | SPP_NEBR | Nebraska | 31 | Nemaha | 127 | 31127 | 3.7 | 10745 | 1993 | 9999 |  |  | N | Natural Gas, Distillate Fuel Oil | [12 empty] | 2.5 | 1.061 | 1.061 | 1.061 | 1.061 | [11 empty] | Auburn NE (City of) | 100 | Auburn NE (City of) | 100
natural gas peaker | Beaver City | 2217_G_3 | 2217 | G | 3 |  | Combustion Turbine | IC Engine | SPP_NEBR | Nebraska | 31 | Furnas | 65 | 31065 | 0.2 | 11664 | 1947 | 9999 |  |  | N | Distillate Fuel Oil | [12 empty] | 2.5 | 1.6498 | 1.6498 | 1.6498 | 1.6498 | [11 empty] | Beaver City NE (City of) | 100 | Beaver City NE (City of) | 100
natural gas peaker | Beaver City | 2217_G_1 | 2217 | G | 1 |  | Combustion Turbine | IC Engine | SPP_NEBR | Nebraska | 31 | Furnas | 65 | 31065 | 0.4 | 11532 | 1957 | 9999 |  |  | N | Distillate Fuel Oil | [12 empty] | 2.5 | 1.6498 | 1.6498 | 1.6498 | 1.6498 | [11 empty] | Beaver City NE (City of) | 100 | Beaver City NE (City of) | 100
natural gas peaker | Beaver City | 2217_G_2 | 2217 | G | 2 |  | Combustion Turbine | IC Engine | SPP_NEBR | Nebraska | 31 | Furnas | 65 | 31065 | 0.3 | 11398 | 1963 | 9999 |  |  | N | Natural Gas | [12 empty] | 2.5 | 1.061 | 1.061 | 1.061 | 1.061 | [11 empty] | Beaver City NE (City of) | 100 | Beaver City NE (City of) | 100
natural gas peaker | Beaver City | 2217_G_4 | 2217 | G | 4 |  | Combustion Turbine | IC Engine | SPP_NEBR | Nebraska | 31 | Furnas | 65 | 31065 | 0.8 | 10745 | 1967 | 9999 |  |  | N | Natural Gas | [12 empty] | 2.5 | 1.061 | 1.061 | 1.061 | 1.061 | [11 empty] | Beaver City NE (City of) | 100 | Beaver City NE (City of) | 100
natural gas peaker | Broken Bow | 2221_G_1 | 2221 | G | 1 |  | Combustion Turbine | IC Engine | SPP_NEBR | Nebraska | 31 | Custer | 41 | 31041 | 0.5 | 10745 | 1936 | 9999 |  |  | N | Distillate Fuel Oil | [12 empty] | 2.5 | 1.6498 | 1.6498 | 1.6498 | 1.6498 | [11 empty] | Broken Bow Municipal Utilities | 100 | Broken Bow Municipal Utilities | 100
natural gas peaker | Broken Bow | 2221_G_3 | 2221 | G | 3 |  | Combustion Turbine | IC Engine | SPP_NEBR | Nebraska | 31 | Custer | 41 | 31041 | 0.7 | 10745 | 1945 | 9999 |  |  | N | Distillate Fuel Oil | [12 empty] | 2.5 | 1.6498 | 1.6498 | 1.6498 | 1.6498 | [11 empty] | Broken Bow Municipal Utilities | 100 | Broken Bow Municipal Utilities | 100
natural gas peaker | Broken Bow | 2221_G_4 | 2221 | G | 4 |  | Combustion Turbine | IC Engine | SPP_NEBR | Nebraska | 31 | Custer | 41 | 31041 | 0.7 | 10745 | 1951 | 9999 |  |  | N | Natural Gas, Distillate Fuel Oil | [12 empty] | 2.5 | 1.061 | 1.061 | 1.061 | 1.061 | [11 empty] | Broken Bow Municipal Utilities | 100 | Broken Bow Municipal Utilities | 100
natural gas peaker | Broken Bow | 2221_G_5 | 2221 | G | 5 |  | Combustion Turbine | IC Engine | SPP_NEBR | Nebraska | 31 | Custer | 41 | 31041 | 1 | 10745 | 1951 | 9999 |  |  | N | Natural Gas, Distillate Fuel Oil | [12 empty] | 2.5 | 1.061 | 1.061 | 1.061 | 1.061 | [11 empty] | Broken Bow Municipal Utilities | 100 | Broken Bow Municipal Utilities | 100
natural gas peaker | Broken Bow | 2221_G_6 | 2221 | G | 6 |  | Combustion Turbine | IC Engine | SPP_NEBR | Nebraska | 31 | Custer | 41 | 31041 | 2 | 10745 | 1961 | 9999 |  |  | N | Natural Gas, Distillate Fuel Oil | [12 empty] | 2.5 | 1.061 | 1.061 | 1.061 | 1.061 | [11 empty] | Broken Bow Municipal Utilities | 100 | Broken Bow Municipal Utilities | 100
natural gas peaker | Broken Bow | 2221_G_2 | 2221 | G | 2 |  | Combustion Turbine | IC Engine | SPP_NEBR | Nebraska | 31 | Custer | 41 | 31041 | 3.5 | 10745 | 1970 | 9999 |  |  | N | Natural Gas, Distillate Fuel Oil | [12 empty] | 2.5 | 1.061 | 1.061 | 1.061 | 1.061 | [11 empty] | Broken Bow Municipal Utilities | 100 | Broken Bow Municipal Utilities | 100
natural gas peaker | Burwell | 2222_G_4 | 2222 | G | 4 |  | Combustion Turbine | IC Engine | SPP_NEBR | Nebraska | 31 | Garfield | 71 | 31071 | 0.7 | 11651 | 1955 | 9999 |  |  | N | Distillate Fuel Oil | [12 empty] | 2.5 | 1.6498 | 1.6498 | 1.6498 | 1.6498 | [11 empty] | Burwell Municipal Utilities | 100 | Burwell Municipal Utilities | 100
natural gas peaker | Burwell | 2222_G_3 | 2222 | G | 3 |  | Combustion Turbine | IC Engine | SPP_NEBR | Nebraska | 31 | Garfield | 71 | 31071 | 0.9 | 11394 | 1960 | 9999 |  |  | N | Distillate Fuel Oil | [12 empty] | 2.5 | 1.6498 | 1.6498 | 1.6498 | 1.6498 | [11 empty] | Burwell Municipal Utilities | 100 | Burwell Municipal Utilities | 100
natural gas peaker | Burwell | 2222_G_2 | 2222 | G | 2 |  | Combustion Turbine | IC Engine | SPP_NEBR | Nebraska | 31 | Garfield | 71 | 31071 | 1.1 | 11518 | 1968 | 9999 |  |  | N | Distillate Fuel Oil | [12 empty] | 2.5 | 1.6498 | 1.6498 | 1.6498 | 1.6498 | [11 empty] | Burwell Municipal Utilities | 100 | Burwell Municipal Utilities | 100
natural gas peaker | Burwell | 2222_G_1 | 2222 | G | 1 |  | Combustion Turbine | IC Engine | SPP_NEBR | Nebraska | 31 | Garfield | 71 | 31071 | 1.4 | 11179 | 1972 | 9999 |  |  | N | Distillate Fuel Oil | [12 empty] | 2.5 | 1.6498 | 1.6498 | 1.6498 | 1.6498 | [11 empty] | Burwell Municipal Utilities | 100 | Burwell Municipal Utilities | 100
natural gas peaker | Cambridge | 2223_G_CAT1 | 2223 | G | CAT1 |  | Combustion Turbine | IC Engine | SPP_NEBR | Nebraska | 31 | Furnas | 65 | 31065 | 2 | 18323 | 2005 | 9999 |  |  | N | Distillate Fuel Oil | [12 empty] | 2.5 | 1.6498 | 1.6498 | 1.6498 | 1.6498 | [11 empty] | Cambridge Light & Water | 100 | Cambridge Light & Water | 100
natural gas peaker | Cambridge | 2223_G_CAT2 | 2223 | G | CAT2 |  | Combustion Turbine | IC Engine | SPP_NEBR | Nebraska | 31 | Furnas | 65 | 31065 | 2 | 10745 | 2005 | 9999 |  |  | N | Distillate Fuel Oil | [12 empty] | 2.5 | 1.6498 | 1.6498 | 1.6498 | 1.6498 | [11 empty] | Cambridge Light & Water | 100 | Cambridge Light & Water | 100
natural gas peaker | Campbell Village | 2225_G_IC4 | 2225 | G | IC4 |  | Combustion Turbine | IC Engine | SPP_NEBR | Nebraska | 31 | Franklin | 61 | 31061 | 1 | 25000 | 1983 | 9999 |  |  | N | Distillate Fuel Oil | [12 empty] | 2.5 | 1.6498 | 1.6498 | 1.6498 | 1.6498 | [11 empty] | Campbell NE (Village of) | 100 | Campbell NE (Village of) | 100
natural gas steam turbine | Canaday | 2226_B_1 | 2226 | B | 1 | 1367 | O/G Steam |  | SPP_NEBR | Nebraska | 31 | Gosper | 73 | 31073 | 99 | 9741 | 1958 | 9999 | tangential |  | N | Natural Gas | [12 empty] | 2.5 | 0.25 | 0.25 | 0.25 | 0.25 | [11 empty] | Nebraska Public Power District | 100 | Nebraska Public Power District | 100
hydro | Jeffrey | 2227_G_1 | 2227 | G | 1 |  | Hydro |  | SPP_NEBR | Nebraska | 31 | Lincoln | 111 | 31111 | 10.5 | 0 | 1941 | 9999 |  |  | N | Hydro | [13 empty] | 0 | 0 | 0 | 0 | [11 empty] | Central Nebraska Public Power & Irrigation District | 100 | Central Nebraska Public Power & Irrigation District | 100
hydro | Jeffrey | 2227_G_2 | 2227 | G | 2 |  | Hydro |  | SPP_NEBR | Nebraska | 31 | Lincoln | 111 | 31111 | 10.5 | 0 | 1941 | 9999 |  |  | N | Hydro | [13 empty] | 0 | 0 | 0 | 0 | [11 empty] | Central Nebraska Public Power & Irrigation District | 100 | Central Nebraska Public Power & Irrigation District | 100
hydro | Johnson 1 | 2228_G_1 | 2228 | G | 1 |  | Hydro |  | SPP_NEBR | Nebraska | 31 | Gosper | 73 | 31073 | 10 | 0 | 1941 | 9999 |  |  | N | Hydro | [13 empty] | 0 | 0 | 0 | 0 | [11 empty] | Central Nebraska Public Power & Irrigation District | 100 | Central Nebraska Public Power & Irrigation District | 100
hydro | Johnson 1 | 2228_G_2 | 2228 | G | 2 |  | Hydro |  | SPP_NEBR | Nebraska | 31 | Gosper | 73 | 31073 | 10 | 0 | 1941 | 9999 |  |  | N | Hydro | [13 empty] | 0 | 0 | 0 | 0 | [11 empty] | Central Nebraska Public Power & Irrigation District | 100 | Central Nebraska Public Power & Irrigation District | 100
hydro | Johnson 2 | 2229_G_1 | 2229 | G | 1 |  | Hydro |  | SPP_NEBR | Nebraska | 31 | Gosper | 73 | 31073 | 22.5 | 0 | 1941 | 9999 |  |  | N | Hydro | [13 empty] | 0 | 0 | 0 | 0 | [11 empty] | Central Nebraska Public Power & Irrigation District | 100 | Central Nebraska Public Power & Irrigation District | 100
natural gas peaker | Chappell | 2230_G_5 | 2230 | G | 5 |  | Combustion Turbine | IC Engine | SPP_NEBR | Nebraska | 31 | Deuel | 49 | 31049 | 1 | 12708 | 1982 | 9999 |  |  | N | Distillate Fuel Oil | [12 empty] | 2.5 | 1.6498 | 1.6498 | 1.6498 | 1.6498 | [11 empty] | Chappell Municipal Utilities | 100 | Chappell Municipal Utilities | 100
natural gas peaker | Crete | 2231_G_7 | 2231 | G | 7 |  | Combustion Turbine | IC Engine | SPP_NEBR | Nebraska | 31 | Saline | 151 | 31151 | 6 | 14241 | 1973 | 9999 |  |  | N | Natural Gas, Distillate Fuel Oil | [12 empty] | 2.5 | 1.061 | 1.061 | 1.061 | 1.061 | [11 empty] | Crete Utility Dept | 100 | Crete Utility Dept | 100
natural gas peaker | Curtis | 2232_G_2 | 2232 | G | 2 |  | Combustion Turbine | IC Engine | SPP_NEBR | Nebraska | 31 | Frontier | 63 | 31063 | 0.8 | 18000 | 1955 | 9999 |  |  | N | Natural Gas, Distillate Fuel Oil | [12 empty] | 2.5 | 3.2532 | 3.2532 | 3.2532 | 3.2532 | [11 empty] | Curtis NE (City of) | 100 | Curtis NE (City of) | 100
natural gas peaker | Curtis | 2232_G_3 | 2232 | G | 3 |  | Combustion Turbine | IC Engine | SPP_NEBR | Nebraska | 31 | Frontier | 63 | 31063 | 1 | 18000 | 1969 | 9999 |  |  | N | Natural Gas, Distillate Fuel Oil | [12 empty] | 2.5 | 1.5047 | 1.5047 | 1.5047 | 1.5047 | [11 empty] | Curtis NE (City of) | 100 | Curtis NE (City of) | 100
natural gas peaker | Curtis | 2232_G_4 | 2232 | G | 4 |  | Combustion Turbine | IC Engine | SPP_NEBR | Nebraska | 31 | Frontier | 63 | 31063 | 1.2 | 18000 | 1975 | 9999 |  |  | N | Natural Gas, Distillate Fuel Oil | [12 empty] | 2.5 | 1.1041 | 1.1041 | 1.1041 | 1.1041 | [11 empty] | Curtis NE (City of) | 100 | Curtis NE (City of) | 100
natural gas peaker | David City | 2233_G_2 | 2233 | G | 2 |  | Combustion Turbine | IC Engine | SPP_NEBR | Nebraska | 31 | Butler | 23 | 31023 | 0.8 | 10745 | 1949 | 9999 |  |  | N | Distillate Fuel Oil | [12 empty] | 2.5 | 1.6498 | 1.6498 | 1.6498 | 1.6498 | [11 empty] | David City NE (City of) | 100 | David City NE (City of) | 100
natural gas peaker | David City | 2233_G_3 | 2233 | G | 3 |  | Combustion Turbine | IC Engine | SPP_NEBR | Nebraska | 31 | Butler | 23 | 31023 | 0.9 | 10745 | 1955 | 9999 |  |  | N | Natural Gas, Distillate Fuel Oil | [12 empty] | 2.5 | 1.061 | 1.061 | 1.061 | 1.061 | [11 empty] | David City NE (City of) | 100 | David City NE (City of) | 100
natural gas peaker | David City | 2233_G_1 | 2233 | G | 1 |  | Combustion Turbine | IC Engine | SPP_NEBR | Nebraska | 31 | Butler | 23 | 31023 | 1.3 | 10745 | 1960 | 9999 |  |  | N | Natural Gas, Distillate Fuel Oil | [12 empty] | 2.5 | 1.061 | 1.061 | 1.061 | 1.061 | [11 empty] | David City NE (City of) | 100 | David City NE (City of) | 100
natural gas peaker | David City | 2233_G_4 | 2233 | G | 4 |  | Combustion Turbine | IC Engine | SPP_NEBR | Nebraska | 31 | Butler | 23 | 31023 | 1.8 | 10745 | 1966 | 9999 |  |  | N | Natural Gas, Distillate Fuel Oil | [12 empty] | 2.5 | 1.061 | 1.061 | 1.061 | 1.061 | [11 empty] | David City NE (City of) | 100 | David City NE (City of) | 100
natural gas peaker | David City | 2233_G_5 | 2233 | G | 5 |  | Combustion Turbine | IC Engine | SPP_NEBR | Nebraska | 31 | Butler | 23 | 31023 | 1.3 | 10745 | 1996 | 9999 |  |  | N | Distillate Fuel Oil | [12 empty] | 2.5 | 1.6498 | 1.6498 | 1.6498 | 1.6498 | [11 empty] | David City NE (City of) | 100 | David City NE (City of) | 100
natural gas peaker | David City | 2233_G_6 | 2233 | G | 6 |  | Combustion Turbine | IC Engine | SPP_NEBR | Nebraska | 31 | Butler | 23 | 31023 | 1.3 | 10745 | 1996 | 9999 |  |  | N | Distillate Fuel Oil | [12 empty] | 2.5 | 1.6498 | 1.6498 | 1.6498 | 1.6498 | [11 empty] | David City NE (City of) | 100 | David City NE (City of) | 100
natural gas peaker | David City | 2233_G_7 | 2233 | G | 7 |  | Combustion Turbine | IC Engine | SPP_NEBR | Nebraska | 31 | Butler | 23 | 31023 | 1.3 | 10745 | 1996 | 9999 |  |  | N | Distillate Fuel Oil | [12 empty] | 2.5 | 1.6498 | 1.6498 | 1.6498 | 1.6498 | [11 empty] | David City NE (City of) | 100 | David City NE (City of) | 100
natural gas peaker | Deshler | 2234_G_4 | 2234 | G | 4 |  | Combustion Turbine | IC Engine | SPP_NEBR | Nebraska | 31 | Thayer | 169 | 31169 | 0.6 | 10745 | 1956 | 9999 |  |  | N | Distillate Fuel Oil | [12 empty] | 2.5 | 1.6498 | 1.6498 | 1.6498 | 1.6498 | [11 empty] | Deshler NE (City of) | 100 | Deshler NE (City of) | 100
natural gas peaker | Deshler | 2234_G_5 | 2234 | G | 5 |  | Combustion Turbine | IC Engine | SPP_NEBR | Nebraska | 31 | Thayer | 169 | 31169 | 1.1 | 10745 | 1999 | 9999 |  |  | N | Distillate Fuel Oil | [12 empty] | 2.5 | 1.6498 | 1.6498 | 1.6498 | 1.6498 | [11 empty] | Deshler NE (City of) | 100 | Deshler NE (City of) | 100
natural gas peaker | Emerson | 2235_G_3 | 2235 | G | 3 |  | Combustion Turbine | IC Engine | SPP_NEBR | Nebraska | 31 | Dixon | 51 | 31051 | 0.1 | 12846 | 1947 | 9999 |  |  | N | Distillate Fuel Oil | [12 empty] | 2.5 | 1.6498 | 1.6498 | 1.6498 | 1.6498 | [11 empty] | Emerson NE (City of) | 100 | Emerson NE (City of) | 100
natural gas peaker | Emerson | 2235_G_4 | 2235 | G | 4 |  | Combustion Turbine | IC Engine | SPP_NEBR | Nebraska | 31 | Dixon | 51 | 31051 | 0.4 | 11370 | 1960 | 9999 |  |  | N | Natural Gas, Distillate Fuel Oil | [12 empty] | 2.5 | 1.061 | 1.061 | 1.061 | 1.061 | [11 empty] | Emerson NE (City of) | 100 | Emerson NE (City of) | 100
natural gas peaker | Emerson | 2235_G_2 | 2235 | G | 2 |  | Combustion Turbine | IC Engine | SPP_NEBR | Nebraska | 31 | Dixon | 51 | 31051 | 1.1 | 11198 | 1968 | 9999 |  |  | N | Natural Gas, Distillate Fuel Oil | [12 empty] | 2.5 | 4.5229 | 4.5229 | 4.5229 | 4.5229 | [11 empty] | Emerson NE (City of) | 100 | Emerson NE (City of) | 100
natural gas peaker | Falls City | 2237_G_1 | 2237 | G | 1 |  | Combustion Turbine | IC Engine | SPP_NEBR | Nebraska | 31 | Richardson | 147 | 31147 | 0.6 | 18340 | 1930 | 9999 |  |  | N | Distillate Fuel Oil | [12 empty] | 2.5 | 1.6498 | 1.6498 | 1.6498 | 1.6498 | [11 empty] | Falls City NE Utility Dept | 100 | Falls City Utility Dept | 100
natural gas peaker | Falls City | 2237_G_2 | 2237 | G | 2 |  | Combustion Turbine | IC Engine | SPP_NEBR | Nebraska | 31 | Richardson | 147 | 31147 | 0.9 | 18403 | 1937 | 9999 |  |  | N | Distillate Fuel Oil | [12 empty] | 2.5 | 1.6498 | 1.6498 | 1.6498 | 1.6498 | [11 empty] | Falls City NE Utility Dept | 100 | Falls City Utility Dept | 100
natural gas peaker | Falls City | 2237_G_4 | 2237 | G | 4 |  | Combustion Turbine | IC Engine | SPP_NEBR | Nebraska | 31 | Richardson | 147 | 31147 | 0.8 | 18000 | 1946 | 9999 |  |  | N | Natural Gas, Distillate Fuel Oil | [12 empty] | 2.5 | 1.061 | 1.061 | 1.061 | 1.061 | [11 empty] | Falls City NE Utility Dept | 100 | Falls City Utility Dept | 100
natural gas peaker | Falls City | 2237_G_5 | 2237 | G | 5 |  | Combustion Turbine | IC Engine | SPP_NEBR | Nebraska | 31 | Richardson | 147 | 31147 | 1.4 | 18000 | 1950 | 9999 |  |  | N | Natural Gas, Distillate Fuel Oil | [12 empty] | 2.5 | 1.061 | 1.061 | 1.061 | 1.061 | [11 empty] | Falls City NE Utility Dept | 100 | Falls City Utility Dept | 100
natural gas peaker | Falls City | 2237_G_6 | 2237 | G | 6 |  | Combustion Turbine | IC Engine | SPP_NEBR | Nebraska | 31 | Richardson | 147 | 31147 | 2 | 18000 | 1958 | 9999 |  |  | N | Natural Gas, Distillate Fuel Oil | [12 empty] | 2.5 | 1.061 | 1.061 | 1.061 | 1.061 | [11 empty] | Falls City NE Utility Dept | 100 | Falls City Utility Dept | 100
natural gas peaker | Falls City | 2237_G_3 | 2237 | G | 3 |  | Combustion Turbine | IC Engine | SPP_NEBR | Nebraska | 31 | Richardson | 147 | 31147 | 2.3 | 18000 | 1965 | 9999 |  |  | N | Natural Gas, Distillate Fuel Oil | [12 empty] | 2.5 | 1.061 | 1.061 | 1.061 | 1.061 | [11 empty] | Falls City NE Utility Dept | 100 | Falls City Utility Dept | 100
natural gas peaker | Falls City | 2237_G_7 | 2237 | G | 7 |  | Combustion Turbine | IC Engine | SPP_NEBR | Nebraska | 31 | Richardson | 147 | 31147 | 5.9 | 18000 | 1972 | 9999 |  |  | N | Natural Gas, Distillate Fuel Oil | [12 empty] | 2.5 | 2.8909 | 2.8909 | 2.8909 | 2.8909 | [11 empty] | Falls City NE Utility Dept | 100 | Falls City Utility Dept | 100
natural gas peaker | Falls City | 2237_G_8 | 2237 | G | 8 |  | Combustion Turbine | IC Engine | SPP_NEBR | Nebraska | 31 | Richardson | 147 | 31147 | 6 | 18000 | 1982 | 9999 |  |  | N | Natural Gas, Distillate Fuel Oil | [12 empty] | 2.5 | 1.061 | 1.061 | 1.061 | 1.061 | [11 empty] | Falls City NE Utility Dept | 100 | Falls City Utility Dept | 100
natural gas peaker | Falls City | 2237_G_9 | 2237 | G | 9 |  | Combustion Turbine | IC Engine | SPP_NEBR | Nebraska | 31 | Richardson | 147 | 31147 | 9.3 | 10745 | 2018 | 9999 |  |  | N | Natural Gas, Distillate Fuel Oil | [13 empty] | 1.061 | 1.061 | 1.061 | 1.061 | [11 empty] | Falls City NE Utility Dept | 100 | Falls City Utility Dept | 100
natural gas peaker | Franklin (NE) | 2238_G_4 | 2238 | G | 4 |  | Combustion Turbine | IC Engine | SPP_NEBR | Nebraska | 31 | Franklin | 61 | 31061 | 0.9 | 13643 | 1955 | 9999 |  |  | N | Natural Gas, Distillate Fuel Oil | [12 empty] | 2.5 | 1.061 | 1.061 | 1.061 | 1.061 | [11 empty] | Franklin NE (City of) | 100 | Franklin NE (City of) | 100
natural gas peaker | Franklin (NE) | 2238_G_1 | 2238 | G | 1 |  | Combustion Turbine | IC Engine | SPP_NEBR | Nebraska | 31 | Franklin | 61 | 31061 | 0.6 | 13824 | 1963 | 9999 |  |  | N | Natural Gas, Distillate Fuel Oil | [12 empty] | 2.5 | 1.061 | 1.061 | 1.061 | 1.061 | [11 empty] | Franklin NE (City of) | 100 | Franklin NE (City of) | 100
natural gas peaker | Franklin (NE) | 2238_G_3 | 2238 | G | 3 |  | Combustion Turbine | IC Engine | SPP_NEBR | Nebraska | 31 | Franklin | 61 | 31061 | 1.1 | 13737 | 1969 | 9999 |  |  | N | Natural Gas, Distillate Fuel Oil | [12 empty] | 2.5 | 1.061 | 1.061 | 1.061 | 1.061 | [11 empty] | Franklin NE (City of) | 100 | Franklin NE (City of) | 100
natural gas peaker | Franklin (NE) | 2238_G_2 | 2238 | G | 2 |  | Combustion Turbine | IC Engine | SPP_NEBR | Nebraska | 31 | Franklin | 61 | 31061 | 1.3 | 13659 | 1974 | 9999 |  |  | N | Natural Gas, Distillate Fuel Oil | [12 empty] | 2.5 | 0.09136 | 0.09136 | 0.09136 | 0.09136 | [11 empty] | Franklin NE (City of) | 100 | Franklin NE (City of) | 100
hard coal | Lon Wright | 2240_B_6 | 2240 | B | 6 |  | Coal Steam |  | SPP_NEBR | Nebraska | 31 | Dodge | 53 | 31053 | 15.5 | 12282 | 1958 | 9999 | wall | dry | N | Subbituminous | [7 empty] | B | NA |  |  |  | 1.2 | 0.65382 | 0.65382 | 0.65382 | 0.65382 | 0.11 | 0.1 | 1 | 0 | [7 empty] | Fremont Dept of Public Utilities | 100 | Fremont Dept of Public Utilities | 100
hard coal | Lon Wright | 2240_B_7 | 2240 | B | 7 |  | Coal Steam |  | SPP_NEBR | Nebraska | 31 | Dodge | 53 | 31053 | 21 | 12341 | 1963 | 9999 | wall | dry | N | Subbituminous | [7 empty] | B | NA |  |  |  | 1.2 | 0.6638 | 0.6638 | 0.6638 | 0.6638 | 0.11 | 0.1 | 1 | 0 | [7 empty] | Fremont Dept of Public Utilities | 100 | Fremont Dept of Public Utilities | 100
hard coal | Lon Wright | 2240_B_8 | 2240 | B | 8 | 1371 | Coal Steam |  | SPP_NEBR | Nebraska | 31 | Dodge | 53 | 31053 | 82 | 12240 | 1976 | 9999 | wall | dry | N | Subbituminous | Wet Scrubber | 2015 | 0.98 | LNB |  |  |  | ESPH + B | No | ACI | 2016 |  | 0.651 | 0.20001 | 0.20001 | 0.1987 | 0.1987 | 0.1 | 0.1 | 0.1 | 0.99 | [7 empty] | Fremont Dept of Public Utilities | 100 | Fremont Dept of Public Utilities | 100
natural gas peaker | Lon Wright | 2240_G_5OT | 2240 | G | 5OT | 9176 | Combustion Turbine |  | SPP_NEBR | Nebraska | 31 | Dodge | 53 | 31053 | 38 | 14432 | 2003 | 9999 |  |  | N | Natural Gas, Distillate Fuel Oil |  |  |  | DLNB + H2O | [8 empty] | 2.5 | 0.70002 | 0.70002 | 0.70002 | 0.70002 | [11 empty] | Fremont Dept of Public Utilities | 100 | Fremont Dept of Public Utilities | 100
solar pv | Lon Wright | 2240_G_SLR1 | 2240 | G | SLR1 |  | Solar PV |  | SPP_NEBR | Nebraska | 31 | Dodge | 53 | 31053 | 1.3 | 0 | 2018 | 9999 |  |  | N | Solar | [13 empty] | 0 | 0 | 0 | 0 | [11 empty] | Fremont Dept of Public Utilities | 100 | Fremont Dept of Public Utilities | 100
solar pv | Lon Wright | 2240_G_SLR2 | 2240 | G | SLR2 |  | Solar PV |  | SPP_NEBR | Nebraska | 31 | Dodge | 53 | 31053 | 1 | 0 | 2018 | 9999 |  |  | N | Solar | [13 empty] | 0 | 0 | 0 | 0 | [11 empty] | Fremont Dept of Public Utilities | 100 | Fremont Dept of Public Utilities | 100
natural gas peaker | C W Burdick | 2241_G_GT1 | 2241 | G | GT1 |  | Combustion Turbine |  | SPP_NEBR | Nebraska | 31 | Hall | 79 | 31079 | 13.6 | 25000 | 1968 | 9999 |  |  | N | Natural Gas, Distillate Fuel Oil | [12 empty] | 2.5 | 0.47388 | 0.47388 | 0.47388 | 0.47388 | [11 empty] | Grand Island Utilities | 100 | Grand Island Utilities | 100
natural gas peaker | C W Burdick | 2241_G_GT2 | 2241 | G | GT2 | 88133 | Combustion Turbine |  | SPP_NEBR | Nebraska | 31 | Hall | 79 | 31079 | 34 | 25000 | 2003 | 9999 |  |  | N | Natural Gas, Distillate Fuel Oil |  |  |  | DLNB + H2O | [8 empty] | 2.5 | 0.0339 | 0.0339 | 0.0339 | 0.0339 | [11 empty] | Grand Island Utilities | 100 | Grand Island Utilities | 100
natural gas peaker | C W Burdick | 2241_G_GT3 | 2241 | G | GT3 | 88134 | Combustion Turbine |  | SPP_NEBR | Nebraska | 31 | Hall | 79 | 31079 | 34 | 25000 | 2003 | 9999 |  |  | N | Natural Gas, Distillate Fuel Oil |  |  |  | DLNB + H2O | [8 empty] | 2.5 | 0.04141 | 0.04141 | 0.04141 | 0.04141 | [11 empty] | Grand Island Utilities | 100 | Grand Island Utilities | 100
natural gas peaker | Don Henry | 2243_G_1 | 2243 | G | 1 |  | Combustion Turbine |  | SPP_NEBR | Nebraska | 31 | Adams | 1 | 31001 | 18 | 25000 | 1972 | 9999 |  |  | N | Natural Gas, Distillate Fuel Oil | [12 empty] | 2.5 | 0.50857 | 0.50857 | 0.50857 | 0.50857 | [11 empty] | Hastings Utilities (NE) | 100 | Hastings Utilities (NE) | 100
natural gas steam turbine | North Denver | 2244_B_4 | 2244 | B | 4 |  | O/G Steam |  | SPP_NEBR | Nebraska | 31 | Adams | 1 | 31001 | 16 | 14500 | 1957 | 9999 |  |  | N | Natural Gas | [12 empty] | 2.5 | 0.23063 | 0.23063 | 0.23063 | 0.23063 | [11 empty] | Hastings Utilities (NE) | 100 | Hastings Utilities (NE) | 100
natural gas steam turbine | North Denver | 2244_B_5 | 2244 | B | 5 |  | O/G Steam |  | SPP_NEBR | Nebraska | 31 | Adams | 1 | 31001 | 25 | 14500 | 1957 | 9999 |  |  | N | Natural Gas | [12 empty] | 2.5 | 0.23063 | 0.23063 | 0.23063 | 0.23063 | [11 empty] | Hastings Utilities (NE) | 100 | Hastings Utilities (NE) | 100
natural gas peaker | Kimball | 2248_G_5 | 2248 | G | 5 |  | Combustion Turbine | IC Engine | WECC_WY | Nebraska | 31 | Kimball | 105 | 31105 | 0.6 | 10745 | 1944 | 9999 |  |  | N | Distillate Fuel Oil | [12 empty] | 2.5 | 1.6498 | 1.6498 | 1.6498 | 1.6498 | [11 empty] | Kimball NE (City of) | 100 | Kimball NE (City of) | 100
natural gas peaker | Kimball | 2248_G_2 | 2248 | G | 2 |  | Combustion Turbine | IC Engine | WECC_WY | Nebraska | 31 | Kimball | 105 | 31105 | 0.7 | 10745 | 1955 | 9999 |  |  | N | Distillate Fuel Oil | [12 empty] | 2.5 | 1.6498 | 1.6498 | 1.6498 | 1.6498 | [11 empty] | Kimball NE (City of) | 100 | Kimball NE (City of) | 100
natural gas peaker | Kimball | 2248_G_1 | 2248 | G | 1 |  | Combustion Turbine | IC Engine | WECC_WY | Nebraska | 31 | Kimball | 105 | 31105 | 0.7 | 10745 | 1956 | 9999 |  |  | N | Distillate Fuel Oil | [12 empty] | 2.5 | 1.6498 | 1.6498 | 1.6498 | 1.6498 | [11 empty] | Kimball NE (City of) | 100 | Kimball NE (City of) | 100
natural gas peaker | Kimball | 2248_G_3 | 2248 | G | 3 |  | Combustion Turbine | IC Engine | WECC_WY | Nebraska | 31 | Kimball | 105 | 31105 | 1 | 10745 | 1959 | 9999 |  |  | N | Distillate Fuel Oil | [12 empty] | 2.5 | 1.6498 | 1.6498 | 1.6498 | 1.6498 | [11 empty] | Kimball NE (City of) | 100 | Kimball NE (City of) | 100
natural gas peaker | Kimball | 2248_G_4 | 2248 | G | 4 |  | Combustion Turbine | IC Engine | WECC_WY | Nebraska | 31 | Kimball | 105 | 31105 | 1 | 10745 | 1960 | 9999 |  |  | N | Distillate Fuel Oil | [12 empty] | 2.5 | 1.6498 | 1.6498 | 1.6498 | 1.6498 | [11 empty] | Kimball NE (City of) | 100 | Kimball NE (City of) | 100
natural gas peaker | Kimball | 2248_G_6 | 2248 | G | 6 |  | Combustion Turbine | IC Engine | WECC_WY | Nebraska | 31 | Kimball | 105 | 31105 | 3.6 | 10745 | 1974 | 9999 |  |  | N | Distillate Fuel Oil | [12 empty] | 2.5 | 1.6498 | 1.6498 | 1.6498 | 1.6498 | [11 empty] | Kimball NE (City of) | 100 | Kimball NE (City of) | 100
natural gas peaker | Laurel | 2249_G_2 | 2249 | G | 2 |  | Combustion Turbine | IC Engine | SPP_NEBR | Nebraska | 31 | Cedar | 27 | 31027 | 0.7 | 18000 | 1970 | 9999 |  |  | N | Natural Gas, Distillate Fuel Oil | [12 empty] | 2.5 | 1.061 | 1.061 | 1.061 | 1.061 | [11 empty] | Laurel Municipal Electric Dept | 100 | Laurel Municipal Electric Dept | 100
natural gas peaker | Laurel | 2249_G_1 | 2249 | G | 1 |  | Combustion Turbine | IC Engine | SPP_NEBR | Nebraska | 31 | Cedar | 27 | 31027 | 1.1 | 18000 | 1974 | 9999 |  |  | N | Natural Gas, Distillate Fuel Oil | [12 empty] | 2.5 | 1.061 | 1.061 | 1.061 | 1.061 | [11 empty] | Laurel Municipal Electric Dept | 100 | Laurel Municipal Electric Dept | 100
natural gas peaker | Laurel | 2249_G_7 | 2249 | G | 7 |  | Combustion Turbine | IC Engine | SPP_NEBR | Nebraska | 31 | Cedar | 27 | 31027 | 1.1 | 18000 | 1992 | 9999 |  |  | N | Natural Gas, Distillate Fuel Oil | [12 empty] | 2.5 | 1.061 | 1.061 | 1.061 | 1.061 | [11 empty] | Laurel Municipal Electric Dept | 100 | Laurel Municipal Electric Dept | 100
natural gas peaker | J Street | 2250_G_1 | 2250 | G | 1 | 90730 | Combustion Turbine |  | SPP_NEBR | Nebraska | 31 | Lancaster | 109 | 31109 | 29 | 25000 | 1972 | 9999 |  |  | N | Natural Gas, Distillate Fuel Oil |  |  |  | H2O | [8 empty] | 2.5 | 0.71586 | 0.71586 | 0.71586 | 0.71586 | [11 empty] | Lincoln Electric System | 100 | Lincoln Electric System | 100
natural gas peaker | Lyons | 2253_G_2 | 2253 | G | 2 |  | Combustion Turbine | IC Engine | SPP_NEBR | Nebraska | 31 | Burt | 21 | 31021 | 0.2 | 25000 | 1953 | 9999 |  |  | N | Distillate Fuel Oil | [12 empty] | 2.5 | 1.6498 | 1.6498 | 1.6498 | 1.6498 | [11 empty] | Lyons NE (City of) | 100 | Lyons NE (City of) | 100
natural gas peaker | Lyons | 2253_G_3 | 2253 | G | 3 |  | Combustion Turbine | IC Engine | SPP_NEBR | Nebraska | 31 | Burt | 21 | 31021 | 0.3 | 25000 | 1960 | 9999 |  |  | N | Distillate Fuel Oil | [12 empty] | 2.5 | 1.6498 | 1.6498 | 1.6498 | 1.6498 | [11 empty] | Lyons NE (City of) | 100 | Lyons NE (City of) | 100
natural gas peaker | Lyons | 2253_G_4A | 2253 | G | 4A |  | Combustion Turbine | IC Engine | SPP_NEBR | Nebraska | 31 | Burt | 21 | 31021 | 0.6 | 25000 | 1967 | 9999 |  |  | N | Distillate Fuel Oil | [12 empty] | 2.5 | 1.0242 | 1.0242 | 1.0242 | 1.0242 | [11 empty] | Lyons NE (City of) | 100 | Lyons NE (City of) | 100
natural gas peaker | Nebraska City # 1 | 2255_G_2 | 2255 | G | 2 |  | Combustion Turbine | IC Engine | SPP_NEBR | Nebraska | 31 | Otoe | 131 | 31131 | 1 | 12283 | 1953 | 9999 |  |  | N | Distillate Fuel Oil | [12 empty] | 2.5 | 1.6498 | 1.6498 | 1.6498 | 1.6498 | [11 empty] | Nebraska City Utilities | 100 | Nebraska City Utilities | 100
natural gas peaker | Nebraska City # 1 | 2255_G_3 | 2255 | G | 3 |  | Combustion Turbine | IC Engine | SPP_NEBR | Nebraska | 31 | Otoe | 131 | 31131 | 2 | 12283 | 1955 | 9999 |  |  | N | Natural Gas | [12 empty] | 2.5 | 1.061 | 1.061 | 1.061 | 1.061 | [11 empty] | Nebraska City Utilities | 100 | Nebraska City Utilities | 100
natural gas peaker | Nebraska City # 1 | 2255_G_4 | 2255 | G | 4 |  | Combustion Turbine | IC Engine | SPP_NEBR | Nebraska | 31 | Otoe | 131 | 31131 | 2.7 | 12283 | 1957 | 9999 |  |  | N | Natural Gas | [12 empty] | 2.5 | 1.061 | 1.061 | 1.061 | 1.061 | [11 empty] | Nebraska City Utilities | 100 | Nebraska City Utilities | 100
natural gas peaker | Nebraska City # 1 | 2255_G_5 | 2255 | G | 5 |  | Combustion Turbine | IC Engine | SPP_NEBR | Nebraska | 31 | Otoe | 131 | 31131 | 1.7 | 12283 | 1964 | 9999 |  |  | N | Natural Gas | [12 empty] | 2.5 | 1.061 | 1.061 | 1.061 | 1.061 | [11 empty] | Nebraska City Utilities | 100 | Nebraska City Utilities | 100
natural gas peaker | Nebraska City # 1 | 2255_G_8 | 2255 | G | 8 |  | Combustion Turbine | IC Engine | SPP_NEBR | Nebraska | 31 | Otoe | 131 | 31131 | 3.6 | 12283 | 1971 | 9999 |  |  | N | Natural Gas | [12 empty] | 2.5 | 1.061 | 1.061 | 1.061 | 1.061 | [11 empty] | Nebraska City Utilities | 100 | Nebraska City Utilities | 100
natural gas peaker | Nebraska City # 1 | 2255_G_9 | 2255 | G | 9 |  | Combustion Turbine | IC Engine | SPP_NEBR | Nebraska | 31 | Otoe | 131 | 31131 | 5.8 | 12283 | 1974 | 9999 |  |  | N | Natural Gas | [12 empty] | 2.5 | 1.061 | 1.061 | 1.061 | 1.061 | [11 empty] | Nebraska City Utilities | 100 | Nebraska City Utilities | 100
natural gas peaker | Nebraska City # 1 | 2255_G_10 | 2255 | G | 10 |  | Combustion Turbine | IC Engine | SPP_NEBR | Nebraska | 31 | Otoe | 131 | 31131 | 5.8 | 12283 | 1979 | 9999 |  |  | N | Natural Gas | [12 empty] | 2.5 | 1.061 | 1.061 | 1.061 | 1.061 | [11 empty] | Nebraska City Utilities | 100 | Nebraska City Utilities | 100
natural gas peaker | Syracuse # 2 | 2256_G_6 | 2256 | G | 6 |  | Combustion Turbine | IC Engine | SPP_NEBR | Nebraska | 31 | Otoe | 131 | 31131 | 1.6 | 12283 | 1969 | 9999 |  |  | N | Natural Gas | [12 empty] | 2.5 | 1.061 | 1.061 | 1.061 | 1.061 | [11 empty] | Nebraska City Utilities | 100 | Nebraska City Utilities | 100
natural gas peaker | Syracuse # 2 | 2256_G_7 | 2256 | G | 7 |  | Combustion Turbine | IC Engine | SPP_NEBR | Nebraska | 31 | Otoe | 131 | 31131 | 1.6 | 12283 | 1970 | 9999 |  |  | N | Natural Gas | [12 empty] | 2.5 | 1.061 | 1.061 | 1.061 | 1.061 | [11 empty] | Nebraska City Utilities | 100 | Nebraska City Utilities | 100
hydro | Columbus | 2260_G_1 | 2260 | G | 1 |  | Hydro |  | SPP_NEBR | Nebraska | 31 | Platte | 141 | 31141 | 15 | 0 | 1936 | 9999 |  |  | N | Hydro | [13 empty] | 0 | 0 | 0 | 0 | [11 empty] | Loup River Public Power District | 100 | Loup River Public Power District | 100
hydro | Columbus | 2260_G_2 | 2260 | G | 2 |  | Hydro |  | SPP_NEBR | Nebraska | 31 | Platte | 141 | 31141 | 15 | 0 | 1936 | 9999 |  |  | N | Hydro | [13 empty] | 0 | 0 | 0 | 0 | [11 empty] | Loup River Public Power District | 100 | Loup River Public Power District | 100
hydro | Columbus | 2260_G_3 | 2260 | G | 3 |  | Hydro |  | SPP_NEBR | Nebraska | 31 | Platte | 141 | 31141 | 15 | 0 | 1936 | 9999 |  |  | N | Hydro | [13 empty] | 0 | 0 | 0 | 0 | [11 empty] | Loup River Public Power District | 100 | Loup River Public Power District | 100
natural gas peaker | Hallam | 2265_G_1 | 2265 | G | 1 | 90723 | Combustion Turbine |  | SPP_NEBR | Nebraska | 31 | Lancaster | 109 | 31109 | 42.5 | 13905 | 1973 | 9999 |  |  | N | Natural Gas | [12 empty] | 2.5 | 0.70596 | 0.70596 | 0.70596 | 0.70596 | [11 empty] | Nebraska Public Power District | 100 | Nebraska Public Power District | 100
natural gas peaker | Hebron | 2266_G_1 | 2266 | G | 1 | 90725 | Combustion Turbine |  | SPP_NEBR | Nebraska | 31 | Thayer | 169 | 31169 | 41.5 | 17685 | 1973 | 9999 |  |  | N | Distillate Fuel Oil | [12 empty] | 2.5 | 1.2 | 1.2 | 1.2 | 1.2 | [11 empty] | Nebraska Public Power District | 100 | Nebraska Public Power District | 100
hydro | Kearney | 2268_G_1 | 2268 | G | 1 |  | Hydro |  | SPP_NEBR | Nebraska | 31 | Buffalo | 19 | 31019 | 1 | 0 | 1921 | 9999 |  |  | N | Hydro | [13 empty] | 0 | 0 | 0 | 0 | [11 empty] | Nebraska Public Power District | 100 | Nebraska Public Power District | 100
natural gas peaker | McCook | 2271_G_1 | 2271 | G | 1 | 90727 | Combustion Turbine |  | SPP_NEBR | Nebraska | 31 | Red Willow | 145 | 31145 | 42.7 | 18536 | 1973 | 9999 |  |  | N | Distillate Fuel Oil | [12 empty] | 2.5 | 1.1998 | 1.1998 | 1.1998 | 1.1998 | [11 empty] | Nebraska Public Power District | 100 | Nebraska Public Power District | 100
hydro | Monroe (NE) | 2273_G_1 | 2273 | G | 1 |  | Hydro |  | SPP_NEBR | Nebraska | 31 | Platte | 141 | 31141 | 1 | 0 | 1936 | 9999 |  |  | N | Hydro | [13 empty] | 0 | 0 | 0 | 0 | [11 empty] | Loup River Public Power District | 100 | Loup River Public Power District | 100
hydro | Monroe (NE) | 2273_G_2 | 2273 | G | 2 |  | Hydro |  | SPP_NEBR | Nebraska | 31 | Platte | 141 | 31141 | 1 | 0 | 1936 | 9999 |  |  | N | Hydro | [13 empty] | 0 | 0 | 0 | 0 | [11 empty] | Loup River Public Power District | 100 | Loup River Public Power District | 100
hydro | Monroe (NE) | 2273_G_3 | 2273 | G | 3 |  | Hydro |  | SPP_NEBR | Nebraska | 31 | Platte | 141 | 31141 | 1 | 0 | 1936 | 9999 |  |  | N | Hydro | [13 empty] | 0 | 0 | 0 | 0 | [11 empty] | Loup River Public Power District | 100 | Loup River Public Power District | 100
hydro | North Platte | 2274_G_1 | 2274 | G | 1 |  | Hydro |  | SPP_NEBR | Nebraska | 31 | Lincoln | 111 | 31111 | 12 | 0 | 1935 | 9999 |  |  | N | Hydro | [13 empty] | 0 | 0 | 0 | 0 | [11 empty] | Nebraska Public Power District | 100 | Nebraska Public Power District | 100
hydro | North Platte | 2274_G_2 | 2274 | G | 2 |  | Hydro |  | SPP_NEBR | Nebraska | 31 | Lincoln | 111 | 31111 | 12 | 0 | 1935 | 9999 |  |  | N | Hydro | [13 empty] | 0 | 0 | 0 | 0 | [11 empty] | Nebraska Public Power District | 100 | Nebraska Public Power District | 100
hard coal | Sheldon | 2277_B_2 | 2277 | B | 2 | 1380 | Coal Steam |  | SPP_NEBR | Nebraska | 31 | Lancaster | 109 | 31109 | 115 | 11706 | 1961 | 9999 | cyclone | wet | N | Subbituminous |  |  |  | OFA |  |  |  | B | NA |  |  |  | 0.567 | 0.3599 | 0.3599 | 0.3599 | 0.3599 | 0.11 | 0.1 | 1 | 0 | [7 empty] | Nebraska Public Power District | 100 | Nebraska Public Power District | 100
hard coal | Sheldon | 2277_B_1 | 2277 | B | 1 | 1379 | Coal Steam |  | SPP_NEBR | Nebraska | 31 | Lancaster | 109 | 31109 | 104 | 11681 | 1968 | 9999 | cyclone | wet | N | Subbituminous |  |  |  | OFA |  |  |  | B | NA |  |  |  | 0.59 | 0.58003 | 0.58003 | 0.58003 | 0.58003 | 0.11 | 0.1 | 1 | 0 | [7 empty] | Nebraska Public Power District | 100 | Nebraska Public Power District | 100
natural gas peaker | Jones Street | 2290_G_1 | 2290 | G | 1 | 90740 | Combustion Turbine |  | SPP_NEBR | Nebraska | 31 | Douglas | 55 | 31055 | 61.3 | 25000 | 1973 | 9999 |  |  | N | Distillate Fuel Oil | [12 empty] | 2.5 | 1.2 | 1.2 | 1.2 | 1.2 | [11 empty] | Omaha Public Power District | 100 | Omaha Public Power District | 100
natural gas peaker | Jones Street | 2290_G_2 | 2290 | G | 2 | 90741 | Combustion Turbine |  | SPP_NEBR | Nebraska | 31 | Douglas | 55 | 31055 | 61.3 | 25000 | 1973 | 9999 |  |  | N | Distillate Fuel Oil | [12 empty] | 2.5 | 1.2 | 1.2 | 1.2 | 1.2 | [11 empty] | Omaha Public Power District | 100 | Omaha Public Power District | 100
hard coal | North Omaha | 2291_B_4 | 2291 | B | 4 | 1384 | Coal Steam |  | SPP_NEBR | Nebraska | 31 | Douglas | 55 | 31055 | 120 | 10592 | 1963 | 9999 | tangential | dry | N | Subbituminous |  |  | 0.0663 |  |  |  |  | ESPC | No | ACI | 2016 |  | 2.5 | 0.30844 | 0.30844 | 0.1469 | 0.1469 | 0.1 | 0.1 | 0.1 | 0.98 | Yes | 2016 |  |  | C2G | 2026 |  | Omaha Public Power District | 100 | Omaha Public Power District | 100
hard coal | North Omaha | 2291_B_5 | 2291 | B | 5 | 1385 | Coal Steam |  | SPP_NEBR | Nebraska | 31 | Douglas | 55 | 31055 | 216 | 10811 | 1968 | 9999 | wall | dry | N | Subbituminous |  |  | 0.0583 | LNB |  |  |  | ESPC | No | ACI | 2016 |  | 0.721 | 0.30152 | 0.30152 | 0.1987 | 0.1987 | 0.1 | 0.1 | 0.1 | 0.98 | Yes | 2016 |  |  | C2G | 2026 |  | Omaha Public Power District | 100 | Omaha Public Power District | 100
natural gas peaker | Sarpy County | 2292_G_1 | 2292 | G | 1 | 90742 | Combustion Turbine |  | SPP_NEBR | Nebraska | 31 | Sarpy | 153 | 31153 | 55.3 | 13381 | 1972 | 9999 |  |  | N | Natural Gas, Distillate Fuel Oil | [12 empty] | 2.5 | 0.29749 | 0.29749 | 0.29749 | 0.29749 | [11 empty] | Omaha Public Power District | 100 | Omaha Public Power District | 100
natural gas peaker | Sarpy County | 2292_G_2 | 2292 | G | 2 | 90743 | Combustion Turbine |  | SPP_NEBR | Nebraska | 31 | Sarpy | 153 | 31153 | 56.4 | 13382 | 1972 | 9999 |  |  | N | Natural Gas, Distillate Fuel Oil | [12 empty] | 2.5 | 0.24521 | 0.24521 | 0.24521 | 0.24521 | [11 empty] | Omaha Public Power District | 100 | Omaha Public Power District | 100
natural gas peaker | Sarpy County | 2292_G_3 | 2292 | G | 3 | 1387 | Combustion Turbine |  | SPP_NEBR | Nebraska | 31 | Sarpy | 153 | 31153 | 107.7 | 13381 | 1996 | 9999 |  |  | N | Natural Gas, Distillate Fuel Oil |  |  |  | DLNB + H2O | [8 empty] | 2.5 | 0.05677 | 0.05677 | 0.05677 | 0.05677 | [11 empty] | Omaha Public Power District | 100 | Omaha Public Power District | 100
natural gas peaker | Sarpy County | 2292_G_BSD | 2292 | G | BSD |  | Combustion Turbine | IC Engine | SPP_NEBR | Nebraska | 31 | Sarpy | 153 | 31153 | 3.4 | 12125 | 1996 | 9999 |  |  | N | Distillate Fuel Oil | [12 empty] | 2.5 | 1.6498 | 1.6498 | 1.6498 | 1.6498 | [11 empty] | Omaha Public Power District | 100 | Omaha Public Power District | 100
natural gas peaker | Sarpy County | 2292_G_4 | 2292 | G | 4 | 1388 | Combustion Turbine |  | SPP_NEBR | Nebraska | 31 | Sarpy | 153 | 31153 | 49 | 13381 | 2000 | 9999 |  |  | N | Natural Gas, Distillate Fuel Oil |  |  |  | H2O | [8 empty] | 2.5 | 0.07922 | 0.07922 | 0.07922 | 0.07922 | [11 empty] | Omaha Public Power District | 100 | Omaha Public Power District | 100
natural gas peaker | Sarpy County | 2292_G_5 | 2292 | G | 5 | 1390 | Combustion Turbine |  | SPP_NEBR | Nebraska | 31 | Sarpy | 153 | 31153 | 48.1 | 13381 | 2000 | 9999 |  |  | N | Natural Gas, Distillate Fuel Oil |  |  |  | H2O | [8 empty] | 2.5 | 0.07618 | 0.07618 | 0.07618 | 0.07618 | [11 empty] | Omaha Public Power District | 100 | Omaha Public Power District | 100
natural gas peaker | Ord | 2294_G_3 | 2294 | G | 3 |  | Combustion Turbine | IC Engine | SPP_NEBR | Nebraska | 31 | Valley | 175 | 31175 | 2 | 10745 | 1963 | 9999 |  |  | N | Natural Gas, Distillate Fuel Oil | [12 empty] | 2.5 | 1.6498 | 1.6498 | 1.6498 | 1.6498 | [11 empty] | Ord NE (City of) | 100 | Ord NE (City of) | 100
natural gas peaker | Ord | 2294_G_2 | 2294 | G | 2 |  | Combustion Turbine | IC Engine | SPP_NEBR | Nebraska | 31 | Valley | 175 | 31175 | 1 | 10745 | 1966 | 9999 |  |  | N | Natural Gas, Distillate Fuel Oil | [12 empty] | 2.5 | 1.6498 | 1.6498 | 1.6498 | 1.6498 | [11 empty] | Ord NE (City of) | 100 | Ord NE (City of) | 100
natural gas peaker | Ord | 2294_G_1 | 2294 | G | 1 |  | Combustion Turbine | IC Engine | SPP_NEBR | Nebraska | 31 | Valley | 175 | 31175 | 5 | 10745 | 1973 | 9999 |  |  | N | Natural Gas, Distillate Fuel Oil | [12 empty] | 2.5 | 1.6498 | 1.6498 | 1.6498 | 1.6498 | [11 empty] | Ord NE (City of) | 100 | Ord NE (City of) | 100
natural gas peaker | Ord | 2294_G_4A | 2294 | G | 4A |  | Combustion Turbine | IC Engine | SPP_NEBR | Nebraska | 31 | Valley | 175 | 31175 | 1.4 | 10745 | 1997 | 9999 |  |  | N | Distillate Fuel Oil | [12 empty] | 2.5 | 1.6498 | 1.6498 | 1.6498 | 1.6498 | [11 empty] | Ord NE (City of) | 100 | Ord NE (City of) | 100
natural gas peaker | Ord | 2294_G_5A | 2294 | G | 5A |  | Combustion Turbine | IC Engine | SPP_NEBR | Nebraska | 31 | Valley | 175 | 31175 | 1.4 | 10745 | 1997 | 9999 |  |  | N | Distillate Fuel Oil | [12 empty] | 2.5 | 1.6498 | 1.6498 | 1.6498 | 1.6498 | [11 empty] | Ord NE (City of) | 100 | Ord NE (City of) | 100
natural gas peaker | Oxford (NE) | 2295_G_2 | 2295 | G | 2 |  | Combustion Turbine | IC Engine | SPP_NEBR | Nebraska | 31 | Furnas | 65 | 31065 | 0.5 | 12747 | 1953 | 9999 |  |  | N | Natural Gas, Distillate Fuel Oil | [12 empty] | 2.5 | 1.061 | 1.061 | 1.061 | 1.061 | [11 empty] | Oxford NE (Village of) | 100 | Oxford NE (Village of) | 100
natural gas peaker | Oxford (NE) | 2295_G_3 | 2295 | G | 3 |  | Combustion Turbine | IC Engine | SPP_NEBR | Nebraska | 31 | Furnas | 65 | 31065 | 0.8 | 12570 | 1956 | 9999 |  |  | N | Natural Gas, Distillate Fuel Oil | [12 empty] | 2.5 | 1.061 | 1.061 | 1.061 | 1.061 | [11 empty] | Oxford NE (Village of) | 100 | Oxford NE (Village of) | 100
natural gas peaker | Oxford (NE) | 2295_G_4 | 2295 | G | 4 |  | Combustion Turbine | IC Engine | SPP_NEBR | Nebraska | 31 | Furnas | 65 | 31065 | 0.5 | 12747 | 1956 | 9999 |  |  | N | Natural Gas, Distillate Fuel Oil | [12 empty] | 2.5 | 1.061 | 1.061 | 1.061 | 1.061 | [11 empty] | Oxford NE (Village of) | 100 | Oxford NE (Village of) | 100
natural gas peaker | Oxford (NE) | 2295_G_5 | 2295 | G | 5 |  | Combustion Turbine | IC Engine | SPP_NEBR | Nebraska | 31 | Furnas | 65 | 31065 | 1.2 | 12425 | 1972 | 9999 |  |  | N | Natural Gas, Distillate Fuel Oil | [12 empty] | 2.5 | 1.061 | 1.061 | 1.061 | 1.061 | [11 empty] | Oxford NE (Village of) | 100 | Oxford NE (Village of) | 100
natural gas peaker | Pender | 2296_G_3 | 2296 | G | 3 |  | Combustion Turbine | IC Engine | SPP_NEBR | Nebraska | 31 | Thurston | 173 | 31173 | 0.5 | 13853 | 1953 | 9999 |  |  | N | Natural Gas, Distillate Fuel Oil | [12 empty] | 2.5 | 1.061 | 1.061 | 1.061 | 1.061 | [11 empty] | Pender NE (City of) | 100 | Pender NE (City of) | 100
natural gas peaker | Pender | 2296_G_4 | 2296 | G | 4 |  | Combustion Turbine | IC Engine | SPP_NEBR | Nebraska | 31 | Thurston | 173 | 31173 | 0.8 | 14113 | 1961 | 9999 |  |  | N | Natural Gas, Distillate Fuel Oil | [12 empty] | 2.5 | 1.061 | 1.061 | 1.061 | 1.061 | [11 empty] | Pender NE (City of) | 100 | Pender NE (City of) | 100
natural gas peaker | Pender | 2296_G_1 | 2296 | G | 1 |  | Combustion Turbine | IC Engine | SPP_NEBR | Nebraska | 31 | Thurston | 173 | 31173 | 1.2 | 13870 | 1968 | 9999 |  |  | N | Natural Gas, Distillate Fuel Oil | [12 empty] | 2.5 | 1.061 | 1.061 | 1.061 | 1.061 | [11 empty] | Pender NE (City of) | 100 | Pender NE (City of) | 100
natural gas peaker | Pender | 2296_G_2 | 2296 | G | 2 |  | Combustion Turbine | IC Engine | SPP_NEBR | Nebraska | 31 | Thurston | 173 | 31173 | 2 | 13544 | 1973 | 9999 |  |  | N | Natural Gas | [12 empty] | 2.5 | 1.061 | 1.061 | 1.061 | 1.061 | [11 empty] | Pender NE (City of) | 100 | Pender NE (City of) | 100
natural gas peaker | Red Cloud | 2299_G_2 | 2299 | G | 2 |  | Combustion Turbine | IC Engine | SPP_NEBR | Nebraska | 31 | Webster | 181 | 31181 | 0.6 | 16978 | 1953 | 9999 |  |  | N | Distillate Fuel Oil | [12 empty] | 2.5 | 1.8328 | 1.8328 | 1.8328 | 1.8328 | [11 empty] | Red Cloud Municipal Light & Power | 100 | Red Cloud Municipal Light & Power | 100
natural gas peaker | Red Cloud | 2299_G_3 | 2299 | G | 3 |  | Combustion Turbine | IC Engine | SPP_NEBR | Nebraska | 31 | Webster | 181 | 31181 | 1.2 | 17050 | 1960 | 9999 |  |  | N | Distillate Fuel Oil | [12 empty] | 2.5 | 1.4602 | 1.4602 | 1.4602 | 1.4602 | [11 empty] | Red Cloud Municipal Light & Power | 100 | Red Cloud Municipal Light & Power | 100
natural gas peaker | Red Cloud | 2299_G_4 | 2299 | G | 4 |  | Combustion Turbine | IC Engine | SPP_NEBR | Nebraska | 31 | Webster | 181 | 31181 | 1.2 | 17050 | 1968 | 9999 |  |  | N | Distillate Fuel Oil | [12 empty] | 2.5 | 1.722 | 1.722 | 1.722 | 1.722 | [11 empty] | Red Cloud Municipal Light & Power | 100 | Red Cloud Municipal Light & Power | 100
natural gas peaker | Red Cloud | 2299_G_5 | 2299 | G | 5 |  | Combustion Turbine | IC Engine | SPP_NEBR | Nebraska | 31 | Webster | 181 | 31181 | 2.2 | 17054 | 1973 | 9999 |  |  | N | Distillate Fuel Oil | [12 empty] | 2.5 | 2.5707 | 2.5707 | 2.5707 | 2.5707 | [11 empty] | Red Cloud Municipal Light & Power | 100 | Red Cloud Municipal Light & Power | 100
natural gas peaker | Sargent | 2300_G_4 | 2300 | G | 4 |  | Combustion Turbine | IC Engine | SPP_NEBR | Nebraska | 31 | Custer | 41 | 31041 | 0.4 | 25000 | 1954 | 9999 |  |  | N | Distillate Fuel Oil | [12 empty] | 2.5 | 0.02209 | 0.02209 | 0.02209 | 0.02209 | [11 empty] | Sargent NE (City of) | 100 | Sargent NE (City of) | 100
natural gas peaker | Sargent | 2300_G_3 | 2300 | G | 3 |  | Combustion Turbine | IC Engine | SPP_NEBR | Nebraska | 31 | Custer | 41 | 31041 | 0.9 | 25000 | 1964 | 9999 |  |  | N | Distillate Fuel Oil | [12 empty] | 2.5 | 3.4618 | 3.4618 | 3.4618 | 3.4618 | [11 empty] | Sargent NE (City of) | 100 | Sargent NE (City of) | 100
natural gas peaker | Sargent | 2300_G_1 | 2300 | G | 1 |  | Combustion Turbine | IC Engine | SPP_NEBR | Nebraska | 31 | Custer | 41 | 31041 | 1.1 | 25000 | 1968 | 9999 |  |  | N | Distillate Fuel Oil | [12 empty] | 2.5 | 2.9609 | 2.9609 | 2.9609 | 2.9609 | [11 empty] | Sargent NE (City of) | 100 | Sargent NE (City of) | 100
natural gas peaker | Sidney (NE) | 2302_G_3 | 2302 | G | 3 |  | Combustion Turbine | IC Engine | SPP_NEBR | Nebraska | 31 | Cheyenne | 33 | 31033 | 0.6 | 11688 | 1931 | 9999 |  |  | N | Distillate Fuel Oil | [12 empty] | 2.5 | 1.6498 | 1.6498 | 1.6498 | 1.6498 | [11 empty] | Sidney NE (City of) | 100 | Sidney NE (City of) | 100
natural gas peaker | Sidney (NE) | 2302_G_1 | 2302 | G | 1 |  | Combustion Turbine | IC Engine | SPP_NEBR | Nebraska | 31 | Cheyenne | 33 | 31033 | 1 | 11693 | 1949 | 9999 |  |  | N | Natural Gas, Distillate Fuel Oil | [12 empty] | 2.5 | 1.061 | 1.061 | 1.061 | 1.061 | [11 empty] | Sidney NE (City of) | 100 | Sidney NE (City of) | 100
natural gas peaker | Sidney (NE) | 2302_G_5 | 2302 | G | 5 |  | Combustion Turbine | IC Engine | SPP_NEBR | Nebraska | 31 | Cheyenne | 33 | 31033 | 2.5 | 12345 | 1955 | 9999 |  |  | N | Natural Gas, Distillate Fuel Oil | [12 empty] | 2.5 | 1.061 | 1.061 | 1.061 | 1.061 | [11 empty] | Sidney NE (City of) | 100 | Sidney NE (City of) | 100
hydro | Spalding | 2303_G_1 | 2303 | G | 1 |  | Hydro |  | SPP_NEBR | Nebraska | 31 | Greeley | 77 | 31077 | 0.1 | 0 | 1919 | 9999 |  |  | N | Hydro | [13 empty] | 0 | 0 | 0 | 0 | [11 empty] | Spalding NE (City of) | 100 | Spalding NE (City of) | 100
natural gas peaker | Spalding | 2303_G_4 | 2303 | G | 4 |  | Combustion Turbine | IC Engine | SPP_NEBR | Nebraska | 31 | Greeley | 77 | 31077 | 0.2 | 13228 | 1947 | 9999 |  |  | N | Distillate Fuel Oil | [12 empty] | 2.5 | 1.6498 | 1.6498 | 1.6498 | 1.6498 | [11 empty] | Spalding NE (City of) | 100 | Spalding NE (City of) | 100
hydro | Spalding | 2303_G_2 | 2303 | G | 2 |  | Hydro |  | SPP_NEBR | Nebraska | 31 | Greeley | 77 | 31077 | 0.1 | 0 | 1956 | 9999 |  |  | N | Hydro | [13 empty] | 0 | 0 | 0 | 0 | [11 empty] | Spalding NE (City of) | 100 | Spalding NE (City of) | 100
natural gas peaker | Spalding | 2303_G_5 | 2303 | G | 5 |  | Combustion Turbine | IC Engine | SPP_NEBR | Nebraska | 31 | Greeley | 77 | 31077 | 0.4 | 13219 | 1959 | 9999 |  |  | N | Distillate Fuel Oil | [12 empty] | 2.5 | 1.6498 | 1.6498 | 1.6498 | 1.6498 | [11 empty] | Spalding NE (City of) | 100 | Spalding NE (City of) | 100
natural gas peaker | Spalding | 2303_G_6 | 2303 | G | 6 |  | Combustion Turbine | IC Engine | SPP_NEBR | Nebraska | 31 | Greeley | 77 | 31077 | 1.3 | 15106 | 1975 | 9999 |  |  | N | Distillate Fuel Oil | [12 empty] | 2.5 | 1.6498 | 1.6498 | 1.6498 | 1.6498 | [11 empty] | Spalding NE (City of) | 100 | Spalding NE (City of) | 100
natural gas peaker | Stuart (NE) | 2305_G_1 | 2305 | G | 1 |  | Combustion Turbine | IC Engine | SPP_NEBR | Nebraska | 31 | Holt | 89 | 31089 | 0.7 | 14085 | 1952 | 9999 |  |  | N | Distillate Fuel Oil | [12 empty] | 2.5 | 4.5475 | 4.5475 | 4.5475 | 4.5475 | [11 empty] | Stuart Municipal Water & Power | 100 | Stuart Municipal Water & Power | 100
natural gas peaker | Stuart (NE) | 2305_G_3 | 2305 | G | 3 |  | Combustion Turbine | IC Engine | SPP_NEBR | Nebraska | 31 | Holt | 89 | 31089 | 0.2 | 12843 | 1952 | 9999 |  |  | N | Distillate Fuel Oil | [12 empty] | 2.5 | 1.5419 | 1.5419 | 1.5419 | 1.5419 | [11 empty] | Stuart Municipal Water & Power | 100 | Stuart Municipal Water & Power | 100
natural gas peaker | Stuart (NE) | 2305_G_2 | 2305 | G | 2 |  | Combustion Turbine | IC Engine | SPP_NEBR | Nebraska | 31 | Holt | 89 | 31089 | 0.2 | 12843 | 1960 | 9999 |  |  | N | Distillate Fuel Oil | [12 empty] | 2.5 | 0.79581 | 0.79581 | 0.79581 | 0.79581 | [11 empty] | Stuart Municipal Water & Power | 100 | Stuart Municipal Water & Power | 100
natural gas peaker | Stuart (NE) | 2305_G_5 | 2305 | G | 5 |  | Combustion Turbine | IC Engine | SPP_NEBR | Nebraska | 31 | Holt | 89 | 31089 | 0.8 | 13226 | 1997 | 9999 |  |  | N | Distillate Fuel Oil | [12 empty] | 2.5 | 1.6498 | 1.6498 | 1.6498 | 1.6498 | [11 empty] | Stuart Municipal Water & Power | 100 | Stuart Municipal Water & Power | 100
natural gas peaker | Tecumseh | 2308_G_1 | 2308 | G | 1 |  | Combustion Turbine | IC Engine | SPP_NEBR | Nebraska | 31 | Johnson | 97 | 31097 | 0.6 | 11724 | 1948 | 9999 |  |  | N | Distillate Fuel Oil | [12 empty] | 2.5 | 1.9775 | 1.9775 | 1.9775 | 1.9775 | [11 empty] | Tecumseh Board of Public Works | 100 | Tecumseh Board of Public Works | 100
natural gas peaker | Tecumseh | 2308_G_3 | 2308 | G | 3 |  | Combustion Turbine | IC Engine | SPP_NEBR | Nebraska | 31 | Johnson | 97 | 31097 | 1 | 11720 | 1953 | 9999 |  |  | N | Natural Gas, Distillate Fuel Oil | [12 empty] | 2.5 | 1.6498 | 1.6498 | 1.6498 | 1.6498 | [11 empty] | Tecumseh Board of Public Works | 100 | Tecumseh Board of Public Works | 100
natural gas peaker | Tecumseh | 2308_G_4 | 2308 | G | 4 |  | Combustion Turbine | IC Engine | SPP_NEBR | Nebraska | 31 | Johnson | 97 | 31097 | 1.2 | 11716 | 1960 | 9999 |  |  | N | Natural Gas, Distillate Fuel Oil | [12 empty] | 2.5 | 1.6498 | 1.6498 | 1.6498 | 1.6498 | [11 empty] | Tecumseh Board of Public Works | 100 | Tecumseh Board of Public Works | 100
natural gas peaker | Tecumseh | 2308_G_2 | 2308 | G | 2 |  | Combustion Turbine | IC Engine | SPP_NEBR | Nebraska | 31 | Johnson | 97 | 31097 | 1.4 | 11710 | 1968 | 9999 |  |  | N | Natural Gas, Distillate Fuel Oil | [12 empty] | 2.5 | 0.32329 | 0.32329 | 0.32329 | 0.32329 | [11 empty] | Tecumseh Board of Public Works | 100 | Tecumseh Board of Public Works | 100
natural gas peaker | Tecumseh | 2308_G_5A | 2308 | G | 5A |  | Combustion Turbine | IC Engine | SPP_NEBR | Nebraska | 31 | Johnson | 97 | 31097 | 2.4 | 11732 | 1993 | 9999 |  |  | N | Natural Gas, Distillate Fuel Oil | [12 empty] | 2.5 | 1.6498 | 1.6498 | 1.6498 | 1.6498 | [11 empty] | Tecumseh Board of Public Works | 100 | Tecumseh Board of Public Works | 100
natural gas peaker | Wahoo | 2310_G_2 | 2310 | G | 2 |  | Combustion Turbine | IC Engine | SPP_NEBR | Nebraska | 31 | Saunders | 155 | 31155 | 0.4 | 10745 | 1936 | 9999 |  |  | N | Distillate Fuel Oil | [12 empty] | 2.5 | 1.6498 | 1.6498 | 1.6498 | 1.6498 | [11 empty] | Wahoo NE (City of) | 100 | Wahoo NE (City of) | 100
natural gas peaker | Wahoo | 2310_G_4 | 2310 | G | 4 |  | Combustion Turbine | IC Engine | SPP_NEBR | Nebraska | 31 | Saunders | 155 | 31155 | 1.1 | 10745 | 1947 | 9999 |  |  | N | Natural Gas, Distillate Fuel Oil | [12 empty] | 2.5 | 1.061 | 1.061 | 1.061 | 1.061 | [11 empty] | Wahoo NE (City of) | 100 | Wahoo NE (City of) | 100
natural gas peaker | Wahoo | 2310_G_5 | 2310 | G | 5 |  | Combustion Turbine | IC Engine | SPP_NEBR | Nebraska | 31 | Saunders | 155 | 31155 | 2.2 | 10745 | 1952 | 9999 |  |  | N | Natural Gas, Distillate Fuel Oil | [12 empty] | 2.5 | 1.061 | 1.061 | 1.061 | 1.061 | [11 empty] | Wahoo NE (City of) | 100 | Wahoo NE (City of) | 100
natural gas peaker | Wahoo | 2310_G_1 | 2310 | G | 1 |  | Combustion Turbine | IC Engine | SPP_NEBR | Nebraska | 31 | Saunders | 155 | 31155 | 2.1 | 10745 | 1960 | 9999 |  |  | N | Natural Gas, Distillate Fuel Oil | [12 empty] | 2.5 | 1.061 | 1.061 | 1.061 | 1.061 | [11 empty] | Wahoo NE (City of) | 100 | Wahoo NE (City of) | 100
natural gas peaker | Wahoo | 2310_G_6 | 2310 | G | 6 |  | Combustion Turbine | IC Engine | SPP_NEBR | Nebraska | 31 | Saunders | 155 | 31155 | 3.4 | 10745 | 1969 | 9999 |  |  | N | Natural Gas, Distillate Fuel Oil | [12 empty] | 2.5 | 1.061 | 1.061 | 1.061 | 1.061 | [11 empty] | Wahoo NE (City of) | 100 | Wahoo NE (City of) | 100
natural gas peaker | Wahoo | 2310_G_3 | 2310 | G | 3 |  | Combustion Turbine | IC Engine | SPP_NEBR | Nebraska | 31 | Saunders | 155 | 31155 | 4.4 | 10745 | 1973 | 9999 |  |  | N | Natural Gas, Distillate Fuel Oil | [12 empty] | 2.5 | 1.061 | 1.061 | 1.061 | 1.061 | [11 empty] | Wahoo NE (City of) | 100 | Wahoo NE (City of) | 100
natural gas peaker | Wakefield | 2311_G_2 | 2311 | G | 2 |  | Combustion Turbine | IC Engine | SPP_NEBR | Nebraska | 31 | Dixon | 51 | 31051 | 0.5 | 11178 | 1915 | 9999 |  |  | N | Natural Gas, Distillate Fuel Oil | [12 empty] | 2.5 | 1.061 | 1.061 | 1.061 | 1.061 | [11 empty] | Wakefield NE (City of) | 100 | Wakefield NE (City of) | 100
natural gas peaker | Wakefield | 2311_G_IC4 | 2311 | G | IC4 |  | Combustion Turbine | IC Engine | SPP_NEBR | Nebraska | 31 | Dixon | 51 | 31051 | 0.6 | 10745 | 1961 | 9999 |  |  | N | Natural Gas, Distillate Fuel Oil | [12 empty] | 2.5 | 1.061 | 1.061 | 1.061 | 1.061 | [11 empty] | Wakefield NE (City of) | 100 | Wakefield NE (City of) | 100
natural gas peaker | Wakefield | 2311_G_5 | 2311 | G | 5 |  | Combustion Turbine | IC Engine | SPP_NEBR | Nebraska | 31 | Dixon | 51 | 31051 | 1 | 10745 | 1966 | 9999 |  |  | N | Natural Gas, Distillate Fuel Oil | [12 empty] | 2.5 | 2.795 | 2.795 | 2.795 | 2.795 | [11 empty] | Wakefield NE (City of) | 100 | Wakefield NE (City of) | 100
natural gas peaker | Wakefield | 2311_G_6 | 2311 | G | 6 |  | Combustion Turbine | IC Engine | SPP_NEBR | Nebraska | 31 | Dixon | 51 | 31051 | 1.1 | 10789 | 1971 | 9999 |  |  | N | Natural Gas, Distillate Fuel Oil | [12 empty] | 2.5 | 1.061 | 1.061 | 1.061 | 1.061 | [11 empty] | Wakefield NE (City of) | 100 | Wakefield NE (City of) | 100
natural gas peaker | Wayne IC | 2312_G_2 | 2312 | G | 2 |  | Combustion Turbine | IC Engine | SPP_NEBR | Nebraska | 31 | Wayne | 179 | 31179 | 0.9 | 21591 | 1947 | 9999 |  |  | N | Distillate Fuel Oil | [12 empty] | 2.5 | 1.6498 | 1.6498 | 1.6498 | 1.6498 | [11 empty] | Wayne Electric Utility | 100 | Wayne Electric Utility | 100
natural gas peaker | Wayne IC | 2312_G_1 | 2312 | G | 1 |  | Combustion Turbine | IC Engine | SPP_NEBR | Nebraska | 31 | Wayne | 179 | 31179 | 0.8 | 10745 | 1951 | 9999 |  |  | N | Distillate Fuel Oil | [12 empty] | 2.5 | 1.6498 | 1.6498 | 1.6498 | 1.6498 | [11 empty] | Wayne Electric Utility | 100 | Wayne Electric Utility | 100
natural gas peaker | Wayne IC | 2312_G_3 | 2312 | G | 3 |  | Combustion Turbine | IC Engine | SPP_NEBR | Nebraska | 31 | Wayne | 179 | 31179 | 1.8 | 10745 | 1956 | 9999 |  |  | N | Distillate Fuel Oil | [12 empty] | 2.5 | 1.6498 | 1.6498 | 1.6498 | 1.6498 | [11 empty] | Wayne Electric Utility | 100 | Wayne Electric Utility | 100
natural gas peaker | Wayne IC | 2312_G_4 | 2312 | G | 4 |  | Combustion Turbine | IC Engine | SPP_NEBR | Nebraska | 31 | Wayne | 179 | 31179 | 1.9 | 10745 | 1960 | 9999 |  |  | N | Distillate Fuel Oil | [12 empty] | 2.5 | 1.6498 | 1.6498 | 1.6498 | 1.6498 | [11 empty] | Wayne Electric Utility | 100 | Wayne Electric Utility | 100
natural gas peaker | Wayne IC | 2312_G_5 | 2312 | G | 5 |  | Combustion Turbine | IC Engine | SPP_NEBR | Nebraska | 31 | Wayne | 179 | 31179 | 3.3 | 10745 | 1966 | 9999 |  |  | N | Distillate Fuel Oil | [12 empty] | 2.5 | 1.6498 | 1.6498 | 1.6498 | 1.6498 | [11 empty] | Wayne Electric Utility | 100 | Wayne Electric Utility | 100
natural gas peaker | Wayne IC | 2312_G_6 | 2312 | G | 6 |  | Combustion Turbine | IC Engine | SPP_NEBR | Nebraska | 31 | Wayne | 179 | 31179 | 4.9 | 10745 | 1968 | 9999 |  |  | N | Distillate Fuel Oil | [12 empty] | 2.5 | 1.6498 | 1.6498 | 1.6498 | 1.6498 | [11 empty] | Wayne Electric Utility | 100 | Wayne Electric Utility | 100
natural gas peaker | Wayne IC | 2312_G_7 | 2312 | G | 7 |  | Combustion Turbine | IC Engine | SPP_NEBR | Nebraska | 31 | Wayne | 179 | 31179 | 3.3 | 10745 | 1998 | 9999 |  |  | N | Distillate Fuel Oil | [12 empty] | 2.5 | 1.6498 | 1.6498 | 1.6498 | 1.6498 | [11 empty] | Wayne Electric Utility | 100 | Wayne Electric Utility | 100
natural gas peaker | Wayne IC | 2312_G_8 | 2312 | G | 8 |  | Combustion Turbine | IC Engine | SPP_NEBR | Nebraska | 31 | Wayne | 179 | 31179 | 3.3 | 10745 | 1998 | 9999 |  |  | N | Distillate Fuel Oil | [12 empty] | 2.5 | 1.6498 | 1.6498 | 1.6498 | 1.6498 | [11 empty] | Wayne Electric Utility | 100 | Wayne Electric Utility | 100
natural gas peaker | West Point Municipal | 2313_G_2 | 2313 | G | 2 |  | Combustion Turbine | IC Engine | SPP_NEBR | Nebraska | 31 | Cuming | 39 | 31039 | 0.9 | 18000 | 1947 | 9999 |  |  | N | Natural Gas, Distillate Fuel Oil | [12 empty] | 2.5 | 1.061 | 1.061 | 1.061 | 1.061 | [11 empty] | West Point NE (City of) | 100 | West Point NE (City of) | 100
natural gas peaker | West Point Municipal | 2313_G_3 | 2313 | G | 3 |  | Combustion Turbine | IC Engine | SPP_NEBR | Nebraska | 31 | Cuming | 39 | 31039 | 1.2 | 18000 | 1959 | 9999 |  |  | N | Natural Gas, Distillate Fuel Oil | [12 empty] | 2.5 | 0.31777 | 0.31777 | 0.31777 | 0.31777 | [11 empty] | West Point NE (City of) | 100 | West Point NE (City of) | 100
natural gas peaker | West Point Municipal | 2313_G_4 | 2313 | G | 4 |  | Combustion Turbine | IC Engine | SPP_NEBR | Nebraska | 31 | Cuming | 39 | 31039 | 2.3 | 18000 | 1965 | 9999 |  |  | N | Natural Gas, Distillate Fuel Oil | [12 empty] | 2.5 | 0.0928 | 0.0928 | 0.0928 | 0.0928 | [11 empty] | West Point NE (City of) | 100 | West Point NE (City of) | 100
natural gas peaker | Wilber | 2315_G_4 | 2315 | G | 4 |  | Combustion Turbine | IC Engine | SPP_NEBR | Nebraska | 31 | Saline | 151 | 31151 | 0.9 | 13673 | 1960 | 9999 |  |  | N | Distillate Fuel Oil | [12 empty] | 2.5 | 1.6498 | 1.6498 | 1.6498 | 1.6498 | [11 empty] | Wilber NE (City of) | 100 | Wilber NE (City of) | 100
natural gas peaker | Wilber | 2315_G_5 | 2315 | G | 5 |  | Combustion Turbine | IC Engine | SPP_NEBR | Nebraska | 31 | Saline | 151 | 31151 | 0.6 | 13493 | 1960 | 9999 |  |  | N | Distillate Fuel Oil | [12 empty] | 2.5 | 1.6498 | 1.6498 | 1.6498 | 1.6498 | [11 empty] | Wilber NE (City of) | 100 | Wilber NE (City of) | 100
natural gas peaker | Wilber | 2315_G_6 | 2315 | G | 6 |  | Combustion Turbine | IC Engine | SPP_NEBR | Nebraska | 31 | Saline | 151 | 31151 | 1.6 | 14222 | 1997 | 9999 |  |  | N | Distillate Fuel Oil | [12 empty] | 2.5 | 1.6498 | 1.6498 | 1.6498 | 1.6498 | [11 empty] | Wilber NE (City of) | 100 | Wilber NE (City of) | 100
natural gas peaker | Wisner | 2316_G_3 | 2316 | G | 3 |  | Combustion Turbine | IC Engine | SPP_NEBR | Nebraska | 31 | Cuming | 39 | 31039 | 0.8 | 13937 | 1969 | 9999 |  |  | N | Distillate Fuel Oil | [12 empty] | 2.5 | 1.6498 | 1.6498 | 1.6498 | 1.6498 | [11 empty] | Wisner NE (City of) | 100 | Wisner NE (City of) | 100
natural gas peaker | Wisner | 2316_G_4 | 2316 | G | 4 |  | Combustion Turbine | IC Engine | SPP_NEBR | Nebraska | 31 | Cuming | 39 | 31039 | 1.5 | 14301 | 2010 | 9999 |  |  | N | Distillate Fuel Oil | [13 empty] | 1.6498 | 1.6498 | 1.6498 | 1.6498 | [11 empty] | Wisner NE (City of) | 100 | Wisner NE (City of) | 100
natural gas peaker | Wisner | 2316_G_5 | 2316 | G | 5 |  | Combustion Turbine | IC Engine | SPP_NEBR | Nebraska | 31 | Cuming | 39 | 31039 | 1.5 | 13697 | 2010 | 9999 |  |  | N | Distillate Fuel Oil | [13 empty] | 1.6498 | 1.6498 | 1.6498 | 1.6498 | [11 empty] | Wisner NE (City of) | 100 | Wisner NE (City of) | 100
natural gas peaker | Clark (NVE) | 2322_G_GT4 | 2322 | G | GT4 |  | Combustion Turbine |  | WECC_SNV | Nevada | 32 | Clark | 3 | 32003 | 55 | 10971 | 1973 | 9999 |  |  | N | Natural Gas | [12 empty] | 1.4 | 0.42278 | 0.42278 | 0.42278 | 0.42278 | [11 empty] | Nevada Power Co | 100 | Berkshire Hathaway Inc | 100
natural gas combined cycle | Clark (NVE) | 2322_G_GT5 | 2322 | G | GT5 |  | Combined Cycle |  | WECC_SNV | Nevada | 32 | Clark | 3 | 32003 | 73 | 9392 | 1979 | 9999 |  |  | N | Natural Gas | [13 empty] | 0.075758 | 0.075758 | 0.075758 | 0.075758 | [11 empty] | Nevada Power Co | 100 | Berkshire Hathaway Inc | 100
natural gas combined cycle | Clark (NVE) | 2322_G_GT6 | 2322 | G | GT6 |  | Combined Cycle |  | WECC_SNV | Nevada | 32 | Clark | 3 | 32003 | 73 | 9392 | 1979 | 9999 |  |  | N | Natural Gas | [13 empty] | 0.075758 | 0.075758 | 0.075758 | 0.075758 | [11 empty] | Nevada Power Co | 100 | Berkshire Hathaway Inc | 100
natural gas combined cycle | Clark (NVE) | 2322_G_GT7 | 2322 | G | GT7 |  | Combined Cycle |  | WECC_SNV | Nevada | 32 | Clark | 3 | 32003 | 73 | 9392 | 1980 | 9999 |  |  | N | Natural Gas | [13 empty] | 0.075758 | 0.075758 | 0.075758 | 0.075758 | [11 empty] | Nevada Power Co | 100 | Berkshire Hathaway Inc | 100
natural gas combined cycle | Clark (NVE) | 2322_G_GT8 | 2322 | G | GT8 |  | Combined Cycle |  | WECC_SNV | Nevada | 32 | Clark | 3 | 32003 | 73 | 9392 | 1982 | 9999 |  |  | N | Natural Gas | [13 empty] | 0.075758 | 0.075758 | 0.075758 | 0.075758 | [11 empty] | Nevada Power Co | 100 | Berkshire Hathaway Inc | 100
natural gas combined cycle | Clark (NVE) | 2322_G_9 | 2322 | G | 9 |  | Combined Cycle |  | WECC_SNV | Nevada | 32 | Clark | 3 | 32003 | 85 | 9392 | 1993 | 9999 |  |  | N | Natural Gas |  |  |  | LNB | [9 empty] | 0.075758 | 0.075758 | 0.075758 | 0.075758 | [11 empty] | Nevada Power Co | 100 | Berkshire Hathaway Inc | 100
natural gas combined cycle | Clark (NVE) | 2322_G_10 | 2322 | G | 10 |  | Combined Cycle |  | WECC_SNV | Nevada | 32 | Clark | 3 | 32003 | 85 | 9392 | 1994 | 9999 |  |  | N | Natural Gas |  |  |  | LNB | [9 empty] | 0.075758 | 0.075758 | 0.075758 | 0.075758 | [11 empty] | Nevada Power Co | 100 | Berkshire Hathaway Inc | 100
natural gas peaker | Clark (NVE) | 2322_G_11 | 2322 | G | 11 | 89799 | Combustion Turbine |  | WECC_SNV | Nevada | 32 | Clark | 3 | 32003 | 52 | 10971 | 2008 | 9999 |  |  | N | Natural Gas | [13 empty] | 0.02739 | 0.02739 | 0.02739 | 0.02739 | [11 empty] | Nevada Power Co | 100 | Berkshire Hathaway Inc | 100
natural gas peaker | Clark (NVE) | 2322_G_12 | 2322 | G | 12 | 89801 | Combustion Turbine |  | WECC_SNV | Nevada | 32 | Clark | 3 | 32003 | 52 | 10971 | 2008 | 9999 |  |  | N | Natural Gas | [13 empty] | 0.02307 | 0.02307 | 0.02307 | 0.02307 | [11 empty] | Nevada Power Co | 100 | Berkshire Hathaway Inc | 100
natural gas peaker | Clark (NVE) | 2322_G_13 | 2322 | G | 13 | 89803 | Combustion Turbine |  | WECC_SNV | Nevada | 32 | Clark | 3 | 32003 | 52 | 10971 | 2008 | 9999 |  |  | N | Natural Gas | [13 empty] | 0.02525 | 0.02525 | 0.02525 | 0.02525 | [11 empty] | Nevada Power Co | 100 | Berkshire Hathaway Inc | 100
natural gas peaker | Clark (NVE) | 2322_G_14 | 2322 | G | 14 | 89805 | Combustion Turbine |  | WECC_SNV | Nevada | 32 | Clark | 3 | 32003 | 52 | 10971 | 2008 | 9999 |  |  | N | Natural Gas | [13 empty] | 0.0243 | 0.0243 | 0.0243 | 0.0243 | [11 empty] | Nevada Power Co | 100 | Berkshire Hathaway Inc | 100
natural gas peaker | Clark (NVE) | 2322_G_15 | 2322 | G | 15 | 89807 | Combustion Turbine |  | WECC_SNV | Nevada | 32 | Clark | 3 | 32003 | 52 | 10971 | 2008 | 9999 |  |  | N | Natural Gas | [13 empty] | 0.02095 | 0.02095 | 0.02095 | 0.02095 | [11 empty] | Nevada Power Co | 100 | Berkshire Hathaway Inc | 100
natural gas peaker | Clark (NVE) | 2322_G_16 | 2322 | G | 16 | 89809 | Combustion Turbine |  | WECC_SNV | Nevada | 32 | Clark | 3 | 32003 | 52 | 10971 | 2008 | 9999 |  |  | N | Natural Gas | [13 empty] | 0.02224 | 0.02224 | 0.02224 | 0.02224 | [11 empty] | Nevada Power Co | 100 | Berkshire Hathaway Inc | 100
natural gas peaker | Clark (NVE) | 2322_G_17 | 2322 | G | 17 | 89811 | Combustion Turbine |  | WECC_SNV | Nevada | 32 | Clark | 3 | 32003 | 52 | 10971 | 2008 | 9999 |  |  | N | Natural Gas | [13 empty] | 0.0212 | 0.0212 | 0.0212 | 0.0212 | [11 empty] | Nevada Power Co | 100 | Berkshire Hathaway Inc | 100
natural gas peaker | Clark (NVE) | 2322_G_18 | 2322 | G | 18 | 89813 | Combustion Turbine |  | WECC_SNV | Nevada | 32 | Clark | 3 | 32003 | 52 | 10971 | 2008 | 9999 |  |  | N | Natural Gas | [13 empty] | 0.02379 | 0.02379 | 0.02379 | 0.02379 | [11 empty] | Nevada Power Co | 100 | Berkshire Hathaway Inc | 100
natural gas peaker | Clark (NVE) | 2322_G_19 | 2322 | G | 19 | 89815 | Combustion Turbine |  | WECC_SNV | Nevada | 32 | Clark | 3 | 32003 | 52 | 10971 | 2008 | 9999 |  |  | N | Natural Gas | [13 empty] | 0.02475 | 0.02475 | 0.02475 | 0.02475 | [11 empty] | Nevada Power Co | 100 | Berkshire Hathaway Inc | 100
natural gas peaker | Clark (NVE) | 2322_G_20 | 2322 | G | 20 | 89817 | Combustion Turbine |  | WECC_SNV | Nevada | 32 | Clark | 3 | 32003 | 52 | 10971 | 2008 | 9999 |  |  | N | Natural Gas | [13 empty] | 0.02325 | 0.02325 | 0.02325 | 0.02325 | [11 empty] | Nevada Power Co | 100 | Berkshire Hathaway Inc | 100
natural gas peaker | Clark (NVE) | 2322_G_21 | 2322 | G | 21 | 89820 | Combustion Turbine |  | WECC_SNV | Nevada | 32 | Clark | 3 | 32003 | 52 | 10971 | 2008 | 9999 |  |  | N | Natural Gas | [13 empty] | 0.02575 | 0.02575 | 0.02575 | 0.02575 | [11 empty] | Nevada Power Co | 100 | Berkshire Hathaway Inc | 100
natural gas peaker | Clark (NVE) | 2322_G_22 | 2322 | G | 22 | 89821 | Combustion Turbine |  | WECC_SNV | Nevada | 32 | Clark | 3 | 32003 | 52 | 10971 | 2008 | 9999 |  |  | N | Natural Gas | [13 empty] | 0.02597 | 0.02597 | 0.02597 | 0.02597 | [11 empty] | Nevada Power Co | 100 | Berkshire Hathaway Inc | 100
natural gas steam turbine | Tracy | 2336_B_3 | 2336 | B | 3 | 1410 | O/G Steam |  | WECC_NNV | Nevada | 32 | Storey | 29 | 32029 | 108 | 12280 | 1974 | 9999 | wall | dry | N | Natural Gas |  |  |  | LNB | [8 empty] | 0.8 | 0.13105 | 0.13105 | 0.13105 | 0.13105 | [11 empty] | Sierra Pacific Power Co | 100 | Berkshire Hathaway Inc | 100
natural gas combined cycle | Tracy | 2336_G_4 | 2336 | G | 4 | 1413 | Combined Cycle |  | WECC_NNV | Nevada | 32 | Storey | 29 | 32029 | 64 | 7673 | 1994 | 9999 |  |  | N | Natural Gas |  |  |  | LNB + STM | [8 empty] | 1.4 | 0.15083 | 0.15083 | 0.15083 | 0.15083 | [11 empty] | Sierra Pacific Power Co | 100 | Berkshire Hathaway Inc | 100
natural gas peaker | Tracy | 2336_G_GT3 | 2336 | G | GT3 | 1411 | Combustion Turbine |  | WECC_NNV | Nevada | 32 | Storey | 29 | 32029 | 66.3 | 13489 | 1994 | 9999 |  |  | N | Natural Gas | [12 empty] | 1.4 | 0.02597 | 0.02597 | 0.02597 | 0.02597 | [11 empty] | Sierra Pacific Power Co | 100 | Berkshire Hathaway Inc | 100
natural gas peaker | Tracy | 2336_G_GT4 | 2336 | G | GT4 | 1412 | Combustion Turbine |  | WECC_NNV | Nevada | 32 | Storey | 29 | 32029 | 66.3 | 13489 | 1994 | 9999 |  |  | N | Natural Gas | [12 empty] | 1.4 | 0.0336 | 0.0336 | 0.0336 | 0.0336 | [11 empty] | Sierra Pacific Power Co | 100 | Berkshire Hathaway Inc | 100
natural gas combined cycle | Tracy | 2336_G_5 | 2336 | G | 5 | 1413 | Combined Cycle |  | WECC_NNV | Nevada | 32 | Storey | 29 | 32029 | 40 | 7673 | 1996 | 9999 |  |  | N | Natural Gas |  |  |  | LNB + STM | [8 empty] | 1.4 | 0.15083 | 0.15083 | 0.15083 | 0.15083 | [11 empty] | Sierra Pacific Power Co | 100 | Berkshire Hathaway Inc | 100
natural gas combined cycle | Tracy | 2336_G_10 | 2336 | G | 10 | 90238 | Combined Cycle |  | WECC_NNV | Nevada | 32 | Storey | 29 | 32029 | 263 | 7673 | 2008 | 9999 |  |  | N | Natural Gas |  |  |  | DLNB | SCR | [8 empty] | 0.0051306 | 0.0051306 | 0.0051306 | 0.0051306 | [11 empty] | Sierra Pacific Power Co | 100 | Berkshire Hathaway Inc | 100
natural gas combined cycle | Tracy | 2336_G_8 | 2336 | G | 8 | 90238 | Combined Cycle |  | WECC_NNV | Nevada | 32 | Storey | 29 | 32029 | 145 | 7673 | 2008 | 9999 |  |  | N | Natural Gas |  |  |  | DLNB | SCR | [8 empty] | 0.0051306 | 0.0051306 | 0.0051306 | 0.0051306 | [11 empty] | Sierra Pacific Power Co | 100 | Berkshire Hathaway Inc | 100
natural gas combined cycle | Tracy | 2336_G_9 | 2336 | G | 9 | 90239 | Combined Cycle |  | WECC_NNV | Nevada | 32 | Storey | 29 | 32029 | 145 | 7673 | 2008 | 9999 |  |  | N | Natural Gas |  |  |  | DLNB | SCR | [8 empty] | 0.0051306 | 0.0051306 | 0.0051306 | 0.0051306 | [11 empty] | Sierra Pacific Power Co | 100 | Berkshire Hathaway Inc | 100
hydro | Comerford | 2349_G_GEN1 | 2349 | G | GEN1 |  | Hydro |  | NENGREST | New Hampshire | 33 | Grafton | 9 | 33009 | 22.5 | 0 | 1930 | 9999 |  |  | N | Hydro | [13 empty] | 0 | 0 | 0 | 0 | [11 empty] | Great River Hydro LLC | 100 | ArcLight Capital Partners LLC | 100
hydro | Comerford | 2349_G_GEN2 | 2349 | G | GEN2 |  | Hydro |  | NENGREST | New Hampshire | 33 | Grafton | 9 | 33009 | 47.8 | 0 | 1930 | 9999 |  |  | N | Hydro | [13 empty] | 0 | 0 | 0 | 0 | [11 empty] | Great River Hydro LLC | 100 | ArcLight Capital Partners LLC | 100
hydro | Comerford | 2349_G_GEN3 | 2349 | G | GEN3 |  | Hydro |  | NENGREST | New Hampshire | 33 | Grafton | 9 | 33009 | 47.8 | 0 | 1930 | 9999 |  |  | N | Hydro | [13 empty] | 0 | 0 | 0 | 0 | [11 empty] | Great River Hydro LLC | 100 | ArcLight Capital Partners LLC | 100
hydro | Comerford | 2349_G_GEN4 | 2349 | G | GEN4 |  | Hydro |  | NENGREST | New Hampshire | 33 | Grafton | 9 | 33009 | 47.8 | 0 | 1930 | 9999 |  |  | N | Hydro | [13 empty] | 0 | 0 | 0 | 0 | [11 empty] | Great River Hydro LLC | 100 | ArcLight Capital Partners LLC | 100
hydro | S C Moore | 2351_G_GEN1 | 2351 | G | GEN1 |  | Hydro |  | NENGREST | New Hampshire | 33 | Grafton | 9 | 33009 | 47.2 | 0 | 1957 | 9999 |  |  | N | Hydro | [13 empty] | 0 | 0 | 0 | 0 | [11 empty] | Great River Hydro LLC | 100 | ArcLight Capital Partners LLC | 100
hydro | S C Moore | 2351_G_GEN2 | 2351 | G | GEN2 |  | Hydro |  | NENGREST | New Hampshire | 33 | Grafton | 9 | 33009 | 47.2 | 0 | 1957 | 9999 |  |  | N | Hydro | [13 empty] | 0 | 0 | 0 | 0 | [11 empty] | Great River Hydro LLC | 100 | ArcLight Capital Partners LLC | 100
hydro | S C Moore | 2351_G_GEN3 | 2351 | G | GEN3 |  | Hydro |  | NENGREST | New Hampshire | 33 | Grafton | 9 | 33009 | 47.2 | 0 | 1957 | 9999 |  |  | N | Hydro | [13 empty] | 0 | 0 | 0 | 0 | [11 empty] | Great River Hydro LLC | 100 | ArcLight Capital Partners LLC | 100
hydro | S C Moore | 2351_G_GEN4 | 2351 | G | GEN4 |  | Hydro |  | NENGREST | New Hampshire | 33 | Grafton | 9 | 33009 | 47.2 | 0 | 1957 | 9999 |  |  | N | Hydro | [13 empty] | 0 | 0 | 0 | 0 | [11 empty] | Great River Hydro LLC | 100 | ArcLight Capital Partners LLC | 100
hydro | Vernon Dam | 2352_G_1 | 2352 | G | 1 |  | Hydro |  | NENGREST | Vermont | 50 | Windham | 25 | 50025 | 2.4 | 0 | 1909 | 9999 |  |  | N | Hydro | [13 empty] | 0 | 0 | 0 | 0 | [11 empty] | Great River Hydro LLC | 100 | ArcLight Capital Partners LLC | 100
hydro | Vernon Dam | 2352_G_2 | 2352 | G | 2 |  | Hydro |  | NENGREST | Vermont | 50 | Windham | 25 | 50025 | 2.4 | 0 | 1909 | 9999 |  |  | N | Hydro | [13 empty] | 0 | 0 | 0 | 0 | [11 empty] | Great River Hydro LLC | 100 | ArcLight Capital Partners LLC | 100
hydro | Vernon Dam | 2352_G_3 | 2352 | G | 3 |  | Hydro |  | NENGREST | Vermont | 50 | Windham | 25 | 50025 | 2.4 | 0 | 1909 | 9999 |  |  | N | Hydro | [13 empty] | 0 | 0 | 0 | 0 | [11 empty] | Great River Hydro LLC | 100 | ArcLight Capital Partners LLC | 100
hydro | Vernon Dam | 2352_G_4 | 2352 | G | 4 |  | Hydro |  | NENGREST | Vermont | 50 | Windham | 25 | 50025 | 2.4 | 0 | 1909 | 9999 |  |  | N | Hydro | [13 empty] | 0 | 0 | 0 | 0 | [11 empty] | Great River Hydro LLC | 100 | ArcLight Capital Partners LLC | 100
hydro | Vernon Dam | 2352_G_10 | 2352 | G | 10 |  | Hydro |  | NENGREST | Vermont | 50 | Windham | 25 | 50025 | 4 | 0 | 1921 | 9999 |  |  | N | Hydro | [13 empty] | 0 | 0 | 0 | 0 | [11 empty] | Great River Hydro LLC | 100 | ArcLight Capital Partners LLC | 100
hydro | Vernon Dam | 2352_G_9 | 2352 | G | 9 |  | Hydro |  | NENGREST | Vermont | 50 | Windham | 25 | 50025 | 4 | 0 | 1921 | 9999 |  |  | N | Hydro | [13 empty] | 0 | 0 | 0 | 0 | [11 empty] | Great River Hydro LLC | 100 | ArcLight Capital Partners LLC | 100
hydro | Vernon Dam | 2352_G_5 | 2352 | G | 5 |  | Hydro |  | NENGREST | Vermont | 50 | Windham | 25 | 50025 | 3.6 | 0 | 2008 | 9999 |  |  | N | Hydro | [13 empty] | 0 | 0 | 0 | 0 | [11 empty] | Great River Hydro LLC | 100 | ArcLight Capital Partners LLC | 100
hydro | Vernon Dam | 2352_G_6A | 2352 | G | 6A |  | Hydro |  | NENGREST | Vermont | 50 | Windham | 25 | 50025 | 4.5 | 0 | 2008 | 9999 |  |  | N | Hydro | [13 empty] | 0 | 0 | 0 | 0 | [11 empty] | Great River Hydro LLC | 100 | ArcLight Capital Partners LLC | 100
hydro | Vernon Dam | 2352_G_7A | 2352 | G | 7A |  | Hydro |  | NENGREST | Vermont | 50 | Windham | 25 | 50025 | 4.5 | 0 | 2008 | 9999 |  |  | N | Hydro | [13 empty] | 0 | 0 | 0 | 0 | [11 empty] | Great River Hydro LLC | 100 | ArcLight Capital Partners LLC | 100
hydro | Vernon Dam | 2352_G_8 | 2352 | G | 8 |  | Hydro |  | NENGREST | Vermont | 50 | Windham | 25 | 50025 | 3.6 | 0 | 2008 | 9999 |  |  | N | Hydro | [13 empty] | 0 | 0 | 0 | 0 | [11 empty] | Great River Hydro LLC | 100 | ArcLight Capital Partners LLC | 100
hydro | Wilder | 2353_G_GEN1 | 2353 | G | GEN1 |  | Hydro |  | NENGREST | Vermont | 50 | Windsor | 27 | 50027 | 18.1 | 0 | 1950 | 9999 |  |  | N | Hydro | [13 empty] | 0 | 0 | 0 | 0 | [11 empty] | Great River Hydro LLC | 100 | ArcLight Capital Partners LLC | 100
hydro | Wilder | 2353_G_GEN2 | 2353 | G | GEN2 |  | Hydro |  | NENGREST | Vermont | 50 | Windsor | 27 | 50027 | 18.1 | 0 | 1950 | 9999 |  |  | N | Hydro | [13 empty] | 0 | 0 | 0 | 0 | [11 empty] | Great River Hydro LLC | 100 | ArcLight Capital Partners LLC | 100
hydro | Wilder | 2353_G_GEN3 | 2353 | G | GEN3 |  | Hydro |  | NENGREST | Vermont | 50 | Windsor | 27 | 50027 | 2.8 | 0 | 1987 | 9999 |  |  | N | Hydro | [13 empty] | 0 | 0 | 0 | 0 | [11 empty] | Great River Hydro LLC | 100 | ArcLight Capital Partners LLC | 100
hydro | Amoskeag | 2354_G_2 | 2354 | G | 2 |  | Hydro |  | NENGREST | New Hampshire | 33 | Hillsborough | 11 | 33011 | 5.3 | 0 | 1922 | 9999 |  |  | N | Hydro | [13 empty] | 0 | 0 | 0 | 0 | [11 empty] | CRP NH Amoskeag LLC | 100 | Hull Street Energy LLC | 100
hydro | Amoskeag | 2354_G_3 | 2354 | G | 3 |  | Hydro |  | NENGREST | New Hampshire | 33 | Hillsborough | 11 | 33011 | 5.3 | 0 | 1922 | 9999 |  |  | N | Hydro | [13 empty] | 0 | 0 | 0 | 0 | [11 empty] | CRP NH Amoskeag LLC | 100 | Hull Street Energy LLC | 100
hydro | Amoskeag | 2354_G_1 | 2354 | G | 1 |  | Hydro |  | NENGREST | New Hampshire | 33 | Hillsborough | 11 | 33011 | 6.2 | 0 | 1924 | 9999 |  |  | N | Hydro | [13 empty] | 0 | 0 | 0 | 0 | [11 empty] | CRP NH Amoskeag LLC | 100 | Hull Street Energy LLC | 100
hydro | Ayers Island | 2355_G_1 | 2355 | G | 1 |  | Hydro |  | NENGREST | New Hampshire | 33 | Grafton | 9 | 33009 | 2.8 | 0 | 1925 | 9999 |  |  | N | Hydro | [13 empty] | 0 | 0 | 0 | 0 | [11 empty] | CRP NH Ayers Island LLC | 100 | Hull Street Energy LLC | 100
hydro | Ayers Island | 2355_G_2 | 2355 | G | 2 |  | Hydro |  | NENGREST | New Hampshire | 33 | Grafton | 9 | 33009 | 2.8 | 0 | 1925 | 9999 |  |  | N | Hydro | [13 empty] | 0 | 0 | 0 | 0 | [11 empty] | CRP NH Ayers Island LLC | 100 | Hull Street Energy LLC | 100
hydro | Ayers Island | 2355_G_3 | 2355 | G | 3 |  | Hydro |  | NENGREST | New Hampshire | 33 | Grafton | 9 | 33009 | 2.8 | 0 | 1925 | 9999 |  |  | N | Hydro | [13 empty] | 0 | 0 | 0 | 0 | [11 empty] | CRP NH Ayers Island LLC | 100 | Hull Street Energy LLC | 100
hydro | Eastman Falls | 2356_G_1 | 2356 | G | 1 |  | Hydro |  | NENGREST | New Hampshire | 33 | Merrimack | 13 | 33013 | 1.8 | 0 | 1937 | 9999 |  |  | N | Hydro | [13 empty] | 0 | 0 | 0 | 0 | [11 empty] | CRP NH Eastman Falls LLC | 100 | Hull Street Energy LLC | 100
hydro | Eastman Falls | 2356_G_2 | 2356 | G | 2 |  | Hydro |  | NENGREST | New Hampshire | 33 | Merrimack | 13 | 33013 | 3.8 | 0 | 1983 | 9999 |  |  | N | Hydro | [13 empty] | 0 | 0 | 0 | 0 | [11 empty] | CRP NH Eastman Falls LLC | 100 | Hull Street Energy LLC | 100
hydro | Garvins Falls | 2357_G_3 | 2357 | G | 3 |  | Hydro |  | NENGREST | New Hampshire | 33 | Merrimack | 13 | 33013 | 2.4 | 0 | 1925 | 9999 |  |  | N | Hydro | [13 empty] | 0 | 0 | 0 | 0 | [11 empty] | CRP NH Garvins Falls LLC | 100 | Hull Street Energy LLC | 100
hydro | Garvins Falls | 2357_G_4 | 2357 | G | 4 |  | Hydro |  | NENGREST | New Hampshire | 33 | Merrimack | 13 | 33013 | 3.2 | 0 | 1925 | 9999 |  |  | N | Hydro | [13 empty] | 0 | 0 | 0 | 0 | [11 empty] | CRP NH Garvins Falls LLC | 100 | Hull Street Energy LLC | 100
hydro | Garvins Falls | 2357_G_1 | 2357 | G | 1 |  | Hydro |  | NENGREST | New Hampshire | 33 | Merrimack | 13 | 33013 | 3.4 | 0 | 1981 | 9999 |  |  | N | Hydro | [13 empty] | 0 | 0 | 0 | 0 | [11 empty] | CRP NH Garvins Falls LLC | 100 | Hull Street Energy LLC | 100
hydro | Garvins Falls | 2357_G_2 | 2357 | G | 2 |  | Hydro |  | NENGREST | New Hampshire | 33 | Merrimack | 13 | 33013 | 3.3 | 0 | 1981 | 9999 |  |  | N | Hydro | [13 empty] | 0 | 0 | 0 | 0 | [11 empty] | CRP NH Garvins Falls LLC | 100 | Hull Street Energy LLC | 100
hydro | Gorham | 2358_G_1 | 2358 | G | 1 |  | Hydro |  | NENGREST | New Hampshire | 33 | Coos | 7 | 33007 | 0.4 | 0 | 1917 | 9999 |  |  | N | Hydro | [13 empty] | 0 | 0 | 0 | 0 | [11 empty] | CRP NH Gorham LLC | 100 | Hull Street Energy LLC | 100
hydro | Gorham | 2358_G_2 | 2358 | G | 2 |  | Hydro |  | NENGREST | New Hampshire | 33 | Coos | 7 | 33007 | 0.4 | 0 | 1917 | 9999 |  |  | N | Hydro | [13 empty] | 0 | 0 | 0 | 0 | [11 empty] | CRP NH Gorham LLC | 100 | Hull Street Energy LLC | 100
hydro | Gorham | 2358_G_3 | 2358 | G | 3 |  | Hydro |  | NENGREST | New Hampshire | 33 | Coos | 7 | 33007 | 0.6 | 0 | 1923 | 9999 |  |  | N | Hydro | [13 empty] | 0 | 0 | 0 | 0 | [11 empty] | CRP NH Gorham LLC | 100 | Hull Street Energy LLC | 100
hydro | Gorham | 2358_G_4 | 2358 | G | 4 |  | Hydro |  | NENGREST | New Hampshire | 33 | Coos | 7 | 33007 | 0.6 | 0 | 1923 | 9999 |  |  | N | Hydro | [13 empty] | 0 | 0 | 0 | 0 | [11 empty] | CRP NH Gorham LLC | 100 | Hull Street Energy LLC | 100
hydro | Hooksett | 2359_G_1 | 2359 | G | 1 |  | Hydro |  | NENGREST | New Hampshire | 33 | Merrimack | 13 | 33013 | 1.6 | 0 | 1927 | 9999 |  |  | N | Hydro | [13 empty] | 0 | 0 | 0 | 0 | [11 empty] | CRP NH Hooksett LLC | 100 | Hull Street Energy LLC | 100
hydro | Jackman | 2360_G_1 | 2360 | G | 1 |  | Hydro |  | NENGREST | New Hampshire | 33 | Hillsborough | 11 | 33011 | 3.6 | 0 | 1926 | 9999 |  |  | N | Hydro | [13 empty] | 0 | 0 | 0 | 0 | [11 empty] | CRP NH Jackman LLC | 100 | Hull Street Energy LLC | 100
natural gas peaker | Lost Nation | 2362_G_GT1 | 2362 | G | GT1 |  | Combustion Turbine |  | NENGREST | New Hampshire | 33 | Coos | 7 | 33007 | 14 | 17847 | 1969 | 9999 |  |  | N | Distillate Fuel Oil | [12 empty] | 0.404 | 0.8595 | 0.8595 | 0.8595 | 0.8595 | [11 empty] | GSP Lost Nation LLC | 100 | Energy Trading Innovations LLC | 100
hard coal | Merrimack | 2364_B_1 | 2364 | B | 1 | 1417 | Coal Steam |  | NENGREST | New Hampshire | 33 | Merrimack | 13 | 33013 | 108 | 11390 | 1960 | 9999 | cyclone | wet | N | Bituminous | Wet Scrubber | 2011 | 0.965 | NH3 | SCR | 1999 |  | ESPC | No |  |  |  | 4 | 0.2284 | 0.07 | 0.2284 | 0.07 | 0.05 | 0.1 | 0.56 | 0.99 | [7 empty] | GSP Merrimack LLC | 100 | Energy Trading Innovations LLC | 100
hard coal | Merrimack | 2364_B_2 | 2364 | B | 2 | 1418 | Coal Steam |  | NENGREST | New Hampshire | 33 | Merrimack | 13 | 33013 | 330 | 10988 | 1968 | 9999 | cyclone | wet | N | Bituminous | Wet Scrubber | 2011 | 0.965 | NH3 | SCR | 1995 |  | ESPC | No |  |  |  | 4 | 0.24406 | 0.07 | 0.24406 | 0.07 | 0.05 | 0.1 | 0.56 | 0.99 | [6 empty] | Yes | GSP Merrimack LLC | 100 | Energy Trading Innovations LLC | 100
natural gas peaker | Merrimack | 2364_G_GT1 | 2364 | G | GT1 |  | Combustion Turbine |  | NENGREST | New Hampshire | 33 | Merrimack | 13 | 33013 | 16.8 | 15313 | 1968 | 9999 |  |  | N | Distillate Fuel Oil | [12 empty] | 0.404 | 0.57073 | 0.57073 | 0.57073 | 0.57073 | [11 empty] | GSP Merrimack LLC | 100 | Energy Trading Innovations LLC | 100
natural gas peaker | Merrimack | 2364_G_GT2 | 2364 | G | GT2 |  | Combustion Turbine |  | NENGREST | New Hampshire | 33 | Merrimack | 13 | 33013 | 16.8 | 15322 | 1969 | 9999 |  |  | N | Distillate Fuel Oil | [12 empty] | 0.404 | 0.60044 | 0.60044 | 0.60044 | 0.60044 | [11 empty] | GSP Merrimack LLC | 100 | Energy Trading Innovations LLC | 100
hard coal | Schiller | 2367_B_4 | 2367 | B | 4 | 1421 | Coal Steam |  | NENGREST | New Hampshire | 33 | Rockingham | 15 | 33015 | 48 | 14500 | 1952 | 9999 | wall | dry | N | Bituminous |  |  | 0.5 | LNB + NH3 + OFA | SNCR |  | 1999 | ESPC | No | ACI | 2016 |  | 2.6 | 0.19582 | 0.19582 | 0.19582 | 0.19582 | 0.1 | 0.1 | 0.1 | 0.98 | Yes | 2016 | [5 empty] | GSP Schiller LLC | 100 | Energy Trading Innovations LLC | 100
hard coal | Schiller | 2367_B_6 | 2367 | B | 6 | 1423 | Coal Steam |  | NENGREST | New Hampshire | 33 | Rockingham | 15 | 33015 | 48 | 14500 | 1957 | 9999 | wall | dry | N | Bituminous |  |  | 0.5 | LNB + NH3 + OFA | SNCR |  | 1999 | ESPC | No | ACI | 2016 |  | 2.6 | 0.18216 | 0.18216 | 0.18216 | 0.18216 | 0.1 | 0.1 | 0.1 | 0.98 | Yes | 2016 | [5 empty] | GSP Schiller LLC | 100 | Energy Trading Innovations LLC | 100
natural gas peaker | Schiller | 2367_G_GT1 | 2367 | G | GT1 |  | Combustion Turbine |  | NENGREST | New Hampshire | 33 | Rockingham | 15 | 33015 | 17 | 15699 | 1970 | 9999 |  |  | N | Distillate Fuel Oil | [12 empty] | 1.053 | 0.79693 | 0.79693 | 0.79693 | 0.79693 | [11 empty] | GSP Schiller LLC | 100 | Energy Trading Innovations LLC | 100
biomass | Schiller | 2367_B_5W | 2367 | B | 5W | 1422 | Biomass |  | NENGREST | New Hampshire | 33 | Rockingham | 15 | 33015 | 43 | 15792 | 2006 | 9999 | vertical | dry | N | Biomass |  |  |  | NH3 | SNCR |  |  | B + C | NA |  |  |  | 0.02 | 0.0669 | 0.0669 | 0.0669 | 0.0669 | [11 empty] | GSP Schiller LLC | 100 | Energy Trading Innovations LLC | 100
hydro | Smith (NH) | 2368_G_1 | 2368 | G | 1 |  | Hydro |  | NENGREST | New Hampshire | 33 | Coos | 7 | 33007 | 11.7 | 0 | 1948 | 9999 |  |  | N | Hydro | [13 empty] | 0 | 0 | 0 | 0 | [11 empty] | CRP NH Smith LLC | 100 | Hull Street Energy LLC | 100
natural gas peaker | White Lake | 2369_G_GT1 | 2369 | G | GT1 |  | Combustion Turbine |  | NENGREST | New Hampshire | 33 | Carroll | 3 | 33003 | 17.5 | 14626 | 1968 | 9999 |  |  | N | Distillate Fuel Oil | [12 empty] | 0.04 | 0.88985 | 0.88985 | 0.88985 | 0.88985 | [11 empty] | GSP White Lake LLC | 100 | Energy Trading Innovations LLC | 100
natural gas peaker | Sayreville | 2390_G_GT1 | 2390 | G | GT1 | 1460 | Combustion Turbine |  | PJM_EMAC | New Jersey | 34 | Middlesex | 23 | 34023 | 50 | 22524 | 1972 | 9999 |  |  | N | Natural Gas, Distillate Fuel Oil |  |  |  | H2O | [8 empty] | 0.001 | 0.14976 | 0.14976 | 0.14976 | 0.14976 | [11 empty] | Sayreville Power LLC | 100 | GenOn Energy Inc | 100
natural gas peaker | Sayreville | 2390_G_GT2 | 2390 | G | GT2 | 1461 | Combustion Turbine |  | PJM_EMAC | New Jersey | 34 | Middlesex | 23 | 34023 | 50 | 22529 | 1972 | 9999 |  |  | N | Natural Gas, Distillate Fuel Oil |  |  |  | H2O | [8 empty] | 0.001 | 0.14997 | 0.14997 | 0.14997 | 0.14997 | [11 empty] | Sayreville Power LLC | 100 | GenOn Energy Inc | 100
natural gas peaker | Sayreville | 2390_G_GT3 | 2390 | G | GT3 | 1462 | Combustion Turbine |  | PJM_EMAC | New Jersey | 34 | Middlesex | 23 | 34023 | 50 | 22529 | 1972 | 9999 |  |  | N | Natural Gas, Distillate Fuel Oil |  |  |  | H2O | [8 empty] | 0.001 | 0.14975 | 0.14975 | 0.14975 | 0.14975 | [11 empty] | Sayreville Power LLC | 100 | GenOn Energy Inc | 100
natural gas peaker | Sayreville | 2390_G_GT4 | 2390 | G | GT4 | 1463 | Combustion Turbine |  | PJM_EMAC | New Jersey | 34 | Middlesex | 23 | 34023 | 50 | 22529 | 1973 | 9999 |  |  | N | Natural Gas, Distillate Fuel Oil |  |  |  | H2O | [8 empty] | 0.001 | 0.14988 | 0.14988 | 0.14988 | 0.14988 | [11 empty] | Sayreville Power LLC | 100 | GenOn Energy Inc | 100
natural gas combined cycle | Gilbert | 2393_G_4 | 2393 | G | 4 | 1477 | Combined Cycle |  | PJM_EMAC | New Jersey | 34 | Hunterdon | 19 | 34019 | 47 | 10938 | 1974 | 9999 |  |  | N | Natural Gas |  |  |  | DLNB | [8 empty] | 0.74 | 0.033969 | 0.033969 | 0.033969 | 0.033969 | [11 empty] | Gilbert Power LLC | 100 | GenOn Energy Inc | 100
natural gas combined cycle | Gilbert | 2393_G_5 | 2393 | G | 5 | 1478 | Combined Cycle |  | PJM_EMAC | New Jersey | 34 | Hunterdon | 19 | 34019 | 47 | 10938 | 1974 | 9999 |  |  | N | Natural Gas |  |  |  | DLNB | [8 empty] | 0.74 | 0.033969 | 0.033969 | 0.033969 | 0.033969 | [11 empty] | Gilbert Power LLC | 100 | GenOn Energy Inc | 100
natural gas combined cycle | Gilbert | 2393_G_6 | 2393 | G | 6 | 1479 | Combined Cycle |  | PJM_EMAC | New Jersey | 34 | Hunterdon | 19 | 34019 | 49 | 10938 | 1974 | 9999 |  |  | N | Natural Gas |  |  |  | DLNB | [8 empty] | 0.74 | 0.033969 | 0.033969 | 0.033969 | 0.033969 | [11 empty] | Gilbert Power LLC | 100 | GenOn Energy Inc | 100
natural gas combined cycle | Gilbert | 2393_G_7 | 2393 | G | 7 | 1480 | Combined Cycle |  | PJM_EMAC | New Jersey | 34 | Hunterdon | 19 | 34019 | 47 | 10938 | 1974 | 9999 |  |  | N | Natural Gas |  |  |  | DLNB | [8 empty] | 0.74 | 0.033969 | 0.033969 | 0.033969 | 0.033969 | [11 empty] | Gilbert Power LLC | 100 | GenOn Energy Inc | 100
natural gas combined cycle | Gilbert | 2393_G_8 | 2393 | G | 8 | 1477 | Combined Cycle |  | PJM_EMAC | New Jersey | 34 | Hunterdon | 19 | 34019 | 104 | 10938 | 1977 | 9999 |  |  | N | Natural Gas |  |  |  | DLNB | [8 empty] | 0.74 | 0.033969 | 0.033969 | 0.033969 | 0.033969 | [11 empty] | Gilbert Power LLC | 100 | GenOn Energy Inc | 100
natural gas peaker | Gilbert | 2393_G_9 | 2393 | G | 9 | 1481 | Combustion Turbine |  | PJM_EMAC | New Jersey | 34 | Hunterdon | 19 | 34019 | 150 | 16221 | 1996 | 9999 |  |  | N | Distillate Fuel Oil |  |  |  | DLNB + H2O | [8 empty] | 0.052 | 0.12767 | 0.12767 | 0.12767 | 0.12767 | [11 empty] | Gilbert Power LLC | 100 | GenOn Energy Inc | 100
natural gas combined cycle | Bergen Generating Station | 2398_G_1501 | 2398 | G | 1501 | 1485 | Combined Cycle |  | PJM_EMAC | New Jersey | 34 | Bergen | 3 | 34003 | 198 | 7813 | 1959 | 9999 | other |  | N | Natural Gas, Distillate Fuel Oil |  |  |  | LNB | [9 empty] | 0.034519 | 0.034519 | 0.034519 | 0.034519 | [11 empty] | PSEG Fossil LLC | 100 | Public Service Enterprise Group Inc | 100
natural gas combined cycle | Bergen Generating Station | 2398_G_1101 | 2398 | G | 1101 | 1485 | Combined Cycle |  | PJM_EMAC | New Jersey | 34 | Bergen | 3 | 34003 | 110 | 7813 | 1995 | 9999 |  |  | N | Natural Gas, Distillate Fuel Oil |  |  |  | DLNB + H2O | [9 empty] | 0.034519 | 0.034519 | 0.034519 | 0.034519 | [11 empty] | PSEG Fossil LLC | 100 | Public Service Enterprise Group Inc | 100
natural gas combined cycle | Bergen Generating Station | 2398_G_1201 | 2398 | G | 1201 | 1486 | Combined Cycle |  | PJM_EMAC | New Jersey | 34 | Bergen | 3 | 34003 | 110 | 7813 | 1995 | 9999 |  |  | N | Natural Gas, Distillate Fuel Oil |  |  |  | DLNB + H2O | [9 empty] | 0.034519 | 0.034519 | 0.034519 | 0.034519 | [11 empty] | PSEG Fossil LLC | 100 | Public Service Enterprise Group Inc | 100
natural gas combined cycle | Bergen Generating Station | 2398_G_1301 | 2398 | G | 1301 | 1487 | Combined Cycle |  | PJM_EMAC | New Jersey | 34 | Bergen | 3 | 34003 | 110 | 7813 | 1995 | 9999 |  |  | N | Natural Gas, Distillate Fuel Oil |  |  |  | DLNB + H2O | [9 empty] | 0.034519 | 0.034519 | 0.034519 | 0.034519 | [11 empty] | PSEG Fossil LLC | 100 | Public Service Enterprise Group Inc | 100
natural gas combined cycle | Bergen Generating Station | 2398_G_1401 | 2398 | G | 1401 | 1488 | Combined Cycle |  | PJM_EMAC | New Jersey | 34 | Bergen | 3 | 34003 | 110 | 7813 | 1995 | 9999 |  |  | N | Natural Gas, Distillate Fuel Oil |  |  |  | DLNB + H2O | [9 empty] | 0.034519 | 0.034519 | 0.034519 | 0.034519 | [11 empty] | PSEG Fossil LLC | 100 | Public Service Enterprise Group Inc | 100
natural gas combined cycle | Bergen Generating Station | 2398_G_2101 | 2398 | G | 2101 | 1490 | Combined Cycle |  | PJM_EMAC | New Jersey | 34 | Bergen | 3 | 34003 | 177.3 | 7813 | 2002 | 9999 |  |  | N | Natural Gas, Distillate Fuel Oil |  |  |  | DLNB + H2O | SCR | [7 empty] | 2 | 0.010151 | 0.010151 | 0.010151 | 0.010151 | [11 empty] | PSEG Fossil LLC | 100 | Public Service Enterprise Group Inc | 100
natural gas combined cycle | Bergen Generating Station | 2398_G_2201 | 2398 | G | 2201 | 1491 | Combined Cycle |  | PJM_EMAC | New Jersey | 34 | Bergen | 3 | 34003 | 177.3 | 7813 | 2002 | 9999 |  |  | N | Natural Gas, Distillate Fuel Oil |  |  |  | DLNB + H2O | SCR | [7 empty] | 2 | 0.010151 | 0.010151 | 0.010151 | 0.010151 | [11 empty] | PSEG Fossil LLC | 100 | Public Service Enterprise Group Inc | 100
natural gas combined cycle | Bergen Generating Station | 2398_G_2301 | 2398 | G | 2301 | 1490 | Combined Cycle |  | PJM_EMAC | New Jersey | 34 | Bergen | 3 | 34003 | 236.4 | 7813 | 2002 | 9999 |  |  | N | Natural Gas, Distillate Fuel Oil |  |  |  | LNB | SCR | [7 empty] | 2 | 0.010151 | 0.010151 | 0.010151 | 0.010151 | [11 empty] | PSEG Fossil LLC | 100 | Public Service Enterprise Group Inc | 100
natural gas peaker | PSEG Burlington Generating Station | 2399_G_121 | 2399 | G | 121 | 1498 | Combustion Turbine |  | PJM_EMAC | New Jersey | 34 | Burlington | 5 | 34005 | 42 | 10745 | 2000 | 9999 |  |  | N | Natural Gas, Distillate Fuel Oil |  |  |  | H2O | [8 empty] | 0.21 | 0.10493 | 0.10493 | 0.10493 | 0.10493 | [11 empty] | PSEG Fossil LLC | 100 | Public Service Enterprise Group Inc | 100
natural gas peaker | PSEG Burlington Generating Station | 2399_G_122 | 2399 | G | 122 | 1499 | Combustion Turbine |  | PJM_EMAC | New Jersey | 34 | Burlington | 5 | 34005 | 42 | 10745 | 2000 | 9999 |  |  | N | Natural Gas, Distillate Fuel Oil |  |  |  | H2O | [8 empty] | 0.21 | 0.10639 | 0.10639 | 0.10639 | 0.10639 | [11 empty] | PSEG Fossil LLC | 100 | Public Service Enterprise Group Inc | 100
natural gas peaker | PSEG Burlington Generating Station | 2399_G_123 | 2399 | G | 123 | 1500 | Combustion Turbine |  | PJM_EMAC | New Jersey | 34 | Burlington | 5 | 34005 | 42 | 10745 | 2000 | 9999 |  |  | N | Natural Gas, Distillate Fuel Oil |  |  |  | H2O | [8 empty] | 0.21 | 0.10407 | 0.10407 | 0.10407 | 0.10407 | [11 empty] | PSEG Fossil LLC | 100 | Public Service Enterprise Group Inc | 100
natural gas peaker | PSEG Burlington Generating Station | 2399_G_124 | 2399 | G | 124 | 1501 | Combustion Turbine |  | PJM_EMAC | New Jersey | 34 | Burlington | 5 | 34005 | 42 | 10745 | 2000 | 9999 |  |  | N | Natural Gas, Distillate Fuel Oil |  |  |  | H2O | [8 empty] | 0.21 | 0.10988 | 0.10988 | 0.10988 | 0.10988 | [11 empty] | PSEG Fossil LLC | 100 | Public Service Enterprise Group Inc | 100
natural gas peaker | PSEG Kearny Generating Station | 2404_G_N121 | 2404 | G | N121 | 1540 | Combustion Turbine |  | PJM_EMAC | New Jersey | 34 | Hudson | 17 | 34017 | 44.5 | 10745 | 2001 | 9999 |  |  | N | Natural Gas, Distillate Fuel Oil |  |  |  | H2O | [8 empty] | 0.21 | 0.10186 | 0.10186 | 0.10186 | 0.10186 | [11 empty] | PSEG Fossil LLC | 100 | Public Service Enterprise Group Inc | 100
natural gas peaker | PSEG Kearny Generating Station | 2404_G_N122 | 2404 | G | N122 | 1541 | Combustion Turbine |  | PJM_EMAC | New Jersey | 34 | Hudson | 17 | 34017 | 44.5 | 10745 | 2001 | 9999 |  |  | N | Natural Gas, Distillate Fuel Oil |  |  |  | H2O | [8 empty] | 0.21 | 0.10145 | 0.10145 | 0.10145 | 0.10145 | [11 empty] | PSEG Fossil LLC | 100 | Public Service Enterprise Group Inc | 100
natural gas peaker | PSEG Kearny Generating Station | 2404_G_N123 | 2404 | G | N123 | 1542 | Combustion Turbine |  | PJM_EMAC | New Jersey | 34 | Hudson | 17 | 34017 | 44.5 | 10745 | 2001 | 9999 |  |  | N | Natural Gas, Distillate Fuel Oil |  |  |  | H2O | [8 empty] | 0.21 | 0.10036 | 0.10036 | 0.10036 | 0.10036 | [11 empty] | PSEG Fossil LLC | 100 | Public Service Enterprise Group Inc | 100
natural gas peaker | PSEG Kearny Generating Station | 2404_G_N124 | 2404 | G | N124 | 1543 | Combustion Turbine |  | PJM_EMAC | New Jersey | 34 | Hudson | 17 | 34017 | 44.5 | 10745 | 2001 | 9999 |  |  | N | Natural Gas, Distillate Fuel Oil |  |  |  | H2O | [8 empty] | 0.21 | 0.08984 | 0.08984 | 0.08984 | 0.08984 | [11 empty] | PSEG Fossil LLC | 100 | Public Service Enterprise Group Inc | 100
natural gas peaker | PSEG Kearny Generating Station | 2404_G_131 | 2404 | G | 131 | 90777 | Combustion Turbine |  | PJM_EMAC | New Jersey | 34 | Hudson | 17 | 34017 | 46.9 | 10745 | 2012 | 9999 |  |  | N | Natural Gas |  |  |  | H2O | SCR | [8 empty] | 0.01142 | 0.00732 | 0.01142 | 0.00732 | [11 empty] | PSEG Fossil LLC | 100 | Public Service Enterprise Group Inc | 100
natural gas peaker | PSEG Kearny Generating Station | 2404_G_132 | 2404 | G | 132 | 90778 | Combustion Turbine |  | PJM_EMAC | New Jersey | 34 | Hudson | 17 | 34017 | 46.9 | 10745 | 2012 | 9999 |  |  | N | Natural Gas |  |  |  | H2O | SCR | [8 empty] | 0.0093 | 0.00834 | 0.0093 | 0.00834 | [11 empty] | PSEG Fossil LLC | 100 | Public Service Enterprise Group Inc | 100
natural gas peaker | PSEG Kearny Generating Station | 2404_G_133 | 2404 | G | 133 | 90779 | Combustion Turbine |  | PJM_EMAC | New Jersey | 34 | Hudson | 17 | 34017 | 46.9 | 10745 | 2012 | 9999 |  |  | N | Natural Gas |  |  |  | H2O | SCR | [8 empty] | 0.01162 | 0.00798 | 0.01162 | 0.00798 | [11 empty] | PSEG Fossil LLC | 100 | Public Service Enterprise Group Inc | 100
natural gas peaker | PSEG Kearny Generating Station | 2404_G_134 | 2404 | G | 134 | 90780 | Combustion Turbine |  | PJM_EMAC | New Jersey | 34 | Hudson | 17 | 34017 | 46.9 | 10745 | 2012 | 9999 |  |  | N | Natural Gas |  |  |  | H2O | SCR | [8 empty] | 0.00932 | 0.0076 | 0.00932 | 0.0076 | [11 empty] | PSEG Fossil LLC | 100 | Public Service Enterprise Group Inc | 100
natural gas peaker | PSEG Kearny Generating Station | 2404_G_141 | 2404 | G | 141 | 90781 | Combustion Turbine |  | PJM_EMAC | New Jersey | 34 | Hudson | 17 | 34017 | 46.9 | 10745 | 2012 | 9999 |  |  | N | Natural Gas |  |  |  | H2O | SCR | [8 empty] | 0.00901 | 0.00752 | 0.00901 | 0.00752 | [11 empty] | PSEG Fossil LLC | 100 | Public Service Enterprise Group Inc | 100
natural gas peaker | PSEG Kearny Generating Station | 2404_G_142 | 2404 | G | 142 | 90782 | Combustion Turbine |  | PJM_EMAC | New Jersey | 34 | Hudson | 17 | 34017 | 46.9 | 10745 | 2012 | 9999 |  |  | N | Natural Gas |  |  |  | H2O | SCR | [8 empty] | 0.00806 | 0.00702 | 0.00806 | 0.00702 | [11 empty] | PSEG Fossil LLC | 100 | Public Service Enterprise Group Inc | 100
natural gas peaker | PSEG Linden Generating Station | 2406_G_7 | 2406 | G | 7 | 1563 | Combustion Turbine |  | PJM_EMAC | New Jersey | 34 | Union | 39 | 34039 | 84 | 12987 | 1995 | 9999 |  |  | N | Natural Gas, Distillate Fuel Oil |  |  |  | DLNB + H2O | [8 empty] | 0.21 | 0.10345 | 0.10345 | 0.10345 | 0.10345 | [11 empty] | PSEG Fossil LLC | 100 | Public Service Enterprise Group Inc | 100
natural gas peaker | PSEG Linden Generating Station | 2406_G_8 | 2406 | G | 8 | 1565 | Combustion Turbine |  | PJM_EMAC | New Jersey | 34 | Union | 39 | 34039 | 80.2 | 12986 | 1995 | 9999 |  |  | N | Natural Gas, Distillate Fuel Oil |  |  |  | DLNB + H2O | [8 empty] | 0.21 | 0.09637 | 0.09637 | 0.09637 | 0.09637 | [11 empty] | PSEG Fossil LLC | 100 | Public Service Enterprise Group Inc | 100
natural gas peaker | PSEG Linden Generating Station | 2406_G_5 | 2406 | G | 5 | 1561 | Combustion Turbine |  | PJM_EMAC | New Jersey | 34 | Union | 39 | 34039 | 86 | 12987 | 2000 | 9999 |  |  | N | Natural Gas, Distillate Fuel Oil |  |  |  | DLNB + H2O | [8 empty] | 0.21 | 0.06535 | 0.06535 | 0.06535 | 0.06535 | [11 empty] | PSEG Fossil LLC | 100 | Public Service Enterprise Group Inc | 100
natural gas peaker | PSEG Linden Generating Station | 2406_G_6 | 2406 | G | 6 | 1562 | Combustion Turbine |  | PJM_EMAC | New Jersey | 34 | Union | 39 | 34039 | 86 | 12987 | 2000 | 9999 |  |  | N | Natural Gas, Distillate Fuel Oil |  |  |  | DLNB + H2O | [8 empty] | 0.21 | 0.07755 | 0.07755 | 0.07755 | 0.07755 | [11 empty] | PSEG Fossil LLC | 100 | Public Service Enterprise Group Inc | 100
natural gas combined cycle | PSEG Linden Generating Station | 2406_G_1001 | 2406 | G | 1001 | 1552 | Combined Cycle |  | PJM_EMAC | New Jersey | 34 | Union | 39 | 34039 | 238.4 | 7298 | 2006 | 9999 |  |  | N | Natural Gas, Distillate Fuel Oil |  |  |  | LNB | SCR | [7 empty] | 2 | 0.0080302 | 0.0080302 | 0.0080302 | 0.0080302 | [11 empty] | PSEG Fossil LLC | 100 | Public Service Enterprise Group Inc | 100
natural gas combined cycle | PSEG Linden Generating Station | 2406_G_1101 | 2406 | G | 1101 | 1552 | Combined Cycle |  | PJM_EMAC | New Jersey | 34 | Union | 39 | 34039 | 188.3 | 7298 | 2006 | 9999 |  |  | N | Natural Gas, Distillate Fuel Oil |  |  |  | DLNB + H2O | SCR | [7 empty] | 2 | 0.0080302 | 0.0080302 | 0.0080302 | 0.0080302 | [11 empty] | PSEG Fossil LLC | 100 | Public Service Enterprise Group Inc | 100
natural gas combined cycle | PSEG Linden Generating Station | 2406_G_1201 | 2406 | G | 1201 | 1553 | Combined Cycle |  | PJM_EMAC | New Jersey | 34 | Union | 39 | 34039 | 188.3 | 7298 | 2006 | 9999 |  |  | N | Natural Gas, Distillate Fuel Oil |  |  |  | DLNB + H2O | SCR | [7 empty] | 2 | 0.0080302 | 0.0080302 | 0.0080302 | 0.0080302 | [11 empty] | PSEG Fossil LLC | 100 | Public Service Enterprise Group Inc | 100
natural gas combined cycle | PSEG Linden Generating Station | 2406_G_2001 | 2406 | G | 2001 | 1558 | Combined Cycle |  | PJM_EMAC | New Jersey | 34 | Union | 39 | 34039 | 238.4 | 7298 | 2006 | 9999 |  |  | N | Natural Gas, Distillate Fuel Oil |  |  |  | LNB | SCR | [7 empty] | 2 | 0.007629 | 0.007629 | 0.007629 | 0.007629 | [11 empty] | PSEG Fossil LLC | 100 | Public Service Enterprise Group Inc | 100
natural gas combined cycle | PSEG Linden Generating Station | 2406_G_2101 | 2406 | G | 2101 | 1558 | Combined Cycle |  | PJM_EMAC | New Jersey | 34 | Union | 39 | 34039 | 188.3 | 7298 | 2006 | 9999 |  |  | N | Natural Gas, Distillate Fuel Oil |  |  |  | DLNB + H2O | SCR | [7 empty] | 2 | 0.007629 | 0.007629 | 0.007629 | 0.007629 | [11 empty] | PSEG Fossil LLC | 100 | Public Service Enterprise Group Inc | 100
natural gas combined cycle | PSEG Linden Generating Station | 2406_G_2201 | 2406 | G | 2201 | 1559 | Combined Cycle |  | PJM_EMAC | New Jersey | 34 | Union | 39 | 34039 | 188.3 | 7298 | 2006 | 9999 |  |  | N | Natural Gas, Distillate Fuel Oil |  |  |  | DLNB + H2O | SCR | [7 empty] | 2 | 0.007629 | 0.007629 | 0.007629 | 0.007629 | [11 empty] | PSEG Fossil LLC | 100 | Public Service Enterprise Group Inc | 100
natural gas peaker | PSEG Salem Generating Station | 2410_G_3 | 2410 | G | 3 | 1572 | Combustion Turbine |  | PJM_EMAC | New Jersey | 34 | Salem | 33 | 34033 | 38.4 | 17445 | 1971 | 9999 |  |  | N | Distillate Fuel Oil | [13 empty] | 1.2009 | 1.2009 | 1.2009 | 1.2009 | [11 empty] | PSEG Nuclear LLC | 57.41 | Public Service Enterprise Group Inc | 57.41
nuclear | PSEG Salem Generating Station | 2410_G_1 | 2410 | G | 1 |  | Nuclear |  | PJM_EMAC | New Jersey | 34 | Salem | 33 | 34033 | 1170.2 | 10456 | 1977 | 9999 |  |  | N | Nuclear Fuel | [13 empty] | 0 | 0 | 0 | 0 | [11 empty] | PSEG Nuclear LLC | 57.41 | Public Service Enterprise Group Inc | 57.41
nuclear | PSEG Salem Generating Station | 2410_G_2 | 2410 | G | 2 |  | Nuclear |  | PJM_EMAC | New Jersey | 34 | Salem | 33 | 34033 | 1158 | 10456 | 1981 | 9999 |  |  | N | Nuclear Fuel | [13 empty] | 0 | 0 | 0 | 0 | [11 empty] | PSEG Nuclear LLC | 57.41 | Public Service Enterprise Group Inc | 57.41
natural gas combined cycle | PSEG Sewaren Generating Station | 2411_G_701 | 2411 | G | 701 | 91149 | Combined Cycle |  | PJM_EMAC | New Jersey | 34 | Middlesex | 23 | 34023 | 328 | 7050 | 2018 | 9999 |  |  | N | Natural Gas |  |  |  |  | SCR | [8 empty] | 0.0064418 | 0.0064418 | 0.0064418 | 0.0064418 | [11 empty] | PSEG Fossil LLC | 100 | Public Service Enterprise Group Inc | 100
natural gas combined cycle | PSEG Sewaren Generating Station | 2411_G_702 | 2411 | G | 702 | 91149 | Combined Cycle |  | PJM_EMAC | New Jersey | 34 | Middlesex | 23 | 34023 | 196.5 | 7050 | 2018 | 9999 |  |  | N | Natural Gas |  |  |  |  | SCR | [8 empty] | 0.0064418 | 0.0064418 | 0.0064418 | 0.0064418 | [11 empty] | PSEG Fossil LLC | 100 | Public Service Enterprise Group Inc | 100
natural gas peaker | Howard Down | 2434_G_11 | 2434 | G | 11 | 90625 | Combustion Turbine |  | PJM_EMAC | New Jersey | 34 | Cumberland | 11 | 34011 | 55 | 10745 | 2012 | 9999 |  |  | N | Natural Gas, Distillate Fuel Oil |  |  |  | H2O | SCR | [7 empty] | 2.1 | 0.01632 | 0.01217 | 0.01632 | 0.01217 | [11 empty] | Vineland NJ (City of) | 100 | Vineland NJ (City of) | 100
hard coal | Four Corners | 2442_B_5 | 2442 | B | 5 | 1585 | Coal Steam |  | WECC_NM | New Mexico | 35 | San Juan | 45 | 35045 | 770 | 9766 | 1963 | 2031 | cell | dry | N | Subbituminous | Wet Scrubber | 1985 | 0.92 | LNB + LNCB | SCR | 2018 |  | B | NA |  |  |  | 0.878 | 0.49979 | 0.06459 | 0.49979 | 0.06459 | 0.1 | 0.1 | 0.56 | 0.97 | [6 empty] | Yes | Arizona Public Service Co | 56 | Pinnacle West Capital Corp | 56
hard coal | Four Corners | 2442_B_4 | 2442 | B | 4 | 1584 | Coal Steam |  | WECC_NM | New Mexico | 35 | San Juan | 45 | 35045 | 770 | 9771 | 1969 | 2031 | cell | dry | N | Subbituminous | Wet Scrubber | 1985 | 0.92 | LNB + LNCB | SCR | 2018 |  | B | NA |  |  |  | 0.878 | 0.48665 | 0.05819 | 0.48665 | 0.05819 | 0.1 | 0.1 | 0.56 | 0.97 | [6 empty] | Yes | Arizona Public Service Co | 56 | Pinnacle West Capital Corp | 56
natural gas steam turbine | Rio Grande | 2444_B_8 | 2444 | B | 8 | 1588 | O/G Steam |  | WECC_NM | New Mexico | 35 | Dona Ana | 13 | 35013 | 142 | 12258 | 1972 | 9999 | wall | dry | N | Natural Gas |  |  |  | FR + LNB | [8 empty] | 0.68 | 0.20903 | 0.20903 | 0.20903 | 0.20903 | [11 empty] | El Paso Electric Co | 100 | JPMorgan Chase & Co | 100
natural gas peaker | Rio Grande | 2444_G_9 | 2444 | G | 9 | 90701 | Combustion Turbine |  | WECC_NM | New Mexico | 35 | Dona Ana | 13 | 35013 | 87.9 | 10745 | 2013 | 9999 |  |  | N | Natural Gas |  |  |  | DLNB | SCR | [8 empty] | 0.0066 | 0.0066 | 0.0066 | 0.0066 | [11 empty] | El Paso Electric Co | 100 | JPMorgan Chase & Co | 100
natural gas steam turbine | Maddox | 2446_B_051B | 2446 | B | 051B | 1590 | O/G Steam |  | SPP_SPS | New Mexico | 35 | Lea | 25 | 35025 | 112 | 10994 | 1967 | 2029 | tangential |  | N | Natural Gas |  |  |  | OFA | [8 empty] | 0.34 | 0.16667 | 0.16667 | 0.16667 | 0.16667 | [11 empty] | Southwestern Public Service Co | 100 | Xcel Energy Inc | 100
natural gas steam turbine | Reeves | 2450_B_1 | 2450 | B | 1 | 1593 | O/G Steam |  | WECC_NM | New Mexico | 35 | Bernalillo | 1 | 35001 | 44 | 12772 | 1959 | 9999 | wall | dry | N | Natural Gas |  |  |  | BF + LA | [8 empty] | 0.34 | 0.25132 | 0.25132 | 0.25132 | 0.25132 | [11 empty] | Public Service Co of New Mexico | 100 | PNM Resources Inc | 100
natural gas steam turbine | Reeves | 2450_B_2 | 2450 | B | 2 | 1594 | O/G Steam |  | WECC_NM | New Mexico | 35 | Bernalillo | 1 | 35001 | 44 | 13416 | 1960 | 9999 | wall | dry | N | Natural Gas |  |  |  | BF + LA | [8 empty] | 0.34 | 0.2468 | 0.2468 | 0.2468 | 0.2468 | [11 empty] | Public Service Co of New Mexico | 100 | PNM Resources Inc | 100
natural gas steam turbine | Reeves | 2450_B_3 | 2450 | B | 3 | 1595 | O/G Steam |  | WECC_NM | New Mexico | 35 | Bernalillo | 1 | 35001 | 66 | 12802 | 1962 | 9999 | wall | dry | N | Natural Gas |  |  |  | BF + LA | [8 empty] | 0.34 | 0.22754 | 0.22754 | 0.22754 | 0.22754 | [11 empty] | Public Service Co of New Mexico | 100 | PNM Resources Inc | 100
natural gas peaker | Cunningham | 2454_G_3 | 2454 | G | 3 | 1602 | Combustion Turbine |  | SPP_SPS | New Mexico | 35 | Lea | 25 | 35025 | 106 | 11753 | 1998 | 9999 |  |  | N | Natural Gas |  |  |  | DLNB | [8 empty] | 0.74 | 0.06081 | 0.06081 | 0.06081 | 0.06081 | [11 empty] | Southwestern Public Service Co | 100 | Xcel Energy Inc | 100
natural gas peaker | Cunningham | 2454_G_4 | 2454 | G | 4 | 1603 | Combustion Turbine |  | SPP_SPS | New Mexico | 35 | Lea | 25 | 35025 | 103 | 11755 | 1998 | 9999 |  |  | N | Natural Gas |  |  |  | DLNB | [8 empty] | 0.74 | 0.05561 | 0.05561 | 0.05561 | 0.05561 | [11 empty] | Southwestern Public Service Co | 100 | Xcel Energy Inc | 100
natural gas steam turbine | Danskammer Generating Station | 2480_B_1 | 2480 | B | 1 | 1606 | O/G Steam |  | NY_Z_G-I | New York | 36 | Orange | 71 | 36071 | 71 | 12463 | 1951 | 9999 | tangential | dry | N | Natural Gas, Residual Fuel Oil |  |  |  | BF + LA + LNB |  |  |  | ESPC | No |  |  |  | 2 | 0.08 | 0.08 | 0.08 | 0.08 | [11 empty] | Danskammer Energy LLC | 100 | Mercuria Energy Group Ltd | 100
natural gas steam turbine | Danskammer Generating Station | 2480_B_2 | 2480 | B | 2 | 1607 | O/G Steam |  | NY_Z_G-I | New York | 36 | Orange | 71 | 36071 | 66 | 12463 | 1954 | 9999 | tangential | dry | N | Natural Gas, Residual Fuel Oil |  |  |  | BF + LA |  |  |  | ESPC | No |  |  |  | 2 | 0.08 | 0.08 | 0.08 | 0.08 | [11 empty] | Danskammer Energy LLC | 100 | Mercuria Energy Group Ltd | 100
natural gas peaker | Danskammer Generating Station | 2480_G_5 | 2480 | G | 5 |  | Combustion Turbine | IC Engine | NY_Z_G-I | New York | 36 | Orange | 71 | 36071 | 2.5 | 14775 | 1967 | 9999 |  |  | N | Distillate Fuel Oil | [13 empty] | 0.63126 | 0.63126 | 0.63126 | 0.63126 | [11 empty] | Danskammer Energy LLC | 100 | Mercuria Energy Group Ltd | 100
natural gas peaker | Danskammer Generating Station | 2480_G_6 | 2480 | G | 6 |  | Combustion Turbine | IC Engine | NY_Z_G-I | New York | 36 | Orange | 71 | 36071 | 2.5 | 14775 | 1967 | 9999 |  |  | N | Distillate Fuel Oil | [13 empty] | 0.63126 | 0.63126 | 0.63126 | 0.63126 | [11 empty] | Danskammer Energy LLC | 100 | Mercuria Energy Group Ltd | 100
natural gas steam turbine | Danskammer Generating Station | 2480_B_3 | 2480 | B | 3 | 1608 | O/G Steam |  | NY_Z_G-I | New York | 36 | Orange | 71 | 36071 | 138 | 11798 | 1987 | 9999 | tangential | dry | N | Natural Gas |  |  |  | LNC2 | [8 empty] | 1.1 | 0.09 | 0.09 | 0.09 | 0.09 | [11 empty] | Danskammer Energy LLC | 100 | Mercuria Energy Group Ltd | 100
natural gas steam turbine | Danskammer Generating Station | 2480_B_4 | 2480 | B | 4 | 1609 | O/G Steam |  | NY_Z_G-I | New York | 36 | Orange | 71 | 36071 | 222 | 11798 | 1987 | 9999 | tangential | dry | N | Natural Gas |  |  |  | LNC2 | [8 empty] | 1.1 | 0.10231 | 0.10231 | 0.10231 | 0.10231 | [10 empty] | Yes | Danskammer Energy LLC | 100 | Mercuria Energy Group Ltd | 100
hydro | Dashville | 2481_G_1 | 2481 | G | 1 |  | Hydro |  | NY_Z_G-I | New York | 36 | Ulster | 111 | 36111 | 2.4 | 0 | 1920 | 9999 |  |  | N | Hydro | [13 empty] | 0 | 0 | 0 | 0 | [11 empty] | Central Hudson Gas & Electric Corp | 100 | CH Energy Group Inc | 100
hydro | Dashville | 2481_G_2 | 2481 | G | 2 |  | Hydro |  | NY_Z_G-I | New York | 36 | Ulster | 111 | 36111 | 2.4 | 0 | 1920 | 9999 |  |  | N | Hydro | [13 empty] | 0 | 0 | 0 | 0 | [11 empty] | Central Hudson Gas & Electric Corp | 100 | CH Energy Group Inc | 100
hydro | Neversink | 2483_G_H1 | 2483 | G | H1 |  | Hydro |  | NY_Z_G-I | New York | 36 | Sullivan | 105 | 36105 | 25 | 0 | 1953 | 9999 |  |  | N | Hydro | [13 empty] | 0 | 0 | 0 | 0 | [11 empty] | Central Hudson Gas & Electric Corp | 100 | CH Energy Group Inc | 100
natural gas peaker | South Cairo | 2485_G_GT1 | 2485 | G | GT1 |  | Combustion Turbine |  | NY_Z_G-I | New York | 36 | Greene | 39 | 36039 | 20.1 | 15553 | 1970 | 9999 |  |  | N | Distillate Fuel Oil | [12 empty] | 2.106 | 0.16278 | 0.16278 | 0.16278 | 0.16278 | [11 empty] | Central Hudson Gas & Electric Corp | 100 | CH Energy Group Inc | 100
hydro | Sturgeon | 2486_G_H1 | 2486 | G | H1 |  | Hydro |  | NY_Z_G-I | New York | 36 | Ulster | 111 | 36111 | 4.8 | 0 | 1924 | 9999 |  |  | N | Hydro | [13 empty] | 0 | 0 | 0 | 0 | [11 empty] | Central Hudson Gas & Electric Corp | 100 | CH Energy Group Inc | 100
hydro | Sturgeon | 2486_G_H2 | 2486 | G | H2 |  | Hydro |  | NY_Z_G-I | New York | 36 | Ulster | 111 | 36111 | 4.8 | 0 | 1924 | 9999 |  |  | N | Hydro | [13 empty] | 0 | 0 | 0 | 0 | [11 empty] | Central Hudson Gas & Electric Corp | 100 | CH Energy Group Inc | 100
hydro | Sturgeon | 2486_G_H3 | 2486 | G | H3 |  | Hydro |  | NY_Z_G-I | New York | 36 | Ulster | 111 | 36111 | 4.8 | 0 | 1924 | 9999 |  |  | N | Hydro | [13 empty] | 0 | 0 | 0 | 0 | [11 empty] | Central Hudson Gas & Electric Corp | 100 | CH Energy Group Inc | 100
natural gas peaker | West Coxsackie | 2487_G_GT1 | 2487 | G | GT1 |  | Combustion Turbine |  | NY_Z_G-I | New York | 36 | Greene | 39 | 36039 | 19.6 | 14222 | 1969 | 9999 |  |  | N | Natural Gas, Distillate Fuel Oil | [12 empty] | 2.106 | 0.0919 | 0.0919 | 0.0919 | 0.0919 | [11 empty] | Central Hudson Gas & Electric Corp | 100 | CH Energy Group Inc | 100
natural gas steam turbine | Arthur Kill Generating Station | 2490_B_20 | 2490 | B | 20 | 1610 | O/G Steam |  | NY_Z_J | New York | 36 | Richmond | 85 | 36085 | 338 | 11412 | 1959 | 9999 | wall | dry | N | Natural Gas |  |  |  | LA + LNB + OFA | [8 empty] | 0.6 | 0.05652 | 0.05652 | 0.05652 | 0.05652 | [11 empty] | Arthur Kill Power LLC | 100 | ArcLight Capital Partners LLC | 100
natural gas steam turbine | Arthur Kill Generating Station | 2490_B_30 | 2490 | B | 30 | 1611 | O/G Steam |  | NY_Z_J | New York | 36 | Richmond | 85 | 36085 | 508 | 11227 | 1969 | 9999 | tangential | dry | N | Natural Gas |  |  |  | LA + LNB + OFA | [8 empty] | 0.6 | 0.06829 | 0.06829 | 0.06829 | 0.06829 | [10 empty] | Yes | Arthur Kill Power LLC | 100 | ArcLight Capital Partners LLC | 100
natural gas peaker | Arthur Kill Generating Station | 2490_G_GT1 | 2490 | G | GT1 | 1612 | Combustion Turbine |  | NY_Z_J | New York | 36 | Richmond | 85 | 36085 | 12 | 19635 | 1970 | 9999 |  |  | N | Natural Gas | [12 empty] | 1.053 | 0.0919 | 0.0919 | 0.0919 | 0.0919 | [11 empty] | Arthur Kill Power LLC | 100 | ArcLight Capital Partners LLC | 100
natural gas steam turbine | East River | 2493_B_60 | 2493 | B | 60 | 1617 | O/G Steam |  | NY_Z_J | New York | 36 | New York | 61 | 36061 | 145 | 8300 | 1951 | 9999 | wall | dry | Y | Natural Gas |  |  |  | LNB | [8 empty] | 0.6 | 0.08 | 0.08 | 0.08 | 0.08 | [11 empty] | Consolidated Edison Co of New York Inc | 100 | Consolidated Edison Inc | 100
natural gas steam turbine | East River | 2493_B_70 | 2493 | B | 70 | 1618 | O/G Steam |  | NY_Z_J | New York | 36 | New York | 61 | 36061 | 182 | 9437 | 1955 | 9999 | wall | dry | N | Natural Gas |  |  |  | LNB | [8 empty] | 0.6 | 0.08 | 0.08 | 0.08 | 0.08 | [11 empty] | Consolidated Edison Co of New York Inc | 100 | Consolidated Edison Inc | 100
natural gas peaker | East River | 2493_G_1 | 2493 | G | 1 | 1614 | Combustion Turbine |  | NY_Z_J | New York | 36 | New York | 61 | 36061 | 154.7 | 10745 | 2005 | 9999 |  |  | N | Natural Gas, Distillate Fuel Oil |  |  |  | NH3 | SCR | [8 empty] | 0.00756 | 0.00756 | 0.00756 | 0.00756 | [11 empty] | Consolidated Edison Co of New York Inc | 100 | Consolidated Edison Inc | 100
natural gas peaker | East River | 2493_G_2 | 2493 | G | 2 | 1615 | Combustion Turbine |  | NY_Z_J | New York | 36 | New York | 61 | 36061 | 153.1 | 10745 | 2005 | 9999 |  |  | N | Natural Gas, Distillate Fuel Oil |  |  |  | NH3 | SCR | [8 empty] | 0.00806 | 0.00765 | 0.00806 | 0.00765 | [11 empty] | Consolidated Edison Co of New York Inc | 100 | Consolidated Edison Inc | 100
natural gas peaker | Gowanus Gas Turbines Generating | 2494_G_GT11 | 2494 | G | GT11 | 1619 | Combustion Turbine |  | NY_Z_J | New York | 36 | Kings | 47 | 36047 | 18.7 | 17321 | 1971 | 9999 |  |  | N | Distillate Fuel Oil | [12 empty] | 0.316 | 0.16278 | 0.16278 | 0.16278 | 0.16278 | [11 empty] | Astoria Generating | 100 | ArcLight Capital Partners LLC | 100
natural gas peaker | Gowanus Gas Turbines Generating | 2494_G_GT12 | 2494 | G | GT12 | 1620 | Combustion Turbine |  | NY_Z_J | New York | 36 | Kings | 47 | 36047 | 19.1 | 17315 | 1971 | 9999 |  |  | N | Distillate Fuel Oil | [12 empty] | 0.316 | 0.16278 | 0.16278 | 0.16278 | 0.16278 | [11 empty] | Astoria Generating | 100 | ArcLight Capital Partners LLC | 100
natural gas peaker | Gowanus Gas Turbines Generating | 2494_G_GT13 | 2494 | G | GT13 | 1621 | Combustion Turbine |  | NY_Z_J | New York | 36 | Kings | 47 | 36047 | 17.8 | 17325 | 1971 | 9999 |  |  | N | Distillate Fuel Oil | [12 empty] | 0.316 | 0.16278 | 0.16278 | 0.16278 | 0.16278 | [11 empty] | Astoria Generating | 100 | ArcLight Capital Partners LLC | 100
natural gas peaker | Gowanus Gas Turbines Generating | 2494_G_GT14 | 2494 | G | GT14 | 1622 | Combustion Turbine |  | NY_Z_J | New York | 36 | Kings | 47 | 36047 | 16.2 | 17316 | 1971 | 9999 |  |  | N | Distillate Fuel Oil | [12 empty] | 0.316 | 0.16278 | 0.16278 | 0.16278 | 0.16278 | [11 empty] | Astoria Generating | 100 | ArcLight Capital Partners LLC | 100
natural gas peaker | Gowanus Gas Turbines Generating | 2494_G_GT15 | 2494 | G | GT15 | 1623 | Combustion Turbine |  | NY_Z_J | New York | 36 | Kings | 47 | 36047 | 17.2 | 17324 | 1971 | 9999 |  |  | N | Distillate Fuel Oil | [12 empty] | 0.316 | 0.16278 | 0.16278 | 0.16278 | 0.16278 | [11 empty] | Astoria Generating | 100 | ArcLight Capital Partners LLC | 100
natural gas peaker | Gowanus Gas Turbines Generating | 2494_G_GT16 | 2494 | G | GT16 | 1624 | Combustion Turbine |  | NY_Z_J | New York | 36 | Kings | 47 | 36047 | 16.3 | 17321 | 1971 | 9999 |  |  | N | Distillate Fuel Oil | [12 empty] | 0.316 | 0.16278 | 0.16278 | 0.16278 | 0.16278 | [11 empty] | Astoria Generating | 100 | ArcLight Capital Partners LLC | 100
natural gas peaker | Gowanus Gas Turbines Generating | 2494_G_GT17 | 2494 | G | GT17 | 1625 | Combustion Turbine |  | NY_Z_J | New York | 36 | Kings | 47 | 36047 | 16.7 | 17317 | 1971 | 9999 |  |  | N | Distillate Fuel Oil | [12 empty] | 0.316 | 0.16278 | 0.16278 | 0.16278 | 0.16278 | [11 empty] | Astoria Generating | 100 | ArcLight Capital Partners LLC | 100
natural gas peaker | Gowanus Gas Turbines Generating | 2494_G_GT18 | 2494 | G | GT18 | 1626 | Combustion Turbine |  | NY_Z_J | New York | 36 | Kings | 47 | 36047 | 15.1 | 17327 | 1971 | 9999 |  |  | N | Distillate Fuel Oil | [12 empty] | 0.316 | 0.16278 | 0.16278 | 0.16278 | 0.16278 | [11 empty] | Astoria Generating | 100 | ArcLight Capital Partners LLC | 100
natural gas peaker | Gowanus Gas Turbines Generating | 2494_G_GT21 | 2494 | G | GT21 | 1627 | Combustion Turbine |  | NY_Z_J | New York | 36 | Kings | 47 | 36047 | 17.1 | 17313 | 1971 | 9999 |  |  | N | Natural Gas, Distillate Fuel Oil | [12 empty] | 0.316 | 0.0919 | 0.0919 | 0.0919 | 0.0919 | [11 empty] | Astoria Generating | 100 | ArcLight Capital Partners LLC | 100
natural gas peaker | Gowanus Gas Turbines Generating | 2494_G_GT22 | 2494 | G | GT22 | 1628 | Combustion Turbine |  | NY_Z_J | New York | 36 | Kings | 47 | 36047 | 18.5 | 17312 | 1971 | 9999 |  |  | N | Natural Gas, Distillate Fuel Oil | [12 empty] | 0.316 | 0.0919 | 0.0919 | 0.0919 | 0.0919 | [11 empty] | Astoria Generating | 100 | ArcLight Capital Partners LLC | 100
natural gas peaker | Gowanus Gas Turbines Generating | 2494_G_GT23 | 2494 | G | GT23 | 1629 | Combustion Turbine |  | NY_Z_J | New York | 36 | Kings | 47 | 36047 | 20 | 17313 | 1971 | 9999 |  |  | N | Natural Gas, Distillate Fuel Oil | [12 empty] | 0.316 | 0.0919 | 0.0919 | 0.0919 | 0.0919 | [11 empty] | Astoria Generating | 100 | ArcLight Capital Partners LLC | 100
natural gas peaker | Gowanus Gas Turbines Generating | 2494_G_GT24 | 2494 | G | GT24 | 1630 | Combustion Turbine |  | NY_Z_J | New York | 36 | Kings | 47 | 36047 | 17.4 | 17313 | 1971 | 9999 |  |  | N | Natural Gas, Distillate Fuel Oil | [12 empty] | 0.316 | 0.0919 | 0.0919 | 0.0919 | 0.0919 | [11 empty] | Astoria Generating | 100 | ArcLight Capital Partners LLC | 100
natural gas peaker | Gowanus Gas Turbines Generating | 2494_G_GT25 | 2494 | G | GT25 | 1631 | Combustion Turbine |  | NY_Z_J | New York | 36 | Kings | 47 | 36047 | 18.8 | 17324 | 1971 | 9999 |  |  | N | Natural Gas, Distillate Fuel Oil | [12 empty] | 0.316 | 0.0919 | 0.0919 | 0.0919 | 0.0919 | [11 empty] | Astoria Generating | 100 | ArcLight Capital Partners LLC | 100
natural gas peaker | Gowanus Gas Turbines Generating | 2494_G_GT26 | 2494 | G | GT26 | 1632 | Combustion Turbine |  | NY_Z_J | New York | 36 | Kings | 47 | 36047 | 20.2 | 17312 | 1971 | 9999 |  |  | N | Natural Gas, Distillate Fuel Oil | [12 empty] | 0.316 | 0.0919 | 0.0919 | 0.0919 | 0.0919 | [11 empty] | Astoria Generating | 100 | ArcLight Capital Partners LLC | 100
natural gas peaker | Gowanus Gas Turbines Generating | 2494_G_GT27 | 2494 | G | GT27 | 1633 | Combustion Turbine |  | NY_Z_J | New York | 36 | Kings | 47 | 36047 | 19.1 | 17315 | 1971 | 9999 |  |  | N | Natural Gas, Distillate Fuel Oil | [12 empty] | 0.316 | 0.0919 | 0.0919 | 0.0919 | 0.0919 | [11 empty] | Astoria Generating | 100 | ArcLight Capital Partners LLC | 100
natural gas peaker | Gowanus Gas Turbines Generating | 2494_G_GT28 | 2494 | G | GT28 | 1634 | Combustion Turbine |  | NY_Z_J | New York | 36 | Kings | 47 | 36047 | 16.1 | 17316 | 1971 | 9999 |  |  | N | Natural Gas, Distillate Fuel Oil | [12 empty] | 0.316 | 0.0919 | 0.0919 | 0.0919 | 0.0919 | [11 empty] | Astoria Generating | 100 | ArcLight Capital Partners LLC | 100
natural gas peaker | Gowanus Gas Turbines Generating | 2494_G_GT31 | 2494 | G | GT31 | 1635 | Combustion Turbine |  | NY_Z_J | New York | 36 | Kings | 47 | 36047 | 16.7 | 17316 | 1971 | 9999 |  |  | N | Natural Gas, Distillate Fuel Oil | [12 empty] | 0.29 | 0.0919 | 0.0919 | 0.0919 | 0.0919 | [11 empty] | Astoria Generating | 100 | ArcLight Capital Partners LLC | 100
natural gas peaker | Gowanus Gas Turbines Generating | 2494_G_GT32 | 2494 | G | GT32 | 1636 | Combustion Turbine |  | NY_Z_J | New York | 36 | Kings | 47 | 36047 | 16.8 | 17316 | 1971 | 9999 |  |  | N | Natural Gas, Distillate Fuel Oil | [12 empty] | 0.29 | 0.0919 | 0.0919 | 0.0919 | 0.0919 | [11 empty] | Astoria Generating | 100 | ArcLight Capital Partners LLC | 100
natural gas peaker | Gowanus Gas Turbines Generating | 2494_G_GT33 | 2494 | G | GT33 | 1637 | Combustion Turbine |  | NY_Z_J | New York | 36 | Kings | 47 | 36047 | 18.1 | 17320 | 1971 | 9999 |  |  | N | Natural Gas, Distillate Fuel Oil | [12 empty] | 0.29 | 0.0919 | 0.0919 | 0.0919 | 0.0919 | [11 empty] | Astoria Generating | 100 | ArcLight Capital Partners LLC | 100
natural gas peaker | Gowanus Gas Turbines Generating | 2494_G_GT34 | 2494 | G | GT34 | 1638 | Combustion Turbine |  | NY_Z_J | New York | 36 | Kings | 47 | 36047 | 16.2 | 17319 | 1971 | 9999 |  |  | N | Natural Gas, Distillate Fuel Oil | [12 empty] | 0.29 | 0.0919 | 0.0919 | 0.0919 | 0.0919 | [11 empty] | Astoria Generating | 100 | ArcLight Capital Partners LLC | 100
natural gas peaker | Gowanus Gas Turbines Generating | 2494_G_GT35 | 2494 | G | GT35 | 1639 | Combustion Turbine |  | NY_Z_J | New York | 36 | Kings | 47 | 36047 | 17.3 | 17317 | 1971 | 9999 |  |  | N | Natural Gas, Distillate Fuel Oil | [12 empty] | 0.29 | 0.0919 | 0.0919 | 0.0919 | 0.0919 | [11 empty] | Astoria Generating | 100 | ArcLight Capital Partners LLC | 100
natural gas peaker | Gowanus Gas Turbines Generating | 2494_G_GT36 | 2494 | G | GT36 | 1640 | Combustion Turbine |  | NY_Z_J | New York | 36 | Kings | 47 | 36047 | 15.5 | 17318 | 1971 | 9999 |  |  | N | Natural Gas, Distillate Fuel Oil | [12 empty] | 0.29 | 0.0919 | 0.0919 | 0.0919 | 0.0919 | [11 empty] | Astoria Generating | 100 | ArcLight Capital Partners LLC | 100
natural gas peaker | Gowanus Gas Turbines Generating | 2494_G_GT37 | 2494 | G | GT37 | 1641 | Combustion Turbine |  | NY_Z_J | New York | 36 | Kings | 47 | 36047 | 17.9 | 17314 | 1971 | 9999 |  |  | N | Natural Gas, Distillate Fuel Oil | [12 empty] | 0.29 | 0.0919 | 0.0919 | 0.0919 | 0.0919 | [11 empty] | Astoria Generating | 100 | ArcLight Capital Partners LLC | 100
natural gas peaker | Gowanus Gas Turbines Generating | 2494_G_GT38 | 2494 | G | GT38 | 1642 | Combustion Turbine |  | NY_Z_J | New York | 36 | Kings | 47 | 36047 | 17.6 | 17321 | 1971 | 9999 |  |  | N | Natural Gas, Distillate Fuel Oil | [12 empty] | 0.29 | 0.0919 | 0.0919 | 0.0919 | 0.0919 | [11 empty] | Astoria Generating | 100 | ArcLight Capital Partners LLC | 100
natural gas peaker | Gowanus Gas Turbines Generating | 2494_G_GT41 | 2494 | G | GT41 | 1643 | Combustion Turbine |  | NY_Z_J | New York | 36 | Kings | 47 | 36047 | 18.2 | 17313 | 1971 | 9999 |  |  | N | Distillate Fuel Oil | [12 empty] | 0.29 | 0.16278 | 0.16278 | 0.16278 | 0.16278 | [11 empty] | Astoria Generating | 100 | ArcLight Capital Partners LLC | 100
natural gas peaker | Gowanus Gas Turbines Generating | 2494_G_GT42 | 2494 | G | GT42 | 1644 | Combustion Turbine |  | NY_Z_J | New York | 36 | Kings | 47 | 36047 | 17.9 | 17314 | 1971 | 9999 |  |  | N | Distillate Fuel Oil | [12 empty] | 0.29 | 0.16278 | 0.16278 | 0.16278 | 0.16278 | [11 empty] | Astoria Generating | 100 | ArcLight Capital Partners LLC | 100
natural gas peaker | Gowanus Gas Turbines Generating | 2494_G_GT43 | 2494 | G | GT43 | 1645 | Combustion Turbine |  | NY_Z_J | New York | 36 | Kings | 47 | 36047 | 16.4 | 17311 | 1971 | 9999 |  |  | N | Distillate Fuel Oil | [12 empty] | 0.29 | 0.16278 | 0.16278 | 0.16278 | 0.16278 | [11 empty] | Astoria Generating | 100 | ArcLight Capital Partners LLC | 100
natural gas peaker | Gowanus Gas Turbines Generating | 2494_G_GT44 | 2494 | G | GT44 | 1646 | Combustion Turbine |  | NY_Z_J | New York | 36 | Kings | 47 | 36047 | 16.5 | 17314 | 1971 | 9999 |  |  | N | Distillate Fuel Oil | [12 empty] | 0.29 | 0.16278 | 0.16278 | 0.16278 | 0.16278 | [11 empty] | Astoria Generating | 100 | ArcLight Capital Partners LLC | 100
natural gas peaker | Gowanus Gas Turbines Generating | 2494_G_GT45 | 2494 | G | GT45 | 1647 | Combustion Turbine |  | NY_Z_J | New York | 36 | Kings | 47 | 36047 | 16.2 | 17314 | 1971 | 9999 |  |  | N | Distillate Fuel Oil | [12 empty] | 0.29 | 0.16278 | 0.16278 | 0.16278 | 0.16278 | [11 empty] | Astoria Generating | 100 | ArcLight Capital Partners LLC | 100
natural gas peaker | Gowanus Gas Turbines Generating | 2494_G_GT46 | 2494 | G | GT46 | 1648 | Combustion Turbine |  | NY_Z_J | New York | 36 | Kings | 47 | 36047 | 18 | 17313 | 1971 | 9999 |  |  | N | Distillate Fuel Oil | [12 empty] | 0.29 | 0.16278 | 0.16278 | 0.16278 | 0.16278 | [11 empty] | Astoria Generating | 100 | ArcLight Capital Partners LLC | 100
natural gas peaker | Gowanus Gas Turbines Generating | 2494_G_GT47 | 2494 | G | GT47 | 1649 | Combustion Turbine |  | NY_Z_J | New York | 36 | Kings | 47 | 36047 | 16.6 | 17318 | 1971 | 9999 |  |  | N | Distillate Fuel Oil | [12 empty] | 0.29 | 0.16278 | 0.16278 | 0.16278 | 0.16278 | [11 empty] | Astoria Generating | 100 | ArcLight Capital Partners LLC | 100
natural gas peaker | Gowanus Gas Turbines Generating | 2494_G_GT48 | 2494 | G | GT48 | 1650 | Combustion Turbine |  | NY_Z_J | New York | 36 | Kings | 47 | 36047 | 16.6 | 17314 | 1971 | 9999 |  |  | N | Distillate Fuel Oil | [12 empty] | 0.29 | 0.16278 | 0.16278 | 0.16278 | 0.16278 | [11 empty] | Astoria Generating | 100 | ArcLight Capital Partners LLC | 100
natural gas peaker | Narrows Gas Turbines Generating | 2499_G_NT11 | 2499 | G | NT11 | 1659 | Combustion Turbine |  | NY_Z_J | New York | 36 | Kings | 47 | 36047 | 19.6 | 17193 | 1972 | 9999 |  |  | N | Natural Gas, Distillate Fuel Oil | [12 empty] | 0.316 | 0.0919 | 0.0919 | 0.0919 | 0.0919 | [11 empty] | Astoria Generating | 100 | ArcLight Capital Partners LLC | 100
natural gas peaker | Narrows Gas Turbines Generating | 2499_G_NT12 | 2499 | G | NT12 | 1660 | Combustion Turbine |  | NY_Z_J | New York | 36 | Kings | 47 | 36047 | 17.6 | 17192 | 1972 | 9999 |  |  | N | Natural Gas, Distillate Fuel Oil | [12 empty] | 0.316 | 0.0919 | 0.0919 | 0.0919 | 0.0919 | [11 empty] | Astoria Generating | 100 | ArcLight Capital Partners LLC | 100
natural gas peaker | Narrows Gas Turbines Generating | 2499_G_NT13 | 2499 | G | NT13 | 1661 | Combustion Turbine |  | NY_Z_J | New York | 36 | Kings | 47 | 36047 | 18.6 | 17192 | 1972 | 9999 |  |  | N | Natural Gas, Distillate Fuel Oil | [12 empty] | 0.316 | 0.0919 | 0.0919 | 0.0919 | 0.0919 | [11 empty] | Astoria Generating | 100 | ArcLight Capital Partners LLC | 100
natural gas peaker | Narrows Gas Turbines Generating | 2499_G_NT14 | 2499 | G | NT14 | 1662 | Combustion Turbine |  | NY_Z_J | New York | 36 | Kings | 47 | 36047 | 18.7 | 17195 | 1972 | 9999 |  |  | N | Natural Gas, Distillate Fuel Oil | [12 empty] | 0.316 | 0.0919 | 0.0919 | 0.0919 | 0.0919 | [11 empty] | Astoria Generating | 100 | ArcLight Capital Partners LLC | 100
natural gas peaker | Narrows Gas Turbines Generating | 2499_G_NT15 | 2499 | G | NT15 | 1663 | Combustion Turbine |  | NY_Z_J | New York | 36 | Kings | 47 | 36047 | 20.6 | 17190 | 1972 | 9999 |  |  | N | Natural Gas, Distillate Fuel Oil | [12 empty] | 0.316 | 0.0919 | 0.0919 | 0.0919 | 0.0919 | [11 empty] | Astoria Generating | 100 | ArcLight Capital Partners LLC | 100
natural gas peaker | Narrows Gas Turbines Generating | 2499_G_NT16 | 2499 | G | NT16 | 1664 | Combustion Turbine |  | NY_Z_J | New York | 36 | Kings | 47 | 36047 | 15.7 | 17193 | 1972 | 9999 |  |  | N | Natural Gas, Distillate Fuel Oil | [12 empty] | 0.316 | 0.0919 | 0.0919 | 0.0919 | 0.0919 | [11 empty] | Astoria Generating | 100 | ArcLight Capital Partners LLC | 100
natural gas peaker | Narrows Gas Turbines Generating | 2499_G_NT17 | 2499 | G | NT17 | 1665 | Combustion Turbine |  | NY_Z_J | New York | 36 | Kings | 47 | 36047 | 19.8 | 17185 | 1972 | 9999 |  |  | N | Natural Gas, Distillate Fuel Oil | [12 empty] | 0.316 | 0.0919 | 0.0919 | 0.0919 | 0.0919 | [11 empty] | Astoria Generating | 100 | ArcLight Capital Partners LLC | 100
natural gas peaker | Narrows Gas Turbines Generating | 2499_G_NT18 | 2499 | G | NT18 | 1666 | Combustion Turbine |  | NY_Z_J | New York | 36 | Kings | 47 | 36047 | 17.4 | 17192 | 1972 | 9999 |  |  | N | Natural Gas, Distillate Fuel Oil | [12 empty] | 0.316 | 0.0919 | 0.0919 | 0.0919 | 0.0919 | [11 empty] | Astoria Generating | 100 | ArcLight Capital Partners LLC | 100
natural gas peaker | Narrows Gas Turbines Generating | 2499_G_NT21 | 2499 | G | NT21 | 1667 | Combustion Turbine |  | NY_Z_J | New York | 36 | Kings | 47 | 36047 | 19 | 17192 | 1972 | 9999 |  |  | N | Natural Gas, Distillate Fuel Oil | [12 empty] | 0.316 | 0.0919 | 0.0919 | 0.0919 | 0.0919 | [11 empty] | Astoria Generating | 100 | ArcLight Capital Partners LLC | 100
natural gas peaker | Narrows Gas Turbines Generating | 2499_G_NT22 | 2499 | G | NT22 | 1668 | Combustion Turbine |  | NY_Z_J | New York | 36 | Kings | 47 | 36047 | 16.3 | 17192 | 1972 | 9999 |  |  | N | Natural Gas, Distillate Fuel Oil | [12 empty] | 0.316 | 0.0919 | 0.0919 | 0.0919 | 0.0919 | [11 empty] | Astoria Generating | 100 | ArcLight Capital Partners LLC | 100
natural gas peaker | Narrows Gas Turbines Generating | 2499_G_NT23 | 2499 | G | NT23 | 1669 | Combustion Turbine |  | NY_Z_J | New York | 36 | Kings | 47 | 36047 | 17.7 | 17192 | 1972 | 9999 |  |  | N | Natural Gas, Distillate Fuel Oil | [12 empty] | 0.316 | 0.0919 | 0.0919 | 0.0919 | 0.0919 | [11 empty] | Astoria Generating | 100 | ArcLight Capital Partners LLC | 100
natural gas peaker | Narrows Gas Turbines Generating | 2499_G_NT24 | 2499 | G | NT24 | 1670 | Combustion Turbine |  | NY_Z_J | New York | 36 | Kings | 47 | 36047 | 18 | 17193 | 1972 | 9999 |  |  | N | Natural Gas, Distillate Fuel Oil | [12 empty] | 0.316 | 0.0919 | 0.0919 | 0.0919 | 0.0919 | [11 empty] | Astoria Generating | 100 | ArcLight Capital Partners LLC | 100
natural gas peaker | Narrows Gas Turbines Generating | 2499_G_NT25 | 2499 | G | NT25 | 1671 | Combustion Turbine |  | NY_Z_J | New York | 36 | Kings | 47 | 36047 | 18.4 | 17192 | 1972 | 9999 |  |  | N | Natural Gas, Distillate Fuel Oil | [12 empty] | 0.316 | 0.0919 | 0.0919 | 0.0919 | 0.0919 | [11 empty] | Astoria Generating | 100 | ArcLight Capital Partners LLC | 100
natural gas peaker | Narrows Gas Turbines Generating | 2499_G_NT26 | 2499 | G | NT26 | 1672 | Combustion Turbine |  | NY_Z_J | New York | 36 | Kings | 47 | 36047 | 16.6 | 17190 | 1972 | 9999 |  |  | N | Natural Gas, Distillate Fuel Oil | [12 empty] | 0.316 | 0.0919 | 0.0919 | 0.0919 | 0.0919 | [11 empty] | Astoria Generating | 100 | ArcLight Capital Partners LLC | 100
natural gas peaker | Narrows Gas Turbines Generating | 2499_G_NT27 | 2499 | G | NT27 | 1673 | Combustion Turbine |  | NY_Z_J | New York | 36 | Kings | 47 | 36047 | 18.9 | 17191 | 1972 | 9999 |  |  | N | Natural Gas, Distillate Fuel Oil | [12 empty] | 0.316 | 0.0919 | 0.0919 | 0.0919 | 0.0919 | [11 empty] | Astoria Generating | 100 | ArcLight Capital Partners LLC | 100
natural gas peaker | Narrows Gas Turbines Generating | 2499_G_NT28 | 2499 | G | NT28 | 1674 | Combustion Turbine |  | NY_Z_J | New York | 36 | Kings | 47 | 36047 | 16.5 | 17192 | 1972 | 9999 |  |  | N | Natural Gas, Distillate Fuel Oil | [12 empty] | 0.316 | 0.0919 | 0.0919 | 0.0919 | 0.0919 | [11 empty] | Astoria Generating | 100 | ArcLight Capital Partners LLC | 100
natural gas steam turbine | Ravenswood | 2500_B_10 | 2500 | B | 10 | 1675 | O/G Steam |  | NY_Z_J | New York | 36 | Queens | 81 | 36081 | 368 | 11015 | 1963 | 9999 | tangential | dry | N | Natural Gas |  |  |  | OFA | [8 empty] | 0.6 | 0.06421 | 0.06421 | 0.06421 | 0.06421 | [10 empty] | Yes | Helix Ravenswood LLC | 100 | LS Power Group | 100
natural gas steam turbine | Ravenswood | 2500_B_20 | 2500 | B | 20 | 1676 | O/G Steam |  | NY_Z_J | New York | 36 | Queens | 81 | 36081 | 372 | 11033 | 1963 | 9999 | tangential | dry | N | Natural Gas |  |  |  | OFA | [8 empty] | 0.6 | 0.06722 | 0.06722 | 0.06722 | 0.06722 | [10 empty] | Yes | Helix Ravenswood LLC | 100 | LS Power Group | 100
natural gas steam turbine | Ravenswood | 2500_B_30 | 2500 | B | 30 | 1677 | O/G Steam |  | NY_Z_J | New York | 36 | Queens | 81 | 36081 | 973 | 11031 | 1965 | 9999 | tangential | dry | N | Natural Gas |  |  |  | OFA | [8 empty] | 0.6 | 0.07011 | 0.07011 | 0.07011 | 0.07011 | [10 empty] | Yes | Helix Ravenswood LLC | 100 | LS Power Group | 100
natural gas peaker | Ravenswood | 2500_G_GT1 | 2500 | G | GT1 | 1682 | Combustion Turbine |  | NY_Z_J | New York | 36 | Queens | 81 | 36081 | 8.7 | 16896 | 1967 | 9999 |  |  | N | Natural Gas | [12 empty] | 0.316 | 0.0919 | 0.0919 | 0.0919 | 0.0919 | [11 empty] | Helix Ravenswood LLC | 100 | LS Power Group | 100
natural gas peaker | Ravenswood | 2500_G_GT10 | 2500 | G | GT10 | 1689 | Combustion Turbine |  | NY_Z_J | New York | 36 | Queens | 81 | 36081 | 19.2 | 16885 | 1969 | 9999 |  |  | N | Natural Gas, Distillate Fuel Oil | [12 empty] | 0.316 | 0.0919 | 0.0919 | 0.0919 | 0.0919 | [11 empty] | Helix Ravenswood LLC | 100 | LS Power Group | 100
natural gas peaker | Ravenswood | 2500_G_GT11 | 2500 | G | GT11 | 1690 | Combustion Turbine |  | NY_Z_J | New York | 36 | Queens | 81 | 36081 | 17.3 | 16888 | 1969 | 9999 |  |  | N | Natural Gas, Distillate Fuel Oil | [12 empty] | 0.316 | 0.0919 | 0.0919 | 0.0919 | 0.0919 | [11 empty] | Helix Ravenswood LLC | 100 | LS Power Group | 100
natural gas combined cycle | Ravenswood | 2500_G_4 | 2500 | G | 4 | 89141 | Combined Cycle |  | NY_Z_J | New York | 36 | Queens | 81 | 36081 | 169.7 | 7425 | 2003 | 9999 |  |  | N | Natural Gas, Distillate Fuel Oil |  |  |  | DLNB + NH3 | SCR | [8 empty] | 0.0071411 | 0.0071411 | 0.0071411 | 0.0071411 | [11 empty] | Helix Ravenswood LLC | 100 | LS Power Group | 100
natural gas combined cycle | Ravenswood | 2500_G_4S | 2500 | G | 4S | 89141 | Combined Cycle |  | NY_Z_J | New York | 36 | Queens | 81 | 36081 | 79.1 | 7425 | 2003 | 9999 | other |  | N | Natural Gas, Distillate Fuel Oil |  |  |  | LNB | SCR | [8 empty] | 0.0071411 | 0.0071411 | 0.0071411 | 0.0071411 | [11 empty] | Helix Ravenswood LLC | 100 | LS Power Group | 100
natural gas steam turbine | E F Barrett | 2511_B_10 | 2511 | B | 10 | 1719 | O/G Steam |  | NY_Z_K | New York | 36 | Nassau | 59 | 36059 | 193 | 10937 | 1956 | 9999 | tangential | dry | N | Natural Gas, Distillate Fuel Oil | [12 empty] | 0.74 | 0.08 | 0.08 | 0.08 | 0.08 | [11 empty] | National Grid Generation LLC | 100 | National Grid Plc | 100
natural gas steam turbine | E F Barrett | 2511_B_20 | 2511 | B | 20 | 1720 | O/G Steam |  | NY_Z_K | New York | 36 | Nassau | 59 | 36059 | 193 | 11042 | 1963 | 9999 | tangential | dry | N | Natural Gas |  |  |  | OFA | [8 empty] | 0.74 | 0.05065 | 0.05065 | 0.05065 | 0.05065 | [10 empty] | Yes | National Grid Generation LLC | 100 | National Grid Plc | 100
natural gas peaker | E F Barrett | 2511_G_3 | 2511 | G | 3 | 1721 | Combustion Turbine |  | NY_Z_K | New York | 36 | Nassau | 59 | 36059 | 17.2 | 16043 | 1970 | 9999 |  |  | N | Natural Gas, Distillate Fuel Oil | [12 empty] | 1.053 | 0.0919 | 0.0919 | 0.0919 | 0.0919 | [11 empty] | National Grid Generation LLC | 100 | National Grid Plc | 100
natural gas peaker | E F Barrett | 2511_G_4 | 2511 | G | 4 | 1722 | Combustion Turbine |  | NY_Z_K | New York | 36 | Nassau | 59 | 36059 | 17.1 | 16042 | 1970 | 9999 |  |  | N | Natural Gas, Distillate Fuel Oil | [12 empty] | 1.053 | 0.0919 | 0.0919 | 0.0919 | 0.0919 | [11 empty] | National Grid Generation LLC | 100 | National Grid Plc | 100
natural gas peaker | E F Barrett | 2511_G_5 | 2511 | G | 5 | 1723 | Combustion Turbine |  | NY_Z_K | New York | 36 | Nassau | 59 | 36059 | 17.3 | 16043 | 1970 | 9999 |  |  | N | Natural Gas, Distillate Fuel Oil | [12 empty] | 1.053 | 0.0919 | 0.0919 | 0.0919 | 0.0919 | [11 empty] | National Grid Generation LLC | 100 | National Grid Plc | 100
natural gas peaker | E F Barrett | 2511_G_6 | 2511 | G | 6 | 1724 | Combustion Turbine |  | NY_Z_K | New York | 36 | Nassau | 59 | 36059 | 17.8 | 16045 | 1970 | 9999 |  |  | N | Natural Gas, Distillate Fuel Oil | [12 empty] | 1.053 | 0.0919 | 0.0919 | 0.0919 | 0.0919 | [11 empty] | National Grid Generation LLC | 100 | National Grid Plc | 100
natural gas peaker | E F Barrett | 2511_G_8 | 2511 | G | 8 | 1726 | Combustion Turbine |  | NY_Z_K | New York | 36 | Nassau | 59 | 36059 | 16.9 | 16042 | 1970 | 9999 |  |  | N | Natural Gas, Distillate Fuel Oil | [12 empty] | 1.053 | 0.0919 | 0.0919 | 0.0919 | 0.0919 | [11 empty] | National Grid Generation LLC | 100 | National Grid Plc | 100
natural gas peaker | E F Barrett | 2511_G_GT1 | 2511 | G | GT1 | 1728 | Combustion Turbine |  | NY_Z_K | New York | 36 | Nassau | 59 | 36059 | 17.4 | 16046 | 1970 | 9999 |  |  | N | Natural Gas, Distillate Fuel Oil | [12 empty] | 1.053 | 0.0919 | 0.0919 | 0.0919 | 0.0919 | [11 empty] | National Grid Generation LLC | 100 | National Grid Plc | 100
natural gas peaker | E F Barrett | 2511_G_GT2 | 2511 | G | GT2 | 1728 | Combustion Turbine |  | NY_Z_K | New York | 36 | Nassau | 59 | 36059 | 17.5 | 16050 | 1970 | 9999 |  |  | N | Natural Gas, Distillate Fuel Oil | [12 empty] | 1.053 | 0.0919 | 0.0919 | 0.0919 | 0.0919 | [11 empty] | National Grid Generation LLC | 100 | National Grid Plc | 100
natural gas peaker | E F Barrett | 2511_G_10 | 2511 | G | 10 | 1729 | Combustion Turbine |  | NY_Z_K | New York | 36 | Nassau | 59 | 36059 | 39.6 | 16042 | 1971 | 9999 |  |  | N | Natural Gas, Distillate Fuel Oil | [12 empty] | 0.74 | 0.0919 | 0.0919 | 0.0919 | 0.0919 | [11 empty] | National Grid Generation LLC | 100 | National Grid Plc | 100
natural gas peaker | E F Barrett | 2511_G_11 | 2511 | G | 11 | 1731 | Combustion Turbine |  | NY_Z_K | New York | 36 | Nassau | 59 | 36059 | 40.1 | 16043 | 1971 | 9999 |  |  | N | Natural Gas, Distillate Fuel Oil | [12 empty] | 1.053 | 0.0919 | 0.0919 | 0.0919 | 0.0919 | [11 empty] | National Grid Generation LLC | 100 | National Grid Plc | 100
natural gas peaker | E F Barrett | 2511_G_12 | 2511 | G | 12 | 1733 | Combustion Turbine |  | NY_Z_K | New York | 36 | Nassau | 59 | 36059 | 40.9 | 16043 | 1971 | 9999 |  |  | N | Natural Gas, Distillate Fuel Oil | [12 empty] | 1.053 | 0.0919 | 0.0919 | 0.0919 | 0.0919 | [11 empty] | National Grid Generation LLC | 100 | National Grid Plc | 100
natural gas peaker | E F Barrett | 2511_G_9 | 2511 | G | 9 | 1735 | Combustion Turbine |  | NY_Z_K | New York | 36 | Nassau | 59 | 36059 | 40.7 | 16044 | 1971 | 9999 |  |  | N | Natural Gas, Distillate Fuel Oil | [12 empty] | 1.053 | 0.0919 | 0.0919 | 0.0919 | 0.0919 | [11 empty] | National Grid Generation LLC | 100 | National Grid Plc | 100
natural gas peaker | East Hampton | 2512_G_2 | 2512 | G | 2 |  | Combustion Turbine | IC Engine | NY_Z_K | New York | 36 | Suffolk | 103 | 36103 | 2 | 10800 | 1962 | 9999 |  |  | N | Distillate Fuel Oil | [12 empty] | 1.053 | 0.53099 | 0.53099 | 0.53099 | 0.53099 | [11 empty] | National Grid Generation LLC | 100 | National Grid Plc | 100
natural gas peaker | East Hampton | 2512_G_3 | 2512 | G | 3 |  | Combustion Turbine | IC Engine | NY_Z_K | New York | 36 | Suffolk | 103 | 36103 | 2 | 10800 | 1962 | 9999 |  |  | N | Distillate Fuel Oil | [12 empty] | 1.053 | 0.53099 | 0.53099 | 0.53099 | 0.53099 | [11 empty] | National Grid Generation LLC | 100 | National Grid Plc | 100
natural gas peaker | East Hampton | 2512_G_4 | 2512 | G | 4 |  | Combustion Turbine | IC Engine | NY_Z_K | New York | 36 | Suffolk | 103 | 36103 | 2 | 10800 | 1962 | 9999 |  |  | N | Distillate Fuel Oil | [12 empty] | 1.053 | 0.53099 | 0.53099 | 0.53099 | 0.53099 | [11 empty] | National Grid Generation LLC | 100 | National Grid Plc | 100
natural gas peaker | East Hampton | 2512_G_1 | 2512 | G | 1 | 1737 | Combustion Turbine |  | NY_Z_K | New York | 36 | Suffolk | 103 | 36103 | 19.2 | 13958 | 1970 | 9999 |  |  | N | Distillate Fuel Oil | [12 empty] | 1.053 | 0.16278 | 0.16278 | 0.16278 | 0.16278 | [11 empty] | National Grid Generation LLC | 100 | National Grid Plc | 100
natural gas peaker | Glenwood | 2514_G_GT2 | 2514 | G | GT2 | 1741 | Combustion Turbine |  | NY_Z_K | New York | 36 | Nassau | 59 | 36059 | 49 | 15453 | 1972 | 9999 |  |  | N | Distillate Fuel Oil | [12 empty] | 2.106 | 0.16278 | 0.16278 | 0.16278 | 0.16278 | [11 empty] | National Grid Generation LLC | 100 | National Grid Plc | 100
natural gas peaker | Glenwood | 2514_G_GT3 | 2514 | G | GT3 | 1742 | Combustion Turbine |  | NY_Z_K | New York | 36 | Nassau | 59 | 36059 | 55.1 | 15482 | 1972 | 9999 |  |  | N | Distillate Fuel Oil | [12 empty] | 2.106 | 0.16278 | 0.16278 | 0.16278 | 0.16278 | [11 empty] | National Grid Generation LLC | 100 | National Grid Plc | 100
natural gas steam turbine | Northport | 2516_B_1 | 2516 | B | 1 | 1743 | O/G Steam |  | NY_Z_K | New York | 36 | Suffolk | 103 | 36103 | 400 | 10733 | 1967 | 9999 | tangential | dry | N | Natural Gas |  |  |  | OFA + LNC2 | [8 empty] | 0.132 | 0.06452 | 0.06452 | 0.06452 | 0.06452 | [10 empty] | Yes | National Grid Generation LLC | 100 | National Grid Plc | 100
natural gas peaker | Northport | 2516_G_GT1 | 2516 | G | GT1 | 1747 | Combustion Turbine |  | NY_Z_K | New York | 36 | Suffolk | 103 | 36103 | 11.8 | 25000 | 1967 | 9999 |  |  | N | Distillate Fuel Oil | [12 empty] | 1.053 | 0.16278 | 0.16278 | 0.16278 | 0.16278 | [11 empty] | National Grid Generation LLC | 100 | National Grid Plc | 100
natural gas steam turbine | Northport | 2516_B_2 | 2516 | B | 2 | 1744 | O/G Steam |  | NY_Z_K | New York | 36 | Suffolk | 103 | 36103 | 399 | 10794 | 1968 | 9999 | tangential |  | N | Natural Gas, Residual Fuel Oil |  |  |  | OFA + LNC2 |  |  |  | ESPC | No |  |  |  | 0.344 | 0.06136 | 0.06136 | 0.06136 | 0.06136 | [10 empty] | Yes | National Grid Generation LLC | 100 | National Grid Plc | 100
natural gas steam turbine | Northport | 2516_B_3 | 2516 | B | 3 | 1745 | O/G Steam |  | NY_Z_K | New York | 36 | Suffolk | 103 | 36103 | 390 | 10707 | 1972 | 9999 | tangential | dry | N | Natural Gas, Residual Fuel Oil |  |  |  | OFA + LNC2 |  |  |  | ESPC | No |  |  |  | 0.299 | 0.06423 | 0.06423 | 0.06423 | 0.06423 | [10 empty] | Yes | National Grid Generation LLC | 100 | National Grid Plc | 100
natural gas steam turbine | Northport | 2516_B_4 | 2516 | B | 4 | 1746 | O/G Steam |  | NY_Z_K | New York | 36 | Suffolk | 103 | 36103 | 392 | 10605 | 1977 | 9999 | tangential | dry | N | Natural Gas, Residual Fuel Oil |  |  |  | OFA + LNC2 |  |  |  | ESPC | No |  |  |  | 0.244 | 0.04977 | 0.04977 | 0.04977 | 0.04977 | [10 empty] | Yes | National Grid Generation LLC | 100 | National Grid Plc | 100
natural gas steam turbine | Port Jefferson | 2517_B_3 | 2517 | B | 3 | 1750 | O/G Steam |  | NY_Z_K | New York | 36 | Suffolk | 103 | 36103 | 190 | 11953 | 1958 | 9999 | tangential | dry | N | Natural Gas, Residual Fuel Oil |  |  |  | OFA + LNC2 |  |  |  | ESPC | No |  |  |  | 0.294 | 0.06604 | 0.06604 | 0.06604 | 0.06604 | [11 empty] | National Grid Generation LLC | 100 | National Grid Plc | 100
natural gas steam turbine | Port Jefferson | 2517_B_4 | 2517 | B | 4 | 1751 | O/G Steam |  | NY_Z_K | New York | 36 | Suffolk | 103 | 36103 | 190 | 11684 | 1960 | 9999 | tangential | dry | N | Natural Gas, Residual Fuel Oil |  |  |  | OFA + LNC2 |  |  |  | ESPC | No |  |  |  | 0.305 | 0.05309 | 0.05309 | 0.05309 | 0.05309 | [11 empty] | National Grid Generation LLC | 100 | National Grid Plc | 100
natural gas peaker | Port Jefferson | 2517_G_GT1 | 2517 | G | GT1 | 1752 | Combustion Turbine |  | NY_Z_K | New York | 36 | Suffolk | 103 | 36103 | 12.1 | 10804 | 1966 | 9999 |  |  | N | Distillate Fuel Oil | [12 empty] | 1.053 | 0.16278 | 0.16278 | 0.16278 | 0.16278 | [11 empty] | National Grid Generation LLC | 100 | National Grid Plc | 100
natural gas peaker | Port Jefferson | 2517_G_GT2 | 2517 | G | GT2 | 10016 | Combustion Turbine |  | NY_Z_K | New York | 36 | Suffolk | 103 | 36103 | 40.5 | 10808 | 2002 | 9999 |  |  | N | Natural Gas, Distillate Fuel Oil |  |  |  | H2O | SCR | [7 empty] | 1.053 | 0.01605 | 0.01288 | 0.01605 | 0.01288 | [11 empty] | National Grid Generation LLC | 100 | National Grid Plc | 100
natural gas peaker | Port Jefferson | 2517_G_GT3 | 2517 | G | GT3 | 10017 | Combustion Turbine |  | NY_Z_K | New York | 36 | Suffolk | 103 | 36103 | 41.1 | 10810 | 2002 | 9999 |  |  | N | Natural Gas, Distillate Fuel Oil |  |  |  | H2O | SCR | [7 empty] | 1.053 | 0.01661 | 0.0139 | 0.01661 | 0.0139 | [11 empty] | National Grid Generation LLC | 100 | National Grid Plc | 100
natural gas peaker | Shoreham | 2518_G_GT2 | 2518 | G | GT2 | 2959 | Combustion Turbine |  | NY_Z_K | New York | 36 | Suffolk | 103 | 36103 | 15.9 | 16208 | 1966 | 9999 |  |  | N | Distillate Fuel Oil |  |  |  |  | SCR | [7 empty] | 1.053 | 0.78927 | 0.15785 | 0.78927 | 0.15785 | [11 empty] | National Grid Generation LLC | 100 | National Grid Plc | 100
natural gas peaker | Shoreham | 2518_G_GT1 | 2518 | G | GT1 | 2958 | Combustion Turbine |  | NY_Z_K | New York | 36 | Suffolk | 103 | 36103 | 49.8 | 16203 | 1971 | 9999 |  |  | N | Distillate Fuel Oil |  |  |  |  | SCR | [7 empty] | 1.053 | 0.70389 | 0.02816 | 0.70389 | 0.02816 | [11 empty] | National Grid Generation LLC | 100 | National Grid Plc | 100
natural gas peaker | South Hampton | 2519_G_1 | 2519 | G | 1 |  | Combustion Turbine |  | NY_Z_K | New York | 36 | Suffolk | 103 | 36103 | 8.5 | 25000 | 1963 | 9999 |  |  | N | Distillate Fuel Oil | [12 empty] | 1.053 | 0.4307 | 0.4307 | 0.4307 | 0.4307 | [11 empty] | National Grid Generation LLC | 100 | National Grid Plc | 100
natural gas peaker | Southold | 2520_G_1 | 2520 | G | 1 |  | Combustion Turbine |  | NY_Z_K | New York | 36 | Suffolk | 103 | 36103 | 10 | 25000 | 1964 | 9999 |  |  | N | Distillate Fuel Oil | [12 empty] | 1.053 | 0.4307 | 0.4307 | 0.4307 | 0.4307 | [11 empty] | National Grid Generation LLC | 100 | National Grid Plc | 100
natural gas peaker | West Babylon | 2521_G_4 | 2521 | G | 4 | 1753 | Combustion Turbine |  | NY_Z_K | New York | 36 | Suffolk | 103 | 36103 | 49.7 | 15764 | 1971 | 9999 |  |  | N | Distillate Fuel Oil | [12 empty] | 1.053 | 0.38759 | 0.38759 | 0.38759 | 0.38759 | [11 empty] | National Grid Generation LLC | 100 | National Grid Generation LLC | 100
hydro | Cadyville | 2522_G_2 | 2522 | G | 2 |  | Hydro |  | NY_Z_D | New York | 36 | Clinton | 19 | 36019 | 1.2 | 0 | 1921 | 9999 |  |  | N | Hydro | [13 empty] | 0 | 0 | 0 | 0 | [11 empty] | New York State Electric & Gas Corp | 100 | Iberdrola SA | 100
hydro | Cadyville | 2522_G_3 | 2522 | G | 3 |  | Hydro |  | NY_Z_D | New York | 36 | Clinton | 19 | 36019 | 3.1 | 0 | 1986 | 9999 |  |  | N | Hydro | [13 empty] | 0 | 0 | 0 | 0 | [11 empty] | New York State Electric & Gas Corp | 100 | Iberdrola SA | 100
natural gas steam turbine | Greenidge Generation LLC | 2527_B_6 | 2527 | B | 6 | 1759 | O/G Steam |  | NY_Z_C&E | New York | 36 | Yates | 123 | 36123 | 104 | 11153 | 1953 | 9999 | tangential | wet | N | Natural Gas |  |  |  | LNC1 | SCR | [7 empty] | 3.8 | 0.25503 | 0.0231 | 0.25503 | 0.0231 | [11 empty] | Atlas Holdings LLC | 100 | Atlas Holdings LLC | 100
natural gas peaker | Harris Lake | 2528_G_1 | 2528 | G | 1 |  | Combustion Turbine | IC Engine | NY_Z_D | New York | 36 | Essex | 31 | 36031 | 1.7 | 15223 | 1967 | 9999 |  |  | N | Distillate Fuel Oil | [12 empty] | 1.053 | 0.27131 | 0.27131 | 0.27131 | 0.27131 | [11 empty] | New York State Electric & Gas Corp | 100 | Iberdrola SA | 100
natural gas peaker | Harris Lake | 2528_G_2 | 2528 | G | 2 |  | Combustion Turbine | IC Engine | NY_Z_D | New York | 36 | Essex | 31 | 36031 | 2.3 | 15013 | 2017 | 9999 |  |  | N | Distillate Fuel Oil | [13 empty] | 0.63126 | 0.63126 | 0.63126 | 0.63126 | [11 empty] | New York State Electric & Gas Corp | 100 | Iberdrola SA | 100
hydro | High Falls - Saranac NY | 2530_G_1 | 2530 | G | 1 |  | Hydro |  | NY_Z_D | New York | 36 | Clinton | 19 | 36019 | 4 | 0 | 1948 | 9999 |  |  | N | Hydro | [13 empty] | 0 | 0 | 0 | 0 | [11 empty] | New York State Electric & Gas Corp | 100 | Iberdrola SA | 100
hydro | High Falls - Saranac NY | 2530_G_3 | 2530 | G | 3 |  | Hydro |  | NY_Z_D | New York | 36 | Clinton | 19 | 36019 | 7 | 0 | 1956 | 9999 |  |  | N | Hydro | [13 empty] | 0 | 0 | 0 | 0 | [11 empty] | New York State Electric & Gas Corp | 100 | Iberdrola SA | 100
hydro | Kent Falls | 2532_G_1 | 2532 | G | 1 |  | Hydro |  | NY_Z_D | New York | 36 | Clinton | 19 | 36019 | 3.8 | 0 | 1928 | 9999 |  |  | N | Hydro | [13 empty] | 0 | 0 | 0 | 0 | [11 empty] | New York State Electric & Gas Corp | 100 | Iberdrola SA | 100
hydro | Kent Falls | 2532_G_2 | 2532 | G | 2 |  | Hydro |  | NY_Z_D | New York | 36 | Clinton | 19 | 36019 | 3.8 | 0 | 1928 | 9999 |  |  | N | Hydro | [13 empty] | 0 | 0 | 0 | 0 | [11 empty] | New York State Electric & Gas Corp | 100 | Iberdrola SA | 100
hydro | Kent Falls | 2532_G_3 | 2532 | G | 3 |  | Hydro |  | NY_Z_D | New York | 36 | Clinton | 19 | 36019 | 6 | 0 | 1985 | 9999 |  |  | N | Hydro | [13 empty] | 0 | 0 | 0 | 0 | [11 empty] | New York State Electric & Gas Corp | 100 | Iberdrola SA | 100
natural gas combined cycle | Bethlehem Energy Center | 2539_G_5 | 2539 | G | 5 | 1771 | Combined Cycle |  | NY_Z_F | New York | 36 | Albany | 1 | 36001 | 182.6 | 7056 | 2005 | 9999 |  |  | N | Natural Gas |  |  |  | LNB | SCR | [8 empty] | 0.0072206 | 0.0072206 | 0.0072206 | 0.0072206 | [11 empty] | PSEG Power New York Inc | 100 | Public Service Enterprise Group Inc | 100
natural gas combined cycle | Bethlehem Energy Center | 2539_G_6 | 2539 | G | 6 | 1772 | Combined Cycle |  | NY_Z_F | New York | 36 | Albany | 1 | 36001 | 182.6 | 7056 | 2005 | 9999 |  |  | N | Natural Gas |  |  |  | LNB | SCR | [8 empty] | 0.0072206 | 0.0072206 | 0.0072206 | 0.0072206 | [11 empty] | PSEG Power New York Inc | 100 | Public Service Enterprise Group Inc | 100
natural gas combined cycle | Bethlehem Energy Center | 2539_G_7 | 2539 | G | 7 | 1773 | Combined Cycle |  | NY_Z_F | New York | 36 | Albany | 1 | 36001 | 182.6 | 7056 | 2005 | 9999 |  |  | N | Natural Gas |  |  |  | LNB | SCR | [8 empty] | 0.0072206 | 0.0072206 | 0.0072206 | 0.0072206 | [11 empty] | PSEG Power New York Inc | 100 | Public Service Enterprise Group Inc | 100
natural gas combined cycle | Bethlehem Energy Center | 2539_G_8 | 2539 | G | 8 | 1771 | Combined Cycle |  | NY_Z_F | New York | 36 | Albany | 1 | 36001 | 257 | 7056 | 2005 | 9999 |  |  | N | Natural Gas |  |  |  | LNB | SCR | [8 empty] | 0.0072206 | 0.0072206 | 0.0072206 | 0.0072206 | [11 empty] | PSEG Power New York Inc | 100 | Public Service Enterprise Group Inc | 100
hydro | Allens Falls | 2540_G_1 | 2540 | G | 1 |  | Hydro |  | NY_Z_D | New York | 36 | St Lawrence | 89 | 36089 | 3.5 | 0 | 1927 | 9999 |  |  | N | Hydro | [13 empty] | 0 | 0 | 0 | 0 | [11 empty] | Brookfield Renewable Energy Partners LP | 100 | Brookfield Asset Management Inc | 100
hydro | Beardslee | 2543_G_1 | 2543 | G | 1 |  | Hydro |  | NY_Z_F | New York | 36 | Herkimer | 43 | 36043 | 8.5 | 0 | 1924 | 9999 |  |  | N | Hydro | [13 empty] | 0 | 0 | 0 | 0 | [11 empty] | Brookfield Renewable Energy Partners LP | 100 | Brookfield Asset Management Inc | 100
hydro | Beardslee | 2543_G_2 | 2543 | G | 2 |  | Hydro |  | NY_Z_F | New York | 36 | Herkimer | 43 | 36043 | 8.1 | 0 | 1924 | 9999 |  |  | N | Hydro | [13 empty] | 0 | 0 | 0 | 0 | [11 empty] | Brookfield Renewable Energy Partners LP | 100 | Brookfield Asset Management Inc | 100
hydro | Belfort | 2544_G_1 | 2544 | G | 1 |  | Hydro |  | NY_Z_C&E | New York | 36 | Lewis | 49 | 36049 | 0.4 | 0 | 1903 | 9999 |  |  | N | Hydro | [13 empty] | 0 | 0 | 0 | 0 | [11 empty] | Brookfield Renewable Energy Partners LP | 100 | Brookfield Asset Management Inc | 100
hydro | Belfort | 2544_G_2 | 2544 | G | 2 |  | Hydro |  | NY_Z_C&E | New York | 36 | Lewis | 49 | 36049 | 0.5 | 0 | 1915 | 9999 |  |  | N | Hydro | [13 empty] | 0 | 0 | 0 | 0 | [11 empty] | Brookfield Renewable Energy Partners LP | 100 | Brookfield Asset Management Inc | 100
hydro | Belfort | 2544_G_3 | 2544 | G | 3 |  | Hydro |  | NY_Z_C&E | New York | 36 | Lewis | 49 | 36049 | 0.9 | 0 | 1918 | 9999 |  |  | N | Hydro | [13 empty] | 0 | 0 | 0 | 0 | [11 empty] | Brookfield Renewable Energy Partners LP | 100 | Brookfield Asset Management Inc | 100
hydro | Bennetts Bridge | 2545_G_1 | 2545 | G | 1 |  | Hydro |  | NY_Z_C&E | New York | 36 | Oswego | 75 | 36075 | 8.4 | 0 | 1932 | 9999 |  |  | N | Hydro | [13 empty] | 0 | 0 | 0 | 0 | [11 empty] | Brookfield Renewable Energy Partners LP | 100 | Brookfield Asset Management Inc | 100
hydro | Bennetts Bridge | 2545_G_2 | 2545 | G | 2 |  | Hydro |  | NY_Z_C&E | New York | 36 | Oswego | 75 | 36075 | 8.4 | 0 | 1932 | 9999 |  |  | N | Hydro | [13 empty] | 0 | 0 | 0 | 0 | [11 empty] | Brookfield Renewable Energy Partners LP | 100 | Brookfield Asset Management Inc | 100
hydro | Bennetts Bridge | 2545_G_3 | 2545 | G | 3 |  | Hydro |  | NY_Z_C&E | New York | 36 | Oswego | 75 | 36075 | 6.3 | 0 | 1966 | 9999 |  |  | N | Hydro | [13 empty] | 0 | 0 | 0 | 0 | [11 empty] | Brookfield Renewable Energy Partners LP | 100 | Brookfield Asset Management Inc | 100
hydro | Bennetts Bridge | 2545_G_4 | 2545 | G | 4 |  | Hydro |  | NY_Z_C&E | New York | 36 | Oswego | 75 | 36075 | 7.2 | 0 | 1966 | 9999 |  |  | N | Hydro | [13 empty] | 0 | 0 | 0 | 0 | [11 empty] | Brookfield Renewable Energy Partners LP | 100 | Brookfield Asset Management Inc | 100
hydro | Black River | 2546_G_1 | 2546 | G | 1 |  | Hydro |  | NY_Z_C&E | New York | 36 | Jefferson | 45 | 36045 | 1.5 | 0 | 1920 | 9999 |  |  | N | Hydro | [13 empty] | 0 | 0 | 0 | 0 | [11 empty] | Brookfield Renewable Energy Partners LP | 100 | Brookfield Asset Management Inc | 100
hydro | Black River | 2546_G_2 | 2546 | G | 2 |  | Hydro |  | NY_Z_C&E | New York | 36 | Jefferson | 45 | 36045 | 1.5 | 0 | 1920 | 9999 |  |  | N | Hydro | [13 empty] | 0 | 0 | 0 | 0 | [11 empty] | Brookfield Renewable Energy Partners LP | 100 | Brookfield Asset Management Inc | 100
hydro | Black River | 2546_G_3 | 2546 | G | 3 |  | Hydro |  | NY_Z_C&E | New York | 36 | Jefferson | 45 | 36045 | 1.5 | 0 | 1920 | 9999 |  |  | N | Hydro | [13 empty] | 0 | 0 | 0 | 0 | [11 empty] | Brookfield Renewable Energy Partners LP | 100 | Brookfield Asset Management Inc | 100
hydro | Blake | 2547_G_1 | 2547 | G | 1 |  | Hydro |  | NY_Z_C&E | New York | 36 | St Lawrence | 89 | 36089 | 14.2 | 0 | 1957 | 9999 |  |  | N | Hydro | [13 empty] | 0 | 0 | 0 | 0 | [11 empty] | Brookfield Renewable Energy Partners LP | 100 | Brookfield Asset Management Inc | 100
hydro | Browns Falls | 2548_G_1 | 2548 | G | 1 |  | Hydro |  | NY_Z_C&E | New York | 36 | St Lawrence | 89 | 36089 | 7.9 | 0 | 1923 | 9999 |  |  | N | Hydro | [13 empty] | 0 | 0 | 0 | 0 | [11 empty] | Brookfield Renewable Energy Partners LP | 100 | Brookfield Asset Management Inc | 100
hydro | Browns Falls | 2548_G_2 | 2548 | G | 2 |  | Hydro |  | NY_Z_C&E | New York | 36 | St Lawrence | 89 | 36089 | 7.9 | 0 | 1923 | 9999 |  |  | N | Hydro | [13 empty] | 0 | 0 | 0 | 0 | [11 empty] | Brookfield Renewable Energy Partners LP | 100 | Brookfield Asset Management Inc | 100
hydro | Chasm | 2550_G_1 | 2550 | G | 1 |  | Hydro |  | NY_Z_D | New York | 36 | Franklin | 33 | 36033 | 0.5 | 0 | 1913 | 9999 |  |  | N | Hydro | [13 empty] | 0 | 0 | 0 | 0 | [11 empty] | Brookfield Renewable Energy Partners LP | 100 | Brookfield Asset Management Inc | 100
hydro | Chasm | 2550_G_2 | 2550 | G | 2 |  | Hydro |  | NY_Z_D | New York | 36 | Franklin | 33 | 36033 | 0.5 | 0 | 1913 | 9999 |  |  | N | Hydro | [13 empty] | 0 | 0 | 0 | 0 | [11 empty] | Brookfield Renewable Energy Partners LP | 100 | Brookfield Asset Management Inc | 100
hydro | Chasm | 2550_G_3 | 2550 | G | 3 |  | Hydro |  | NY_Z_D | New York | 36 | Franklin | 33 | 36033 | 0.6 | 0 | 1926 | 9999 |  |  | N | Hydro | [13 empty] | 0 | 0 | 0 | 0 | [11 empty] | Brookfield Renewable Energy Partners LP | 100 | Brookfield Asset Management Inc | 100
hydro | Colton | 2551_G_1 | 2551 | G | 1 |  | Hydro |  | NY_Z_C&E | New York | 36 | St Lawrence | 89 | 36089 | 9.9 | 0 | 1918 | 9999 |  |  | N | Hydro | [13 empty] | 0 | 0 | 0 | 0 | [11 empty] | Brookfield Renewable Energy Partners LP | 100 | Brookfield Asset Management Inc | 100
hydro | Colton | 2551_G_2 | 2551 | G | 2 |  | Hydro |  | NY_Z_C&E | New York | 36 | St Lawrence | 89 | 36089 | 10.3 | 0 | 1918 | 9999 |  |  | N | Hydro | [13 empty] | 0 | 0 | 0 | 0 | [11 empty] | Brookfield Renewable Energy Partners LP | 100 | Brookfield Asset Management Inc | 100
hydro | Colton | 2551_G_3 | 2551 | G | 3 |  | Hydro |  | NY_Z_C&E | New York | 36 | St Lawrence | 89 | 36089 | 9.5 | 0 | 1928 | 9999 |  |  | N | Hydro | [13 empty] | 0 | 0 | 0 | 0 | [11 empty] | Brookfield Renewable Energy Partners LP | 100 | Brookfield Asset Management Inc | 100
hydro | Deferiet | 2552_G_1 | 2552 | G | 1 |  | Hydro |  | NY_Z_C&E | New York | 36 | Jefferson | 45 | 36045 | 3.6 | 0 | 1925 | 9999 |  |  | N | Hydro | [13 empty] | 0 | 0 | 0 | 0 | [11 empty] | Brookfield Renewable Energy Partners LP | 100 | Brookfield Asset Management Inc | 100
hydro | Deferiet | 2552_G_2 | 2552 | G | 2 |  | Hydro |  | NY_Z_C&E | New York | 36 | Jefferson | 45 | 36045 | 3.6 | 0 | 1925 | 9999 |  |  | N | Hydro | [13 empty] | 0 | 0 | 0 | 0 | [11 empty] | Brookfield Renewable Energy Partners LP | 100 | Brookfield Asset Management Inc | 100
hydro | Deferiet | 2552_G_3 | 2552 | G | 3 |  | Hydro |  | NY_Z_C&E | New York | 36 | Jefferson | 45 | 36045 | 3.6 | 0 | 1925 | 9999 |  |  | N | Hydro | [13 empty] | 0 | 0 | 0 | 0 | [11 empty] | Brookfield Renewable Energy Partners LP | 100 | Brookfield Asset Management Inc | 100
hydro | Eagle | 2555_G_1 | 2555 | G | 1 |  | Hydro |  | NY_Z_C&E | New York | 36 | Lewis | 49 | 36049 | 1.4 | 0 | 1914 | 9999 |  |  | N | Hydro | [13 empty] | 0 | 0 | 0 | 0 | [11 empty] | Brookfield Renewable Energy Partners LP | 100 | Brookfield Asset Management Inc | 100
hydro | Eagle | 2555_G_2 | 2555 | G | 2 |  | Hydro |  | NY_Z_C&E | New York | 36 | Lewis | 49 | 36049 | 1.2 | 0 | 1915 | 9999 |  |  | N | Hydro | [13 empty] | 0 | 0 | 0 | 0 | [11 empty] | Brookfield Renewable Energy Partners LP | 100 | Brookfield Asset Management Inc | 100
hydro | Eagle | 2555_G_3 | 2555 | G | 3 |  | Hydro |  | NY_Z_C&E | New York | 36 | Lewis | 49 | 36049 | 1.2 | 0 | 1919 | 9999 |  |  | N | Hydro | [13 empty] | 0 | 0 | 0 | 0 | [11 empty] | Brookfield Renewable Energy Partners LP | 100 | Brookfield Asset Management Inc | 100
hydro | Eagle | 2555_G_4 | 2555 | G | 4 |  | Hydro |  | NY_Z_C&E | New York | 36 | Lewis | 49 | 36049 | 2 | 0 | 1925 | 9999 |  |  | N | Hydro | [13 empty] | 0 | 0 | 0 | 0 | [11 empty] | Brookfield Renewable Energy Partners LP | 100 | Brookfield Asset Management Inc | 100
hydro | Eel Weir | 2556_G_1 | 2556 | G | 1 |  | Hydro |  | NY_Z_C&E | New York | 36 | St Lawrence | 89 | 36089 | 0.4 | 0 | 1928 | 9999 |  |  | N | Hydro | [13 empty] | 0 | 0 | 0 | 0 | [11 empty] | Brookfield Renewable Energy Partners LP | 100 | Brookfield Asset Management Inc | 100
hydro | Eel Weir | 2556_G_2 | 2556 | G | 2 |  | Hydro |  | NY_Z_C&E | New York | 36 | St Lawrence | 89 | 36089 | 0.8 | 0 | 1928 | 9999 |  |  | N | Hydro | [13 empty] | 0 | 0 | 0 | 0 | [11 empty] | Brookfield Renewable Energy Partners LP | 100 | Brookfield Asset Management Inc | 100
hydro | Eel Weir | 2556_G_3 | 2556 | G | 3 |  | Hydro |  | NY_Z_C&E | New York | 36 | St Lawrence | 89 | 36089 | 0.8 | 0 | 1928 | 9999 |  |  | N | Hydro | [13 empty] | 0 | 0 | 0 | 0 | [11 empty] | Brookfield Renewable Energy Partners LP | 100 | Brookfield Asset Management Inc | 100
hydro | Effley | 2557_G_1 | 2557 | G | 1 |  | Hydro |  | NY_Z_C&E | New York | 36 | Lewis | 49 | 36049 | 0.4 | 0 | 1902 | 9999 |  |  | N | Hydro | [13 empty] | 0 | 0 | 0 | 0 | [11 empty] | Brookfield Renewable Energy Partners LP | 100 | Brookfield Asset Management Inc | 100
hydro | Effley | 2557_G_2 | 2557 | G | 2 |  | Hydro |  | NY_Z_C&E | New York | 36 | Lewis | 49 | 36049 | 0.4 | 0 | 1907 | 9999 |  |  | N | Hydro | [13 empty] | 0 | 0 | 0 | 0 | [11 empty] | Brookfield Renewable Energy Partners LP | 100 | Brookfield Asset Management Inc | 100
hydro | Effley | 2557_G_3 | 2557 | G | 3 |  | Hydro |  | NY_Z_C&E | New York | 36 | Lewis | 49 | 36049 | 0.4 | 0 | 1910 | 9999 |  |  | N | Hydro | [13 empty] | 0 | 0 | 0 | 0 | [11 empty] | Brookfield Renewable Energy Partners LP | 100 | Brookfield Asset Management Inc | 100
hydro | Effley | 2557_G_4 | 2557 | G | 4 |  | Hydro |  | NY_Z_C&E | New York | 36 | Lewis | 49 | 36049 | 1.7 | 0 | 1923 | 9999 |  |  | N | Hydro | [13 empty] | 0 | 0 | 0 | 0 | [11 empty] | Brookfield Renewable Energy Partners LP | 100 | Brookfield Asset Management Inc | 100
hydro | Elmer | 2559_G_1 | 2559 | G | 1 |  | Hydro |  | NY_Z_C&E | New York | 36 | Lewis | 49 | 36049 | 1 | 0 | 1916 | 9999 |  |  | N | Hydro | [13 empty] | 0 | 0 | 0 | 0 | [11 empty] | Brookfield Renewable Energy Partners LP | 100 | Brookfield Asset Management Inc | 100
hydro | Elmer | 2559_G_2 | 2559 | G | 2 |  | Hydro |  | NY_Z_C&E | New York | 36 | Lewis | 49 | 36049 | 1 | 0 | 1916 | 9999 |  |  | N | Hydro | [13 empty] | 0 | 0 | 0 | 0 | [11 empty] | Brookfield Renewable Energy Partners LP | 100 | Brookfield Asset Management Inc | 100
hydro | Ephratah | 2560_G_2 | 2560 | G | 2 |  | Hydro |  | NY_Z_F | New York | 36 | Fulton | 35 | 36035 | 0.9 | 0 | 1911 | 9999 |  |  | N | Hydro | [13 empty] | 0 | 0 | 0 | 0 | [11 empty] | Brookfield Renewable Energy Partners LP | 100 | Brookfield Asset Management Inc | 100
hydro | Ephratah | 2560_G_3 | 2560 | G | 3 |  | Hydro |  | NY_Z_F | New York | 36 | Fulton | 35 | 36035 | 0.9 | 0 | 1911 | 9999 |  |  | N | Hydro | [13 empty] | 0 | 0 | 0 | 0 | [11 empty] | Brookfield Renewable Energy Partners LP | 100 | Brookfield Asset Management Inc | 100
hydro | Ephratah | 2560_G_4 | 2560 | G | 4 |  | Hydro |  | NY_Z_F | New York | 36 | Fulton | 35 | 36035 | 1 | 0 | 1911 | 9999 |  |  | N | Hydro | [13 empty] | 0 | 0 | 0 | 0 | [11 empty] | Brookfield Renewable Energy Partners LP | 100 | Brookfield Asset Management Inc | 100
hydro | Ephratah | 2560_G_1 | 2560 | G | 1 |  | Hydro |  | NY_Z_F | New York | 36 | Fulton | 35 | 36035 | 0.9 | 0 | 1920 | 9999 |  |  | N | Hydro | [13 empty] | 0 | 0 | 0 | 0 | [11 empty] | Brookfield Renewable Energy Partners LP | 100 | Brookfield Asset Management Inc | 100
hydro | East Norfolk | 2561_G_1 | 2561 | G | 1 |  | Hydro |  | NY_Z_C&E | New York | 36 | St Lawrence | 89 | 36089 | 4.1 | 0 | 1928 | 9999 |  |  | N | Hydro | [13 empty] | 0 | 0 | 0 | 0 | [11 empty] | Brookfield Renewable Energy Partners LP | 100 | Brookfield Asset Management Inc | 100
hydro | Five Falls | 2562_G_1 | 2562 | G | 1 |  | Hydro |  | NY_Z_C&E | New York | 36 | St Lawrence | 89 | 36089 | 22.4 | 0 | 1955 | 9999 |  |  | N | Hydro | [13 empty] | 0 | 0 | 0 | 0 | [11 empty] | Brookfield Renewable Energy Partners LP | 100 | Brookfield Asset Management Inc | 100
hydro | Flat Rock | 2563_G_1 | 2563 | G | 1 |  | Hydro |  | NY_Z_C&E | New York | 36 | St Lawrence | 89 | 36089 | 2.4 | 0 | 1924 | 9999 |  |  | N | Hydro | [13 empty] | 0 | 0 | 0 | 0 | [11 empty] | Brookfield Renewable Energy Partners LP | 100 | Brookfield Asset Management Inc | 100
hydro | Flat Rock | 2563_G_2 | 2563 | G | 2 |  | Hydro |  | NY_Z_C&E | New York | 36 | St Lawrence | 89 | 36089 | 2.8 | 0 | 1924 | 9999 |  |  | N | Hydro | [13 empty] | 0 | 0 | 0 | 0 | [11 empty] | Brookfield Renewable Energy Partners LP | 100 | Brookfield Asset Management Inc | 100
hydro | Franklin (NY) | 2564_G_1 | 2564 | G | 1 |  | Hydro |  | NY_Z_D | New York | 36 | Franklin | 33 | 36033 | 0.9 | 0 | 1911 | 9999 |  |  | N | Hydro | [13 empty] | 0 | 0 | 0 | 0 | [11 empty] | Brookfield Renewable Energy Partners LP | 100 | Brookfield Asset Management Inc | 100
hydro | Franklin (NY) | 2564_G_2 | 2564 | G | 2 |  | Hydro |  | NY_Z_D | New York | 36 | Franklin | 33 | 36033 | 1.1 | 0 | 1926 | 9999 |  |  | N | Hydro | [13 empty] | 0 | 0 | 0 | 0 | [11 empty] | Brookfield Renewable Energy Partners LP | 100 | Brookfield Asset Management Inc | 100
hydro | Fulton Hydro | 2566_G_1 | 2566 | G | 1 |  | Hydro |  | NY_Z_C&E | New York | 36 | Oswego | 75 | 36075 | 0.1 | 0 | 1924 | 9999 |  |  | N | Hydro | [13 empty] | 0 | 0 | 0 | 0 | [11 empty] | Brookfield Renewable Energy Partners LP | 100 | Brookfield Asset Management Inc | 100
hydro | Fulton Hydro | 2566_G_2 | 2566 | G | 2 |  | Hydro |  | NY_Z_C&E | New York | 36 | Oswego | 75 | 36075 | 0.1 | 0 | 1928 | 9999 |  |  | N | Hydro | [13 empty] | 0 | 0 | 0 | 0 | [11 empty] | Brookfield Renewable Energy Partners LP | 100 | Brookfield Asset Management Inc | 100
hydro | Glenwood Hydro | 2568_G_1 | 2568 | G | 1 |  | Hydro |  | NY_Z_B | New York | 36 | Orleans | 73 | 36073 | 0.5 | 0 | 1950 | 9999 |  |  | N | Hydro | [13 empty] | 0 | 0 | 0 | 0 | [11 empty] | Brookfield Renewable Energy Partners LP | 100 | Brookfield Asset Management Inc | 100
hydro | Glenwood Hydro | 2568_G_2 | 2568 | G | 2 |  | Hydro |  | NY_Z_B | New York | 36 | Orleans | 73 | 36073 | 0.5 | 0 | 1950 | 9999 |  |  | N | Hydro | [13 empty] | 0 | 0 | 0 | 0 | [11 empty] | Brookfield Renewable Energy Partners LP | 100 | Brookfield Asset Management Inc | 100
hydro | Glenwood Hydro | 2568_G_3 | 2568 | G | 3 |  | Hydro |  | NY_Z_B | New York | 36 | Orleans | 73 | 36073 | 0.5 | 0 | 1950 | 9999 |  |  | N | Hydro | [13 empty] | 0 | 0 | 0 | 0 | [11 empty] | Brookfield Renewable Energy Partners LP | 100 | Brookfield Asset Management Inc | 100
hydro | Granby | 2569_G_1 | 2569 | G | 1 |  | Hydro |  | NY_Z_C&E | New York | 36 | Oswego | 75 | 36075 | 5.1 | 0 | 1983 | 9999 |  |  | N | Hydro | [13 empty] | 0 | 0 | 0 | 0 | [11 empty] | Brookfield Renewable Energy Partners LP | 100 | Brookfield Asset Management Inc | 100
hydro | Granby | 2569_G_2 | 2569 | G | 2 |  | Hydro |  | NY_Z_C&E | New York | 36 | Oswego | 75 | 36075 | 5.1 | 0 | 1983 | 9999 |  |  | N | Hydro | [13 empty] | 0 | 0 | 0 | 0 | [11 empty] | Brookfield Renewable Energy Partners LP | 100 | Brookfield Asset Management Inc | 100
hydro | Hannawa | 2571_G_1 | 2571 | G | 1 |  | Hydro |  | NY_Z_C&E | New York | 36 | St Lawrence | 89 | 36089 | 3.6 | 0 | 1914 | 9999 |  |  | N | Hydro | [13 empty] | 0 | 0 | 0 | 0 | [11 empty] | Brookfield Renewable Energy Partners LP | 100 | Brookfield Asset Management Inc | 100
hydro | Hannawa | 2571_G_2 | 2571 | G | 2 |  | Hydro |  | NY_Z_C&E | New York | 36 | St Lawrence | 89 | 36089 | 3.9 | 0 | 1920 | 9999 |  |  | N | Hydro | [13 empty] | 0 | 0 | 0 | 0 | [11 empty] | Brookfield Renewable Energy Partners LP | 100 | Brookfield Asset Management Inc | 100
hydro | Herrings | 2572_G_1 | 2572 | G | 1 |  | Hydro |  | NY_Z_C&E | New York | 36 | Jefferson | 45 | 36045 | 1.5 | 0 | 1924 | 9999 |  |  | N | Hydro | [13 empty] | 0 | 0 | 0 | 0 | [11 empty] | Brookfield Renewable Energy Partners LP | 100 | Brookfield Asset Management Inc | 100
hydro | Herrings | 2572_G_2 | 2572 | G | 2 |  | Hydro |  | NY_Z_C&E | New York | 36 | Jefferson | 45 | 36045 | 1.5 | 0 | 1924 | 9999 |  |  | N | Hydro | [13 empty] | 0 | 0 | 0 | 0 | [11 empty] | Brookfield Renewable Energy Partners LP | 100 | Brookfield Asset Management Inc | 100
hydro | Herrings | 2572_G_3 | 2572 | G | 3 |  | Hydro |  | NY_Z_C&E | New York | 36 | Jefferson | 45 | 36045 | 1.5 | 0 | 1924 | 9999 |  |  | N | Hydro | [13 empty] | 0 | 0 | 0 | 0 | [11 empty] | Brookfield Renewable Energy Partners LP | 100 | Brookfield Asset Management Inc | 100
hydro | Heuvelton | 2573_G_1 | 2573 | G | 1 |  | Hydro |  | NY_Z_C&E | New York | 36 | St Lawrence | 89 | 36089 | 0.4 | 0 | 1924 | 9999 |  |  | N | Hydro | [13 empty] | 0 | 0 | 0 | 0 | [11 empty] | Brookfield Renewable Energy Partners LP | 100 | Brookfield Asset Management Inc | 100
hydro | Heuvelton | 2573_G_2 | 2573 | G | 2 |  | Hydro |  | NY_Z_C&E | New York | 36 | St Lawrence | 89 | 36089 | 0.4 | 0 | 1924 | 9999 |  |  | N | Hydro | [13 empty] | 0 | 0 | 0 | 0 | [11 empty] | Brookfield Renewable Energy Partners LP | 100 | Brookfield Asset Management Inc | 100
hydro | High Dam | 2574_G_1 | 2574 | G | 1 |  | Hydro |  | NY_Z_C&E | New York | 36 | Oswego | 75 | 36075 | 2.2 | 0 | 1928 | 9999 |  |  | N | Hydro | [13 empty] | 0 | 0 | 0 | 0 | [11 empty] | Oswego (City of) | 100 | Oswego (City of) | 100
hydro | High Dam | 2574_G_2 | 2574 | G | 2 |  | Hydro |  | NY_Z_C&E | New York | 36 | Oswego | 75 | 36075 | 2.2 | 0 | 1928 | 9999 |  |  | N | Hydro | [13 empty] | 0 | 0 | 0 | 0 | [11 empty] | Oswego (City of) | 100 | Oswego (City of) | 100
hydro | High Dam | 2574_G_3 | 2574 | G | 3 |  | Hydro |  | NY_Z_C&E | New York | 36 | Oswego | 75 | 36075 | 2.2 | 0 | 1928 | 9999 |  |  | N | Hydro | [13 empty] | 0 | 0 | 0 | 0 | [11 empty] | Oswego (City of) | 100 | Oswego (City of) | 100
hydro | High Dam | 2574_G_4 | 2574 | G | 4 |  | Hydro |  | NY_Z_C&E | New York | 36 | Oswego | 75 | 36075 | 2.2 | 0 | 1949 | 9999 |  |  | N | Hydro | [13 empty] | 0 | 0 | 0 | 0 | [11 empty] | Oswego (City of) | 100 | Oswego (City of) | 100
hydro | High Falls - Croghan NY | 2575_G_1 | 2575 | G | 1 |  | Hydro |  | NY_Z_C&E | New York | 36 | Lewis | 49 | 36049 | 1.8 | 0 | 1925 | 9999 |  |  | N | Hydro | [13 empty] | 0 | 0 | 0 | 0 | [11 empty] | Brookfield Renewable Energy Partners LP | 100 | Brookfield Asset Management Inc | 100
hydro | High Falls - Croghan NY | 2575_G_2 | 2575 | G | 2 |  | Hydro |  | NY_Z_C&E | New York | 36 | Lewis | 49 | 36049 | 1.8 | 0 | 1925 | 9999 |  |  | N | Hydro | [13 empty] | 0 | 0 | 0 | 0 | [11 empty] | Brookfield Renewable Energy Partners LP | 100 | Brookfield Asset Management Inc | 100
hydro | High Falls - Croghan NY | 2575_G_3 | 2575 | G | 3 |  | Hydro |  | NY_Z_C&E | New York | 36 | Lewis | 49 | 36049 | 1.8 | 0 | 1925 | 9999 |  |  | N | Hydro | [13 empty] | 0 | 0 | 0 | 0 | [11 empty] | Brookfield Renewable Energy Partners LP | 100 | Brookfield Asset Management Inc | 100
hydro | Higley | 2576_G_1N | 2576 | G | 1N |  | Hydro |  | NY_Z_C&E | New York | 36 | St Lawrence | 89 | 36089 | 1.5 | 0 | 2003 | 9999 |  |  | N | Hydro | [13 empty] | 0 | 0 | 0 | 0 | [11 empty] | Brookfield Renewable Energy Partners LP | 100 | Brookfield Asset Management Inc | 100
hydro | Higley | 2576_G_2N | 2576 | G | 2N |  | Hydro |  | NY_Z_C&E | New York | 36 | St Lawrence | 89 | 36089 | 1.6 | 0 | 2003 | 9999 |  |  | N | Hydro | [13 empty] | 0 | 0 | 0 | 0 | [11 empty] | Brookfield Renewable Energy Partners LP | 100 | Brookfield Asset Management Inc | 100
hydro | Higley | 2576_G_3N | 2576 | G | 3N |  | Hydro |  | NY_Z_C&E | New York | 36 | St Lawrence | 89 | 36089 | 1.6 | 0 | 2003 | 9999 |  |  | N | Hydro | [13 empty] | 0 | 0 | 0 | 0 | [11 empty] | Brookfield Renewable Energy Partners LP | 100 | Brookfield Asset Management Inc | 100
hydro | Higley | 2576_G_4N | 2576 | G | 4N |  | Hydro |  | NY_Z_C&E | New York | 36 | St Lawrence | 89 | 36089 | 1.6 | 0 | 2003 | 9999 |  |  | N | Hydro | [13 empty] | 0 | 0 | 0 | 0 | [11 empty] | Brookfield Renewable Energy Partners LP | 100 | Brookfield Asset Management Inc | 100
hydro | Hydraulic Race | 2578_G_1 | 2578 | G | 1 |  | Hydro |  | NY_Z_A | New York | 36 | Niagara | 63 | 36063 | 2.8 | 0 | 1942 | 9999 |  |  | N | Hydro | [13 empty] | 0 | 0 | 0 | 0 | [11 empty] | Brookfield Renewable Energy Partners LP | 100 | Brookfield Asset Management Inc | 100
hydro | Inghams | 2579_G_1 | 2579 | G | 1 |  | Hydro |  | NY_Z_C&E | New York | 36 | Fulton | 35 | 36035 | 2.8 | 0 | 1912 | 9999 |  |  | N | Hydro | [13 empty] | 0 | 0 | 0 | 0 | [11 empty] | Brookfield Renewable Energy Partners LP | 100 | Brookfield Asset Management Inc | 100
hydro | Inghams | 2579_G_2 | 2579 | G | 2 |  | Hydro |  | NY_Z_C&E | New York | 36 | Fulton | 35 | 36035 | 3.4 | 0 | 1912 | 9999 |  |  | N | Hydro | [13 empty] | 0 | 0 | 0 | 0 | [11 empty] | Brookfield Renewable Energy Partners LP | 100 | Brookfield Asset Management Inc | 100
hydro | Johnsonville Dam | 2580_G_1 | 2580 | G | 1 |  | Hydro |  | NY_Z_F | New York | 36 | Rensselaer | 83 | 36083 | 1.1 | 0 | 1909 | 9999 |  |  | N | Hydro | [13 empty] | 0 | 0 | 0 | 0 | [11 empty] | Brookfield Renewable Energy Partners LP | 100 | Brookfield Asset Management Inc | 100
hydro | Johnsonville Dam | 2580_G_2 | 2580 | G | 2 |  | Hydro |  | NY_Z_F | New York | 36 | Rensselaer | 83 | 36083 | 1.4 | 0 | 1909 | 9999 |  |  | N | Hydro | [13 empty] | 0 | 0 | 0 | 0 | [11 empty] | Brookfield Renewable Energy Partners LP | 100 | Brookfield Asset Management Inc | 100
hydro | Kamargo | 2581_G_1 | 2581 | G | 1 |  | Hydro |  | NY_Z_C&E | New York | 36 | Jefferson | 45 | 36045 | 1.3 | 0 | 1921 | 9999 |  |  | N | Hydro | [13 empty] | 0 | 0 | 0 | 0 | [11 empty] | Brookfield Renewable Energy Partners LP | 100 | Brookfield Asset Management Inc | 100
hydro | Kamargo | 2581_G_2 | 2581 | G | 2 |  | Hydro |  | NY_Z_C&E | New York | 36 | Jefferson | 45 | 36045 | 1.3 | 0 | 1921 | 9999 |  |  | N | Hydro | [13 empty] | 0 | 0 | 0 | 0 | [11 empty] | Brookfield Renewable Energy Partners LP | 100 | Brookfield Asset Management Inc | 100
hydro | Kamargo | 2581_G_3 | 2581 | G | 3 |  | Hydro |  | NY_Z_C&E | New York | 36 | Jefferson | 45 | 36045 | 1.3 | 0 | 1921 | 9999 |  |  | N | Hydro | [13 empty] | 0 | 0 | 0 | 0 | [11 empty] | Brookfield Renewable Energy Partners LP | 100 | Brookfield Asset Management Inc | 100
hydro | Lighthouse Hill | 2582_G_1 | 2582 | G | 1 |  | Hydro |  | NY_Z_C&E | New York | 36 | Oswego | 75 | 36075 | 4 | 0 | 1930 | 9999 |  |  | N | Hydro | [13 empty] | 0 | 0 | 0 | 0 | [11 empty] | Brookfield Renewable Energy Partners LP | 100 | Brookfield Asset Management Inc | 100
hydro | Lighthouse Hill | 2582_G_2 | 2582 | G | 2 |  | Hydro |  | NY_Z_C&E | New York | 36 | Oswego | 75 | 36075 | 3.6 | 0 | 1930 | 9999 |  |  | N | Hydro | [13 empty] | 0 | 0 | 0 | 0 | [11 empty] | Brookfield Renewable Energy Partners LP | 100 | Brookfield Asset Management Inc | 100
hydro | Macomb | 2583_G_1 | 2583 | G | 1 |  | Hydro |  | NY_Z_D | New York | 36 | Franklin | 33 | 36033 | 0.8 | 0 | 1940 | 9999 |  |  | N | Hydro | [13 empty] | 0 | 0 | 0 | 0 | [11 empty] | Brookfield Renewable Energy Partners LP | 100 | Brookfield Asset Management Inc | 100
hydro | Minetto | 2586_G_1 | 2586 | G | 1 |  | Hydro |  | NY_Z_C&E | New York | 36 | Oswego | 75 | 36075 | 1.4 | 0 | 1915 | 9999 |  |  | N | Hydro | [13 empty] | 0 | 0 | 0 | 0 | [11 empty] | Brookfield Renewable Energy Partners LP | 100 | Brookfield Asset Management Inc | 100
hydro | Minetto | 2586_G_2 | 2586 | G | 2 |  | Hydro |  | NY_Z_C&E | New York | 36 | Oswego | 75 | 36075 | 1.4 | 0 | 1915 | 9999 |  |  | N | Hydro | [13 empty] | 0 | 0 | 0 | 0 | [11 empty] | Brookfield Renewable Energy Partners LP | 100 | Brookfield Asset Management Inc | 100
hydro | Minetto | 2586_G_3 | 2586 | G | 3 |  | Hydro |  | NY_Z_C&E | New York | 36 | Oswego | 75 | 36075 | 1.4 | 0 | 1915 | 9999 |  |  | N | Hydro | [13 empty] | 0 | 0 | 0 | 0 | [11 empty] | Brookfield Renewable Energy Partners LP | 100 | Brookfield Asset Management Inc | 100
hydro | Minetto | 2586_G_4 | 2586 | G | 4 |  | Hydro |  | NY_Z_C&E | New York | 36 | Oswego | 75 | 36075 | 1.4 | 0 | 1915 | 9999 |  |  | N | Hydro | [13 empty] | 0 | 0 | 0 | 0 | [11 empty] | Brookfield Renewable Energy Partners LP | 100 | Brookfield Asset Management Inc | 100
hydro | Minetto | 2586_G_5 | 2586 | G | 5 |  | Hydro |  | NY_Z_C&E | New York | 36 | Oswego | 75 | 36075 | 1.4 | 0 | 1915 | 9999 |  |  | N | Hydro | [13 empty] | 0 | 0 | 0 | 0 | [11 empty] | Brookfield Renewable Energy Partners LP | 100 | Brookfield Asset Management Inc | 100
hydro | Moshier | 2588_G_1 | 2588 | G | 1 |  | Hydro |  | NY_Z_C&E | New York | 36 | Herkimer | 43 | 36043 | 4 | 0 | 1929 | 9999 |  |  | N | Hydro | [13 empty] | 0 | 0 | 0 | 0 | [11 empty] | Brookfield Renewable Energy Partners LP | 100 | Brookfield Asset Management Inc | 100
hydro | Moshier | 2588_G_2 | 2588 | G | 2 |  | Hydro |  | NY_Z_C&E | New York | 36 | Herkimer | 43 | 36043 | 4 | 0 | 1929 | 9999 |  |  | N | Hydro | [13 empty] | 0 | 0 | 0 | 0 | [11 empty] | Brookfield Renewable Energy Partners LP | 100 | Brookfield Asset Management Inc | 100
nuclear | Nine Mile Point Nuclear Station | 2589_G_1 | 2589 | G | 1 |  | Nuclear |  | NY_Z_C&E | New York | 36 | Oswego | 75 | 36075 | 624.9 | 10456 | 1969 | 9999 |  |  | N | Nuclear Fuel | [13 empty] | 0 | 0 | 0 | 0 | [11 empty] | Nine Mile Point Nuclear Station LLC | 100 | Exelon Corp | 100
nuclear | Nine Mile Point Nuclear Station | 2589_G_2 | 2589 | G | 2 |  | Nuclear |  | NY_Z_C&E | New York | 36 | Oswego | 75 | 36075 | 1291.7 | 10456 | 1987 | 9999 |  |  | N | Nuclear Fuel | [13 empty] | 0 | 0 | 0 | 0 | [11 empty] | Nine Mile Point Nuclear Station LLC | 82 | Exelon Corp | 82
hydro | Norfolk | 2590_G_1 | 2590 | G | 1 |  | Hydro |  | NY_Z_C&E | New York | 36 | St Lawrence | 89 | 36089 | 5.1 | 0 | 1928 | 9999 |  |  | N | Hydro | [13 empty] | 0 | 0 | 0 | 0 | [11 empty] | Brookfield Renewable Energy Partners LP | 100 | Brookfield Asset Management Inc | 100
hydro | Norwood | 2591_G_1 | 2591 | G | 1 |  | Hydro |  | NY_Z_C&E | New York | 36 | St Lawrence | 89 | 36089 | 2.2 | 0 | 1928 | 9999 |  |  | N | Hydro | [13 empty] | 0 | 0 | 0 | 0 | [11 empty] | Brookfield Renewable Energy Partners LP | 100 | Brookfield Asset Management Inc | 100
natural gas steam turbine | Oswego Harbor Power | 2594_B_5 | 2594 | B | 5 | 1791 | O/G Steam |  | NY_Z_C&E | New York | 36 | Oswego | 75 | 36075 | 822 | 11549 | 1976 | 9999 | wall | dry | N | Residual Fuel Oil |  |  |  | OFA |  |  |  | ESPC | No |  |  |  | 1.6 | 0.08 | 0.08 | 0.08 | 0.08 | [10 empty] | Yes | NRG Oswego Harbor Power Operations Inc | 100 | ArcLight Capital Partners LLC | 100
natural gas steam turbine | Oswego Harbor Power | 2594_B_6 | 2594 | B | 6 | 1792 | O/G Steam |  | NY_Z_C&E | New York | 36 | Oswego | 75 | 36075 | 816 | 11480 | 1980 | 9999 | wall | dry | N | Residual Fuel Oil |  |  |  | OFA |  |  |  | ESPC | No |  |  |  | 0.8 | 0.08 | 0.08 | 0.08 | 0.08 | [10 empty] | Yes | NRG Oswego Harbor Power Operations Inc | 100 | ArcLight Capital Partners LLC | 100
hydro | Oswego Falls East | 2595_G_1 | 2595 | G | 1 |  | Hydro |  | NY_Z_C&E | New York | 36 | Oswego | 75 | 36075 | 1.4 | 0 | 1914 | 9999 |  |  | N | Hydro | [13 empty] | 0 | 0 | 0 | 0 | [11 empty] | Brookfield Renewable Energy Partners LP | 100 | Brookfield Asset Management Inc | 100
hydro | Oswego Falls East | 2595_G_2 | 2595 | G | 2 |  | Hydro |  | NY_Z_C&E | New York | 36 | Oswego | 75 | 36075 | 1.4 | 0 | 1914 | 9999 |  |  | N | Hydro | [13 empty] | 0 | 0 | 0 | 0 | [11 empty] | Brookfield Renewable Energy Partners LP | 100 | Brookfield Asset Management Inc | 100
hydro | Oswego Falls East | 2595_G_3 | 2595 | G | 3 |  | Hydro |  | NY_Z_C&E | New York | 36 | Oswego | 75 | 36075 | 1.4 | 0 | 1914 | 9999 |  |  | N | Hydro | [13 empty] | 0 | 0 | 0 | 0 | [11 empty] | Brookfield Renewable Energy Partners LP | 100 | Brookfield Asset Management Inc | 100
hydro | Oswego Falls West | 2596_G_4 | 2596 | G | 4 |  | Hydro |  | NY_Z_C&E | New York | 36 | Oswego | 75 | 36075 | 0.9 | 0 | 1914 | 9999 |  |  | N | Hydro | [13 empty] | 0 | 0 | 0 | 0 | [11 empty] | Brookfield Renewable Energy Partners LP | 100 | Brookfield Asset Management Inc | 100
hydro | Oswego Falls West | 2596_G_5 | 2596 | G | 5 |  | Hydro |  | NY_Z_C&E | New York | 36 | Oswego | 75 | 36075 | 0.9 | 0 | 1914 | 9999 |  |  | N | Hydro | [13 empty] | 0 | 0 | 0 | 0 | [11 empty] | Brookfield Renewable Energy Partners LP | 100 | Brookfield Asset Management Inc | 100
hydro | Oswego Falls West | 2596_G_6 | 2596 | G | 6 |  | Hydro |  | NY_Z_C&E | New York | 36 | Oswego | 75 | 36075 | 0.4 | 0 | 2008 | 9999 |  |  | N | Hydro | [13 empty] | 0 | 0 | 0 | 0 | [11 empty] | Brookfield Renewable Energy Partners LP | 100 | Brookfield Asset Management Inc | 100
hydro | Oswego Falls West | 2596_G_7 | 2596 | G | 7 |  | Hydro |  | NY_Z_C&E | New York | 36 | Oswego | 75 | 36075 | 0.4 | 0 | 2008 | 9999 |  |  | N | Hydro | [13 empty] | 0 | 0 | 0 | 0 | [11 empty] | Brookfield Renewable Energy Partners LP | 100 | Brookfield Asset Management Inc | 100
hydro | Parishville | 2597_G_1 | 2597 | G | 1 |  | Hydro |  | NY_Z_D | New York | 36 | St Lawrence | 89 | 36089 | 2.3 | 0 | 1925 | 9999 |  |  | N | Hydro | [13 empty] | 0 | 0 | 0 | 0 | [11 empty] | Brookfield Renewable Energy Partners LP | 100 | Brookfield Asset Management Inc | 100
hydro | Piercefield | 2598_G_2 | 2598 | G | 2 |  | Hydro |  | NY_Z_D | New York | 36 | St Lawrence | 89 | 36089 | 0.6 | 0 | 1924 | 9999 |  |  | N | Hydro | [13 empty] | 0 | 0 | 0 | 0 | [11 empty] | Brookfield Renewable Energy Partners LP | 100 | Brookfield Asset Management Inc | 100
hydro | Piercefield | 2598_G_3 | 2598 | G | 3 |  | Hydro |  | NY_Z_D | New York | 36 | St Lawrence | 89 | 36089 | 0.6 | 0 | 1924 | 9999 |  |  | N | Hydro | [13 empty] | 0 | 0 | 0 | 0 | [11 empty] | Brookfield Renewable Energy Partners LP | 100 | Brookfield Asset Management Inc | 100
hydro | Piercefield | 2598_G_1 | 2598 | G | 1 |  | Hydro |  | NY_Z_D | New York | 36 | St Lawrence | 89 | 36089 | 1.6 | 0 | 1957 | 9999 |  |  | N | Hydro | [13 empty] | 0 | 0 | 0 | 0 | [11 empty] | Brookfield Renewable Energy Partners LP | 100 | Brookfield Asset Management Inc | 100
hydro | Prospect | 2599_G_1 | 2599 | G | 1 |  | Hydro |  | NY_Z_C&E | New York | 36 | Oneida | 65 | 36065 | 18.3 | 0 | 1959 | 9999 |  |  | N | Hydro | [13 empty] | 0 | 0 | 0 | 0 | [11 empty] | Brookfield Renewable Energy Partners LP | 100 | Brookfield Asset Management Inc | 100
hydro | Rainbow Falls Hydro | 2600_G_1 | 2600 | G | 1 |  | Hydro |  | NY_Z_C&E | New York | 36 | St Lawrence | 89 | 36089 | 24 | 0 | 1956 | 9999 |  |  | N | Hydro | [13 empty] | 0 | 0 | 0 | 0 | [11 empty] | Brookfield Renewable Energy Partners LP | 100 | Brookfield Asset Management Inc | 100
hydro | Raymondville | 2601_G_1 | 2601 | G | 1 |  | Hydro |  | NY_Z_C&E | New York | 36 | St Lawrence | 89 | 36089 | 2.3 | 0 | 1928 | 9999 |  |  | N | Hydro | [13 empty] | 0 | 0 | 0 | 0 | [11 empty] | Brookfield Renewable Energy Partners LP | 100 | Brookfield Asset Management Inc | 100
hydro | South Edwards | 2604_G_1 | 2604 | G | 1 |  | Hydro |  | NY_Z_C&E | New York | 36 | St Lawrence | 89 | 36089 | 1.2 | 0 | 1912 | 9999 |  |  | N | Hydro | [13 empty] | 0 | 0 | 0 | 0 | [11 empty] | Brookfield Renewable Energy Partners LP | 100 | Brookfield Asset Management Inc | 100
hydro | South Edwards | 2604_G_2 | 2604 | G | 2 |  | Hydro |  | NY_Z_C&E | New York | 36 | St Lawrence | 89 | 36089 | 1.2 | 0 | 1912 | 9999 |  |  | N | Hydro | [13 empty] | 0 | 0 | 0 | 0 | [11 empty] | Brookfield Renewable Energy Partners LP | 100 | Brookfield Asset Management Inc | 100
hydro | South Edwards | 2604_G_3 | 2604 | G | 3 |  | Hydro |  | NY_Z_C&E | New York | 36 | St Lawrence | 89 | 36089 | 0.8 | 0 | 1921 | 9999 |  |  | N | Hydro | [13 empty] | 0 | 0 | 0 | 0 | [11 empty] | Brookfield Renewable Energy Partners LP | 100 | Brookfield Asset Management Inc | 100
hydro | South Edwards | 2604_G_4 | 2604 | G | 4 |  | Hydro |  | NY_Z_C&E | New York | 36 | St Lawrence | 89 | 36089 | 0.2 | 0 | 1994 | 9999 |  |  | N | Hydro | [13 empty] | 0 | 0 | 0 | 0 | [11 empty] | Brookfield Renewable Energy Partners LP | 100 | Brookfield Asset Management Inc | 100
hydro | School Street | 2605_G_1 | 2605 | G | 1 |  | Hydro |  | NY_Z_F | New York | 36 | Albany | 1 | 36001 | 7.5 | 0 | 1915 | 9999 |  |  | N | Hydro | [13 empty] | 0 | 0 | 0 | 0 | [11 empty] | Brookfield Renewable Energy Partners LP | 100 | Brookfield Asset Management Inc | 100
hydro | School Street | 2605_G_2 | 2605 | G | 2 |  | Hydro |  | NY_Z_F | New York | 36 | Albany | 1 | 36001 | 5.9 | 0 | 1915 | 9999 |  |  | N | Hydro | [13 empty] | 0 | 0 | 0 | 0 | [11 empty] | Brookfield Renewable Energy Partners LP | 100 | Brookfield Asset Management Inc | 100
hydro | School Street | 2605_G_3 | 2605 | G | 3 |  | Hydro |  | NY_Z_F | New York | 36 | Albany | 1 | 36001 | 6.1 | 0 | 1915 | 9999 |  |  | N | Hydro | [13 empty] | 0 | 0 | 0 | 0 | [11 empty] | Brookfield Renewable Energy Partners LP | 100 | Brookfield Asset Management Inc | 100
hydro | School Street | 2605_G_4 | 2605 | G | 4 |  | Hydro |  | NY_Z_F | New York | 36 | Albany | 1 | 36001 | 6.6 | 0 | 1922 | 9999 |  |  | N | Hydro | [13 empty] | 0 | 0 | 0 | 0 | [11 empty] | Brookfield Renewable Energy Partners LP | 100 | Brookfield Asset Management Inc | 100
hydro | School Street | 2605_G_5 | 2605 | G | 5 |  | Hydro |  | NY_Z_F | New York | 36 | Albany | 1 | 36001 | 10.8 | 0 | 1924 | 9999 |  |  | N | Hydro | [13 empty] | 0 | 0 | 0 | 0 | [11 empty] | Brookfield Renewable Energy Partners LP | 100 | Brookfield Asset Management Inc | 100
hydro | Schaghticoke | 2606_G_1 | 2606 | G | 1 |  | Hydro |  | NY_Z_F | New York | 36 | Rensselaer | 83 | 36083 | 4 | 0 | 1908 | 9999 |  |  | N | Hydro | [13 empty] | 0 | 0 | 0 | 0 | [11 empty] | Brookfield Renewable Energy Partners LP | 100 | Brookfield Asset Management Inc | 100
hydro | Schaghticoke | 2606_G_2 | 2606 | G | 2 |  | Hydro |  | NY_Z_F | New York | 36 | Rensselaer | 83 | 36083 | 4.1 | 0 | 1908 | 9999 |  |  | N | Hydro | [13 empty] | 0 | 0 | 0 | 0 | [11 empty] | Brookfield Renewable Energy Partners LP | 100 | Brookfield Asset Management Inc | 100
hydro | Schaghticoke | 2606_G_3 | 2606 | G | 3 |  | Hydro |  | NY_Z_F | New York | 36 | Rensselaer | 83 | 36083 | 3.8 | 0 | 1908 | 9999 |  |  | N | Hydro | [13 empty] | 0 | 0 | 0 | 0 | [11 empty] | Brookfield Renewable Energy Partners LP | 100 | Brookfield Asset Management Inc | 100
hydro | Schaghticoke | 2606_G_4 | 2606 | G | 4 |  | Hydro |  | NY_Z_F | New York | 36 | Rensselaer | 83 | 36083 | 4 | 0 | 1908 | 9999 |  |  | N | Hydro | [13 empty] | 0 | 0 | 0 | 0 | [11 empty] | Brookfield Renewable Energy Partners LP | 100 | Brookfield Asset Management Inc | 100
hydro | Schuylerville | 2607_G_1 | 2607 | G | 1 |  | Hydro |  | NY_Z_F | New York | 36 | Saratoga | 91 | 36091 | 1.5 | 0 | 1919 | 9999 |  |  | N | Hydro | [13 empty] | 0 | 0 | 0 | 0 | [11 empty] | Brookfield Renewable Energy Partners LP | 100 | Brookfield Asset Management Inc | 100
hydro | Sewalls | 2608_G_1 | 2608 | G | 1 |  | Hydro |  | NY_Z_C&E | New York | 36 | Jefferson | 45 | 36045 | 1.1 | 0 | 1925 | 9999 |  |  | N | Hydro | [13 empty] | 0 | 0 | 0 | 0 | [11 empty] | Brookfield Renewable Energy Partners LP | 100 | Brookfield Asset Management Inc | 100
hydro | Sewalls | 2608_G_2 | 2608 | G | 2 |  | Hydro |  | NY_Z_C&E | New York | 36 | Jefferson | 45 | 36045 | 1.1 | 0 | 1925 | 9999 |  |  | N | Hydro | [13 empty] | 0 | 0 | 0 | 0 | [11 empty] | Brookfield Renewable Energy Partners LP | 100 | Brookfield Asset Management Inc | 100
hydro | Sherman Island | 2609_G_2 | 2609 | G | 2 |  | Hydro |  | NY_Z_F | New York | 36 | Saratoga | 91 | 36091 | 7 | 0 | 1923 | 9999 |  |  | N | Hydro | [13 empty] | 0 | 0 | 0 | 0 | [11 empty] | Brookfield Renewable Energy Partners LP | 100 | Brookfield Asset Management Inc | 100
hydro | Sherman Island | 2609_G_3 | 2609 | G | 3 |  | Hydro |  | NY_Z_F | New York | 36 | Saratoga | 91 | 36091 | 7 | 0 | 1923 | 9999 |  |  | N | Hydro | [13 empty] | 0 | 0 | 0 | 0 | [11 empty] | Brookfield Renewable Energy Partners LP | 100 | Brookfield Asset Management Inc | 100
hydro | Sherman Island | 2609_G_4 | 2609 | G | 4 |  | Hydro |  | NY_Z_F | New York | 36 | Saratoga | 91 | 36091 | 7.2 | 0 | 1923 | 9999 |  |  | N | Hydro | [13 empty] | 0 | 0 | 0 | 0 | [11 empty] | Brookfield Renewable Energy Partners LP | 100 | Brookfield Asset Management Inc | 100
hydro | Sherman Island | 2609_G_5 | 2609 | G | 5 |  | Hydro |  | NY_Z_F | New York | 36 | Saratoga | 91 | 36091 | 7.7 | 0 | 1923 | 9999 |  |  | N | Hydro | [13 empty] | 0 | 0 | 0 | 0 | [11 empty] | Brookfield Renewable Energy Partners LP | 100 | Brookfield Asset Management Inc | 100
hydro | Sherman Island | 2609_G_1 | 2609 | G | 1 |  | Hydro |  | NY_Z_F | New York | 36 | Saratoga | 91 | 36091 | 6.7 | 0 | 2009 | 9999 |  |  | N | Hydro | [13 empty] | 0 | 0 | 0 | 0 | [11 empty] | Brookfield Renewable Energy Partners LP | 100 | Brookfield Asset Management Inc | 100
hydro | Sherman Island | 2609_G_6 | 2609 | G | 6 |  | Hydro |  | NY_Z_F | New York | 36 | Saratoga | 91 | 36091 | 1.3 | 0 | 2009 | 9999 |  |  | N | Hydro | [13 empty] | 0 | 0 | 0 | 0 | [11 empty] | Brookfield Renewable Energy Partners LP | 100 | Brookfield Asset Management Inc | 100
hydro | Soft Maple | 2610_G_1 | 2610 | G | 1 |  | Hydro |  | NY_Z_C&E | New York | 36 | Lewis | 49 | 36049 | 7.2 | 0 | 1925 | 9999 |  |  | N | Hydro | [13 empty] | 0 | 0 | 0 | 0 | [11 empty] | Brookfield Renewable Energy Partners LP | 100 | Brookfield Asset Management Inc | 100
hydro | Soft Maple | 2610_G_2 | 2610 | G | 2 |  | Hydro |  | NY_Z_C&E | New York | 36 | Lewis | 49 | 36049 | 7.2 | 0 | 1925 | 9999 |  |  | N | Hydro | [13 empty] | 0 | 0 | 0 | 0 | [11 empty] | Brookfield Renewable Energy Partners LP | 100 | Brookfield Asset Management Inc | 100
hydro | South Colton | 2611_G_1 | 2611 | G | 1 |  | Hydro |  | NY_Z_C&E | New York | 36 | St Lawrence | 89 | 36089 | 19.8 | 0 | 1954 | 9999 |  |  | N | Hydro | [13 empty] | 0 | 0 | 0 | 0 | [11 empty] | Brookfield Renewable Energy Partners LP | 100 | Brookfield Asset Management Inc | 100
hydro | Spier Falls | 2612_G_8 | 2612 | G | 8 |  | Hydro |  | NY_Z_F | New York | 36 | Saratoga | 91 | 36091 | 8.5 | 0 | 1924 | 9999 |  |  | N | Hydro | [13 empty] | 0 | 0 | 0 | 0 | [11 empty] | Brookfield Renewable Energy Partners LP | 100 | Brookfield Asset Management Inc | 100
hydro | Spier Falls | 2612_G_9 | 2612 | G | 9 |  | Hydro |  | NY_Z_F | New York | 36 | Saratoga | 91 | 36091 | 46 | 0 | 1930 | 9999 |  |  | N | Hydro | [13 empty] | 0 | 0 | 0 | 0 | [11 empty] | Brookfield Renewable Energy Partners LP | 100 | Brookfield Asset Management Inc | 100
hydro | Stark | 2613_G_1 | 2613 | G | 1 |  | Hydro |  | NY_Z_C&E | New York | 36 | St Lawrence | 89 | 36089 | 23.3 | 0 | 1957 | 9999 |  |  | N | Hydro | [13 empty] | 0 | 0 | 0 | 0 | [11 empty] | Brookfield Renewable Energy Partners LP | 100 | Brookfield Asset Management Inc | 100
hydro | Stewarts Bridge | 2614_G_1 | 2614 | G | 1 |  | Hydro |  | NY_Z_F | New York | 36 | Saratoga | 91 | 36091 | 37.5 | 0 | 1952 | 9999 |  |  | N | Hydro | [13 empty] | 0 | 0 | 0 | 0 | [11 empty] | Brookfield Renewable Energy Partners LP | 100 | Brookfield Asset Management Inc | 100
hydro | Stewarts Bridge | 2614_G_2 | 2614 | G | 2 |  | Hydro |  | NY_Z_F | New York | 36 | Saratoga | 91 | 36091 | 2.5 | 0 | 2013 | 9999 |  |  | N | Hydro | [13 empty] | 0 | 0 | 0 | 0 | [11 empty] | Brookfield Renewable Energy Partners LP | 100 | Brookfield Asset Management Inc | 100
hydro | Sugar Island | 2616_G_1 | 2616 | G | 1 |  | Hydro |  | NY_Z_C&E | New York | 36 | St Lawrence | 89 | 36089 | 2.1 | 0 | 1924 | 9999 |  |  | N | Hydro | [13 empty] | 0 | 0 | 0 | 0 | [11 empty] | Brookfield Renewable Energy Partners LP | 100 | Brookfield Asset Management Inc | 100
hydro | Sugar Island | 2616_G_2 | 2616 | G | 2 |  | Hydro |  | NY_Z_C&E | New York | 36 | St Lawrence | 89 | 36089 | 2 | 0 | 1924 | 9999 |  |  | N | Hydro | [13 empty] | 0 | 0 | 0 | 0 | [11 empty] | Brookfield Renewable Energy Partners LP | 100 | Brookfield Asset Management Inc | 100
hydro | Taylorville | 2617_G_1 | 2617 | G | 1 |  | Hydro |  | NY_Z_C&E | New York | 36 | Lewis | 49 | 36049 | 1.1 | 0 | 1913 | 9999 |  |  | N | Hydro | [13 empty] | 0 | 0 | 0 | 0 | [11 empty] | Brookfield Renewable Energy Partners LP | 100 | Brookfield Asset Management Inc | 100
hydro | Taylorville | 2617_G_2 | 2617 | G | 2 |  | Hydro |  | NY_Z_C&E | New York | 36 | Lewis | 49 | 36049 | 0.9 | 0 | 1913 | 9999 |  |  | N | Hydro | [13 empty] | 0 | 0 | 0 | 0 | [11 empty] | Brookfield Renewable Energy Partners LP | 100 | Brookfield Asset Management Inc | 100
hydro | Taylorville | 2617_G_3 | 2617 | G | 3 |  | Hydro |  | NY_Z_C&E | New York | 36 | Lewis | 49 | 36049 | 1.1 | 0 | 1913 | 9999 |  |  | N | Hydro | [13 empty] | 0 | 0 | 0 | 0 | [11 empty] | Brookfield Renewable Energy Partners LP | 100 | Brookfield Asset Management Inc | 100
hydro | Taylorville | 2617_G_4 | 2617 | G | 4 |  | Hydro |  | NY_Z_C&E | New York | 36 | Lewis | 49 | 36049 | 1.3 | 0 | 1927 | 9999 |  |  | N | Hydro | [13 empty] | 0 | 0 | 0 | 0 | [11 empty] | Brookfield Renewable Energy Partners LP | 100 | Brookfield Asset Management Inc | 100
hydro | Trenton Falls | 2619_G_5 | 2619 | G | 5 |  | Hydro |  | NY_Z_C&E | New York | 36 | Oneida | 65 | 36065 | 8.1 | 0 | 1919 | 9999 |  |  | N | Hydro | [13 empty] | 0 | 0 | 0 | 0 | [11 empty] | Brookfield Renewable Energy Partners LP | 100 | Brookfield Asset Management Inc | 100
hydro | Trenton Falls | 2619_G_6 | 2619 | G | 6 |  | Hydro |  | NY_Z_C&E | New York | 36 | Oneida | 65 | 36065 | 8.1 | 0 | 1919 | 9999 |  |  | N | Hydro | [13 empty] | 0 | 0 | 0 | 0 | [11 empty] | Brookfield Renewable Energy Partners LP | 100 | Brookfield Asset Management Inc | 100
hydro | Trenton Falls | 2619_G_7 | 2619 | G | 7 |  | Hydro |  | NY_Z_C&E | New York | 36 | Oneida | 65 | 36065 | 9.7 | 0 | 1919 | 9999 |  |  | N | Hydro | [13 empty] | 0 | 0 | 0 | 0 | [11 empty] | Brookfield Renewable Energy Partners LP | 100 | Brookfield Asset Management Inc | 100
hydro | Varick | 2621_G_2 | 2621 | G | 2 |  | Hydro |  | NY_Z_C&E | New York | 36 | Oswego | 75 | 36075 | 1.4 | 0 | 1926 | 9999 |  |  | N | Hydro | [13 empty] | 0 | 0 | 0 | 0 | [11 empty] | Brookfield Renewable Energy Partners LP | 100 | Brookfield Asset Management Inc | 100
hydro | Varick | 2621_G_3 | 2621 | G | 3 |  | Hydro |  | NY_Z_C&E | New York | 36 | Oswego | 75 | 36075 | 1.4 | 0 | 1926 | 9999 |  |  | N | Hydro | [13 empty] | 0 | 0 | 0 | 0 | [11 empty] | Brookfield Renewable Energy Partners LP | 100 | Brookfield Asset Management Inc | 100
hydro | Varick | 2621_G_4 | 2621 | G | 4 |  | Hydro |  | NY_Z_C&E | New York | 36 | Oswego | 75 | 36075 | 1.4 | 0 | 1926 | 9999 |  |  | N | Hydro | [13 empty] | 0 | 0 | 0 | 0 | [11 empty] | Brookfield Renewable Energy Partners LP | 100 | Brookfield Asset Management Inc | 100
hydro | Varick | 2621_G_5 | 2621 | G | 5 |  | Hydro |  | NY_Z_C&E | New York | 36 | Oswego | 75 | 36075 | 1.4 | 0 | 1926 | 9999 |  |  | N | Hydro | [13 empty] | 0 | 0 | 0 | 0 | [11 empty] | Brookfield Renewable Energy Partners LP | 100 | Brookfield Asset Management Inc | 100
hydro | Waterport | 2623_G_1 | 2623 | G | 1 |  | Hydro |  | NY_Z_B | New York | 36 | Orleans | 73 | 36073 | 1.8 | 0 | 1921 | 9999 |  |  | N | Hydro | [13 empty] | 0 | 0 | 0 | 0 | [11 empty] | Brookfield Renewable Energy Partners LP | 100 | Brookfield Asset Management Inc | 100
hydro | Waterport | 2623_G_2 | 2623 | G | 2 |  | Hydro |  | NY_Z_B | New York | 36 | Orleans | 73 | 36073 | 2 | 0 | 1921 | 9999 |  |  | N | Hydro | [13 empty] | 0 | 0 | 0 | 0 | [11 empty] | Brookfield Renewable Energy Partners LP | 100 | Brookfield Asset Management Inc | 100
hydro | Yaleville | 2624_G_1 | 2624 | G | 1 |  | Hydro |  | NY_Z_C&E | New York | 36 | St Lawrence | 89 | 36089 | 0.4 | 0 | 1940 | 9999 |  |  | N | Hydro | [13 empty] | 0 | 0 | 0 | 0 | [11 empty] | Brookfield Renewable Energy Partners LP | 100 | Brookfield Asset Management Inc | 100
hydro | Yaleville | 2624_G_2 | 2624 | G | 2 |  | Hydro |  | NY_Z_C&E | New York | 36 | St Lawrence | 89 | 36089 | 0.2 | 0 | 1940 | 9999 |  |  | N | Hydro | [13 empty] | 0 | 0 | 0 | 0 | [11 empty] | Brookfield Renewable Energy Partners LP | 100 | Brookfield Asset Management Inc | 100
natural gas steam turbine | Bowline Point | 2625_B_1 | 2625 | B | 1 | 1793 | O/G Steam |  | NY_Z_G-I | New York | 36 | Rockland | 87 | 36087 | 575 | 10814 | 1972 | 9999 | tangential | dry | N | Natural Gas, Residual Fuel Oil |  |  |  | LNC1 | [8 empty] | 0.1 | 0.08 | 0.08 | 0.08 | 0.08 | [10 empty] | Yes | GenOn Bowline LLC | 100 | GenOn Energy Inc | 100
natural gas steam turbine | Bowline Point | 2625_B_2 | 2625 | B | 2 | 1794 | O/G Steam |  | NY_Z_G-I | New York | 36 | Rockland | 87 | 36087 | 562 | 11120 | 1974 | 9999 | wall | dry | N | Natural Gas, Residual Fuel Oil |  |  |  | AA + OFA | [8 empty] | 0.1 | 0.08 | 0.08 | 0.08 | 0.08 | [10 empty] | Yes | GenOn Bowline LLC | 100 | GenOn Energy Inc | 100
hydro | Grahamsville | 2627_G_GRHM | 2627 | G | GRHM |  | Hydro |  | NY_Z_G-I | New York | 36 | Sullivan | 105 | 36105 | 18 | 0 | 1956 | 9999 |  |  | N | Hydro | [13 empty] | 0 | 0 | 0 | 0 | [11 empty] | New York NY (City of) | 100 | New York NY (City of) | 100
natural gas peaker | Hillburn | 2628_G_GEN1 | 2628 | G | GEN1 | 1795 | Combustion Turbine |  | NY_Z_G-I | New York | 36 | Rockland | 87 | 36087 | 33.1 | 17931 | 1972 | 9999 |  |  | N | Natural Gas, Distillate Fuel Oil | [12 empty] | 1.053 | 0.0919 | 0.0919 | 0.0919 | 0.0919 | [11 empty] | AER NY Gen LLC | 100 | Alliance Energy Group LLC | 100
hydro | Mongaup | 2630_G_GEN1 | 2630 | G | GEN1 |  | Hydro |  | NY_Z_G-I | New York | 36 | Sullivan | 105 | 36105 | 4.3 | 0 | 1923 | 9999 |  |  | N | Hydro | [13 empty] | 0 | 0 | 0 | 0 | [11 empty] | Eagle Creek Hydro Power LLC | 100 | Ontario Power Generation Inc | 100
hydro | Mongaup | 2630_G_GEN2 | 2630 | G | GEN2 |  | Hydro |  | NY_Z_G-I | New York | 36 | Sullivan | 105 | 36105 | 1.1 | 0 | 1923 | 9999 |  |  | N | Hydro | [13 empty] | 0 | 0 | 0 | 0 | [11 empty] | Eagle Creek Hydro Power LLC | 100 | Ontario Power Generation Inc | 100
hydro | Mongaup | 2630_G_GEN3 | 2630 | G | GEN3 |  | Hydro |  | NY_Z_G-I | New York | 36 | Sullivan | 105 | 36105 | 1.1 | 0 | 1923 | 9999 |  |  | N | Hydro | [13 empty] | 0 | 0 | 0 | 0 | [11 empty] | Eagle Creek Hydro Power LLC | 100 | Ontario Power Generation Inc | 100
hydro | Mongaup | 2630_G_GEN4 | 2630 | G | GEN4 |  | Hydro |  | NY_Z_G-I | New York | 36 | Sullivan | 105 | 36105 | 1.1 | 0 | 1923 | 9999 |  |  | N | Hydro | [13 empty] | 0 | 0 | 0 | 0 | [11 empty] | Eagle Creek Hydro Power LLC | 100 | Ontario Power Generation Inc | 100
hydro | Rio | 2631_G_RIO | 2631 | G | RIO |  | Hydro |  | NY_Z_G-I | New York | 36 | Sullivan | 105 | 36105 | 10.1 | 0 | 1927 | 9999 |  |  | N | Hydro | [13 empty] | 0 | 0 | 0 | 0 | [11 empty] | Eagle Creek Hydro Power LLC | 100 | Ontario Power Generation Inc | 100
hydro | Rio | 2631_G_RIO2 | 2631 | G | RIO2 |  | Hydro |  | NY_Z_G-I | New York | 36 | Sullivan | 105 | 36105 | 0.8 | 0 | 2013 | 9999 |  |  | N | Hydro | [13 empty] | 0 | 0 | 0 | 0 | [11 empty] | Eagle Creek Hydro Power LLC | 100 | Ontario Power Generation Inc | 100
natural gas peaker | Shoemaker | 2632_G_SHOE | 2632 | G | SHOE | 1799 | Combustion Turbine |  | NY_Z_G-I | New York | 36 | Orange | 71 | 36071 | 33 | 17800 | 1972 | 9999 |  |  | N | Natural Gas, Distillate Fuel Oil | [12 empty] | 1.053 | 0.0919 | 0.0919 | 0.0919 | 0.0919 | [11 empty] | AER NY Gen LLC | 100 | Alliance Energy Group LLC | 100
hydro | Swinging Bridge 2 | 2634_G_SWI2 | 2634 | G | SWI2 |  | Hydro |  | NY_Z_G-I | New York | 36 | Sullivan | 105 | 36105 | 8.5 | 0 | 1939 | 9999 |  |  | N | Hydro | [13 empty] | 0 | 0 | 0 | 0 | [11 empty] | Eagle Creek Hydro Power LLC | 100 | Ontario Power Generation Inc | 100
hydro | Swinging Bridge 2 | 2634_G_SWI3 | 2634 | G | SWI3 |  | Hydro |  | NY_Z_G-I | New York | 36 | Sullivan | 105 | 36105 | 1.2 | 0 | 2019 | 9999 |  |  | N | Hydro | [13 empty] | 0 | 0 | 0 | 0 | [11 empty] | Eagle Creek Hydro Power LLC | 100 | Ontario Power Generation Inc | 100
hydro | Rochester 26 | 2638_G_1 | 2638 | G | 1 |  | Hydro |  | NY_Z_B | New York | 36 | Monroe | 55 | 36055 | 3 | 0 | 1952 | 9999 |  |  | N | Hydro | [13 empty] | 0 | 0 | 0 | 0 | [11 empty] | Rochester Gas & Electric Corp | 100 | Iberdrola SA | 100
hydro | Rochester 2 | 2639_G_1 | 2639 | G | 1 |  | Hydro |  | NY_Z_B | New York | 36 | Monroe | 55 | 36055 | 8.5 | 0 | 1960 | 9999 |  |  | N | Hydro | [13 empty] | 0 | 0 | 0 | 0 | [11 empty] | Rochester Gas & Electric Corp | 100 | Iberdrola SA | 100
hydro | Rochester 5 | 2641_G_2 | 2641 | G | 2 |  | Hydro |  | NY_Z_B | New York | 36 | Monroe | 55 | 36055 | 12.9 | 0 | 1918 | 9999 |  |  | N | Hydro | [13 empty] | 0 | 0 | 0 | 0 | [11 empty] | Rochester Gas & Electric Corp | 100 | Iberdrola SA | 100
hydro | Rochester 5 | 2641_G_HY1 | 2641 | G | HY1 |  | Hydro |  | NY_Z_B | New York | 36 | Monroe | 55 | 36055 | 12.9 | 0 | 1918 | 9999 |  |  | N | Hydro | [13 empty] | 0 | 0 | 0 | 0 | [11 empty] | Rochester Gas & Electric Corp | 100 | Iberdrola SA | 100
hydro | Rochester 5 | 2641_G_HY3 | 2641 | G | HY3 |  | Hydro |  | NY_Z_B | New York | 36 | Monroe | 55 | 36055 | 18 | 0 | 1927 | 9999 |  |  | N | Hydro | [13 empty] | 0 | 0 | 0 | 0 | [11 empty] | Rochester Gas & Electric Corp | 100 | Iberdrola SA | 100
natural gas peaker | Plant No 1 Freeport | 2678_G_2 | 2678 | G | 2 |  | Combustion Turbine | IC Engine | NY_Z_K | New York | 36 | Nassau | 59 | 36059 | 2.2 | 14144 | 1949 | 9999 |  |  | N | Distillate Fuel Oil | [12 empty] | 1.053 | 0.57741 | 0.57741 | 0.57741 | 0.57741 | [11 empty] | Freeport Inc (Village of) | 100 | Freeport Inc (Village of) | 100
natural gas peaker | Plant No 1 Freeport | 2678_G_3 | 2678 | G | 3 |  | Combustion Turbine | IC Engine | NY_Z_K | New York | 36 | Nassau | 59 | 36059 | 2 | 14140 | 1954 | 9999 |  |  | N | Distillate Fuel Oil | [12 empty] | 1.053 | 0.57443 | 0.57443 | 0.57443 | 0.57443 | [11 empty] | Freeport Inc (Village of) | 100 | Freeport Inc (Village of) | 100
natural gas peaker | Plant No 2 Freeport | 2679_G_3 | 2679 | G | 3 |  | Combustion Turbine |  | NY_Z_K | New York | 36 | Nassau | 59 | 36059 | 16.8 | 10745 | 1973 | 9999 |  |  | N | Distillate Fuel Oil | [12 empty] | 2.106 | 0.16278 | 0.16278 | 0.16278 | 0.16278 | [11 empty] | Freeport Inc (Village of) | 100 | Freeport Inc (Village of) | 100
natural gas peaker | Plant No 2 Freeport | 2679_G_CT5 | 2679 | G | CT5 | 88098 | Combustion Turbine |  | NY_Z_K | New York | 36 | Nassau | 59 | 36059 | 49 | 10745 | 2004 | 9999 |  |  | N | Natural Gas, Distillate Fuel Oil |  |  |  | H2O | SCR | [7 empty] | 1.053 | 0.01657 | 0.01592 | 0.01657 | 0.01592 | [11 empty] | Freeport Inc (Village of) | 100 | Freeport Inc (Village of) | 100
natural gas peaker | Greenport | 2681_G_4 | 2681 | G | 4 |  | Combustion Turbine | IC Engine | NY_Z_K | New York | 36 | Suffolk | 103 | 36103 | 1 | 10745 | 1957 | 9999 |  |  | N | Distillate Fuel Oil | [12 empty] | 1.053 | 0.53099 | 0.53099 | 0.53099 | 0.53099 | [11 empty] | Greenport NY (Village of) | 100 | Greenport NY (Village of) | 100
natural gas peaker | Greenport | 2681_G_5 | 2681 | G | 5 |  | Combustion Turbine | IC Engine | NY_Z_K | New York | 36 | Suffolk | 103 | 36103 | 1.5 | 10856 | 1965 | 9999 |  |  | N | Distillate Fuel Oil | [12 empty] | 1.053 | 0.53099 | 0.53099 | 0.53099 | 0.53099 | [11 empty] | Greenport NY (Village of) | 100 | Greenport NY (Village of) | 100
natural gas peaker | Greenport | 2681_G_6 | 2681 | G | 6 |  | Combustion Turbine | IC Engine | NY_Z_K | New York | 36 | Suffolk | 103 | 36103 | 3 | 11230 | 1971 | 9999 |  |  | N | Distillate Fuel Oil | [12 empty] | 1.053 | 0.53099 | 0.53099 | 0.53099 | 0.53099 | [11 empty] | Greenport NY (Village of) | 100 | Greenport NY (Village of) | 100
natural gas steam turbine | S A Carlson | 2682_B_10 | 2682 | B | 10 | 1811 | O/G Steam |  | NY_Z_A | New York | 36 | Chautauqua | 13 | 36013 | 15 | 8300 | 1945 | 9999 | wall | dry | N | Natural Gas |  |  |  | LNB | [9 empty] | 0.05008 | 0.05008 | 0.05008 | 0.05008 | [11 empty] | Jamestown Board of Public Utilities | 100 | Jamestown Board of Public Utilities | 100
natural gas steam turbine | S A Carlson | 2682_B_9 | 2682 | B | 9 | 1815 | O/G Steam |  | NY_Z_A | New York | 36 | Chautauqua | 13 | 36013 | 15 | 8300 | 1945 | 9999 | wall | dry | N | Natural Gas |  |  |  | LNB | [9 empty] | 0.05769 | 0.05769 | 0.05769 | 0.05769 | [11 empty] | Jamestown Board of Public Utilities | 100 | Jamestown Board of Public Utilities | 100
natural gas steam turbine | S A Carlson | 2682_B_HRSG | 2682 | B | HRSG | 1814 | O/G Steam |  | NY_Z_A | New York | 36 | Chautauqua | 13 | 36013 | 15 | 8300 | 2001 | 9999 |  |  | N | Natural Gas |  |  |  | H2O | [9 empty] | 0.06 | 0.06 | 0.06 | 0.06 | [11 empty] | Jamestown Board of Public Utilities | 100 | Jamestown Board of Public Utilities | 100
natural gas peaker | S A Carlson | 2682_G_7 | 2682 | G | 7 | 1814 | Combustion Turbine |  | NY_Z_A | New York | 36 | Chautauqua | 13 | 36013 | 42 | 10745 | 2001 | 9999 |  |  | N | Natural Gas |  |  |  | H2O | [8 empty] | 1.053 | 0.0919 | 0.0919 | 0.0919 | 0.0919 | [11 empty] | Jamestown Board of Public Utilities | 100 | Jamestown Board of Public Utilities | 100
hydro | Crescent | 2685_G_1 | 2685 | G | 1 |  | Hydro |  | NY_Z_F | New York | 36 | Albany | 1 | 36001 | 2.8 | 0 | 1924 | 9999 |  |  | N | Hydro | [13 empty] | 0 | 0 | 0 | 0 | [11 empty] | New York Power Authority | 100 | New York Power Authority | 100
hydro | Crescent | 2685_G_2 | 2685 | G | 2 |  | Hydro |  | NY_Z_F | New York | 36 | Albany | 1 | 36001 | 2.8 | 0 | 1924 | 9999 |  |  | N | Hydro | [13 empty] | 0 | 0 | 0 | 0 | [11 empty] | New York Power Authority | 100 | New York Power Authority | 100
hydro | Crescent | 2685_G_3 | 2685 | G | 3 |  | Hydro |  | NY_Z_F | New York | 36 | Albany | 1 | 36001 | 3 | 0 | 1991 | 9999 |  |  | N | Hydro | [13 empty] | 0 | 0 | 0 | 0 | [11 empty] | New York Power Authority | 100 | New York Power Authority | 100
hydro | Crescent | 2685_G_4 | 2685 | G | 4 |  | Hydro |  | NY_Z_F | New York | 36 | Albany | 1 | 36001 | 3 | 0 | 1991 | 9999 |  |  | N | Hydro | [13 empty] | 0 | 0 | 0 | 0 | [11 empty] | New York Power Authority | 100 | New York Power Authority | 100
hydro | Vischer Ferry | 2686_G_1 | 2686 | G | 1 |  | Hydro |  | NY_Z_F | New York | 36 | Saratoga | 91 | 36091 | 2.8 | 0 | 1924 | 9999 |  |  | N | Hydro | [13 empty] | 0 | 0 | 0 | 0 | [11 empty] | New York Power Authority | 100 | New York Power Authority | 100
hydro | Vischer Ferry | 2686_G_2 | 2686 | G | 2 |  | Hydro |  | NY_Z_F | New York | 36 | Saratoga | 91 | 36091 | 2.8 | 0 | 1924 | 9999 |  |  | N | Hydro | [13 empty] | 0 | 0 | 0 | 0 | [11 empty] | New York Power Authority | 100 | New York Power Authority | 100
hydro | Vischer Ferry | 2686_G_3 | 2686 | G | 3 |  | Hydro |  | NY_Z_F | New York | 36 | Saratoga | 91 | 36091 | 3 | 0 | 1991 | 9999 |  |  | N | Hydro | [13 empty] | 0 | 0 | 0 | 0 | [11 empty] | New York Power Authority | 100 | New York Power Authority | 100
hydro | Vischer Ferry | 2686_G_4 | 2686 | G | 4 |  | Hydro |  | NY_Z_F | New York | 36 | Saratoga | 91 | 36091 | 3 | 0 | 1991 | 9999 |  |  | N | Hydro | [13 empty] | 0 | 0 | 0 | 0 | [11 empty] | New York Power Authority | 100 | New York Power Authority | 100
0 | Blenheim Gilboa | 2691_G_1 | 2691 | G | 1 |  | Pumped Storage |  | NY_Z_F | New York | 36 | Schoharie | 95 | 36095 | 292.4 | 0 | 1973 | 9999 |  |  | N | Pumped Storage | [13 empty] | 0 | 0 | 0 | 0 | [11 empty] | New York Power Authority | 100 | New York Power Authority | 100
0 | Blenheim Gilboa | 2691_G_2 | 2691 | G | 2 |  | Pumped Storage |  | NY_Z_F | New York | 36 | Schoharie | 95 | 36095 | 291.8 | 0 | 1973 | 9999 |  |  | N | Pumped Storage | [13 empty] | 0 | 0 | 0 | 0 | [11 empty] | New York Power Authority | 100 | New York Power Authority | 100
0 | Blenheim Gilboa | 2691_G_3 | 2691 | G | 3 |  | Pumped Storage |  | NY_Z_F | New York | 36 | Schoharie | 95 | 36095 | 291.8 | 0 | 1973 | 9999 |  |  | N | Pumped Storage | [13 empty] | 0 | 0 | 0 | 0 | [11 empty] | New York Power Authority | 100 | New York Power Authority | 100
0 | Blenheim Gilboa | 2691_G_4 | 2691 | G | 4 |  | Pumped Storage |  | NY_Z_F | New York | 36 | Schoharie | 95 | 36095 | 292.6 | 0 | 1973 | 9999 |  |  | N | Pumped Storage | [13 empty] | 0 | 0 | 0 | 0 | [11 empty] | New York Power Authority | 100 | New York Power Authority | 100
0 | Lewiston Niagara | 2692_G_1 | 2692 | G | 1 |  | Pumped Storage |  | NY_Z_A | New York | 36 | Niagara | 63 | 36063 | 20 | 0 | 1961 | 9999 |  |  | N | Pumped Storage | [13 empty] | 0 | 0 | 0 | 0 | [11 empty] | New York Power Authority | 100 | New York Power Authority | 100
0 | Lewiston Niagara | 2692_G_2 | 2692 | G | 2 |  | Pumped Storage |  | NY_Z_A | New York | 36 | Niagara | 63 | 36063 | 20 | 0 | 1961 | 9999 |  |  | N | Pumped Storage | [13 empty] | 0 | 0 | 0 | 0 | [11 empty] | New York Power Authority | 100 | New York Power Authority | 100
0 | Lewiston Niagara | 2692_G_3 | 2692 | G | 3 |  | Pumped Storage |  | NY_Z_A | New York | 36 | Niagara | 63 | 36063 | 20 | 0 | 1961 | 9999 |  |  | N | Pumped Storage | [13 empty] | 0 | 0 | 0 | 0 | [11 empty] | New York Power Authority | 100 | New York Power Authority | 100
0 | Lewiston Niagara | 2692_G_10 | 2692 | G | 10 |  | Pumped Storage |  | NY_Z_A | New York | 36 | Niagara | 63 | 36063 | 20 | 0 | 1962 | 9999 |  |  | N | Pumped Storage | [13 empty] | 0 | 0 | 0 | 0 | [11 empty] | New York Power Authority | 100 | New York Power Authority | 100
0 | Lewiston Niagara | 2692_G_11 | 2692 | G | 11 |  | Pumped Storage |  | NY_Z_A | New York | 36 | Niagara | 63 | 36063 | 20 | 0 | 1962 | 9999 |  |  | N | Pumped Storage | [13 empty] | 0 | 0 | 0 | 0 | [11 empty] | New York Power Authority | 100 | New York Power Authority | 100
0 | Lewiston Niagara | 2692_G_12 | 2692 | G | 12 |  | Pumped Storage |  | NY_Z_A | New York | 36 | Niagara | 63 | 36063 | 20 | 0 | 1962 | 9999 |  |  | N | Pumped Storage | [13 empty] | 0 | 0 | 0 | 0 | [11 empty] | New York Power Authority | 100 | New York Power Authority | 100
0 | Lewiston Niagara | 2692_G_4 | 2692 | G | 4 |  | Pumped Storage |  | NY_Z_A | New York | 36 | Niagara | 63 | 36063 | 20 | 0 | 1962 | 9999 |  |  | N | Pumped Storage | [13 empty] | 0 | 0 | 0 | 0 | [11 empty] | New York Power Authority | 100 | New York Power Authority | 100
0 | Lewiston Niagara | 2692_G_5 | 2692 | G | 5 |  | Pumped Storage |  | NY_Z_A | New York | 36 | Niagara | 63 | 36063 | 20 | 0 | 1962 | 9999 |  |  | N | Pumped Storage | [13 empty] | 0 | 0 | 0 | 0 | [11 empty] | New York Power Authority | 100 | New York Power Authority | 100
0 | Lewiston Niagara | 2692_G_6 | 2692 | G | 6 |  | Pumped Storage |  | NY_Z_A | New York | 36 | Niagara | 63 | 36063 | 20 | 0 | 1962 | 9999 |  |  | N | Pumped Storage | [13 empty] | 0 | 0 | 0 | 0 | [11 empty] | New York Power Authority | 100 | New York Power Authority | 100
0 | Lewiston Niagara | 2692_G_7 | 2692 | G | 7 |  | Pumped Storage |  | NY_Z_A | New York | 36 | Niagara | 63 | 36063 | 20 | 0 | 1962 | 9999 |  |  | N | Pumped Storage | [13 empty] | 0 | 0 | 0 | 0 | [11 empty] | New York Power Authority | 100 | New York Power Authority | 100
0 | Lewiston Niagara | 2692_G_8 | 2692 | G | 8 |  | Pumped Storage |  | NY_Z_A | New York | 36 | Niagara | 63 | 36063 | 20 | 0 | 1962 | 9999 |  |  | N | Pumped Storage | [13 empty] | 0 | 0 | 0 | 0 | [11 empty] | New York Power Authority | 100 | New York Power Authority | 100
0 | Lewiston Niagara | 2692_G_9 | 2692 | G | 9 |  | Pumped Storage |  | NY_Z_A | New York | 36 | Niagara | 63 | 36063 | 20 | 0 | 1962 | 9999 |  |  | N | Pumped Storage | [13 empty] | 0 | 0 | 0 | 0 | [11 empty] | New York Power Authority | 100 | New York Power Authority | 100
hydro | Robert Moses Niagara | 2693_G_1 | 2693 | G | 1 |  | Hydro |  | NY_Z_A | New York | 36 | Niagara | 63 | 36063 | 187.3 | 0 | 1961 | 9999 |  |  | N | Hydro | [13 empty] | 0 | 0 | 0 | 0 | [11 empty] | New York Power Authority | 100 | New York Power Authority | 100
hydro | Robert Moses Niagara | 2693_G_10 | 2693 | G | 10 |  | Hydro |  | NY_Z_A | New York | 36 | Niagara | 63 | 36063 | 187.3 | 0 | 1961 | 9999 |  |  | N | Hydro | [13 empty] | 0 | 0 | 0 | 0 | [11 empty] | New York Power Authority | 100 | New York Power Authority | 100
hydro | Robert Moses Niagara | 2693_G_3 | 2693 | G | 3 |  | Hydro |  | NY_Z_A | New York | 36 | Niagara | 63 | 36063 | 187.3 | 0 | 1961 | 9999 |  |  | N | Hydro | [13 empty] | 0 | 0 | 0 | 0 | [11 empty] | New York Power Authority | 100 | New York Power Authority | 100
hydro | Robert Moses Niagara | 2693_G_4 | 2693 | G | 4 |  | Hydro |  | NY_Z_A | New York | 36 | Niagara | 63 | 36063 | 187.3 | 0 | 1961 | 9999 |  |  | N | Hydro | [13 empty] | 0 | 0 | 0 | 0 | [11 empty] | New York Power Authority | 100 | New York Power Authority | 100
hydro | Robert Moses Niagara | 2693_G_5 | 2693 | G | 5 |  | Hydro |  | NY_Z_A | New York | 36 | Niagara | 63 | 36063 | 187.3 | 0 | 1961 | 9999 |  |  | N | Hydro | [13 empty] | 0 | 0 | 0 | 0 | [11 empty] | New York Power Authority | 100 | New York Power Authority | 100
hydro | Robert Moses Niagara | 2693_G_6 | 2693 | G | 6 |  | Hydro |  | NY_Z_A | New York | 36 | Niagara | 63 | 36063 | 187.3 | 0 | 1961 | 9999 |  |  | N | Hydro | [13 empty] | 0 | 0 | 0 | 0 | [11 empty] | New York Power Authority | 100 | New York Power Authority | 100
hydro | Robert Moses Niagara | 2693_G_7 | 2693 | G | 7 |  | Hydro |  | NY_Z_A | New York | 36 | Niagara | 63 | 36063 | 187.3 | 0 | 1961 | 9999 |  |  | N | Hydro | [13 empty] | 0 | 0 | 0 | 0 | [11 empty] | New York Power Authority | 100 | New York Power Authority | 100
hydro | Robert Moses Niagara | 2693_G_8 | 2693 | G | 8 |  | Hydro |  | NY_Z_A | New York | 36 | Niagara | 63 | 36063 | 187.3 | 0 | 1961 | 9999 |  |  | N | Hydro | [13 empty] | 0 | 0 | 0 | 0 | [11 empty] | New York Power Authority | 100 | New York Power Authority | 100
hydro | Robert Moses Niagara | 2693_G_9 | 2693 | G | 9 |  | Hydro |  | NY_Z_A | New York | 36 | Niagara | 63 | 36063 | 187.3 | 0 | 1961 | 9999 |  |  | N | Hydro | [13 empty] | 0 | 0 | 0 | 0 | [11 empty] | New York Power Authority | 100 | New York Power Authority | 100
hydro | Robert Moses Niagara | 2693_G_11 | 2693 | G | 11 |  | Hydro |  | NY_Z_A | New York | 36 | Niagara | 63 | 36063 | 187.3 | 0 | 1962 | 9999 |  |  | N | Hydro | [13 empty] | 0 | 0 | 0 | 0 | [11 empty] | New York Power Authority | 100 | New York Power Authority | 100
hydro | Robert Moses Niagara | 2693_G_12 | 2693 | G | 12 |  | Hydro |  | NY_Z_A | New York | 36 | Niagara | 63 | 36063 | 187.3 | 0 | 1962 | 9999 |  |  | N | Hydro | [13 empty] | 0 | 0 | 0 | 0 | [11 empty] | New York Power Authority | 100 | New York Power Authority | 100
hydro | Robert Moses Niagara | 2693_G_13 | 2693 | G | 13 |  | Hydro |  | NY_Z_A | New York | 36 | Niagara | 63 | 36063 | 187.3 | 0 | 1962 | 9999 |  |  | N | Hydro | [13 empty] | 0 | 0 | 0 | 0 | [11 empty] | New York Power Authority | 100 | New York Power Authority | 100
hydro | Robert Moses Niagara | 2693_G_2 | 2693 | G | 2 |  | Hydro |  | NY_Z_A | New York | 36 | Niagara | 63 | 36063 | 187.3 | 0 | 1962 | 9999 |  |  | N | Hydro | [13 empty] | 0 | 0 | 0 | 0 | [11 empty] | New York Power Authority | 100 | New York Power Authority | 100
hydro | Robert Moses Power Dam | 2694_G_24 | 2694 | G | 24 |  | Hydro |  | NY_Z_D | New York | 36 | St Lawrence | 89 | 36089 | 53.5 | 0 | 1958 | 9999 |  |  | N | Hydro | [13 empty] | 0 | 0 | 0 | 0 | [11 empty] | New York Power Authority | 100 | New York Power Authority | 100
hydro | Robert Moses Power Dam | 2694_G_25 | 2694 | G | 25 |  | Hydro |  | NY_Z_D | New York | 36 | St Lawrence | 89 | 36089 | 53.5 | 0 | 1958 | 9999 |  |  | N | Hydro | [13 empty] | 0 | 0 | 0 | 0 | [11 empty] | New York Power Authority | 100 | New York Power Authority | 100
hydro | Robert Moses Power Dam | 2694_G_26 | 2694 | G | 26 |  | Hydro |  | NY_Z_D | New York | 36 | St Lawrence | 89 | 36089 | 53.5 | 0 | 1958 | 9999 |  |  | N | Hydro | [13 empty] | 0 | 0 | 0 | 0 | [11 empty] | New York Power Authority | 100 | New York Power Authority | 100
hydro | Robert Moses Power Dam | 2694_G_27 | 2694 | G | 27 |  | Hydro |  | NY_Z_D | New York | 36 | St Lawrence | 89 | 36089 | 53.5 | 0 | 1958 | 9999 |  |  | N | Hydro | [13 empty] | 0 | 0 | 0 | 0 | [11 empty] | New York Power Authority | 100 | New York Power Authority | 100
hydro | Robert Moses Power Dam | 2694_G_28 | 2694 | G | 28 |  | Hydro |  | NY_Z_D | New York | 36 | St Lawrence | 89 | 36089 | 53.5 | 0 | 1958 | 9999 |  |  | N | Hydro | [13 empty] | 0 | 0 | 0 | 0 | [11 empty] | New York Power Authority | 100 | New York Power Authority | 100
hydro | Robert Moses Power Dam | 2694_G_29 | 2694 | G | 29 |  | Hydro |  | NY_Z_D | New York | 36 | St Lawrence | 89 | 36089 | 53.5 | 0 | 1958 | 9999 |  |  | N | Hydro | [13 empty] | 0 | 0 | 0 | 0 | [11 empty] | New York Power Authority | 100 | New York Power Authority | 100
hydro | Robert Moses Power Dam | 2694_G_30 | 2694 | G | 30 |  | Hydro |  | NY_Z_D | New York | 36 | St Lawrence | 89 | 36089 | 53.5 | 0 | 1958 | 9999 |  |  | N | Hydro | [13 empty] | 0 | 0 | 0 | 0 | [11 empty] | New York Power Authority | 100 | New York Power Authority | 100
hydro | Robert Moses Power Dam | 2694_G_31 | 2694 | G | 31 |  | Hydro |  | NY_Z_D | New York | 36 | St Lawrence | 89 | 36089 | 53.5 | 0 | 1958 | 9999 |  |  | N | Hydro | [13 empty] | 0 | 0 | 0 | 0 | [11 empty] | New York Power Authority | 100 | New York Power Authority | 100
hydro | Robert Moses Power Dam | 2694_G_32 | 2694 | G | 32 |  | Hydro |  | NY_Z_D | New York | 36 | St Lawrence | 89 | 36089 | 53.5 | 0 | 1958 | 9999 |  |  | N | Hydro | [13 empty] | 0 | 0 | 0 | 0 | [11 empty] | New York Power Authority | 100 | New York Power Authority | 100
hydro | Robert Moses Power Dam | 2694_G_17 | 2694 | G | 17 |  | Hydro |  | NY_Z_D | New York | 36 | St Lawrence | 89 | 36089 | 53.5 | 0 | 1959 | 9999 |  |  | N | Hydro | [13 empty] | 0 | 0 | 0 | 0 | [11 empty] | New York Power Authority | 100 | New York Power Authority | 100
hydro | Robert Moses Power Dam | 2694_G_18 | 2694 | G | 18 |  | Hydro |  | NY_Z_D | New York | 36 | St Lawrence | 89 | 36089 | 53.5 | 0 | 1959 | 9999 |  |  | N | Hydro | [13 empty] | 0 | 0 | 0 | 0 | [11 empty] | New York Power Authority | 100 | New York Power Authority | 100
hydro | Robert Moses Power Dam | 2694_G_19 | 2694 | G | 19 |  | Hydro |  | NY_Z_D | New York | 36 | St Lawrence | 89 | 36089 | 53.5 | 0 | 1959 | 9999 |  |  | N | Hydro | [13 empty] | 0 | 0 | 0 | 0 | [11 empty] | New York Power Authority | 100 | New York Power Authority | 100
hydro | Robert Moses Power Dam | 2694_G_20 | 2694 | G | 20 |  | Hydro |  | NY_Z_D | New York | 36 | St Lawrence | 89 | 36089 | 53.5 | 0 | 1959 | 9999 |  |  | N | Hydro | [13 empty] | 0 | 0 | 0 | 0 | [11 empty] | New York Power Authority | 100 | New York Power Authority | 100
hydro | Robert Moses Power Dam | 2694_G_21 | 2694 | G | 21 |  | Hydro |  | NY_Z_D | New York | 36 | St Lawrence | 89 | 36089 | 53.5 | 0 | 1959 | 9999 |  |  | N | Hydro | [13 empty] | 0 | 0 | 0 | 0 | [11 empty] | New York Power Authority | 100 | New York Power Authority | 100
hydro | Robert Moses Power Dam | 2694_G_22 | 2694 | G | 22 |  | Hydro |  | NY_Z_D | New York | 36 | St Lawrence | 89 | 36089 | 53.5 | 0 | 1959 | 9999 |  |  | N | Hydro | [13 empty] | 0 | 0 | 0 | 0 | [11 empty] | New York Power Authority | 100 | New York Power Authority | 100
hydro | Robert Moses Power Dam | 2694_G_23 | 2694 | G | 23 |  | Hydro |  | NY_Z_D | New York | 36 | St Lawrence | 89 | 36089 | 53.5 | 0 | 1959 | 9999 |  |  | N | Hydro | [13 empty] | 0 | 0 | 0 | 0 | [11 empty] | New York Power Authority | 100 | New York Power Authority | 100
natural gas peaker | Charles P Keller | 2695_G_10 | 2695 | G | 10 |  | Combustion Turbine | IC Engine | NY_Z_K | New York | 36 | Nassau | 59 | 36059 | 3.2 | 18000 | 1954 | 9999 |  |  | N | Natural Gas, Distillate Fuel Oil | [12 empty] | 1.053 | 0.37682 | 0.37682 | 0.37682 | 0.37682 | [11 empty] | Rockville Centre NY (Village of) | 100 | Rockville Centre NY (Village of) | 100
natural gas peaker | Charles P Keller | 2695_G_9 | 2695 | G | 9 |  | Combustion Turbine | IC Engine | NY_Z_K | New York | 36 | Nassau | 59 | 36059 | 3.2 | 18000 | 1954 | 9999 |  |  | N | Natural Gas, Distillate Fuel Oil | [12 empty] | 1.053 | 0.37682 | 0.37682 | 0.37682 | 0.37682 | [11 empty] | Rockville Centre NY (Village of) | 100 | Rockville Centre NY (Village of) | 100
natural gas peaker | Charles P Keller | 2695_G_11 | 2695 | G | 11 |  | Combustion Turbine | IC Engine | NY_Z_K | New York | 36 | Nassau | 59 | 36059 | 5.2 | 18000 | 1962 | 9999 |  |  | N | Natural Gas, Distillate Fuel Oil | [12 empty] | 1.053 | 0.37682 | 0.37682 | 0.37682 | 0.37682 | [11 empty] | Rockville Centre NY (Village of) | 100 | Rockville Centre NY (Village of) | 100
natural gas peaker | Charles P Keller | 2695_G_12 | 2695 | G | 12 |  | Combustion Turbine | IC Engine | NY_Z_K | New York | 36 | Nassau | 59 | 36059 | 5.5 | 18000 | 1967 | 9999 |  |  | N | Natural Gas, Distillate Fuel Oil | [12 empty] | 1.053 | 0.37682 | 0.37682 | 0.37682 | 0.37682 | [11 empty] | Rockville Centre NY (Village of) | 100 | Rockville Centre NY (Village of) | 100
natural gas peaker | Charles P Keller | 2695_G_13 | 2695 | G | 13 |  | Combustion Turbine | IC Engine | NY_Z_K | New York | 36 | Nassau | 59 | 36059 | 5.5 | 18000 | 1974 | 9999 |  |  | N | Natural Gas, Distillate Fuel Oil | [12 empty] | 1.053 | 0.37682 | 0.37682 | 0.37682 | 0.37682 | [11 empty] | Rockville Centre NY (Village of) | 100 | Rockville Centre NY (Village of) | 100
natural gas peaker | Charles P Keller | 2695_G_14 | 2695 | G | 14 |  | Combustion Turbine | IC Engine | NY_Z_K | New York | 36 | Nassau | 59 | 36059 | 6.2 | 18000 | 1994 | 9999 |  |  | N | Natural Gas, Distillate Fuel Oil | [12 empty] | 1.053 | 0.37682 | 0.37682 | 0.37682 | 0.37682 | [11 empty] | Rockville Centre NY (Village of) | 100 | Rockville Centre NY (Village of) | 100
hydro | Watertown | 2700_G_1 | 2700 | G | 1 |  | Hydro |  | NY_Z_C&E | New York | 36 | Jefferson | 45 | 36045 | 2.1 | 0 | 1924 | 9999 |  |  | N | Hydro | [13 empty] | 0 | 0 | 0 | 0 | [11 empty] | Watertown NY (City of) | 100 | Watertown NY (City of) | 100
hydro | Watertown | 2700_G_2 | 2700 | G | 2 |  | Hydro |  | NY_Z_C&E | New York | 36 | Jefferson | 45 | 36045 | 2.1 | 0 | 1924 | 9999 |  |  | N | Hydro | [13 empty] | 0 | 0 | 0 | 0 | [11 empty] | Watertown NY (City of) | 100 | Watertown NY (City of) | 100
hydro | Watertown | 2700_G_3 | 2700 | G | 3 |  | Hydro |  | NY_Z_C&E | New York | 36 | Jefferson | 45 | 36045 | 2.1 | 0 | 1924 | 9999 |  |  | N | Hydro | [13 empty] | 0 | 0 | 0 | 0 | [11 empty] | Watertown NY (City of) | 100 | Watertown NY (City of) | 100
natural gas peaker | Asheville | 2706_G_GT1 | 2706 | G | GT1 | 1818 | Combustion Turbine |  | S_VACA | North Carolina | 37 | Buncombe | 21 | 37021 | 160 | 11753 | 1999 | 9999 |  |  | N | Natural Gas, Distillate Fuel Oil |  |  |  | H2O | [8 empty] | 2.3 | 0.11529 | 0.11529 | 0.11529 | 0.11529 | [11 empty] | Duke Energy Progress | 100 | Duke Energy Corp | 100
natural gas peaker | Asheville | 2706_G_GT2 | 2706 | G | GT2 | 1819 | Combustion Turbine |  | S_VACA | North Carolina | 37 | Buncombe | 21 | 37021 | 160 | 11751 | 2000 | 9999 |  |  | N | Natural Gas, Distillate Fuel Oil |  |  |  | H2O | [8 empty] | 2.3 | 0.09189 | 0.09189 | 0.09189 | 0.09189 | [11 empty] | Duke Energy Progress | 100 | Duke Energy Corp | 100
natural gas combined cycle | Asheville | 2706_G_CT5 | 2706 | G | CT5 |  | Combined Cycle |  | S_VACA | North Carolina | 37 | Buncombe | 21 | 37021 | 191.2 | 7050 | 2019 | 9999 |  |  | N | Natural Gas, Distillate Fuel Oil |  |  |  | DLNB + H2O | SCR | [8 empty] | 0.03806 | 0.03806 | 0.03806 | 0.03806 | [11 empty] | Duke Energy Progress | 100 | Duke Energy Corp | 100
natural gas combined cycle | Asheville | 2706_G_CT7 | 2706 | G | CT7 |  | Combined Cycle |  | S_VACA | North Carolina | 37 | Buncombe | 21 | 37021 | 191.2 | 7050 | 2019 | 9999 |  |  | N | Natural Gas, Distillate Fuel Oil |  |  |  | DLNB + H2O | SCR | [8 empty] | 0.039862 | 0.039862 | 0.039862 | 0.039862 | [11 empty] | Duke Energy Progress | 100 | Duke Energy Corp | 100
natural gas combined cycle | Asheville | 2706_G_ST6 | 2706 | G | ST6 | 1816 | Combined Cycle |  | S_VACA | North Carolina | 37 | Buncombe | 21 | 37021 | 102 | 7050 | 2019 | 9999 |  |  | N | Natural Gas, Distillate Fuel Oil |  |  |  | DLNB + H2O | SCR | [8 empty] | 0.03806 | 0.03806 | 0.03806 | 0.03806 | [11 empty] | Duke Energy Progress | 100 | Duke Energy Corp | 100
natural gas combined cycle | Asheville | 2706_G_ST8 | 2706 | G | ST8 | 1817 | Combined Cycle |  | S_VACA | North Carolina | 37 | Buncombe | 21 | 37021 | 102 | 7050 | 2019 | 9999 |  |  | N | Natural Gas, Distillate Fuel Oil |  |  |  | DLNB + H2O | SCR | [8 empty] | 0.039862 | 0.039862 | 0.039862 | 0.039862 | [11 empty] | Duke Energy Progress | 100 | Duke Energy Corp | 100
hydro | Blewett | 2707_G_1 | 2707 | G | 1 |  | Hydro |  | S_VACA | North Carolina | 37 | Anson | 7 | 37007 | 4 | 0 | 1912 | 9999 |  |  | N | Hydro | [13 empty] | 0 | 0 | 0 | 0 | [11 empty] | Duke Energy Progress | 100 | Duke Energy Corp | 100
hydro | Blewett | 2707_G_2 | 2707 | G | 2 |  | Hydro |  | S_VACA | North Carolina | 37 | Anson | 7 | 37007 | 4 | 0 | 1912 | 9999 |  |  | N | Hydro | [13 empty] | 0 | 0 | 0 | 0 | [11 empty] | Duke Energy Progress | 100 | Duke Energy Corp | 100
hydro | Blewett | 2707_G_3 | 2707 | G | 3 |  | Hydro |  | S_VACA | North Carolina | 37 | Anson | 7 | 37007 | 4 | 0 | 1912 | 9999 |  |  | N | Hydro | [13 empty] | 0 | 0 | 0 | 0 | [11 empty] | Duke Energy Progress | 100 | Duke Energy Corp | 100
hydro | Blewett | 2707_G_4 | 2707 | G | 4 |  | Hydro |  | S_VACA | North Carolina | 37 | Anson | 7 | 37007 | 5 | 0 | 1912 | 9999 |  |  | N | Hydro | [13 empty] | 0 | 0 | 0 | 0 | [11 empty] | Duke Energy Progress | 100 | Duke Energy Corp | 100
hydro | Blewett | 2707_G_5 | 2707 | G | 5 |  | Hydro |  | S_VACA | North Carolina | 37 | Anson | 7 | 37007 | 5 | 0 | 1912 | 9999 |  |  | N | Hydro | [13 empty] | 0 | 0 | 0 | 0 | [11 empty] | Duke Energy Progress | 100 | Duke Energy Corp | 100
hydro | Blewett | 2707_G_6 | 2707 | G | 6 |  | Hydro |  | S_VACA | North Carolina | 37 | Anson | 7 | 37007 | 5 | 0 | 1912 | 9999 |  |  | N | Hydro | [13 empty] | 0 | 0 | 0 | 0 | [11 empty] | Duke Energy Progress | 100 | Duke Energy Corp | 100
natural gas peaker | Blewett | 2707_G_GT1 | 2707 | G | GT1 | 90042 | Combustion Turbine |  | S_VACA | North Carolina | 37 | Anson | 7 | 37007 | 13 | 25000 | 1971 | 9999 |  |  | N | Distillate Fuel Oil | [12 empty] | 2.3 | 1.198 | 1.198 | 1.198 | 1.198 | [11 empty] | Duke Energy Progress | 100 | Duke Energy Corp | 100
natural gas peaker | Blewett | 2707_G_GT2 | 2707 | G | GT2 | 90043 | Combustion Turbine |  | S_VACA | North Carolina | 37 | Anson | 7 | 37007 | 13 | 25000 | 1971 | 9999 |  |  | N | Distillate Fuel Oil | [12 empty] | 2.3 | 1.1997 | 1.1997 | 1.1997 | 1.1997 | [11 empty] | Duke Energy Progress | 100 | Duke Energy Corp | 100
natural gas peaker | Blewett | 2707_G_GT3 | 2707 | G | GT3 | 90044 | Combustion Turbine |  | S_VACA | North Carolina | 37 | Anson | 7 | 37007 | 13 | 25000 | 1971 | 9999 |  |  | N | Distillate Fuel Oil | [12 empty] | 2.3 | 1.1988 | 1.1988 | 1.1988 | 1.1988 | [11 empty] | Duke Energy Progress | 100 | Duke Energy Corp | 100
natural gas peaker | Blewett | 2707_G_GT4 | 2707 | G | GT4 | 90045 | Combustion Turbine |  | S_VACA | North Carolina | 37 | Anson | 7 | 37007 | 13 | 25000 | 1971 | 9999 |  |  | N | Distillate Fuel Oil | [12 empty] | 2.3 | 1.1994 | 1.1994 | 1.1994 | 1.1994 | [11 empty] | Duke Energy Progress | 100 | Duke Energy Corp | 100
hydro | Marshall Dam | 2710_G_HC1 | 2710 | G | HC1 |  | Hydro |  | S_VACA | North Carolina | 37 | Madison | 115 | 37115 | 2 | 0 | 1985 | 9999 |  |  | N | Hydro | [13 empty] | 0 | 0 | 0 | 0 | [11 empty] | Duke Energy Progress | 100 | Duke Energy Corp | 100
hydro | Marshall Dam | 2710_G_HC2 | 2710 | G | HC2 |  | Hydro |  | S_VACA | North Carolina | 37 | Madison | 115 | 37115 | 2 | 0 | 1985 | 9999 |  |  | N | Hydro | [13 empty] | 0 | 0 | 0 | 0 | [11 empty] | Duke Energy Progress | 100 | Duke Energy Corp | 100
hard coal | Roxboro | 2712_B_1 | 2712 | B | 1 | 1831 | Coal Steam |  | S_VACA | North Carolina | 37 | Person | 145 | 37145 | 379 | 10245 | 1966 | 2029 | wall | dry | N | Bituminous | Wet Scrubber | 2008 | 0.97 | LNB + OFA | SCR | 2002 |  | ESPC | No |  |  |  | 0.206 | 0.13357 | 0.13357 | 0.13357 | 0.13357 | 0.05 | 0.1 | 0.56 | 0.99 | [7 empty] | Duke Energy Progress | 100 | Duke Energy Corp | 100
hard coal | Roxboro | 2712_B_2 | 2712 | B | 2 | 1832 | Coal Steam |  | S_VACA | North Carolina | 37 | Person | 145 | 37145 | 668 | 10393 | 1968 | 2029 | tangential | dry | N | Bituminous | Wet Scrubber | 2007 | 0.97 | LNC2 + OFA | SCR | 2002 |  | ESPC | No |  |  |  | 0.21 | 0.12692 | 0.12692 | 0.12692 | 0.12692 | 0.05 | 0.1 | 0.56 | 0.99 | [7 empty] | Duke Energy Progress | 100 | Duke Energy Corp | 100
hard coal | Roxboro | 2712_B_3A | 2712 | B | 3A | 1833 | Coal Steam |  | S_VACA | North Carolina | 37 | Person | 145 | 37145 | 347 | 10296 | 1973 | 2034 | wall | dry | N | Bituminous | Wet Scrubber | 2008 | 0.97 | LNB + OFA | SCR | 2003 |  | ESPC | No |  |  |  | 0.175 | 0.2715 | 0.14493 | 0.2715 | 0.14493 | 0.05 | 0.1 | 0.56 | 0.99 | [7 empty] | Duke Energy Progress | 100 | Duke Energy Corp | 100
hard coal | Roxboro | 2712_B_3B | 2712 | B | 3B | 1834 | Coal Steam |  | S_VACA | North Carolina | 37 | Person | 145 | 37145 | 347 | 10296 | 1973 | 2034 | wall | dry | N | Bituminous | Wet Scrubber | 2008 | 0.97 | LNB + OFA | SCR | 2003 |  | ESPC | No |  |  |  | 0.175 | 0.25832 | 0.14594 | 0.25832 | 0.14594 | 0.05 | 0.1 | 0.56 | 0.99 | [7 empty] | Duke Energy Progress | 100 | Duke Energy Corp | 100
hard coal | Roxboro | 2712_B_4A | 2712 | B | 4A | 1835 | Coal Steam |  | S_VACA | North Carolina | 37 | Person | 145 | 37145 | 349 | 10364 | 1980 | 2034 | wall | dry | N | Bituminous | Wet Scrubber | 2007 | 0.97 | LNB + OFA | SCR | 2001 |  | ESPH | No |  |  |  | 0.175 | 0.12856 | 0.12856 | 0.12856 | 0.12856 | 0.05 | 0.1 | 1 | 0.99 | [7 empty] | Duke Energy Progress | 100 | Duke Energy Corp | 100
hard coal | Roxboro | 2712_B_4B | 2712 | B | 4B | 1836 | Coal Steam |  | S_VACA | North Carolina | 37 | Person | 145 | 37145 | 349 | 10364 | 1980 | 2034 | wall | dry | N | Bituminous | Wet Scrubber | 2007 | 0.97 | LNB + OFA | SCR | 2001 |  | ESPH | No |  |  |  | 0.175 | 0.1297 | 0.1297 | 0.1297 | 0.1297 | 0.05 | 0.1 | 1 | 0.99 | [7 empty] | Duke Energy Progress | 100 | Duke Energy Corp | 100
hydro | Tillery | 2714_G_1 | 2714 | G | 1 |  | Hydro |  | S_VACA | North Carolina | 37 | Montgomery | 123 | 37123 | 21 | 0 | 1928 | 9999 |  |  | N | Hydro | [13 empty] | 0 | 0 | 0 | 0 | [11 empty] | Duke Energy Progress | 100 | Duke Energy Corp | 100
hydro | Tillery | 2714_G_2 | 2714 | G | 2 |  | Hydro |  | S_VACA | North Carolina | 37 | Montgomery | 123 | 37123 | 18 | 0 | 1928 | 9999 |  |  | N | Hydro | [13 empty] | 0 | 0 | 0 | 0 | [11 empty] | Duke Energy Progress | 100 | Duke Energy Corp | 100
hydro | Tillery | 2714_G_3 | 2714 | G | 3 |  | Hydro |  | S_VACA | North Carolina | 37 | Montgomery | 123 | 37123 | 21 | 0 | 1928 | 9999 |  |  | N | Hydro | [13 empty] | 0 | 0 | 0 | 0 | [11 empty] | Duke Energy Progress | 100 | Duke Energy Corp | 100
hydro | Tillery | 2714_G_4 | 2714 | G | 4 |  | Hydro |  | S_VACA | North Carolina | 37 | Montgomery | 123 | 37123 | 24 | 0 | 1960 | 9999 |  |  | N | Hydro | [13 empty] | 0 | 0 | 0 | 0 | [11 empty] | Duke Energy Progress | 100 | Duke Energy Corp | 100
hydro | Walters | 2715_G_1 | 2715 | G | 1 |  | Hydro |  | S_VACA | North Carolina | 37 | Haywood | 87 | 37087 | 36 | 0 | 1930 | 9999 |  |  | N | Hydro | [13 empty] | 0 | 0 | 0 | 0 | [11 empty] | Duke Energy Progress | 100 | Duke Energy Corp | 100
hydro | Walters | 2715_G_2 | 2715 | G | 2 |  | Hydro |  | S_VACA | North Carolina | 37 | Haywood | 87 | 37087 | 40 | 0 | 1930 | 9999 |  |  | N | Hydro | [13 empty] | 0 | 0 | 0 | 0 | [11 empty] | Duke Energy Progress | 100 | Duke Energy Corp | 100
hydro | Walters | 2715_G_3 | 2715 | G | 3 |  | Hydro |  | S_VACA | North Carolina | 37 | Haywood | 87 | 37087 | 36 | 0 | 1930 | 9999 |  |  | N | Hydro | [13 empty] | 0 | 0 | 0 | 0 | [11 empty] | Duke Energy Progress | 100 | Duke Energy Corp | 100
natural gas peaker | W H Weatherspoon | 2716_G_GT1 | 2716 | G | GT1 | 88324 | Combustion Turbine |  | S_VACA | North Carolina | 37 | Robeson | 155 | 37155 | 31 | 25000 | 1970 | 9999 |  |  | N | Distillate Fuel Oil | [12 empty] | 2.3 | 1.2003 | 1.2003 | 1.2003 | 1.2003 | [11 empty] | Duke Energy Progress | 100 | Duke Energy Corp | 100
natural gas peaker | W H Weatherspoon | 2716_G_GT2 | 2716 | G | GT2 | 88325 | Combustion Turbine |  | S_VACA | North Carolina | 37 | Robeson | 155 | 37155 | 31 | 25000 | 1970 | 9999 |  |  | N | Distillate Fuel Oil | [12 empty] | 2.3 | 1.1999 | 1.1999 | 1.1999 | 1.1999 | [11 empty] | Duke Energy Progress | 100 | Duke Energy Corp | 100
natural gas peaker | W H Weatherspoon | 2716_G_GT3 | 2716 | G | GT3 | 88326 | Combustion Turbine |  | S_VACA | North Carolina | 37 | Robeson | 155 | 37155 | 32 | 25000 | 1971 | 9999 |  |  | N | Distillate Fuel Oil | [12 empty] | 2.3 | 1.1999 | 1.1999 | 1.1999 | 1.1999 | [11 empty] | Duke Energy Progress | 100 | Duke Energy Corp | 100
natural gas peaker | W H Weatherspoon | 2716_G_GT4 | 2716 | G | GT4 | 88327 | Combustion Turbine |  | S_VACA | North Carolina | 37 | Robeson | 155 | 37155 | 30 | 25000 | 1971 | 9999 |  |  | N | Distillate Fuel Oil | [12 empty] | 2.3 | 1.1998 | 1.1998 | 1.1998 | 1.1998 | [11 empty] | Duke Energy Progress | 100 | Duke Energy Corp | 100
hydro | Bridgewater | 2719_G_1 | 2719 | G | 1 |  | Hydro |  | S_VACA | North Carolina | 37 | Burke | 23 | 37023 | 15 | 0 | 1919 | 9999 |  |  | N | Hydro | [13 empty] | 0 | 0 | 0 | 0 | [11 empty] | Duke Energy Carolinas | 100 | Duke Energy Corp | 100
hydro | Bridgewater | 2719_G_2 | 2719 | G | 2 |  | Hydro |  | S_VACA | North Carolina | 37 | Burke | 23 | 37023 | 15 | 0 | 1919 | 9999 |  |  | N | Hydro | [13 empty] | 0 | 0 | 0 | 0 | [11 empty] | Duke Energy Carolinas | 100 | Duke Energy Corp | 100
hydro | Bridgewater | 2719_G_3 | 2719 | G | 3 |  | Hydro |  | S_VACA | North Carolina | 37 | Burke | 23 | 37023 | 1.5 | 0 | 2011 | 9999 |  |  | N | Hydro | [13 empty] | 0 | 0 | 0 | 0 | [11 empty] | Duke Energy Carolinas | 100 | Duke Energy Corp | 100
natural gas combined cycle | Buck | 2720_G_CT11 | 2720 | G | CT11 | 90410 | Combined Cycle |  | S_VACA | North Carolina | 37 | Rowan | 159 | 37159 | 178 | 7079 | 2011 | 9999 |  |  | N | Natural Gas |  |  |  | DLNB | SCR | [8 empty] | 0.008456 | 0.008456 | 0.008456 | 0.008456 | [11 empty] | Duke Energy Carolinas | 100 | Duke Energy Corp | 100
natural gas combined cycle | Buck | 2720_G_CT12 | 2720 | G | CT12 | 90411 | Combined Cycle |  | S_VACA | North Carolina | 37 | Rowan | 159 | 37159 | 178 | 7079 | 2011 | 9999 |  |  | N | Natural Gas |  |  |  | DLNB | SCR | [8 empty] | 0.008456 | 0.008456 | 0.008456 | 0.008456 | [11 empty] | Duke Energy Carolinas | 100 | Duke Energy Corp | 100
natural gas combined cycle | Buck | 2720_G_ST10 | 2720 | G | ST10 | 90410 | Combined Cycle |  | S_VACA | North Carolina | 37 | Rowan | 159 | 37159 | 312 | 7079 | 2011 | 9999 |  |  | N | Natural Gas |  |  |  | DLNB | SCR | [8 empty] | 0.008456 | 0.008456 | 0.008456 | 0.008456 | [11 empty] | Duke Energy Carolinas | 100 | Duke Energy Corp | 100
hard coal | James E. Rogers Energy Complex | 2721_B_5 | 2721 | B | 5 | 1857 | Coal Steam |  | S_VACA | North Carolina | 37 | Cleveland | 45 | 37045 | 544 | 9385 | 1972 | 9999 | tangential | dry | N | Bituminous, Natural Gas | Wet Scrubber | 2010 | 0.983 | LNC3 | SCR | 2002 |  | ESPC | Yes |  |  |  | 1.6 | 0.2471 | 0.13745 | 0.2471 | 0.13745 | 0.05 | 0.1 | 0.56 | 0.99 | [7 empty] | Duke Energy Carolinas | 100 | Duke Energy Corp | 100
hard coal | James E. Rogers Energy Complex | 2721_B_6 | 2721 | B | 6 | 90414 | Coal Steam |  | S_VACA | North Carolina | 37 | Cleveland | 45 | 37045 | 844 | 9090 | 2012 | 2048 | wall | dry | N | Bituminous, Natural Gas | Wet Scrubber | 2012 | 0.983 | LNBO | SCR | 2012 |  | B | NA |  |  |  | 2.2 | 0.05732 | 0.05732 | 0.05732 | 0.05732 | 0.05 | 0.1 | 0.56 | 0.99 | [7 empty] | Duke Energy Carolinas | 100 | Duke Energy Corp | 100
hydro | Cowans Ford | 2722_G_1 | 2722 | G | 1 |  | Hydro |  | S_VACA | North Carolina | 37 | Lincoln | 109 | 37109 | 81 | 0 | 1963 | 9999 |  |  | N | Hydro | [13 empty] | 0 | 0 | 0 | 0 | [11 empty] | Duke Energy Carolinas | 100 | Duke Energy Corp | 100
hydro | Cowans Ford | 2722_G_2 | 2722 | G | 2 |  | Hydro |  | S_VACA | North Carolina | 37 | Lincoln | 109 | 37109 | 81 | 0 | 1963 | 9999 |  |  | N | Hydro | [13 empty] | 0 | 0 | 0 | 0 | [11 empty] | Duke Energy Carolinas | 100 | Duke Energy Corp | 100
hydro | Cowans Ford | 2722_G_3 | 2722 | G | 3 |  | Hydro |  | S_VACA | North Carolina | 37 | Lincoln | 109 | 37109 | 81 | 0 | 1963 | 9999 |  |  | N | Hydro | [13 empty] | 0 | 0 | 0 | 0 | [11 empty] | Duke Energy Carolinas | 100 | Duke Energy Corp | 100
hydro | Cowans Ford | 2722_G_4 | 2722 | G | 4 |  | Hydro |  | S_VACA | North Carolina | 37 | Lincoln | 109 | 37109 | 81 | 0 | 1967 | 9999 |  |  | N | Hydro | [13 empty] | 0 | 0 | 0 | 0 | [11 empty] | Duke Energy Carolinas | 100 | Duke Energy Corp | 100
natural gas combined cycle | Dan River | 2723_G_CT8 | 2723 | G | CT8 | 90412 | Combined Cycle |  | S_VACA | North Carolina | 37 | Rockingham | 157 | 37157 | 171 | 7153 | 2012 | 9999 |  |  | N | Natural Gas |  |  |  | DLNB | SCR | [8 empty] | 0.016926 | 0.016926 | 0.016926 | 0.016926 | [11 empty] | Duke Energy Carolinas | 100 | Duke Energy Corp | 100
natural gas combined cycle | Dan River | 2723_G_CT9 | 2723 | G | CT9 | 90413 | Combined Cycle |  | S_VACA | North Carolina | 37 | Rockingham | 157 | 37157 | 171 | 7153 | 2012 | 9999 |  |  | N | Natural Gas |  |  |  | DLNB | SCR | [8 empty] | 0.016926 | 0.016926 | 0.016926 | 0.016926 | [11 empty] | Duke Energy Carolinas | 100 | Duke Energy Corp | 100
natural gas combined cycle | Dan River | 2723_G_ST7 | 2723 | G | ST7 | 90412 | Combined Cycle |  | S_VACA | North Carolina | 37 | Rockingham | 157 | 37157 | 320 | 7153 | 2012 | 9999 |  |  | N | Natural Gas |  |  |  | DLNB | SCR | [8 empty] | 0.016926 | 0.016926 | 0.016926 | 0.016926 | [11 empty] | Duke Energy Carolinas | 100 | Duke Energy Corp | 100
hydro | Lookout Shoals | 2726_G_1 | 2726 | G | 1 |  | Hydro |  | S_VACA | North Carolina | 37 | Iredell | 97 | 37097 | 9 | 0 | 1915 | 9999 |  |  | N | Hydro | [13 empty] | 0 | 0 | 0 | 0 | [11 empty] | Duke Energy Carolinas | 100 | Duke Energy Corp | 100
hydro | Lookout Shoals | 2726_G_2 | 2726 | G | 2 |  | Hydro |  | S_VACA | North Carolina | 37 | Iredell | 97 | 37097 | 9 | 0 | 1915 | 9999 |  |  | N | Hydro | [13 empty] | 0 | 0 | 0 | 0 | [11 empty] | Duke Energy Carolinas | 100 | Duke Energy Corp | 100
hydro | Lookout Shoals | 2726_G_3 | 2726 | G | 3 |  | Hydro |  | S_VACA | North Carolina | 37 | Iredell | 97 | 37097 | 9 | 0 | 1915 | 9999 |  |  | N | Hydro | [13 empty] | 0 | 0 | 0 | 0 | [11 empty] | Duke Energy Carolinas | 100 | Duke Energy Corp | 100
hard coal | Marshall (NC) | 2727_B_1 | 2727 | B | 1 | 1861 | Coal Steam |  | S_VACA | North Carolina | 37 | Catawba | 35 | 37035 | 370 | 9477 | 1965 | 2029 | tangential | dry | N | Bituminous | Wet Scrubber | 2007 | 0.95 | LNC3 | SNCR |  | 2006 | ESPC | Yes |  |  |  | 0.113 | 0.24605 | 0.24605 | 0.24605 | 0.24605 | 0.05 | 0.1 | 0.56 | 0.99 | [7 empty] | Duke Energy Carolinas | 100 | Duke Energy Corp | 100
hard coal | Marshall (NC) | 2727_B_4 | 2727 | B | 4 | 1864 | Coal Steam |  | S_VACA | North Carolina | 37 | Catawba | 35 | 37035 | 660 | 9300 | 1965 | 2033 | tangential | dry | N | Bituminous | Wet Scrubber | 2006 | 0.95 | LNC3 | SNCR |  | 2008 | ESPC | Yes | ACI | 2016 |  | 0.105 | 0.3454 | 0.25566 | 0.3454 | 0.25566 | 0.05 | 0.1 | 0.1 | 0.99 | [7 empty] | Duke Energy Carolinas | 100 | Duke Energy Corp | 100
hard coal | Marshall (NC) | 2727_B_2 | 2727 | B | 2 | 1862 | Coal Steam |  | S_VACA | North Carolina | 37 | Catawba | 35 | 37035 | 370 | 9490 | 1966 | 2029 | tangential | dry | N | Bituminous | Wet Scrubber | 2007 | 0.95 | LNC3 | SNCR |  | 2007 | ESPC | Yes |  |  |  | 0.1 | 0.25402 | 0.25402 | 0.25402 | 0.25402 | 0.05 | 0.1 | 0.56 | 0.99 | [7 empty] | Duke Energy Carolinas | 100 | Duke Energy Corp | 100
hard coal | Marshall (NC) | 2727_B_3 | 2727 | B | 3 | 1863 | Coal Steam |  | S_VACA | North Carolina | 37 | Catawba | 35 | 37035 | 658 | 9344 | 1969 | 2033 | tangential | dry | N | Bituminous | Wet Scrubber | 2007 | 0.95 | LNC3 | SCR | 2009 |  | ESPC | Yes |  |  |  | 0.078 | 0.2353 | 0.15182 | 0.2353 | 0.15182 | 0.05 | 0.1 | 0.56 | 0.99 | [7 empty] | Duke Energy Carolinas | 100 | Duke Energy Corp | 100
hydro | Mountain Island | 2728_G_1 | 2728 | G | 1 |  | Hydro |  | S_VACA | North Carolina | 37 | Gaston | 71 | 37071 | 14 | 0 | 1923 | 9999 |  |  | N | Hydro | [13 empty] | 0 | 0 | 0 | 0 | [11 empty] | Duke Energy Carolinas | 100 | Duke Energy Corp | 100
hydro | Mountain Island | 2728_G_2 | 2728 | G | 2 |  | Hydro |  | S_VACA | North Carolina | 37 | Gaston | 71 | 37071 | 14 | 0 | 1923 | 9999 |  |  | N | Hydro | [13 empty] | 0 | 0 | 0 | 0 | [11 empty] | Duke Energy Carolinas | 100 | Duke Energy Corp | 100
hydro | Mountain Island | 2728_G_3 | 2728 | G | 3 |  | Hydro |  | S_VACA | North Carolina | 37 | Gaston | 71 | 37071 | 17 | 0 | 1923 | 9999 |  |  | N | Hydro | [13 empty] | 0 | 0 | 0 | 0 | [11 empty] | Duke Energy Carolinas | 100 | Duke Energy Corp | 100
hydro | Mountain Island | 2728_G_4 | 2728 | G | 4 |  | Hydro |  | S_VACA | North Carolina | 37 | Gaston | 71 | 37071 | 17 | 0 | 1923 | 9999 |  |  | N | Hydro | [13 empty] | 0 | 0 | 0 | 0 | [11 empty] | Duke Energy Carolinas | 100 | Duke Energy Corp | 100
hydro | Oxford Dam | 2729_G_1 | 2729 | G | 1 |  | Hydro |  | S_VACA | North Carolina | 37 | Catawba | 35 | 37035 | 20 | 0 | 1928 | 9999 |  |  | N | Hydro | [13 empty] | 0 | 0 | 0 | 0 | [11 empty] | Duke Energy Carolinas | 100 | Duke Energy Corp | 100
hydro | Oxford Dam | 2729_G_2 | 2729 | G | 2 |  | Hydro |  | S_VACA | North Carolina | 37 | Catawba | 35 | 37035 | 20 | 0 | 1928 | 9999 |  |  | N | Hydro | [13 empty] | 0 | 0 | 0 | 0 | [11 empty] | Duke Energy Carolinas | 100 | Duke Energy Corp | 100
hydro | Rhodhiss | 2730_G_1 | 2730 | G | 1 |  | Hydro |  | S_VACA | North Carolina | 37 | Caldwell | 27 | 37027 | 9.5 | 0 | 1925 | 9999 |  |  | N | Hydro | [13 empty] | 0 | 0 | 0 | 0 | [11 empty] | Duke Energy Carolinas | 100 | Duke Energy Corp | 100
hydro | Rhodhiss | 2730_G_2 | 2730 | G | 2 |  | Hydro |  | S_VACA | North Carolina | 37 | Caldwell | 27 | 37027 | 11.5 | 0 | 1925 | 9999 |  |  | N | Hydro | [13 empty] | 0 | 0 | 0 | 0 | [11 empty] | Duke Energy Carolinas | 100 | Duke Energy Corp | 100
hydro | Rhodhiss | 2730_G_3 | 2730 | G | 3 |  | Hydro |  | S_VACA | North Carolina | 37 | Caldwell | 27 | 37027 | 12.4 | 0 | 1925 | 9999 |  |  | N | Hydro | [13 empty] | 0 | 0 | 0 | 0 | [11 empty] | Duke Energy Carolinas | 100 | Duke Energy Corp | 100
hydro | Turner Shoals | 2735_G_1 | 2735 | G | 1 |  | Hydro |  | S_VACA | North Carolina | 37 | Polk | 149 | 37149 | 2.7 | 0 | 1996 | 9999 |  |  | N | Hydro | [13 empty] | 0 | 0 | 0 | 0 | [11 empty] | Northbrook Carolina Hydro LLC | 100 | Ares Management LP | 100
hydro | Turner Shoals | 2735_G_2 | 2735 | G | 2 |  | Hydro |  | S_VACA | North Carolina | 37 | Polk | 149 | 37149 | 2.7 | 0 | 1996 | 9999 |  |  | N | Hydro | [13 empty] | 0 | 0 | 0 | 0 | [11 empty] | Northbrook Carolina Hydro LLC | 100 | Ares Management LP | 100
hydro | Tuxedo | 2736_G_1 | 2736 | G | 1 |  | Hydro |  | S_VACA | North Carolina | 37 | Henderson | 89 | 37089 | 3.2 | 0 | 1920 | 9999 |  |  | N | Hydro | [13 empty] | 0 | 0 | 0 | 0 | [11 empty] | Northbrook Energy LLC | 100 | Northbrook Energy LLC | 100
hydro | Tuxedo | 2736_G_2 | 2736 | G | 2 |  | Hydro |  | S_VACA | North Carolina | 37 | Henderson | 89 | 37089 | 3.2 | 0 | 1920 | 9999 |  |  | N | Hydro | [13 empty] | 0 | 0 | 0 | 0 | [11 empty] | Northbrook Energy LLC | 100 | Northbrook Energy LLC | 100
hydro | Bear Creek Dam | 2741_G_1 | 2741 | G | 1 |  | Hydro |  | S_VACA | North Carolina | 37 | Jackson | 99 | 37099 | 9.5 | 0 | 1954 | 9999 |  |  | N | Hydro | [13 empty] | 0 | 0 | 0 | 0 | [11 empty] | Duke Energy Carolinas | 100 | Duke Energy Corp | 100
hydro | Cedar Cliff | 2743_G_1 | 2743 | G | 1 |  | Hydro |  | S_VACA | North Carolina | 37 | Jackson | 99 | 37099 | 6.4 | 0 | 1952 | 9999 |  |  | N | Hydro | [13 empty] | 0 | 0 | 0 | 0 | [11 empty] | Duke Energy Carolinas | 100 | Duke Energy Corp | 100
hydro | Franklin (NC) | 2745_G_1 | 2745 | G | 1 |  | Hydro |  | S_VACA | North Carolina | 37 | Macon | 113 | 37113 | 0.5 | 0 | 1925 | 9999 |  |  | N | Hydro | [13 empty] | 0 | 0 | 0 | 0 | [11 empty] | Northbrook Energy LLC | 100 | Northbrook Energy LLC | 100
hydro | Franklin (NC) | 2745_G_2 | 2745 | G | 2 |  | Hydro |  | S_VACA | North Carolina | 37 | Macon | 113 | 37113 | 0.5 | 0 | 1925 | 9999 |  |  | N | Hydro | [13 empty] | 0 | 0 | 0 | 0 | [11 empty] | Northbrook Energy LLC | 100 | Northbrook Energy LLC | 100
hydro | Mission | 2746_G_1 | 2746 | G | 1 |  | Hydro |  | S_VACA | North Carolina | 37 | Clay | 43 | 37043 | 0.6 | 0 | 1924 | 9999 |  |  | N | Hydro | [13 empty] | 0 | 0 | 0 | 0 | [11 empty] | Northbrook Energy LLC | 100 | Northbrook Energy LLC | 100
hydro | Mission | 2746_G_2 | 2746 | G | 2 |  | Hydro |  | S_VACA | North Carolina | 37 | Clay | 43 | 37043 | 0.6 | 0 | 1924 | 9999 |  |  | N | Hydro | [13 empty] | 0 | 0 | 0 | 0 | [11 empty] | Northbrook Energy LLC | 100 | Northbrook Energy LLC | 100
hydro | Mission | 2746_G_3 | 2746 | G | 3 |  | Hydro |  | S_VACA | North Carolina | 37 | Clay | 43 | 37043 | 0.6 | 0 | 1943 | 9999 |  |  | N | Hydro | [13 empty] | 0 | 0 | 0 | 0 | [11 empty] | Northbrook Energy LLC | 100 | Northbrook Energy LLC | 100
hydro | Nantahala | 2747_G_1 | 2747 | G | 1 |  | Hydro |  | S_VACA | North Carolina | 37 | Macon | 113 | 37113 | 50 | 0 | 1942 | 9999 |  |  | N | Hydro | [13 empty] | 0 | 0 | 0 | 0 | [11 empty] | Duke Energy Carolinas | 100 | Duke Energy Corp | 100
hydro | Tennessee Creek | 2749_G_1 | 2749 | G | 1 |  | Hydro |  | S_VACA | North Carolina | 37 | Jackson | 99 | 37099 | 9.8 | 0 | 1955 | 9999 |  |  | N | Hydro | [13 empty] | 0 | 0 | 0 | 0 | [11 empty] | Duke Energy Carolinas | 100 | Duke Energy Corp | 100
hydro | Thorpe | 2750_G_1 | 2750 | G | 1 |  | Hydro |  | S_VACA | North Carolina | 37 | Jackson | 99 | 37099 | 19.7 | 0 | 1941 | 9999 |  |  | N | Hydro | [13 empty] | 0 | 0 | 0 | 0 | [11 empty] | Duke Energy Carolinas | 100 | Duke Energy Corp | 100
hydro | Tuckasegee | 2751_G_1 | 2751 | G | 1 |  | Hydro |  | S_VACA | North Carolina | 37 | Jackson | 99 | 37099 | 2.5 | 0 | 1950 | 9999 |  |  | N | Hydro | [13 empty] | 0 | 0 | 0 | 0 | [11 empty] | Duke Energy Carolinas | 100 | Duke Energy Corp | 100
hydro | Gaston | 2756_G_1 | 2756 | G | 1 |  | Hydro |  | PJM_Dom | North Carolina | 37 | Halifax | 83 | 37083 | 55 | 0 | 1963 | 9999 |  |  | N | Hydro | [13 empty] | 0 | 0 | 0 | 0 | [11 empty] | Virginia Electric & Power Co | 100 | Dominion Energy Inc | 100
hydro | Gaston | 2756_G_2 | 2756 | G | 2 |  | Hydro |  | PJM_Dom | North Carolina | 37 | Halifax | 83 | 37083 | 55 | 0 | 1963 | 9999 |  |  | N | Hydro | [13 empty] | 0 | 0 | 0 | 0 | [11 empty] | Virginia Electric & Power Co | 100 | Dominion Energy Inc | 100
hydro | Gaston | 2756_G_3 | 2756 | G | 3 |  | Hydro |  | PJM_Dom | North Carolina | 37 | Halifax | 83 | 37083 | 55 | 0 | 1963 | 9999 |  |  | N | Hydro | [13 empty] | 0 | 0 | 0 | 0 | [11 empty] | Virginia Electric & Power Co | 100 | Dominion Energy Inc | 100
hydro | Gaston | 2756_G_4 | 2756 | G | 4 |  | Hydro |  | PJM_Dom | North Carolina | 37 | Halifax | 83 | 37083 | 55 | 0 | 1963 | 9999 |  |  | N | Hydro | [13 empty] | 0 | 0 | 0 | 0 | [11 empty] | Virginia Electric & Power Co | 100 | Dominion Energy Inc | 100
hydro | Roanoke Rapids | 2758_G_1 | 2758 | G | 1 |  | Hydro |  | PJM_Dom | North Carolina | 37 | Halifax | 83 | 37083 | 24 | 0 | 1955 | 9999 |  |  | N | Hydro | [13 empty] | 0 | 0 | 0 | 0 | [11 empty] | Virginia Electric & Power Co | 100 | Dominion Energy Inc | 100
hydro | Roanoke Rapids | 2758_G_2 | 2758 | G | 2 |  | Hydro |  | PJM_Dom | North Carolina | 37 | Halifax | 83 | 37083 | 24 | 0 | 1955 | 9999 |  |  | N | Hydro | [13 empty] | 0 | 0 | 0 | 0 | [11 empty] | Virginia Electric & Power Co | 100 | Dominion Energy Inc | 100
hydro | Roanoke Rapids | 2758_G_3 | 2758 | G | 3 |  | Hydro |  | PJM_Dom | North Carolina | 37 | Halifax | 83 | 37083 | 24 | 0 | 1955 | 9999 |  |  | N | Hydro | [13 empty] | 0 | 0 | 0 | 0 | [11 empty] | Virginia Electric & Power Co | 100 | Dominion Energy Inc | 100
hydro | Roanoke Rapids | 2758_G_4 | 2758 | G | 4 |  | Hydro |  | PJM_Dom | North Carolina | 37 | Halifax | 83 | 37083 | 23 | 0 | 1955 | 9999 |  |  | N | Hydro | [13 empty] | 0 | 0 | 0 | 0 | [11 empty] | Virginia Electric & Power Co | 100 | Dominion Energy Inc | 100
hydro | Lake Lure | 2773_G_1 | 2773 | G | 1 |  | Hydro |  | S_VACA | North Carolina | 37 | Rutherford | 161 | 37161 | 1.2 | 0 | 1927 | 9999 |  |  | N | Hydro | [13 empty] | 0 | 0 | 0 | 0 | [11 empty] | Lake Lure (Town of) | 100 | Lake Lure (Town of) | 100
hydro | Lake Lure | 2773_G_2 | 2773 | G | 2 |  | Hydro |  | S_VACA | North Carolina | 37 | Rutherford | 161 | 37161 | 2.4 | 0 | 1927 | 9999 |  |  | N | Hydro | [13 empty] | 0 | 0 | 0 | 0 | [11 empty] | Lake Lure (Town of) | 100 | Lake Lure (Town of) | 100
hydro | Chatuge | 2778_G_1 | 2778 | G | 1 |  | Hydro |  | S_C_TVA | North Carolina | 37 | Clay | 43 | 37043 | 13.9 | 0 | 1954 | 9999 |  |  | N | Hydro | [13 empty] | 0 | 0 | 0 | 0 | [11 empty] | Tennessee Valley Authority | 100 | Tennessee Valley Authority | 100
hydro | Fontana Dam | 2779_G_1 | 2779 | G | 1 |  | Hydro |  | S_C_TVA | North Carolina | 37 | Swain | 173 | 37173 | 101.4 | 0 | 1945 | 9999 |  |  | N | Hydro | [13 empty] | 0 | 0 | 0 | 0 | [11 empty] | Tennessee Valley Authority | 100 | Tennessee Valley Authority | 100
hydro | Fontana Dam | 2779_G_2 | 2779 | G | 2 |  | Hydro |  | S_C_TVA | North Carolina | 37 | Swain | 173 | 37173 | 101.4 | 0 | 1945 | 9999 |  |  | N | Hydro | [13 empty] | 0 | 0 | 0 | 0 | [11 empty] | Tennessee Valley Authority | 100 | Tennessee Valley Authority | 100
hydro | Fontana Dam | 2779_G_3 | 2779 | G | 3 |  | Hydro |  | S_C_TVA | North Carolina | 37 | Swain | 173 | 37173 | 101.4 | 0 | 1954 | 9999 |  |  | N | Hydro | [13 empty] | 0 | 0 | 0 | 0 | [11 empty] | Tennessee Valley Authority | 100 | Tennessee Valley Authority | 100
hydro | Hiwassee Dam | 2780_G_1 | 2780 | G | 1 |  | Hydro |  | S_C_TVA | North Carolina | 37 | Cherokee | 39 | 37039 | 87.7 | 0 | 1940 | 9999 |  |  | N | Hydro | [13 empty] | 0 | 0 | 0 | 0 | [11 empty] | Tennessee Valley Authority | 100 | Tennessee Valley Authority | 100
0 | Hiwassee Dam | 2780_G_2 | 2780 | G | 2 |  | Pumped Storage |  | S_C_TVA | North Carolina | 37 | Cherokee | 39 | 37039 | 86 | 0 | 1956 | 9999 |  |  | N | Pumped Storage | [13 empty] | 0 | 0 | 0 | 0 | [11 empty] | Tennessee Valley Authority | 100 | Tennessee Valley Authority | 100
natural gas peaker | Buxton | 2783_G_1A | 2783 | G | 1A |  | Combustion Turbine | IC Engine | PJM_Dom | North Carolina | 37 | Dare | 55 | 37055 | 3 | 16560 | 1991 | 9999 |  |  | N | Distillate Fuel Oil | [12 empty] | 2.3 | 1.6498 | 1.6498 | 1.6498 | 1.6498 | [11 empty] | North Carolina Electric Membership Corp | 100 | North Carolina Electric Membership Corp | 100
natural gas peaker | Buxton | 2783_G_2A | 2783 | G | 2A |  | Combustion Turbine | IC Engine | PJM_Dom | North Carolina | 37 | Dare | 55 | 37055 | 3 | 16555 | 1991 | 9999 |  |  | N | Distillate Fuel Oil | [12 empty] | 2.3 | 1.6498 | 1.6498 | 1.6498 | 1.6498 | [11 empty] | North Carolina Electric Membership Corp | 100 | North Carolina Electric Membership Corp | 100
natural gas peaker | Buxton | 2783_G_3A | 2783 | G | 3A |  | Combustion Turbine | IC Engine | PJM_Dom | North Carolina | 37 | Dare | 55 | 37055 | 3 | 16555 | 1991 | 9999 |  |  | N | Distillate Fuel Oil | [12 empty] | 2.3 | 1.6498 | 1.6498 | 1.6498 | 1.6498 | [11 empty] | North Carolina Electric Membership Corp | 100 | North Carolina Electric Membership Corp | 100
natural gas peaker | Buxton | 2783_G_4A | 2783 | G | 4A |  | Combustion Turbine | IC Engine | PJM_Dom | North Carolina | 37 | Dare | 55 | 37055 | 3 | 16555 | 1991 | 9999 |  |  | N | Distillate Fuel Oil | [12 empty] | 2.3 | 1.6498 | 1.6498 | 1.6498 | 1.6498 | [11 empty] | North Carolina Electric Membership Corp | 100 | North Carolina Electric Membership Corp | 100
natural gas peaker | Buxton | 2783_G_5A | 2783 | G | 5A |  | Combustion Turbine | IC Engine | PJM_Dom | North Carolina | 37 | Dare | 55 | 37055 | 3 | 16555 | 1991 | 9999 |  |  | N | Distillate Fuel Oil | [12 empty] | 2.3 | 1.6498 | 1.6498 | 1.6498 | 1.6498 | [11 empty] | North Carolina Electric Membership Corp | 100 | North Carolina Electric Membership Corp | 100
natural gas peaker | R M Heskett | 2790_G_3 | 2790 | G | 3 | 90931 | Combustion Turbine |  | MIS_MAPP | North Dakota | 38 | Morton | 59 | 38059 | 88 | 18700 | 2014 | 9999 |  |  | N | Natural Gas |  |  |  | DLNB | [9 empty] | 0.14583 | 0.14583 | 0.14583 | 0.14583 | [11 empty] | MDU Resources Group Inc | 100 | MDU Resources Group Inc | 100
natural gas peaker | Jamestown | 2801_G_1 | 2801 | G | 1 |  | Combustion Turbine |  | MIS_MAPP | North Dakota | 38 | Stutsman | 93 | 38093 | 20.5 | 25000 | 1976 | 9999 |  |  | N | Distillate Fuel Oil | [12 empty] | 3 | 1.01 | 1.01 | 1.01 | 1.01 | [11 empty] | Otter Tail Power Co | 100 | Otter Tail Corp | 100
natural gas peaker | Jamestown | 2801_G_2 | 2801 | G | 2 |  | Combustion Turbine |  | MIS_MAPP | North Dakota | 38 | Stutsman | 93 | 38093 | 21.2 | 25000 | 1978 | 9999 |  |  | N | Distillate Fuel Oil | [12 empty] | 3 | 1.01 | 1.01 | 1.01 | 1.01 | [11 empty] | Otter Tail Power Co | 100 | Otter Tail Corp | 100
natural gas peaker | Grafton | 2811_G_1 | 2811 | G | 1 |  | Combustion Turbine | IC Engine | MIS_MAPP | North Dakota | 38 | Walsh | 99 | 38099 | 0.6 | 12283 | 1937 | 9999 |  |  | N | Distillate Fuel Oil | [12 empty] | 3 | 1.6498 | 1.6498 | 1.6498 | 1.6498 | [11 empty] | Grafton ND (City of) | 100 | Grafton ND (City of) | 100
natural gas peaker | Grafton | 2811_G_2 | 2811 | G | 2 |  | Combustion Turbine | IC Engine | MIS_MAPP | North Dakota | 38 | Walsh | 99 | 38099 | 0.8 | 12283 | 1949 | 9999 |  |  | N | Distillate Fuel Oil | [12 empty] | 3 | 1.6498 | 1.6498 | 1.6498 | 1.6498 | [11 empty] | Grafton ND (City of) | 100 | Grafton ND (City of) | 100
natural gas peaker | Grafton | 2811_G_3 | 2811 | G | 3 |  | Combustion Turbine | IC Engine | MIS_MAPP | North Dakota | 38 | Walsh | 99 | 38099 | 1.3 | 12283 | 1956 | 9999 |  |  | N | Distillate Fuel Oil | [12 empty] | 3 | 1.6498 | 1.6498 | 1.6498 | 1.6498 | [11 empty] | Grafton ND (City of) | 100 | Grafton ND (City of) | 100
natural gas peaker | Grafton | 2811_G_4 | 2811 | G | 4 |  | Combustion Turbine | IC Engine | MIS_MAPP | North Dakota | 38 | Walsh | 99 | 38099 | 1.3 | 12283 | 1956 | 9999 |  |  | N | Distillate Fuel Oil | [12 empty] | 3 | 1.6498 | 1.6498 | 1.6498 | 1.6498 | [11 empty] | Grafton ND (City of) | 100 | Grafton ND (City of) | 100
hydro | Garrison | 2815_G_1 | 2815 | G | 1 |  | Hydro |  | SPP_WAUE | North Dakota | 38 | Mercer | 57 | 38057 | 102 | 0 | 1956 | 9999 |  |  | N | Hydro | [13 empty] | 0 | 0 | 0 | 0 | [11 empty] | USACE Omaha District | 100 | U S Army Corps of Engineers | 100
hydro | Garrison | 2815_G_2 | 2815 | G | 2 |  | Hydro |  | SPP_WAUE | North Dakota | 38 | Mercer | 57 | 38057 | 102 | 0 | 1956 | 9999 |  |  | N | Hydro | [13 empty] | 0 | 0 | 0 | 0 | [11 empty] | USACE Omaha District | 100 | U S Army Corps of Engineers | 100
hydro | Garrison | 2815_G_3 | 2815 | G | 3 |  | Hydro |  | SPP_WAUE | North Dakota | 38 | Mercer | 57 | 38057 | 102 | 0 | 1956 | 9999 |  |  | N | Hydro | [13 empty] | 0 | 0 | 0 | 0 | [11 empty] | USACE Omaha District | 100 | U S Army Corps of Engineers | 100
hydro | Garrison | 2815_G_4 | 2815 | G | 4 |  | Hydro |  | SPP_WAUE | North Dakota | 38 | Mercer | 57 | 38057 | 102 | 0 | 1960 | 9999 |  |  | N | Hydro | [13 empty] | 0 | 0 | 0 | 0 | [11 empty] | USACE Omaha District | 100 | U S Army Corps of Engineers | 100
hydro | Garrison | 2815_G_5 | 2815 | G | 5 |  | Hydro |  | SPP_WAUE | North Dakota | 38 | Mercer | 57 | 38057 | 102 | 0 | 1960 | 9999 |  |  | N | Hydro | [13 empty] | 0 | 0 | 0 | 0 | [11 empty] | USACE Omaha District | 100 | U S Army Corps of Engineers | 100
hard coal | Leland Olds | 2817_B_1 | 2817 | B | 1 | 1876 | Coal Steam |  | SPP_WAUE | North Dakota | 38 | Mercer | 57 | 38057 | 222 | 11851 | 1966 | 9999 | wall | dry | N | Lignite, Subbituminous | Wet Scrubber | 2013 | 0.97 | LNB + OFA | SNCR |  | 2017 | ESPC | No | ACI | 2015 |  | 0.15 | 0.3084 | 0.14144 | 0.3084 | 0.14144 | 0.1 | 0.1 | 0.1 | 0.99 | [6 empty] | Yes | Basin Electric Power Coop | 100 | Basin Electric Power Coop | 100
hard coal | Leland Olds | 2817_B_2 | 2817 | B | 2 | 1877 | Coal Steam |  | SPP_WAUE | North Dakota | 38 | Mercer | 57 | 38057 | 445 | 11751 | 1975 | 9999 | cyclone | wet | N | Lignite, Subbituminous | Wet Scrubber | 2013 | 0.97 | OFA | SNCR |  | 2017 | ESPC | No | ACI | 2015 |  | 0.15 | 0.36252 | 0.28867 | 0.36252 | 0.28867 | 0.1 | 0.1 | 0.1 | 0.99 | [6 empty] | Yes | Basin Electric Power Coop | 100 | Basin Electric Power Coop | 100
hard coal | Milton R Young | 2823_B_B1 | 2823 | B | B1 | 1878 | Coal Steam |  | MIS_MAPP | North Dakota | 38 | Oliver | 65 | 38065 | 237 | 11631 | 1970 | 9999 | cyclone | wet | N | Lignite | Wet Scrubber | 2011 | 0.971 | AA + OFA | SNCR |  | 2011 | ESPC | No | ACI | 2015 |  | 0.15 | 0.33404 | 0.26723 | 0.33404 | 0.26723 | 0.1 | 0.1 | 0.1 | 0.99 | [6 empty] | Yes | Minnkota Power Coop | 100 | Minnkota Power Coop | 100
hard coal | Milton R Young | 2823_B_B2 | 2823 | B | B2 | 1879 | Coal Steam |  | MIS_MAPP | North Dakota | 38 | Oliver | 65 | 38065 | 447 | 11391 | 1977 | 9999 | cyclone | wet | N | Lignite | Wet Scrubber | 1978 | 0.969 | AA + OFA | SNCR |  | 2010 | ESPC | No | ACI | 2015 |  | 0.15 | 0.33356 | 0.28353 | 0.33356 | 0.28353 | 0.1 | 0.1 | 0.1 | 0.99 | [6 empty] | Yes | Square Butte Electric Coop | 100 | Square Butte Electric Coop | 100
hard coal | Cardinal | 2828_B_1 | 2828 | B | 1 | 1883 | Coal Steam |  | PJM_West | Ohio | 39 | Jefferson | 81 | 39081 | 585 | 9899 | 1966 | 9999 | cell | dry | N | Bituminous | Wet Scrubber | 2008 | 0.98 | LNB + LNCB | SCR | 2003 |  | ESPC | No |  |  |  | 1.056 | 0.5549 | 0.07395 | 0.5549 | 0.07395 | 0.05 | 0.1 | 0.56 | 0.99 | [7 empty] | AEP Generation Resources Inc | 100 | American Electric Power Co Inc | 100
hard coal | Cardinal | 2828_B_2 | 2828 | B | 2 | 1884 | Coal Steam |  | PJM_West | Ohio | 39 | Jefferson | 81 | 39081 | 585 | 9906 | 1967 | 9999 | cell | dry | N | Bituminous | Wet Scrubber | 2007 | 0.98 | LNB + LNCB | SCR | 2003 |  | ESPC | No |  |  |  | 1.056 | 0.5866 | 0.07665 | 0.5866 | 0.07665 | 0.05 | 0.1 | 0.56 | 0.99 | [7 empty] | Buckeye Power Inc | 100 | Buckeye Power Inc | 100
hard coal | Cardinal | 2828_B_3 | 2828 | B | 3 | 1885 | Coal Steam |  | PJM_West | Ohio | 39 | Jefferson | 81 | 39081 | 620 | 10103 | 1977 | 2029 | wall | dry | N | Bituminous | Wet Scrubber | 2012 | 0.98 | LNB | SCR | 2003 |  | ESPH | No |  |  |  | 0.66 | 0.4462 | 0.08468 | 0.4462 | 0.08468 | 0.05 | 0.1 | 1 | 0.99 | [7 empty] | Buckeye Power Inc | 100 | Buckeye Power Inc | 100
0 | Walter C Beckjord | 2830_G_BECK1 | 2830 | G | BECK1 |  | Energy Storage |  | PJM_West | Ohio | 39 | Clermont | 25 | 39025 | 2 | 0 | 2015 | 9999 |  |  | N | Energy Storage | [13 empty] | 0 | 0 | 0 | 0 | [11 empty] | Dayton Power & Light Co (The) | 50 | AES Corp (The) | 50
0 | Walter C Beckjord | 2830_G_BECK2 | 2830 | G | BECK2 |  | Energy Storage |  | PJM_West | Ohio | 39 | Clermont | 25 | 39025 | 2 | 0 | 2015 | 9999 |  |  | N | Energy Storage | [13 empty] | 0 | 0 | 0 | 0 | [11 empty] | Dayton Power & Light Co (The) | 50 | AES Corp (The) | 50
natural gas peaker | Dicks Creek | 2831_G_1 | 2831 | G | 1 | 9185 | Combustion Turbine |  | PJM_West | Ohio | 39 | Butler | 17 | 39017 | 92 | 18700 | 1965 | 9999 |  |  | N | Natural Gas | [12 empty] | 0.5 | 0.7 | 0.7 | 0.7 | 0.7 | [11 empty] | Dicks Creek Power Co LLC | 100 | Vistra Energy | 100
natural gas peaker | Dicks Creek | 2831_G_3 | 2831 | G | 3 |  | Combustion Turbine |  | PJM_West | Ohio | 39 | Butler | 17 | 39017 | 14.2 | 23452 | 1969 | 9999 |  |  | N | Natural Gas | [12 empty] | 0.5 | 0.39763 | 0.39763 | 0.39763 | 0.39763 | [11 empty] | Dicks Creek Power Co LLC | 100 | Vistra Energy | 100
natural gas peaker | Dicks Creek | 2831_G_4 | 2831 | G | 4 |  | Combustion Turbine |  | PJM_West | Ohio | 39 | Butler | 17 | 39017 | 15 | 23452 | 1969 | 9999 |  |  | N | Distillate Fuel Oil | [12 empty] | 0.5 | 0.54894 | 0.54894 | 0.54894 | 0.54894 | [11 empty] | Dicks Creek Power Co LLC | 100 | Vistra Energy | 100
natural gas peaker | Dicks Creek | 2831_G_5 | 2831 | G | 5 |  | Combustion Turbine |  | PJM_West | Ohio | 39 | Butler | 17 | 39017 | 15 | 23452 | 1969 | 9999 |  |  | N | Distillate Fuel Oil | [12 empty] | 0.5 | 0.59152 | 0.59152 | 0.59152 | 0.59152 | [11 empty] | Dicks Creek Power Co LLC | 100 | Vistra Energy | 100
natural gas peaker | Miami Fort | 2832_G_GT3 | 2832 | G | GT3 |  | Combustion Turbine |  | PJM_West | Ohio | 39 | Hamilton | 61 | 39061 | 14 | 23420 | 1971 | 9999 |  |  | N | Distillate Fuel Oil | [12 empty] | 0.5 | 0.86604 | 0.86604 | 0.86604 | 0.86604 | [11 empty] | Miami Fort Power Co LLC | 100 | Vistra Energy | 100
natural gas peaker | Miami Fort | 2832_G_GT4 | 2832 | G | GT4 |  | Combustion Turbine |  | PJM_West | Ohio | 39 | Hamilton | 61 | 39061 | 14 | 23448 | 1971 | 9999 |  |  | N | Distillate Fuel Oil | [12 empty] | 0.5 | 0.11379 | 0.11379 | 0.11379 | 0.11379 | [11 empty] | Miami Fort Power Co LLC | 100 | Vistra Energy | 100
natural gas peaker | Miami Fort | 2832_G_GT5 | 2832 | G | GT5 |  | Combustion Turbine |  | PJM_West | Ohio | 39 | Hamilton | 61 | 39061 | 14 | 23448 | 1971 | 9999 |  |  | N | Distillate Fuel Oil | [12 empty] | 0.5 | 0.12079 | 0.12079 | 0.12079 | 0.12079 | [11 empty] | Miami Fort Power Co LLC | 100 | Vistra Energy | 100
natural gas peaker | Miami Fort | 2832_G_GT6 | 2832 | G | GT6 |  | Combustion Turbine |  | PJM_West | Ohio | 39 | Hamilton | 61 | 39061 | 14 | 23448 | 1971 | 9999 |  |  | N | Distillate Fuel Oil | [12 empty] | 0.5 | 0.02988 | 0.02988 | 0.02988 | 0.02988 | [11 empty] | Miami Fort Power Co LLC | 100 | Vistra Energy | 100
natural gas peaker | Frank M Tait | 2847_G_IC1 | 2847 | G | IC1 |  | Combustion Turbine | IC Engine | PJM_West | Ohio | 39 | Montgomery | 113 | 39113 | 2.5 | 25000 | 1967 | 9999 |  |  | N | Distillate Fuel Oil | [12 empty] | 0.5 | 1.6498 | 1.6498 | 1.6498 | 1.6498 | [11 empty] | Dayton Power & Light Co (The) | 100 | AES Corp (The) | 100
natural gas peaker | Frank M Tait | 2847_G_IC2 | 2847 | G | IC2 |  | Combustion Turbine | IC Engine | PJM_West | Ohio | 39 | Montgomery | 113 | 39113 | 2.5 | 25000 | 1967 | 9999 |  |  | N | Distillate Fuel Oil | [12 empty] | 0.5 | 1.6498 | 1.6498 | 1.6498 | 1.6498 | [11 empty] | Dayton Power & Light Co (The) | 100 | AES Corp (The) | 100
natural gas peaker | Frank M Tait | 2847_G_IC3 | 2847 | G | IC3 |  | Combustion Turbine | IC Engine | PJM_West | Ohio | 39 | Montgomery | 113 | 39113 | 2.5 | 25000 | 1967 | 9999 |  |  | N | Distillate Fuel Oil | [12 empty] | 0.5 | 1.6498 | 1.6498 | 1.6498 | 1.6498 | [11 empty] | Dayton Power & Light Co (The) | 100 | AES Corp (The) | 100
natural gas peaker | Frank M Tait | 2847_G_IC4 | 2847 | G | IC4 |  | Combustion Turbine | IC Engine | PJM_West | Ohio | 39 | Montgomery | 113 | 39113 | 2.5 | 25000 | 1967 | 9999 |  |  | N | Distillate Fuel Oil | [12 empty] | 0.5 | 1.6498 | 1.6498 | 1.6498 | 1.6498 | [11 empty] | Dayton Power & Light Co (The) | 100 | AES Corp (The) | 100
natural gas peaker | Frank M Tait | 2847_G_GT1 | 2847 | G | GT1 | 1928 | Combustion Turbine |  | PJM_West | Ohio | 39 | Montgomery | 113 | 39113 | 88 | 12380 | 1995 | 9999 |  |  | N | Natural Gas, Distillate Fuel Oil |  |  |  | H2O | [8 empty] | 0.5 | 0.12361 | 0.12361 | 0.12361 | 0.12361 | [11 empty] | Dayton Power & Light Co (The) | 100 | AES Corp (The) | 100
natural gas peaker | Frank M Tait | 2847_G_GT2 | 2847 | G | GT2 | 1929 | Combustion Turbine |  | PJM_West | Ohio | 39 | Montgomery | 113 | 39113 | 89 | 12380 | 1996 | 9999 |  |  | N | Natural Gas, Distillate Fuel Oil |  |  |  | H2O | [8 empty] | 0.5 | 0.13162 | 0.13162 | 0.13162 | 0.13162 | [11 empty] | Dayton Power & Light Co (The) | 100 | AES Corp (The) | 100
natural gas peaker | Frank M Tait | 2847_G_GT3 | 2847 | G | GT3 | 1930 | Combustion Turbine |  | PJM_West | Ohio | 39 | Montgomery | 113 | 39113 | 79 | 12380 | 1998 | 9999 |  |  | N | Natural Gas, Distillate Fuel Oil |  |  |  | DLNB + H2O | [8 empty] | 0.5 | 0.07194 | 0.07194 | 0.07194 | 0.07194 | [11 empty] | Dayton Power & Light Co (The) | 100 | AES Corp (The) | 100
natural gas peaker | O H Hutchings | 2848_G_7 | 2848 | G | 7 | 88237 | Combustion Turbine |  | PJM_West | Ohio | 39 | Montgomery | 113 | 39113 | 25 | 25000 | 1968 | 9999 |  |  | N | Natural Gas, Distillate Fuel Oil | [12 empty] | 0.5 | 0.69883 | 0.69883 | 0.69883 | 0.69883 | [11 empty] | OH Hutchings CT LLC | 100 | Rockland Capital | 100
natural gas peaker | Monument | 2851_G_1 | 2851 | G | 1 |  | Combustion Turbine | IC Engine | PJM_West | Ohio | 39 | Montgomery | 113 | 39113 | 2.4 | 10745 | 1968 | 9999 |  |  | N | Distillate Fuel Oil | [12 empty] | 0.5 | 1.6498 | 1.6498 | 1.6498 | 1.6498 | [11 empty] | Monument Generating Station LLC | 100 | Rockland Capital | 100
natural gas peaker | Monument | 2851_G_2 | 2851 | G | 2 |  | Combustion Turbine | IC Engine | PJM_West | Ohio | 39 | Montgomery | 113 | 39113 | 2.4 | 10770 | 1968 | 9999 |  |  | N | Distillate Fuel Oil | [12 empty] | 0.5 | 1.6498 | 1.6498 | 1.6498 | 1.6498 | [11 empty] | Monument Generating Station LLC | 100 | Rockland Capital | 100
natural gas peaker | Monument | 2851_G_3 | 2851 | G | 3 |  | Combustion Turbine | IC Engine | PJM_West | Ohio | 39 | Montgomery | 113 | 39113 | 2.4 | 10770 | 1968 | 9999 |  |  | N | Distillate Fuel Oil | [12 empty] | 0.5 | 1.6498 | 1.6498 | 1.6498 | 1.6498 | [11 empty] | Monument Generating Station LLC | 100 | Rockland Capital | 100
natural gas peaker | Monument | 2851_G_4 | 2851 | G | 4 |  | Combustion Turbine | IC Engine | PJM_West | Ohio | 39 | Montgomery | 113 | 39113 | 2.4 | 10770 | 1968 | 9999 |  |  | N | Distillate Fuel Oil | [12 empty] | 0.5 | 1.6498 | 1.6498 | 1.6498 | 1.6498 | [11 empty] | Monument Generating Station LLC | 100 | Rockland Capital | 100
natural gas peaker | Monument | 2851_G_5 | 2851 | G | 5 |  | Combustion Turbine | IC Engine | PJM_West | Ohio | 39 | Montgomery | 113 | 39113 | 2.4 | 10770 | 1968 | 9999 |  |  | N | Distillate Fuel Oil | [12 empty] | 0.5 | 1.6498 | 1.6498 | 1.6498 | 1.6498 | [11 empty] | Monument Generating Station LLC | 100 | Rockland Capital | 100
natural gas peaker | Sidney (OH) | 2852_G_1 | 2852 | G | 1 |  | Combustion Turbine | IC Engine | PJM_West | Ohio | 39 | Shelby | 149 | 39149 | 2.4 | 10745 | 1968 | 9999 |  |  | N | Distillate Fuel Oil | [12 empty] | 0.5 | 1.6498 | 1.6498 | 1.6498 | 1.6498 | [11 empty] | Sidney LLC | 100 | Rockland Capital | 100
natural gas peaker | Sidney (OH) | 2852_G_2 | 2852 | G | 2 |  | Combustion Turbine | IC Engine | PJM_West | Ohio | 39 | Shelby | 149 | 39149 | 2.4 | 10745 | 1968 | 9999 |  |  | N | Distillate Fuel Oil | [12 empty] | 0.5 | 1.6498 | 1.6498 | 1.6498 | 1.6498 | [11 empty] | Sidney LLC | 100 | Rockland Capital | 100
natural gas peaker | Sidney (OH) | 2852_G_3 | 2852 | G | 3 |  | Combustion Turbine | IC Engine | PJM_West | Ohio | 39 | Shelby | 149 | 39149 | 2.4 | 10745 | 1968 | 9999 |  |  | N | Distillate Fuel Oil | [12 empty] | 0.5 | 1.6498 | 1.6498 | 1.6498 | 1.6498 | [11 empty] | Sidney LLC | 100 | Rockland Capital | 100
natural gas peaker | Sidney (OH) | 2852_G_4 | 2852 | G | 4 |  | Combustion Turbine | IC Engine | PJM_West | Ohio | 39 | Shelby | 149 | 39149 | 2.4 | 10745 | 1968 | 9999 |  |  | N | Distillate Fuel Oil | [12 empty] | 0.5 | 1.6498 | 1.6498 | 1.6498 | 1.6498 | [11 empty] | Sidney LLC | 100 | Rockland Capital | 100
natural gas peaker | Sidney (OH) | 2852_G_5 | 2852 | G | 5 |  | Combustion Turbine | IC Engine | PJM_West | Ohio | 39 | Shelby | 149 | 39149 | 2.4 | 10745 | 1968 | 9999 |  |  | N | Distillate Fuel Oil | [12 empty] | 0.5 | 1.6498 | 1.6498 | 1.6498 | 1.6498 | [11 empty] | Sidney LLC | 100 | Rockland Capital | 100
natural gas peaker | Yankee Street | 2854_G_1 | 2854 | G | 1 |  | Combustion Turbine |  | PJM_West | Ohio | 39 | Montgomery | 113 | 39113 | 19.5 | 17347 | 1969 | 9999 |  |  | N | Natural Gas, Distillate Fuel Oil | [12 empty] | 0.5 | 0.29916 | 0.29916 | 0.29916 | 0.29916 | [11 empty] | Yankee Street LLC | 100 | Rockland Capital | 100
natural gas peaker | Yankee Street | 2854_G_2 | 2854 | G | 2 |  | Combustion Turbine |  | PJM_West | Ohio | 39 | Montgomery | 113 | 39113 | 19.5 | 17348 | 1969 | 9999 |  |  | N | Natural Gas, Distillate Fuel Oil | [12 empty] | 0.5 | 0.39829 | 0.39829 | 0.39829 | 0.39829 | [11 empty] | Yankee Street LLC | 100 | Rockland Capital | 100
natural gas peaker | Yankee Street | 2854_G_3 | 2854 | G | 3 |  | Combustion Turbine |  | PJM_West | Ohio | 39 | Montgomery | 113 | 39113 | 19.3 | 17348 | 1969 | 9999 |  |  | N | Natural Gas, Distillate Fuel Oil | [12 empty] | 0.5 | 0.33394 | 0.33394 | 0.33394 | 0.33394 | [11 empty] | Yankee Street LLC | 100 | Rockland Capital | 100
natural gas peaker | Yankee Street | 2854_G_4 | 2854 | G | 4 |  | Combustion Turbine |  | PJM_West | Ohio | 39 | Montgomery | 113 | 39113 | 11 | 17345 | 1970 | 9999 |  |  | N | Natural Gas, Distillate Fuel Oil | [12 empty] | 0.5 | 0.17799 | 0.17799 | 0.17799 | 0.17799 | [11 empty] | Yankee Street LLC | 100 | Rockland Capital | 100
natural gas peaker | Yankee Street | 2854_G_5 | 2854 | G | 5 |  | Combustion Turbine |  | PJM_West | Ohio | 39 | Montgomery | 113 | 39113 | 9 | 17346 | 1970 | 9999 |  |  | N | Natural Gas, Distillate Fuel Oil | [12 empty] | 0.5 | 0.26875 | 0.26875 | 0.26875 | 0.26875 | [11 empty] | Yankee Street LLC | 100 | Rockland Capital | 100
natural gas peaker | Yankee Street | 2854_G_6 | 2854 | G | 6 |  | Combustion Turbine |  | PJM_West | Ohio | 39 | Montgomery | 113 | 39113 | 12 | 17347 | 1970 | 9999 |  |  | N | Natural Gas, Distillate Fuel Oil | [12 empty] | 0.5 | 0.26965 | 0.26965 | 0.26965 | 0.26965 | [11 empty] | Yankee Street LLC | 100 | Rockland Capital | 100
natural gas peaker | Yankee Street | 2854_G_7 | 2854 | G | 7 |  | Combustion Turbine |  | PJM_West | Ohio | 39 | Montgomery | 113 | 39113 | 11 | 17345 | 1970 | 9999 |  |  | N | Natural Gas, Distillate Fuel Oil | [12 empty] | 0.5 | 0.29157 | 0.29157 | 0.29157 | 0.29157 | [11 empty] | Yankee Street LLC | 100 | Rockland Capital | 100
solar pv | Yankee Street | 2854_G_YS1 | 2854 | G | YS1 |  | Solar PV |  | PJM_West | Ohio | 39 | Montgomery | 113 | 39113 | 1.1 | 0 | 2010 | 9999 |  |  | N | Solar | [13 empty] | 0 | 0 | 0 | 0 | [11 empty] | Yankee Street LLC | 100 | Rockland Capital | 100
natural gas peaker | Niles Power Plant | 2861_G_GT1 | 2861 | G | GT1 | 9278 | Combustion Turbine |  | PJM_ATSI | Ohio | 39 | Trumbull | 155 | 39155 | 25 | 25000 | 1972 | 9999 |  |  | N | Distillate Fuel Oil | [12 empty] | 0.5 | 1.1998 | 1.1998 | 1.1998 | 1.1998 | [11 empty] | GenOn Power Midwest LP | 100 | GenOn Energy Inc | 100
natural gas peaker | FirstEnergy West Lorain | 2869_G_1A | 2869 | G | 1A | 9279 | Combustion Turbine |  | PJM_ATSI | Ohio | 39 | Lorain | 93 | 39093 | 57 | 14558 | 1973 | 9999 |  |  | N | Distillate Fuel Oil | [12 empty] | 0.5 | 0.57206 | 0.57206 | 0.57206 | 0.57206 | [11 empty] | Vermillion Power LLC | 100 | Starwood Capital Group Global LLC | 100
natural gas peaker | FirstEnergy West Lorain | 2869_G_1B | 2869 | G | 1B | 9280 | Combustion Turbine |  | PJM_ATSI | Ohio | 39 | Lorain | 93 | 39093 | 57 | 14558 | 1973 | 9999 |  |  | N | Distillate Fuel Oil | [12 empty] | 0.5 | 0.57195 | 0.57195 | 0.57195 | 0.57195 | [11 empty] | Vermillion Power LLC | 100 | Starwood Capital Group Global LLC | 100
natural gas peaker | FirstEnergy West Lorain | 2869_G_2 | 2869 | G | 2 | 8316 | Combustion Turbine |  | PJM_ATSI | Ohio | 39 | Lorain | 93 | 39093 | 85 | 14558 | 2001 | 9999 |  |  | N | Natural Gas, Distillate Fuel Oil |  |  |  | DLNB + H2O | [8 empty] | 0.03 | 0.04726 | 0.04726 | 0.04726 | 0.04726 | [11 empty] | Vermillion Power LLC | 100 | Starwood Capital Group Global LLC | 100
natural gas peaker | FirstEnergy West Lorain | 2869_G_3 | 2869 | G | 3 | 8318 | Combustion Turbine |  | PJM_ATSI | Ohio | 39 | Lorain | 93 | 39093 | 85 | 14558 | 2001 | 9999 |  |  | N | Natural Gas, Distillate Fuel Oil |  |  |  | DLNB + H2O | [8 empty] | 0.03 | 0.07272 | 0.07272 | 0.07272 | 0.07272 | [11 empty] | Vermillion Power LLC | 100 | Starwood Capital Group Global LLC | 100
natural gas peaker | FirstEnergy West Lorain | 2869_G_4 | 2869 | G | 4 | 8320 | Combustion Turbine |  | PJM_ATSI | Ohio | 39 | Lorain | 93 | 39093 | 85 | 14558 | 2001 | 9999 |  |  | N | Natural Gas, Distillate Fuel Oil |  |  |  | DLNB + H2O | [8 empty] | 0.03 | 0.10729 | 0.10729 | 0.10729 | 0.10729 | [11 empty] | Vermillion Power LLC | 100 | Starwood Capital Group Global LLC | 100
natural gas peaker | FirstEnergy West Lorain | 2869_G_5 | 2869 | G | 5 | 8322 | Combustion Turbine |  | PJM_ATSI | Ohio | 39 | Lorain | 93 | 39093 | 85 | 14558 | 2001 | 9999 |  |  | N | Natural Gas, Distillate Fuel Oil |  |  |  | DLNB + H2O | [8 empty] | 0.03 | 0.09122 | 0.09122 | 0.09122 | 0.09122 | [11 empty] | Vermillion Power LLC | 100 | Starwood Capital Group Global LLC | 100
natural gas peaker | FirstEnergy West Lorain | 2869_G_6 | 2869 | G | 6 | 8324 | Combustion Turbine |  | PJM_ATSI | Ohio | 39 | Lorain | 93 | 39093 | 85 | 14558 | 2001 | 9999 |  |  | N | Natural Gas, Distillate Fuel Oil |  |  |  | DLNB + H2O | [8 empty] | 0.03 | 0.05828 | 0.05828 | 0.05828 | 0.05828 | [11 empty] | Vermillion Power LLC | 100 | Starwood Capital Group Global LLC | 100
hard coal | Kyger Creek | 2876_B_1 | 2876 | B | 1 | 1971 | Coal Steam |  | PJM_West | Ohio | 39 | Gallia | 53 | 39053 | 194 | 10558 | 1955 | 9999 | wall | wet | N | Bituminous, Subbituminous | Wet Scrubber | 2012 | 0.98 | OFA | SCR | 2002 |  | ESPC | No |  |  |  | 8.2 | 0.26905 | 0.07471 | 0.26905 | 0.07471 | 0.05 | 0.1 | 0.56 | 0.99 | [7 empty] | Ohio Valley Electric Corp | 100 | American Electric Power Co Inc | 100
hard coal | Kyger Creek | 2876_B_2 | 2876 | B | 2 | 1972 | Coal Steam |  | PJM_West | Ohio | 39 | Gallia | 53 | 39053 | 192 | 10547 | 1955 | 9999 | wall | wet | N | Bituminous, Subbituminous | Wet Scrubber | 2012 | 0.98 | OFA | SCR | 2002 |  | ESPC | No |  |  |  | 8.2 | 0.27596 | 0.07747 | 0.27596 | 0.07747 | 0.05 | 0.1 | 0.56 | 0.99 | [7 empty] | Ohio Valley Electric Corp | 100 | American Electric Power Co Inc | 100
hard coal | Kyger Creek | 2876_B_3 | 2876 | B | 3 | 1973 | Coal Steam |  | PJM_West | Ohio | 39 | Gallia | 53 | 39053 | 192 | 10579 | 1955 | 9999 | wall | wet | N | Bituminous, Subbituminous | Wet Scrubber | 2011 | 0.98 | OFA | SCR | 2003 |  | ESPC | No |  |  |  | 8.2 | 0.2383 | 0.07834 | 0.2383 | 0.07834 | 0.05 | 0.1 | 0.56 | 0.99 | [7 empty] | Ohio Valley Electric Corp | 100 | American Electric Power Co Inc | 100
hard coal | Kyger Creek | 2876_B_4 | 2876 | B | 4 | 1974 | Coal Steam |  | PJM_West | Ohio | 39 | Gallia | 53 | 39053 | 192 | 10472 | 1955 | 9999 | wall | wet | N | Bituminous, Subbituminous | Wet Scrubber | 2011 | 0.98 | OFA | SCR | 2003 |  | ESPC | No |  |  |  | 8.2 | 0.23067 | 0.079 | 0.23067 | 0.079 | 0.05 | 0.1 | 0.56 | 0.99 | [7 empty] | Ohio Valley Electric Corp | 100 | American Electric Power Co Inc | 100
hard coal | Kyger Creek | 2876_B_5 | 2876 | B | 5 | 1975 | Coal Steam |  | PJM_West | Ohio | 39 | Gallia | 53 | 39053 | 192 | 10506 | 1955 | 9999 | wall | wet | N | Bituminous, Subbituminous | Wet Scrubber | 2011 | 0.98 | OFA | SCR | 2003 |  | ESPC | No |  |  |  | 8.2 | 0.24394 | 0.07864 | 0.24394 | 0.07864 | 0.05 | 0.1 | 0.56 | 0.99 | [7 empty] | Ohio Valley Electric Corp | 100 | American Electric Power Co Inc | 100
natural gas peaker | FirstEnergy Bay Shore | 2878_G_CT | 2878 | G | CT |  | Combustion Turbine |  | PJM_ATSI | Ohio | 39 | Lucas | 95 | 39095 | 16 | 25000 | 1967 | 9999 |  |  | N | Distillate Fuel Oil | [12 empty] | 0.5 | 1.2 | 1.2 | 1.2 | 1.2 | [11 empty] | Walleye Power LLC | 100 | ArcLight Capital Partners LLC | 100
hard coal | FirstEnergy Bay Shore | 2878_B_1 | 2878 | B | 1 | 1984 | Coal Steam |  | PJM_ATSI | Ohio | 39 | Lucas | 95 | 39095 | 136 | 12574 | 2000 | 9999 | FBC | dry | N | Subbituminous, Petroleum Coke | Dry Scrubber | 2000 | 0.876 | CF + OFA |  |  |  | B | NA | ACI | 2016 |  | 0.73 | 0.07084 | 0.07084 | 0.07084 | 0.07084 | 0.07 | 0.07 | 0.07 | 0.99 | [7 empty] | Walleye Power LLC | 100 | ArcLight Capital Partners LLC | 100
natural gas peaker | Richland | 2880_G_1 | 2880 | G | 1 |  | Combustion Turbine |  | PJM_ATSI | Ohio | 39 | Defiance | 39 | 39039 | 11 | 11067 | 1965 | 9999 |  |  | N | Distillate Fuel Oil | [12 empty] | 0.7 | 1.2 | 1.2 | 1.2 | 1.2 | [11 empty] | Richland Stryker Generation LLC | 100 | Vistra Energy | 100
natural gas peaker | Richland | 2880_G_2 | 2880 | G | 2 |  | Combustion Turbine |  | PJM_ATSI | Ohio | 39 | Defiance | 39 | 39039 | 11 | 11067 | 1966 | 9999 |  |  | N | Natural Gas | [12 empty] | 0.5 | 0.47388 | 0.47388 | 0.47388 | 0.47388 | [11 empty] | Richland Stryker Generation LLC | 100 | Vistra Energy | 100
natural gas peaker | Richland | 2880_G_3 | 2880 | G | 3 |  | Combustion Turbine |  | PJM_ATSI | Ohio | 39 | Defiance | 39 | 39039 | 11 | 11067 | 1966 | 9999 |  |  | N | Natural Gas | [12 empty] | 0.5 | 0.47388 | 0.47388 | 0.47388 | 0.47388 | [11 empty] | Richland Stryker Generation LLC | 100 | Vistra Energy | 100
natural gas peaker | Richland | 2880_G_4 | 2880 | G | 4 | 1988 | Combustion Turbine |  | PJM_ATSI | Ohio | 39 | Defiance | 39 | 39039 | 112 | 11067 | 2001 | 9999 |  |  | N | Natural Gas |  |  |  | H2O | [8 empty] | 0.5 | 0.08551 | 0.08551 | 0.08551 | 0.08551 | [11 empty] | Richland Stryker Generation LLC | 100 | Vistra Energy | 100
natural gas peaker | Richland | 2880_G_5 | 2880 | G | 5 | 1989 | Combustion Turbine |  | PJM_ATSI | Ohio | 39 | Defiance | 39 | 39039 | 112 | 11067 | 2001 | 9999 |  |  | N | Natural Gas |  |  |  | H2O | [8 empty] | 0.5 | 0.08593 | 0.08593 | 0.08593 | 0.08593 | [11 empty] | Richland Stryker Generation LLC | 100 | Vistra Energy | 100
natural gas peaker | Richland | 2880_G_6 | 2880 | G | 6 | 1990 | Combustion Turbine |  | PJM_ATSI | Ohio | 39 | Defiance | 39 | 39039 | 112 | 11067 | 2001 | 9999 |  |  | N | Natural Gas |  |  |  | H2O | [8 empty] | 0.5 | 0.08678 | 0.08678 | 0.08678 | 0.08678 | [11 empty] | Richland Stryker Generation LLC | 100 | Vistra Energy | 100
natural gas peaker | Stryker | 2881_G_1 | 2881 | G | 1 |  | Combustion Turbine |  | PJM_ATSI | Ohio | 39 | Williams | 171 | 39171 | 17 | 25000 | 1968 | 9999 |  |  | N | Distillate Fuel Oil | [12 empty] | 0.5 | 1.2 | 1.2 | 1.2 | 1.2 | [11 empty] | Richland Stryker Generation LLC | 100 | Vistra Energy | 100
natural gas peaker | Arcanum | 2902_G_2 | 2902 | G | 2 |  | Combustion Turbine | IC Engine | PJM_West | Ohio | 39 | Darke | 37 | 39037 | 0.6 | 11444 | 1946 | 9999 |  |  | N | Distillate Fuel Oil | [12 empty] | 0.5 | 1.6498 | 1.6498 | 1.6498 | 1.6498 | [11 empty] | Arcanum OH (City of) | 100 | Arcanum OH (City of) | 100
natural gas peaker | Bryan (OH) | 2903_G_5 | 2903 | G | 5 |  | Combustion Turbine | IC Engine | PJM_ATSI | Ohio | 39 | Williams | 171 | 39171 | 2.5 | 14105 | 1948 | 9999 |  |  | N | Distillate Fuel Oil | [12 empty] | 0.5 | 1.5411 | 1.5411 | 1.5411 | 1.5411 | [11 empty] | Bryan Municipal Utilities | 100 | Bryan OH (City of) | 100
natural gas peaker | Bryan (OH) | 2903_G_6 | 2903 | G | 6 |  | Combustion Turbine |  | PJM_ATSI | Ohio | 39 | Williams | 171 | 39171 | 4 | 17197 | 1963 | 9999 |  |  | N | Natural Gas, Distillate Fuel Oil | [12 empty] | 0.5 | 0.47388 | 0.47388 | 0.47388 | 0.47388 | [11 empty] | Bryan Municipal Utilities | 100 | Bryan OH (City of) | 100
natural gas peaker | Bryan (OH) | 2903_G_1 | 2903 | G | 1 |  | Combustion Turbine |  | PJM_ATSI | Ohio | 39 | Williams | 171 | 39171 | 12.5 | 17197 | 1970 | 9999 |  |  | N | Natural Gas, Distillate Fuel Oil | [12 empty] | 0.5 | 0.35396 | 0.35396 | 0.35396 | 0.35396 | [11 empty] | Bryan Municipal Utilities | 100 | Bryan OH (City of) | 100
natural gas peaker | Bryan (OH) | 2903_G_2 | 2903 | G | 2 |  | Combustion Turbine |  | PJM_ATSI | Ohio | 39 | Williams | 171 | 39171 | 12.5 | 17197 | 1988 | 9999 |  |  | N | Natural Gas, Distillate Fuel Oil | [12 empty] | 0.5 | 0.34415 | 0.34415 | 0.34415 | 0.34415 | [11 empty] | Bryan Municipal Utilities | 100 | Bryan OH (City of) | 100
natural gas peaker | West 41st Street | 2909_G_1 | 2909 | G | 1 |  | Combustion Turbine |  | PJM_ATSI | Ohio | 39 | Cuyahoga | 35 | 39035 | 16 | 12657 | 1970 | 9999 |  |  | N | Natural Gas, Distillate Fuel Oil | [12 empty] | 0.5 | 0.36504 | 0.36504 | 0.36504 | 0.36504 | [11 empty] | Cleveland Public Power | 100 | Cleveland Public Power | 100
natural gas peaker | West 41st Street | 2909_G_2 | 2909 | G | 2 |  | Combustion Turbine |  | PJM_ATSI | Ohio | 39 | Cuyahoga | 35 | 39035 | 16 | 12666 | 1970 | 9999 |  |  | N | Natural Gas, Distillate Fuel Oil | [12 empty] | 0.5 | 0.32006 | 0.32006 | 0.32006 | 0.32006 | [11 empty] | Cleveland Public Power | 100 | Cleveland Public Power | 100
hard coal | Dover | 2914_B_4 | 2914 | B | 4 |  | Coal Steam |  | PJM_West | Ohio | 39 | Tuscarawas | 157 | 39157 | 23.2 | 14500 | 1962 | 9999 |  |  | N | Bituminous |  |  | 0.5 |  |  |  |  | B + C | NA | ACI | 2017 |  | 4.6 | 0.43623 | 0.43623 | 0.43623 | 0.43623 | 0.1 | 0.1 | 0.1 | 0.98 | Yes | 2017 | [5 empty] | Dover OH (City of) | 100 | Dover OH (City of) | 100
natural gas peaker | Dover | 2914_G_5 | 2914 | G | 5 |  | Combustion Turbine | IC Engine | PJM_West | Ohio | 39 | Tuscarawas | 157 | 39157 | 2.4 | 10745 | 1966 | 9999 |  |  | N | Distillate Fuel Oil | [12 empty] | 0.5 | 1.6498 | 1.6498 | 1.6498 | 1.6498 | [11 empty] | Dover OH (City of) | 100 | Dover OH (City of) | 100
natural gas peaker | Dover | 2914_G_6 | 2914 | G | 6 |  | Combustion Turbine |  | PJM_West | Ohio | 39 | Tuscarawas | 157 | 39157 | 15.3 | 16741 | 1992 | 9999 |  |  | N | Natural Gas | [12 empty] | 0.5 | 0.23894 | 0.23894 | 0.23894 | 0.23894 | [11 empty] | Dover OH (City of) | 100 | Dover OH (City of) | 100
natural gas peaker | Hamilton (OH) | 2917_G_GT2 | 2917 | G | GT2 |  | Combustion Turbine |  | PJM_West | Ohio | 39 | Butler | 17 | 39017 | 12 | 25000 | 1971 | 9999 |  |  | N | Natural Gas | [12 empty] | 0.5 | 0.47388 | 0.47388 | 0.47388 | 0.47388 | [11 empty] | Hamilton Dept of Public Utilities | 100 | Hamilton Dept of Public Utilities | 100
natural gas peaker | Oberlin (OH) | 2933_G_1 | 2933 | G | 1 |  | Combustion Turbine | IC Engine | PJM_ATSI | Ohio | 39 | Lorain | 93 | 39093 | 1 | 25000 | 1948 | 9999 |  |  | N | Distillate Fuel Oil | [12 empty] | 0.5 | 1.6498 | 1.6498 | 1.6498 | 1.6498 | [11 empty] | Oberlin OH (City of) | 100 | Oberlin OH (City of) | 100
natural gas peaker | Oberlin (OH) | 2933_G_6 | 2933 | G | 6 |  | Combustion Turbine | IC Engine | PJM_ATSI | Ohio | 39 | Lorain | 93 | 39093 | 2 | 18000 | 1958 | 9999 |  |  | N | Natural Gas, Distillate Fuel Oil | [12 empty] | 0.5 | 1.061 | 1.061 | 1.061 | 1.061 | [11 empty] | Oberlin OH (City of) | 100 | Oberlin OH (City of) | 100
natural gas peaker | Oberlin (OH) | 2933_G_7 | 2933 | G | 7 |  | Combustion Turbine | IC Engine | PJM_ATSI | Ohio | 39 | Lorain | 93 | 39093 | 2.7 | 18000 | 1961 | 9999 |  |  | N | Natural Gas, Distillate Fuel Oil | [12 empty] | 0.5 | 1.061 | 1.061 | 1.061 | 1.061 | [11 empty] | Oberlin OH (City of) | 100 | Oberlin OH (City of) | 100
natural gas peaker | Oberlin (OH) | 2933_G_8 | 2933 | G | 8 |  | Combustion Turbine | IC Engine | PJM_ATSI | Ohio | 39 | Lorain | 93 | 39093 | 3 | 18000 | 1966 | 9999 |  |  | N | Natural Gas, Distillate Fuel Oil | [12 empty] | 0.5 | 1.061 | 1.061 | 1.061 | 1.061 | [11 empty] | Oberlin OH (City of) | 100 | Oberlin OH (City of) | 100
natural gas peaker | Oberlin (OH) | 2933_G_10 | 2933 | G | 10 |  | Combustion Turbine | IC Engine | PJM_ATSI | Ohio | 39 | Lorain | 93 | 39093 | 0.5 | 18000 | 1990 | 9999 |  |  | N | Natural Gas | [12 empty] | 0.5 | 1.061 | 1.061 | 1.061 | 1.061 | [11 empty] | Oberlin OH (City of) | 100 | Oberlin OH (City of) | 100
natural gas peaker | Oberlin (OH) | 2933_G_9 | 2933 | G | 9 |  | Combustion Turbine | IC Engine | PJM_ATSI | Ohio | 39 | Lorain | 93 | 39093 | 0.4 | 18000 | 1990 | 9999 |  |  | N | Natural Gas | [12 empty] | 0.5 | 1.061 | 1.061 | 1.061 | 1.061 | [11 empty] | Oberlin OH (City of) | 100 | Oberlin OH (City of) | 100
natural gas peaker | Oberlin (OH) | 2933_G_IC4 | 2933 | G | IC4 |  | Combustion Turbine | IC Engine | PJM_ATSI | Ohio | 39 | Lorain | 93 | 39093 | 2.1 | 18000 | 1996 | 9999 |  |  | N | Natural Gas | [12 empty] | 0.5 | 1.061 | 1.061 | 1.061 | 1.061 | [11 empty] | Oberlin OH (City of) | 100 | Oberlin OH (City of) | 100
natural gas peaker | Oberlin (OH) | 2933_G_2A | 2933 | G | 2A |  | Combustion Turbine | IC Engine | PJM_ATSI | Ohio | 39 | Lorain | 93 | 39093 | 3.1 | 18000 | 2001 | 9999 |  |  | N | Natural Gas, Distillate Fuel Oil | [12 empty] | 0.5 | 1.061 | 1.061 | 1.061 | 1.061 | [11 empty] | Oberlin OH (City of) | 100 | Oberlin OH (City of) | 100
natural gas peaker | Oberlin (OH) | 2933_G_3A | 2933 | G | 3A |  | Combustion Turbine | IC Engine | PJM_ATSI | Ohio | 39 | Lorain | 93 | 39093 | 3.1 | 18000 | 2001 | 9999 |  |  | N | Natural Gas, Distillate Fuel Oil | [12 empty] | 0.5 | 1.061 | 1.061 | 1.061 | 1.061 | [11 empty] | Oberlin OH (City of) | 100 | Oberlin OH (City of) | 100
hard coal | Orrville | 2935_B_10 | 2935 | B | 10 |  | Coal Steam |  | PJM_West | Ohio | 39 | Wayne | 169 | 39169 | 11.5 | 14500 | 1951 | 9999 |  |  | N | Bituminous | [7 empty] | ESPC | No |  |  |  | 7 | 0.43944 | 0.43944 | 0.43944 | 0.43944 | 0.64 | 0.1 | 1 | 0 | [7 empty] | Orrville OH (City of) | 100 | Orrville OH (City of) | 100
hard coal | Orrville | 2935_B_11 | 2935 | B | 11 |  | Coal Steam |  | PJM_West | Ohio | 39 | Wayne | 169 | 39169 | 11.5 | 14500 | 1956 | 9999 |  |  | N | Bituminous | [7 empty] | ESPC | No |  |  |  | 7 | 0.43885 | 0.43885 | 0.43885 | 0.43885 | 0.64 | 0.1 | 1 | 0 | [7 empty] | Orrville OH (City of) | 100 | Orrville OH (City of) | 100
hard coal | Orrville | 2935_B_12 | 2935 | B | 12 |  | Coal Steam |  | PJM_West | Ohio | 39 | Wayne | 169 | 39169 | 23 | 14500 | 1963 | 9999 |  |  | N | Bituminous | [7 empty] | ESPC | No |  |  |  | 7 | 0.2849 | 0.2849 | 0.2849 | 0.2849 | 0.64 | 0.1 | 1 | 0 |  |  |  |  | C2G | 2019 |  | Orrville OH (City of) | 100 | Orrville OH (City of) | 100
hard coal | Orrville | 2935_B_13 | 2935 | B | 13 |  | Coal Steam |  | PJM_West | Ohio | 39 | Wayne | 169 | 39169 | 20 | 14500 | 1969 | 9999 |  |  | N | Bituminous | [7 empty] | ESPC | No |  |  |  | 7 | 0.15462 | 0.15462 | 0.15462 | 0.15462 | 0.64 | 0.1 | 1 | 0 | [7 empty] | Orrville OH (City of) | 100 | Orrville OH (City of) | 100
hard coal | Painesville | 2936_B_3 | 2936 | B | 3 |  | Coal Steam |  | PJM_ATSI | Ohio | 39 | Lake | 85 | 39085 | 9.8 | 14500 | 1954 | 9999 |  |  | N | Bituminous | [7 empty] | ESPC | No |  |  |  | 5.7 | 0.47486 | 0.47486 | 0.47486 | 0.47486 | 0.64 | 0.1 | 1 | 0 | [7 empty] | Painesville Electric Light Dept | 100 | Painesville Electric Light Dept | 100
hard coal | Painesville | 2936_B_4 | 2936 | B | 4 |  | Coal Steam |  | PJM_ATSI | Ohio | 39 | Lake | 85 | 39085 | 18.6 | 14500 | 1959 | 9999 |  |  | N | Bituminous | [7 empty] | ESPC | No |  |  |  | 5.7 | 0.66176 | 0.66176 | 0.66176 | 0.66176 | 0.64 | 0.1 | 1 | 0 | [7 empty] | Painesville Electric Light Dept | 100 | Painesville Electric Light Dept | 100
hard coal | Painesville | 2936_B_5 | 2936 | B | 5 |  | Coal Steam |  | PJM_ATSI | Ohio | 39 | Lake | 85 | 39085 | 18.6 | 14500 | 1975 | 9999 |  |  | N | Bituminous | [7 empty] | ESPC | No |  |  |  | 5.7 | 0.65097 | 0.65097 | 0.65097 | 0.65097 | 0.64 | 0.1 | 1 | 0 | [7 empty] | Painesville Electric Light Dept | 100 | Painesville Electric Light Dept | 100
natural gas peaker | Painesville | 2936_G_WPCP1 | 2936 | G | WPCP1 |  | Combustion Turbine | IC Engine | PJM_ATSI | Ohio | 39 | Lake | 85 | 39085 | 1.8 | 10745 | 2010 | 9999 |  |  | N | Distillate Fuel Oil | [13 empty] | 1.6498 | 1.6498 | 1.6498 | 1.6498 | [11 empty] | Painesville Electric Light Dept | 100 | Painesville Electric Light Dept | 100
natural gas peaker | Piqua Power Plant | 2937_G_8 | 2937 | G | 8 |  | Combustion Turbine |  | PJM_West | Ohio | 39 | Miami | 109 | 39109 | 20 | 21162 | 1972 | 9999 |  |  | N | Distillate Fuel Oil | [12 empty] | 0.5 | 0.89004 | 0.89004 | 0.89004 | 0.89004 | [11 empty] | Piqua Municipal Power System | 100 | Piqua Municipal Power System | 100
natural gas peaker | Piqua Power Plant | 2937_G_11 | 2937 | G | 11 |  | Combustion Turbine |  | PJM_West | Ohio | 39 | Miami | 109 | 39109 | 16.5 | 21159 | 1989 | 9999 |  |  | N | Distillate Fuel Oil | [12 empty] | 0.5 | 1.2 | 1.2 | 1.2 | 1.2 | [11 empty] | Piqua Municipal Power System | 100 | Piqua Municipal Power System | 100
natural gas peaker | St Marys | 2942_G_7 | 2942 | G | 7 |  | Combustion Turbine |  | PJM_West | Ohio | 39 | Auglaize | 11 | 39011 | 12 | 25000 | 1992 | 9999 |  |  | N | Distillate Fuel Oil | [13 empty] | 1.01 | 1.01 | 1.01 | 1.01 | [11 empty] | Saint Marys OH (City of) | 100 | Saint Marys OH (City of) | 100
natural gas peaker | St Marys | 2942_G_GT1 | 2942 | G | GT1 |  | Combustion Turbine |  | PJM_West | Ohio | 39 | Auglaize | 11 | 39011 | 10.4 | 25000 | 1999 | 9999 |  |  | N | Natural Gas | [12 empty] | 0.5 | 0.23894 | 0.23894 | 0.23894 | 0.23894 | [11 empty] | Ohio Municipal Electric Agency Joint Venture 2 | 100 | Hamilton Dept of Public Utilities | 100
natural gas peaker | Anadarko | 2945_G_6 | 2945 | G | 6 |  | Combustion Turbine | IC Engine | PJM_West | Ohio | 39 | Monroe | 111 | 39111 | 0.6 | 25000 | 1949 | 9999 |  |  | N | Distillate Fuel Oil | [12 empty] | 0.5 | 1.6498 | 1.6498 | 1.6498 | 1.6498 | [11 empty] | Woodsfield Board of Public Affairs | 100 | Woodsfield Board of Public Affairs | 100
natural gas peaker | Anadarko | 2945_G_7 | 2945 | G | 7 |  | Combustion Turbine | IC Engine | PJM_West | Ohio | 39 | Monroe | 111 | 39111 | 1.2 | 25000 | 1957 | 9999 |  |  | N | Distillate Fuel Oil | [12 empty] | 0.5 | 1.6498 | 1.6498 | 1.6498 | 1.6498 | [11 empty] | Woodsfield Board of Public Affairs | 100 | Woodsfield Board of Public Affairs | 100
natural gas peaker | Anadarko | 2945_G_8 | 2945 | G | 8 |  | Combustion Turbine | IC Engine | PJM_West | Ohio | 39 | Monroe | 111 | 39111 | 1.5 | 25000 | 1965 | 9999 |  |  | N | Distillate Fuel Oil | [12 empty] | 0.5 | 1.6498 | 1.6498 | 1.6498 | 1.6498 | [11 empty] | Woodsfield Board of Public Affairs | 100 | Woodsfield Board of Public Affairs | 100
natural gas peaker | Anadarko | 2945_G_9 | 2945 | G | 9 |  | Combustion Turbine | IC Engine | PJM_West | Ohio | 39 | Monroe | 111 | 39111 | 2.1 | 25000 | 1971 | 9999 |  |  | N | Distillate Fuel Oil | [12 empty] | 0.5 | 1.6498 | 1.6498 | 1.6498 | 1.6498 | [11 empty] | Woodsfield Board of Public Affairs | 100 | Woodsfield Board of Public Affairs | 100
natural gas peaker | Anadarko | 2945_G_10 | 2945 | G | 10 |  | Combustion Turbine | IC Engine | PJM_West | Ohio | 39 | Monroe | 111 | 39111 | 1.2 | 25000 | 1983 | 9999 |  |  | N | Distillate Fuel Oil | [12 empty] | 0.5 | 1.6498 | 1.6498 | 1.6498 | 1.6498 | [11 empty] | Woodsfield Board of Public Affairs | 100 | Woodsfield Board of Public Affairs | 100
natural gas peaker | Anadarko | 2945_G_11 | 2945 | G | 11 |  | Combustion Turbine | IC Engine | PJM_West | Ohio | 39 | Monroe | 111 | 39111 | 1.2 | 25000 | 1983 | 9999 |  |  | N | Distillate Fuel Oil | [12 empty] | 0.5 | 1.6498 | 1.6498 | 1.6498 | 1.6498 | [11 empty] | Woodsfield Board of Public Affairs | 100 | Woodsfield Board of Public Affairs | 100
natural gas steam turbine | Horseshoe Lake | 2951_B_7 | 2951 | B | 7 | 2001 | O/G Steam |  | SPP_WEST | Oklahoma | 40 | Oklahoma | 109 | 40109 | 211 | 11199 | 1963 | 9999 |  |  | N | Natural Gas | [13 empty] | 0.17689 | 0.17689 | 0.17689 | 0.17689 | [11 empty] | Oklahoma Gas & Electric Co | 100 | OGE Energy Corp | 100
natural gas steam turbine | Horseshoe Lake | 2951_B_8 | 2951 | B | 8 | 2002 | O/G Steam |  | SPP_WEST | Oklahoma | 40 | Oklahoma | 109 | 40109 | 403 | 11881 | 1969 | 9999 | tangential |  | N | Natural Gas | [12 empty] | 1.315 | 0.16959 | 0.16959 | 0.16959 | 0.16959 | [11 empty] | Oklahoma Gas & Electric Co | 100 | OGE Energy Corp | 100
natural gas peaker | Horseshoe Lake | 2951_G_10 | 2951 | G | 10 | 1999 | Combustion Turbine |  | SPP_WEST | Oklahoma | 40 | Oklahoma | 109 | 40109 | 41.8 | 10745 | 2001 | 9999 |  |  | N | Natural Gas |  |  |  | H2O | [8 empty] | 0.8 | 0.09472 | 0.09472 | 0.09472 | 0.09472 | [11 empty] | Oklahoma Gas & Electric Co | 100 | OGE Energy Corp | 100
natural gas peaker | Horseshoe Lake | 2951_G_9 | 2951 | G | 9 | 2003 | Combustion Turbine |  | SPP_WEST | Oklahoma | 40 | Oklahoma | 109 | 40109 | 43.2 | 10745 | 2001 | 9999 |  |  | N | Natural Gas |  |  |  | H2O | [8 empty] | 0.8 | 0.0959 | 0.0959 | 0.0959 | 0.0959 | [11 empty] | Oklahoma Gas & Electric Co | 100 | OGE Energy Corp | 100
hard coal | Muskogee | 2952_B_4 | 2952 | B | 4 | 2005 | Coal Steam |  | SPP_WEST | Oklahoma | 40 | Muskogee | 101 | 40101 | 493 | 11271 | 1977 | 9999 | tangential | dry | N | Subbituminous |  |  |  | LNC3 |  |  |  | ESPC | No | ACI | 2016 |  | 1.2 | 0.10664 | 0.10664 | 0.10664 | 0.10664 | 0.1 | 0.1 | 0.1 | 0 |  |  |  |  | C2G | 2019 | Yes | Oklahoma Gas & Electric Co | 100 | OGE Energy Corp | 100
hard coal | Muskogee | 2952_B_5 | 2952 | B | 5 | 2006 | Coal Steam |  | SPP_WEST | Oklahoma | 40 | Muskogee | 101 | 40101 | 498 | 11261 | 1978 | 9999 | tangential | dry | N | Subbituminous |  |  |  | LNC3 + OFA |  |  |  | ESPC | No | ACI | 2016 |  | 1.2 | 0.09925 | 0.09925 | 0.09925 | 0.09925 | 0.1 | 0.1 | 0.1 | 0 |  |  |  |  | C2G | 2019 | Yes | Oklahoma Gas & Electric Co | 100 | OGE Energy Corp | 100
hard coal | Muskogee | 2952_B_6 | 2952 | B | 6 | 2007 | Coal Steam |  | SPP_WEST | Oklahoma | 40 | Muskogee | 101 | 40101 | 503 | 11137 | 1984 | 2049 | tangential | dry | N | Subbituminous |  |  |  | OFA |  |  |  | ESPC | No | ACI | 2016 |  | 1.2 | 0.31089 | 0.31089 | 0.1469 | 0.1469 | 0.1 | 0.1 | 0.1 | 0 | [7 empty] | Oklahoma Gas & Electric Co | 100 | OGE Energy Corp | 100
solar pv | Mustang | 2953_G_SLR1 | 2953 | G | SLR1 |  | Solar PV |  | SPP_WEST | Oklahoma | 40 | Canadian | 17 | 40017 | 2.5 | 0 | 2015 | 9999 |  |  | N | Solar | [13 empty] | 0 | 0 | 0 | 0 | [11 empty] | Oklahoma Gas & Electric Co | 100 | OGE Energy Corp | 100
natural gas peaker | Mustang | 2953_G_GT1 | 2953 | G | GT1 | 91175 | Combustion Turbine |  | SPP_WEST | Oklahoma | 40 | Canadian | 17 | 40017 | 57 | 14633 | 2017 | 9999 |  |  | N | Natural Gas | [13 empty] | 0.07719 | 0.07719 | 0.07719 | 0.07719 | [11 empty] | Oklahoma Gas & Electric Co | 100 | OGE Energy Corp | 100
natural gas peaker | Mustang | 2953_G_GT2 | 2953 | G | GT2 | 91176 | Combustion Turbine |  | SPP_WEST | Oklahoma | 40 | Canadian | 17 | 40017 | 57 | 14575 | 2017 | 9999 |  |  | N | Natural Gas | [13 empty] | 0.07904 | 0.07904 | 0.07904 | 0.07904 | [11 empty] | Oklahoma Gas & Electric Co | 100 | OGE Energy Corp | 100
natural gas peaker | Mustang | 2953_G_GT3 | 2953 | G | GT3 | 91177 | Combustion Turbine |  | SPP_WEST | Oklahoma | 40 | Canadian | 17 | 40017 | 58 | 14579 | 2017 | 9999 |  |  | N | Natural Gas | [13 empty] | 0.07994 | 0.07994 | 0.07994 | 0.07994 | [11 empty] | Oklahoma Gas & Electric Co | 100 | OGE Energy Corp | 100
natural gas peaker | Mustang | 2953_G_GT4 | 2953 | G | GT4 | 91171 | Combustion Turbine |  | SPP_WEST | Oklahoma | 40 | Canadian | 17 | 40017 | 58 | 14559 | 2017 | 9999 |  |  | N | Natural Gas | [13 empty] | 0.08046 | 0.08046 | 0.08046 | 0.08046 | [11 empty] | Oklahoma Gas & Electric Co | 100 | OGE Energy Corp | 100
natural gas peaker | Mustang | 2953_G_GT5 | 2953 | G | GT5 | 91172 | Combustion Turbine |  | SPP_WEST | Oklahoma | 40 | Canadian | 17 | 40017 | 57 | 14556 | 2017 | 9999 |  |  | N | Natural Gas | [13 empty] | 0.08188 | 0.08188 | 0.08188 | 0.08188 | [11 empty] | Oklahoma Gas & Electric Co | 100 | OGE Energy Corp | 100
natural gas peaker | Mustang | 2953_G_GT6 | 2953 | G | GT6 | 91173 | Combustion Turbine |  | SPP_WEST | Oklahoma | 40 | Canadian | 17 | 40017 | 57 | 14556 | 2017 | 9999 |  |  | N | Natural Gas | [13 empty] | 0.0764 | 0.0764 | 0.0764 | 0.0764 | [11 empty] | Oklahoma Gas & Electric Co | 100 | OGE Energy Corp | 100
natural gas peaker | Mustang | 2953_G_GT7 | 2953 | G | GT7 | 91174 | Combustion Turbine |  | SPP_WEST | Oklahoma | 40 | Canadian | 17 | 40017 | 57 | 14556 | 2017 | 9999 |  |  | N | Natural Gas | [13 empty] | 0.07612 | 0.07612 | 0.07612 | 0.07612 | [11 empty] | Oklahoma Gas & Electric Co | 100 | OGE Energy Corp | 100
natural gas steam turbine | Seminole (OK) | 2956_B_1 | 2956 | B | 1 | 2012 | O/G Steam |  | SPP_WEST | Oklahoma | 40 | Seminole | 133 | 40133 | 426 | 11687 | 1971 | 9999 | wall | dry | N | Natural Gas |  |  |  | FR + LNB + OFA | [8 empty] | 1.315 | 0.12297 | 0.12297 | 0.12297 | 0.12297 | [11 empty] | Oklahoma Gas & Electric Co | 100 | OGE Energy Corp | 100
natural gas steam turbine | Seminole (OK) | 2956_B_2 | 2956 | B | 2 | 2013 | O/G Steam |  | SPP_WEST | Oklahoma | 40 | Seminole | 133 | 40133 | 425 | 11561 | 1973 | 9999 | wall | dry | N | Natural Gas |  |  |  | FR + LNB + OFA | [8 empty] | 1.315 | 0.1121 | 0.1121 | 0.1121 | 0.1121 | [11 empty] | Oklahoma Gas & Electric Co | 100 | OGE Energy Corp | 100
natural gas steam turbine | Seminole (OK) | 2956_B_3 | 2956 | B | 3 | 2014 | O/G Steam |  | SPP_WEST | Oklahoma | 40 | Seminole | 133 | 40133 | 464 | 11488 | 1975 | 9999 | wall | dry | N | Natural Gas |  |  |  | FR + LNB + OFA | [8 empty] | 1.315 | 0.10601 | 0.10601 | 0.10601 | 0.10601 | [11 empty] | Oklahoma Gas & Electric Co | 100 | OGE Energy Corp | 100
natural gas combined cycle | Northeastern | 2963_G_1 | 2963 | G | 1 | 2016 | Combined Cycle |  | SPP_WEST | Oklahoma | 40 | Rogers | 131 | 40131 | 146 | 8028 | 1961 | 9999 |  |  | N | Natural Gas |  |  |  | LNB | [9 empty] | 0.040878 | 0.040878 | 0.040878 | 0.040878 | [11 empty] | Public Service Co of Oklahoma | 100 | American Electric Power Co Inc | 100
natural gas steam turbine | Northeastern | 2963_B_3302 | 2963 | B | 3302 | 2018 | O/G Steam |  | SPP_WEST | Oklahoma | 40 | Rogers | 131 | 40131 | 462 | 10342 | 1970 | 9999 | cell |  | N | Natural Gas |  |  |  | LNB + LNCB + OFA | [9 empty] | 0.17446 | 0.17446 | 0.17446 | 0.17446 | [11 empty] | Public Service Co of Oklahoma | 100 | American Electric Power Co Inc | 100
natural gas peaker | Northeastern | 2963_G_IC1 | 2963 | G | IC1 |  | Combustion Turbine | IC Engine | SPP_WEST | Oklahoma | 40 | Rogers | 131 | 40131 | 4 | 12283 | 1980 | 9999 |  |  | N | Distillate Fuel Oil | [12 empty] | 0.8 | 1.6498 | 1.6498 | 1.6498 | 1.6498 | [11 empty] | Public Service Co of Oklahoma | 100 | American Electric Power Co Inc | 100
natural gas combined cycle | Northeastern | 2963_G_1A | 2963 | G | 1A | 2016 | Combined Cycle |  | SPP_WEST | Oklahoma | 40 | Rogers | 131 | 40131 | 149 | 8028 | 2001 | 9999 |  |  | N | Natural Gas | [13 empty] | 0.040878 | 0.040878 | 0.040878 | 0.040878 | [11 empty] | Public Service Co of Oklahoma | 100 | American Electric Power Co Inc | 100
natural gas combined cycle | Northeastern | 2963_G_1B | 2963 | G | 1B | 2017 | Combined Cycle |  | SPP_WEST | Oklahoma | 40 | Rogers | 131 | 40131 | 149 | 8028 | 2001 | 9999 |  |  | N | Natural Gas | [13 empty] | 0.040878 | 0.040878 | 0.040878 | 0.040878 | [11 empty] | Public Service Co of Oklahoma | 100 | American Electric Power Co Inc | 100
natural gas steam turbine | Southwestern | 2964_B_8002 | 2964 | B | 8002 | 2021 | O/G Steam |  | SPP_WEST | Oklahoma | 40 | Caddo | 15 | 40015 | 78 | 13258 | 1954 | 9999 | wall | dry | N | Natural Gas | [12 empty] | 0.74 | 0.30542 | 0.30542 | 0.30542 | 0.30542 | [11 empty] | Public Service Co of Oklahoma | 100 | American Electric Power Co Inc | 100
natural gas steam turbine | Southwestern | 2964_B_8003 | 2964 | B | 8003 | 2022 | O/G Steam |  | SPP_WEST | Oklahoma | 40 | Caddo | 15 | 40015 | 295 | 12993 | 1967 | 9999 | cell |  | N | Natural Gas |  |  |  | LNCB + OFA | [8 empty] | 0.52 | 0.29123 | 0.29123 | 0.29123 | 0.29123 | [11 empty] | Public Service Co of Oklahoma | 100 | American Electric Power Co Inc | 100
natural gas peaker | Southwestern | 2964_G_4 | 2964 | G | 4 | 91253 | Combustion Turbine |  | SPP_WEST | Oklahoma | 40 | Caddo | 15 | 40015 | 76 | 14349 | 2008 | 9999 |  |  | N | Natural Gas |  |  |  | CM | [9 empty] | 0.13758 | 0.13758 | 0.13758 | 0.13758 | [11 empty] | Public Service Co of Oklahoma | 100 | American Electric Power Co Inc | 100
natural gas peaker | Southwestern | 2964_G_5 | 2964 | G | 5 | 91254 | Combustion Turbine |  | SPP_WEST | Oklahoma | 40 | Caddo | 15 | 40015 | 76 | 14350 | 2008 | 9999 |  |  | N | Natural Gas |  |  |  | CM | [9 empty] | 0.13605 | 0.13605 | 0.13605 | 0.13605 | [11 empty] | Public Service Co of Oklahoma | 100 | American Electric Power Co Inc | 100
natural gas steam turbine | Tulsa | 2965_B_1402 | 2965 | B | 1402 | 2025 | O/G Steam |  | SPP_WEST | Oklahoma | 40 | Tulsa | 143 | 40143 | 150 | 14220 | 1956 | 9999 | wall | dry | N | Natural Gas | [13 empty] | 0.31129 | 0.31129 | 0.31129 | 0.31129 | [11 empty] | Public Service Co of Oklahoma | 100 | American Electric Power Co Inc | 100
natural gas steam turbine | Tulsa | 2965_B_1404 | 2965 | B | 1404 | 2027 | O/G Steam |  | SPP_WEST | Oklahoma | 40 | Tulsa | 143 | 40143 | 155 | 14058 | 1958 | 9999 | wall | dry | N | Natural Gas | [13 empty] | 0.25989 | 0.25989 | 0.25989 | 0.25989 | [11 empty] | Public Service Co of Oklahoma | 100 | American Electric Power Co Inc | 100
natural gas peaker | Tulsa | 2965_G_IC1 | 2965 | G | IC1 |  | Combustion Turbine | IC Engine | SPP_WEST | Oklahoma | 40 | Tulsa | 143 | 40143 | 8.3 | 12283 | 1967 | 9999 |  |  | N | Distillate Fuel Oil | [12 empty] | 0.8 | 1.6498 | 1.6498 | 1.6498 | 1.6498 | [11 empty] | Public Service Co of Oklahoma | 100 | American Electric Power Co Inc | 100
natural gas peaker | Weleetka | 2966_G_IC1 | 2966 | G | IC1 |  | Combustion Turbine | IC Engine | SPP_WEST | Oklahoma | 40 | Okfuskee | 107 | 40107 | 4 | 12283 | 1963 | 9999 |  |  | N | Distillate Fuel Oil | [12 empty] | 0.8 | 1.6498 | 1.6498 | 1.6498 | 1.6498 | [11 empty] | Public Service Co of Oklahoma | 100 | American Electric Power Co Inc | 100
natural gas peaker | Cushing | 2975_G_3 | 2975 | G | 3 |  | Combustion Turbine | IC Engine | SPP_WEST | Oklahoma | 40 | Payne | 119 | 40119 | 0.4 | 10745 | 1936 | 9999 |  |  | N | Natural Gas, Distillate Fuel Oil | [12 empty] | 0.8 | 1.6498 | 1.6498 | 1.6498 | 1.6498 | [11 empty] | Cushing OK (City of) | 100 | Cushing OK (City of) | 100
natural gas peaker | Cushing | 2975_G_4 | 2975 | G | 4 |  | Combustion Turbine | IC Engine | SPP_WEST | Oklahoma | 40 | Payne | 119 | 40119 | 0.4 | 10745 | 1936 | 9999 |  |  | N | Natural Gas, Distillate Fuel Oil | [12 empty] | 0.8 | 1.6498 | 1.6498 | 1.6498 | 1.6498 | [11 empty] | Cushing OK (City of) | 100 | Cushing OK (City of) | 100
natural gas peaker | Cushing | 2975_G_5 | 2975 | G | 5 |  | Combustion Turbine | IC Engine | SPP_WEST | Oklahoma | 40 | Payne | 119 | 40119 | 0.4 | 10745 | 1936 | 9999 |  |  | N | Natural Gas, Distillate Fuel Oil | [12 empty] | 0.8 | 1.6498 | 1.6498 | 1.6498 | 1.6498 | [11 empty] | Cushing OK (City of) | 100 | Cushing OK (City of) | 100
natural gas peaker | Cushing | 2975_G_6 | 2975 | G | 6 |  | Combustion Turbine | IC Engine | SPP_WEST | Oklahoma | 40 | Payne | 119 | 40119 | 0.6 | 10745 | 1939 | 9999 |  |  | N | Natural Gas, Distillate Fuel Oil | [12 empty] | 0.8 | 1.6498 | 1.6498 | 1.6498 | 1.6498 | [11 empty] | Cushing OK (City of) | 100 | Cushing OK (City of) | 100
natural gas peaker | Cushing | 2975_G_2 | 2975 | G | 2 |  | Combustion Turbine | IC Engine | SPP_WEST | Oklahoma | 40 | Payne | 119 | 40119 | 0.8 | 10745 | 1949 | 9999 |  |  | N | Natural Gas, Distillate Fuel Oil | [12 empty] | 0.8 | 1.6498 | 1.6498 | 1.6498 | 1.6498 | [11 empty] | Cushing OK (City of) | 100 | Cushing OK (City of) | 100
natural gas peaker | Cushing | 2975_G_1 | 2975 | G | 1 |  | Combustion Turbine | IC Engine | SPP_WEST | Oklahoma | 40 | Payne | 119 | 40119 | 1.8 | 10745 | 1956 | 9999 |  |  | N | Natural Gas, Distillate Fuel Oil | [12 empty] | 0.8 | 1.6498 | 1.6498 | 1.6498 | 1.6498 | [11 empty] | Cushing OK (City of) | 100 | Cushing OK (City of) | 100
natural gas peaker | Cushing | 2975_G_7 | 2975 | G | 7 |  | Combustion Turbine | IC Engine | SPP_WEST | Oklahoma | 40 | Payne | 119 | 40119 | 1.9 | 10745 | 1956 | 9999 |  |  | N | Natural Gas, Distillate Fuel Oil | [12 empty] | 0.8 | 1.6498 | 1.6498 | 1.6498 | 1.6498 | [11 empty] | Cushing OK (City of) | 100 | Cushing OK (City of) | 100
natural gas peaker | Cushing | 2975_G_8 | 2975 | G | 8 |  | Combustion Turbine | IC Engine | SPP_WEST | Oklahoma | 40 | Payne | 119 | 40119 | 1.9 | 10745 | 1956 | 9999 |  |  | N | Natural Gas, Distillate Fuel Oil | [12 empty] | 0.8 | 1.6498 | 1.6498 | 1.6498 | 1.6498 | [11 empty] | Cushing OK (City of) | 100 | Cushing OK (City of) | 100
natural gas peaker | Cushing | 2975_G_9 | 2975 | G | 9 |  | Combustion Turbine | IC Engine | SPP_WEST | Oklahoma | 40 | Payne | 119 | 40119 | 2.7 | 10745 | 1965 | 9999 |  |  | N | Natural Gas, Distillate Fuel Oil | [12 empty] | 0.8 | 1.6498 | 1.6498 | 1.6498 | 1.6498 | [11 empty] | Cushing OK (City of) | 100 | Cushing OK (City of) | 100
natural gas peaker | Cushing | 2975_G_10 | 2975 | G | 10 |  | Combustion Turbine | IC Engine | SPP_WEST | Oklahoma | 40 | Payne | 119 | 40119 | 4 | 10745 | 1972 | 9999 |  |  | N | Natural Gas, Distillate Fuel Oil | [12 empty] | 0.8 | 1.6498 | 1.6498 | 1.6498 | 1.6498 | [11 empty] | Cushing OK (City of) | 100 | Cushing OK (City of) | 100
natural gas peaker | Cushing | 2975_G_11 | 2975 | G | 11 |  | Combustion Turbine | IC Engine | SPP_WEST | Oklahoma | 40 | Payne | 119 | 40119 | 6.3 | 10745 | 1988 | 9999 |  |  | N | Natural Gas, Distillate Fuel Oil | [12 empty] | 0.8 | 1.6498 | 1.6498 | 1.6498 | 1.6498 | [11 empty] | Cushing OK (City of) | 100 | Cushing OK (City of) | 100
hydro | Markham | 2980_G_1 | 2980 | G | 1 |  | Hydro |  | SPP_WEST | Oklahoma | 40 | Mayes | 97 | 40097 | 32 | 0 | 1964 | 9999 |  |  | N | Hydro | [13 empty] | 0 | 0 | 0 | 0 | [11 empty] | Grand River Dam Authority | 100 | Grand River Dam Authority | 100
hydro | Markham | 2980_G_2 | 2980 | G | 2 |  | Hydro |  | SPP_WEST | Oklahoma | 40 | Mayes | 97 | 40097 | 32 | 0 | 1964 | 9999 |  |  | N | Hydro | [13 empty] | 0 | 0 | 0 | 0 | [11 empty] | Grand River Dam Authority | 100 | Grand River Dam Authority | 100
hydro | Markham | 2980_G_3 | 2980 | G | 3 |  | Hydro |  | SPP_WEST | Oklahoma | 40 | Mayes | 97 | 40097 | 32 | 0 | 1964 | 9999 |  |  | N | Hydro | [13 empty] | 0 | 0 | 0 | 0 | [11 empty] | Grand River Dam Authority | 100 | Grand River Dam Authority | 100
hydro | Markham | 2980_G_4 | 2980 | G | 4 |  | Hydro |  | SPP_WEST | Oklahoma | 40 | Mayes | 97 | 40097 | 32 | 0 | 1964 | 9999 |  |  | N | Hydro | [13 empty] | 0 | 0 | 0 | 0 | [11 empty] | Grand River Dam Authority | 100 | Grand River Dam Authority | 100
hydro | Pensacola | 2981_G_1 | 2981 | G | 1 |  | Hydro |  | SPP_WEST | Oklahoma | 40 | Mayes | 97 | 40097 | 21 | 0 | 1940 | 9999 |  |  | N | Hydro | [13 empty] | 0 | 0 | 0 | 0 | [11 empty] | Grand River Dam Authority | 100 | Grand River Dam Authority | 100
hydro | Pensacola | 2981_G_2 | 2981 | G | 2 |  | Hydro |  | SPP_WEST | Oklahoma | 40 | Mayes | 97 | 40097 | 21 | 0 | 1940 | 9999 |  |  | N | Hydro | [13 empty] | 0 | 0 | 0 | 0 | [11 empty] | Grand River Dam Authority | 100 | Grand River Dam Authority | 100
hydro | Pensacola | 2981_G_3 | 2981 | G | 3 |  | Hydro |  | SPP_WEST | Oklahoma | 40 | Mayes | 97 | 40097 | 21 | 0 | 1940 | 9999 |  |  | N | Hydro | [13 empty] | 0 | 0 | 0 | 0 | [11 empty] | Grand River Dam Authority | 100 | Grand River Dam Authority | 100
hydro | Pensacola | 2981_G_4 | 2981 | G | 4 |  | Hydro |  | SPP_WEST | Oklahoma | 40 | Mayes | 97 | 40097 | 21 | 0 | 1940 | 9999 |  |  | N | Hydro | [13 empty] | 0 | 0 | 0 | 0 | [11 empty] | Grand River Dam Authority | 100 | Grand River Dam Authority | 100
hydro | Pensacola | 2981_G_5 | 2981 | G | 5 |  | Hydro |  | SPP_WEST | Oklahoma | 40 | Mayes | 97 | 40097 | 21 | 0 | 1946 | 9999 |  |  | N | Hydro | [13 empty] | 0 | 0 | 0 | 0 | [11 empty] | Grand River Dam Authority | 100 | Grand River Dam Authority | 100
hydro | Pensacola | 2981_G_6 | 2981 | G | 6 |  | Hydro |  | SPP_WEST | Oklahoma | 40 | Mayes | 97 | 40097 | 21 | 0 | 1946 | 9999 |  |  | N | Hydro | [13 empty] | 0 | 0 | 0 | 0 | [11 empty] | Grand River Dam Authority | 100 | Grand River Dam Authority | 100
0 | Salina | 2982_G_1 | 2982 | G | 1 |  | Pumped Storage |  | SPP_WEST | Oklahoma | 40 | Mayes | 97 | 40097 | 43 | 0 | 1968 | 9999 |  |  | N | Pumped Storage | [13 empty] | 0 | 0 | 0 | 0 | [11 empty] | Grand River Dam Authority | 100 | Grand River Dam Authority | 100
0 | Salina | 2982_G_2 | 2982 | G | 2 |  | Pumped Storage |  | SPP_WEST | Oklahoma | 40 | Mayes | 97 | 40097 | 43 | 0 | 1968 | 9999 |  |  | N | Pumped Storage | [13 empty] | 0 | 0 | 0 | 0 | [11 empty] | Grand River Dam Authority | 100 | Grand River Dam Authority | 100
0 | Salina | 2982_G_3 | 2982 | G | 3 |  | Pumped Storage |  | SPP_WEST | Oklahoma | 40 | Mayes | 97 | 40097 | 43 | 0 | 1968 | 9999 |  |  | N | Pumped Storage | [13 empty] | 0 | 0 | 0 | 0 | [11 empty] | Grand River Dam Authority | 100 | Grand River Dam Authority | 100
0 | Salina | 2982_G_4 | 2982 | G | 4 |  | Pumped Storage |  | SPP_WEST | Oklahoma | 40 | Mayes | 97 | 40097 | 43 | 0 | 1971 | 9999 |  |  | N | Pumped Storage | [13 empty] | 0 | 0 | 0 | 0 | [11 empty] | Grand River Dam Authority | 100 | Grand River Dam Authority | 100
0 | Salina | 2982_G_5 | 2982 | G | 5 |  | Pumped Storage |  | SPP_WEST | Oklahoma | 40 | Mayes | 97 | 40097 | 43 | 0 | 1971 | 9999 |  |  | N | Pumped Storage | [13 empty] | 0 | 0 | 0 | 0 | [11 empty] | Grand River Dam Authority | 100 | Grand River Dam Authority | 100
0 | Salina | 2982_G_6 | 2982 | G | 6 |  | Pumped Storage |  | SPP_WEST | Oklahoma | 40 | Mayes | 97 | 40097 | 43 | 0 | 1971 | 9999 |  |  | N | Pumped Storage | [13 empty] | 0 | 0 | 0 | 0 | [11 empty] | Grand River Dam Authority | 100 | Grand River Dam Authority | 100
hydro | Keystone Dam | 2984_G_1 | 2984 | G | 1 |  | Hydro |  | SPP_WEST | Oklahoma | 40 | Tulsa | 143 | 40143 | 40 | 0 | 1968 | 9999 |  |  | N | Hydro | [13 empty] | 0 | 0 | 0 | 0 | [11 empty] | USACE Tulsa District | 100 | U S Army Corps of Engineers | 100
hydro | Keystone Dam | 2984_G_2 | 2984 | G | 2 |  | Hydro |  | SPP_WEST | Oklahoma | 40 | Tulsa | 143 | 40143 | 40 | 0 | 1968 | 9999 |  |  | N | Hydro | [13 empty] | 0 | 0 | 0 | 0 | [11 empty] | USACE Tulsa District | 100 | U S Army Corps of Engineers | 100
hydro | Robert S Kerr | 2985_G_1 | 2985 | G | 1 |  | Hydro |  | SPP_WEST | Oklahoma | 40 | Sequoyah | 135 | 40135 | 65.6 | 0 | 1971 | 9999 |  |  | N | Hydro | [13 empty] | 0 | 0 | 0 | 0 | [11 empty] | USACE Tulsa District | 100 | U S Army Corps of Engineers | 100
hydro | Robert S Kerr | 2985_G_2 | 2985 | G | 2 |  | Hydro |  | SPP_WEST | Oklahoma | 40 | Sequoyah | 135 | 40135 | 65.6 | 0 | 1971 | 9999 |  |  | N | Hydro | [13 empty] | 0 | 0 | 0 | 0 | [11 empty] | USACE Tulsa District | 100 | U S Army Corps of Engineers | 100
hydro | Robert S Kerr | 2985_G_4 | 2985 | G | 4 |  | Hydro |  | SPP_WEST | Oklahoma | 40 | Sequoyah | 135 | 40135 | 20 | 0 | 1971 | 9999 |  |  | N | Hydro | [13 empty] | 0 | 0 | 0 | 0 | [11 empty] | USACE Tulsa District | 100 | U S Army Corps of Engineers | 100
natural gas peaker | Kingfisher | 2986_G_IC1 | 2986 | G | IC1 |  | Combustion Turbine | IC Engine | SPP_WEST | Oklahoma | 40 | Kingfisher | 73 | 40073 | 1 | 14286 | 1954 | 9999 |  |  | N | Natural Gas, Distillate Fuel Oil | [12 empty] | 0.8 | 1.061 | 1.061 | 1.061 | 1.061 | [11 empty] | Kingfisher OK (City of) | 100 | Kingfisher OK (City of) | 100
natural gas peaker | Kingfisher | 2986_G_IC2 | 2986 | G | IC2 |  | Combustion Turbine | IC Engine | SPP_WEST | Oklahoma | 40 | Kingfisher | 73 | 40073 | 0.6 | 14286 | 1954 | 9999 |  |  | N | Natural Gas, Distillate Fuel Oil | [12 empty] | 0.8 | 1.061 | 1.061 | 1.061 | 1.061 | [11 empty] | Kingfisher OK (City of) | 100 | Kingfisher OK (City of) | 100
natural gas peaker | Kingfisher | 2986_G_4 | 2986 | G | 4 |  | Combustion Turbine | IC Engine | SPP_WEST | Oklahoma | 40 | Kingfisher | 73 | 40073 | 1.2 | 14286 | 1959 | 9999 |  |  | N | Natural Gas, Distillate Fuel Oil | [12 empty] | 0.8 | 1.061 | 1.061 | 1.061 | 1.061 | [11 empty] | Kingfisher OK (City of) | 100 | Kingfisher OK (City of) | 100
natural gas peaker | Kingfisher | 2986_G_3 | 2986 | G | 3 |  | Combustion Turbine | IC Engine | SPP_WEST | Oklahoma | 40 | Kingfisher | 73 | 40073 | 2.9 | 14286 | 1965 | 9999 |  |  | N | Natural Gas, Distillate Fuel Oil | [12 empty] | 0.8 | 1.061 | 1.061 | 1.061 | 1.061 | [11 empty] | Kingfisher OK (City of) | 100 | Kingfisher OK (City of) | 100
natural gas peaker | Kingfisher | 2986_G_5 | 2986 | G | 5 |  | Combustion Turbine | IC Engine | SPP_WEST | Oklahoma | 40 | Kingfisher | 73 | 40073 | 3 | 14286 | 1970 | 9999 |  |  | N | Natural Gas, Distillate Fuel Oil | [12 empty] | 0.8 | 1.061 | 1.061 | 1.061 | 1.061 | [11 empty] | Kingfisher OK (City of) | 100 | Kingfisher OK (City of) | 100
hydro | Webbers Falls | 2987_G_1 | 2987 | G | 1 |  | Hydro |  | SPP_WEST | Oklahoma | 40 | Muskogee | 101 | 40101 | 25 | 0 | 1973 | 9999 |  |  | N | Hydro | [13 empty] | 0 | 0 | 0 | 0 | [11 empty] | USACE Tulsa District | 100 | U S Army Corps of Engineers | 100
hydro | Webbers Falls | 2987_G_2 | 2987 | G | 2 |  | Hydro |  | SPP_WEST | Oklahoma | 40 | Muskogee | 101 | 40101 | 25 | 0 | 1973 | 9999 |  |  | N | Hydro | [13 empty] | 0 | 0 | 0 | 0 | [11 empty] | USACE Tulsa District | 100 | U S Army Corps of Engineers | 100
hydro | Webbers Falls | 2987_G_3 | 2987 | G | 3 |  | Hydro |  | SPP_WEST | Oklahoma | 40 | Muskogee | 101 | 40101 | 25 | 0 | 1973 | 9999 |  |  | N | Hydro | [13 empty] | 0 | 0 | 0 | 0 | [11 empty] | USACE Tulsa District | 100 | U S Army Corps of Engineers | 100
natural gas peaker | Mangum | 2991_G_4 | 2991 | G | 4 |  | Combustion Turbine | IC Engine | SPP_WEST | Oklahoma | 40 | Greer | 55 | 40055 | 1.2 | 14286 | 1956 | 9999 |  |  | N | Natural Gas, Distillate Fuel Oil | [12 empty] | 0.8 | 1.061 | 1.061 | 1.061 | 1.061 | [11 empty] | Mangum Utility Authority | 100 | Mangum Utility Authority | 100
natural gas peaker | Mangum | 2991_G_5 | 2991 | G | 5 |  | Combustion Turbine | IC Engine | SPP_WEST | Oklahoma | 40 | Greer | 55 | 40055 | 1.7 | 14286 | 1963 | 9999 |  |  | N | Natural Gas, Distillate Fuel Oil | [12 empty] | 0.8 | 1.061 | 1.061 | 1.061 | 1.061 | [11 empty] | Mangum Utility Authority | 100 | Mangum Utility Authority | 100
natural gas peaker | Mangum | 2991_G_6 | 2991 | G | 6 |  | Combustion Turbine | IC Engine | SPP_WEST | Oklahoma | 40 | Greer | 55 | 40055 | 1.6 | 14286 | 1969 | 9999 |  |  | N | Natural Gas, Distillate Fuel Oil | [12 empty] | 0.8 | 1.061 | 1.061 | 1.061 | 1.061 | [11 empty] | Mangum Utility Authority | 100 | Mangum Utility Authority | 100
natural gas peaker | Pawhuska | 2995_G_2 | 2995 | G | 2 |  | Combustion Turbine | IC Engine | SPP_WEST | Oklahoma | 40 | Osage | 113 | 40113 | 1.2 | 14775 | 1954 | 9999 |  |  | N | Distillate Fuel Oil | [12 empty] | 0.8 | 1.6498 | 1.6498 | 1.6498 | 1.6498 | [11 empty] | Pawhuska Electric Production | 100 | Pawhuska Electric Production | 100
natural gas peaker | Pawhuska | 2995_G_5 | 2995 | G | 5 |  | Combustion Turbine | IC Engine | SPP_WEST | Oklahoma | 40 | Osage | 113 | 40113 | 2 | 14775 | 1960 | 9999 |  |  | N | Distillate Fuel Oil | [12 empty] | 0.8 | 1.6498 | 1.6498 | 1.6498 | 1.6498 | [11 empty] | Pawhuska Electric Production | 100 | Pawhuska Electric Production | 100
natural gas peaker | Pawhuska | 2995_G_3 | 2995 | G | 3 |  | Combustion Turbine | IC Engine | SPP_WEST | Oklahoma | 40 | Osage | 113 | 40113 | 2.5 | 14775 | 1966 | 9999 |  |  | N | Distillate Fuel Oil | [12 empty] | 0.8 | 1.6498 | 1.6498 | 1.6498 | 1.6498 | [11 empty] | Pawhuska Electric Production | 100 | Pawhuska Electric Production | 100
hydro | Fort Gibson | 3003_G_1 | 3003 | G | 1 |  | Hydro |  | SPP_WEST | Oklahoma | 40 | Cherokee | 21 | 40021 | 12.9 | 0 | 1953 | 9999 |  |  | N | Hydro | [13 empty] | 0 | 0 | 0 | 0 | [11 empty] | USACE Tulsa District | 100 | U S Army Corps of Engineers | 100
hydro | Fort Gibson | 3003_G_2 | 3003 | G | 2 |  | Hydro |  | SPP_WEST | Oklahoma | 40 | Cherokee | 21 | 40021 | 12.9 | 0 | 1953 | 9999 |  |  | N | Hydro | [13 empty] | 0 | 0 | 0 | 0 | [11 empty] | USACE Tulsa District | 100 | U S Army Corps of Engineers | 100
hydro | Fort Gibson | 3003_G_3 | 3003 | G | 3 |  | Hydro |  | SPP_WEST | Oklahoma | 40 | Cherokee | 21 | 40021 | 12.9 | 0 | 1953 | 9999 |  |  | N | Hydro | [13 empty] | 0 | 0 | 0 | 0 | [11 empty] | USACE Tulsa District | 100 | U S Army Corps of Engineers | 100
hydro | Fort Gibson | 3003_G_4 | 3003 | G | 4 |  | Hydro |  | SPP_WEST | Oklahoma | 40 | Cherokee | 21 | 40021 | 12.5 | 0 | 1953 | 9999 |  |  | N | Hydro | [13 empty] | 0 | 0 | 0 | 0 | [11 empty] | USACE Tulsa District | 100 | U S Army Corps of Engineers | 100
hydro | Tenkiller Ferry | 3004_G_1 | 3004 | G | 1 |  | Hydro |  | SPP_WEST | Oklahoma | 40 | Sequoyah | 135 | 40135 | 21 | 0 | 1953 | 9999 |  |  | N | Hydro | [13 empty] | 0 | 0 | 0 | 0 | [11 empty] | USACE Tulsa District | 100 | U S Army Corps of Engineers | 100
hydro | Tenkiller Ferry | 3004_G_2 | 3004 | G | 2 |  | Hydro |  | SPP_WEST | Oklahoma | 40 | Sequoyah | 135 | 40135 | 21 | 0 | 1953 | 9999 |  |  | N | Hydro | [13 empty] | 0 | 0 | 0 | 0 | [11 empty] | USACE Tulsa District | 100 | U S Army Corps of Engineers | 100
natural gas steam turbine | Anadarko Plant | 3006_B_1 | 3006 | B | 1 |  | O/G Steam |  | SPP_WEST | Oklahoma | 40 | Caddo | 15 | 40015 | 12 | 14500 | 1953 | 9999 | wall |  | N | Natural Gas | [13 empty] | 0.23494 | 0.23494 | 0.23494 | 0.23494 | [11 empty] | Western Farmers Electric Coop | 100 | Western Farmers Electric Coop | 100
natural gas steam turbine | Anadarko Plant | 3006_B_2 | 3006 | B | 2 |  | O/G Steam |  | SPP_WEST | Oklahoma | 40 | Caddo | 15 | 40015 | 12 | 14500 | 1953 | 9999 | wall |  | N | Natural Gas | [13 empty] | 0.23494 | 0.23494 | 0.23494 | 0.23494 | [11 empty] | Western Farmers Electric Coop | 100 | Western Farmers Electric Coop | 100
natural gas steam turbine | Anadarko Plant | 3006_B_3 | 3006 | B | 3 | 2028 | O/G Steam |  | SPP_WEST | Oklahoma | 40 | Caddo | 15 | 40015 | 44 | 14500 | 1959 | 9999 | wall | dry | N | Natural Gas | [13 empty] | 0.08936 | 0.08936 | 0.08936 | 0.08936 | [11 empty] | Western Farmers Electric Coop | 100 | Western Farmers Electric Coop | 100
natural gas combined cycle | Anadarko Plant | 3006_G_4 | 3006 | G | 4 | 90966 | Combined Cycle |  | SPP_WEST | Oklahoma | 40 | Caddo | 15 | 40015 | 94 | 8789 | 1977 | 9999 |  |  | N | Natural Gas |  |  |  | DLNB | [9 empty] | 0.021775 | 0.021775 | 0.021775 | 0.021775 | [11 empty] | Western Farmers Electric Coop | 100 | Western Farmers Electric Coop | 100
natural gas combined cycle | Anadarko Plant | 3006_G_5 | 3006 | G | 5 | 90967 | Combined Cycle |  | SPP_WEST | Oklahoma | 40 | Caddo | 15 | 40015 | 94 | 8859 | 1977 | 9999 |  |  | N | Natural Gas |  |  |  | DLNB | [9 empty] | 0.015724 | 0.015724 | 0.015724 | 0.015724 | [11 empty] | Western Farmers Electric Coop | 100 | Western Farmers Electric Coop | 100
natural gas combined cycle | Anadarko Plant | 3006_G_6 | 3006 | G | 6 | 90968 | Combined Cycle |  | SPP_WEST | Oklahoma | 40 | Caddo | 15 | 40015 | 94 | 8593 | 1977 | 9999 |  |  | N | Natural Gas |  |  |  | DLNB | [9 empty] | 0.021155 | 0.021155 | 0.021155 | 0.021155 | [11 empty] | Western Farmers Electric Coop | 100 | Western Farmers Electric Coop | 100
natural gas peaker | Anadarko Plant | 3006_G_7 | 3006 | G | 7 |  | Combustion Turbine |  | SPP_WEST | Oklahoma | 40 | Caddo | 15 | 40015 | 45 | 10745 | 2001 | 9999 |  |  | N | Natural Gas | [13 empty] | 0.089809 | 0.089809 | 0.089809 | 0.089809 | [11 empty] | WFEC Genco LLC | 100 | Western Farmers Electric Coop | 100
natural gas peaker | Anadarko Plant | 3006_G_8 | 3006 | G | 8 |  | Combustion Turbine |  | SPP_WEST | Oklahoma | 40 | Caddo | 15 | 40015 | 45 | 10745 | 2001 | 9999 |  |  | N | Natural Gas | [13 empty] | 0.087528 | 0.087528 | 0.087528 | 0.087528 | [11 empty] | WFEC Genco LLC | 100 | Western Farmers Electric Coop | 100
natural gas peaker | Anadarko Plant | 3006_G_10 | 3006 | G | 10 | 90430 | Combustion Turbine |  | SPP_WEST | Oklahoma | 40 | Caddo | 15 | 40015 | 45 | 10745 | 2009 | 9999 |  |  | N | Natural Gas |  |  |  | H2O | [9 empty] | 0.08745 | 0.08745 | 0.08745 | 0.08745 | [11 empty] | Western Farmers Electric Coop | 100 | Western Farmers Electric Coop | 100
natural gas peaker | Anadarko Plant | 3006_G_11 | 3006 | G | 11 | 90431 | Combustion Turbine |  | SPP_WEST | Oklahoma | 40 | Caddo | 15 | 40015 | 45 | 10745 | 2009 | 9999 |  |  | N | Natural Gas |  |  |  | H2O | [9 empty] | 0.08724 | 0.08724 | 0.08724 | 0.08724 | [11 empty] | Western Farmers Electric Coop | 100 | Western Farmers Electric Coop | 100
natural gas peaker | Anadarko Plant | 3006_G_9 | 3006 | G | 9 | 90429 | Combustion Turbine |  | SPP_WEST | Oklahoma | 40 | Caddo | 15 | 40015 | 45 | 10745 | 2009 | 9999 |  |  | N | Natural Gas |  |  |  | H2O | [9 empty] | 0.08927 | 0.08927 | 0.08927 | 0.08927 | [11 empty] | Western Farmers Electric Coop | 100 | Western Farmers Electric Coop | 100
natural gas steam turbine | Mooreland | 3008_B_1 | 3008 | B | 1 | 2029 | O/G Steam |  | SPP_WEST | Oklahoma | 40 | Woodward | 153 | 40153 | 50 | 11239 | 1964 | 9999 | wall | dry | N | Natural Gas | [13 empty] | 0.40922 | 0.40922 | 0.40922 | 0.40922 | [11 empty] | Western Farmers Electric Coop | 100 | Western Farmers Electric Coop | 100
natural gas steam turbine | Mooreland | 3008_B_2 | 3008 | B | 2 | 2030 | O/G Steam |  | SPP_WEST | Oklahoma | 40 | Woodward | 153 | 40153 | 132 | 11362 | 1968 | 9999 | wall | dry | N | Natural Gas | [13 empty] | 0.15562 | 0.15562 | 0.15562 | 0.15562 | [11 empty] | Western Farmers Electric Coop | 100 | Western Farmers Electric Coop | 100
natural gas steam turbine | Mooreland | 3008_B_3 | 3008 | B | 3 | 2031 | O/G Steam |  | SPP_WEST | Oklahoma | 40 | Woodward | 153 | 40153 | 140 | 11423 | 1975 | 9999 | wall | dry | N | Natural Gas |  |  |  | OFA + other | [9 empty] | 0.12667 | 0.12667 | 0.12667 | 0.12667 | [11 empty] | Western Farmers Electric Coop | 100 | Western Farmers Electric Coop | 100
hydro | Hells Canyon | 3013_G_1 | 3013 | G | 1 |  | Hydro |  | WECC_PNW | Oregon | 41 | Wallowa | 63 | 41063 | 145.8 | 0 | 1967 | 9999 |  |  | N | Hydro | [13 empty] | 0 | 0 | 0 | 0 | [11 empty] | Idaho Power Co | 100 | IDACORP Inc | 100
hydro | Hells Canyon | 3013_G_2 | 3013 | G | 2 |  | Hydro |  | WECC_PNW | Oregon | 41 | Wallowa | 63 | 41063 | 150 | 0 | 1967 | 9999 |  |  | N | Hydro | [13 empty] | 0 | 0 | 0 | 0 | [11 empty] | Idaho Power Co | 100 | IDACORP Inc | 100
hydro | Hells Canyon | 3013_G_3 | 3013 | G | 3 |  | Hydro |  | WECC_PNW | Oregon | 41 | Wallowa | 63 | 41063 | 149.2 | 0 | 1967 | 9999 |  |  | N | Hydro | [13 empty] | 0 | 0 | 0 | 0 | [11 empty] | Idaho Power Co | 100 | IDACORP Inc | 100
hydro | Oxbow (OR) | 3014_G_1 | 3014 | G | 1 |  | Hydro |  | WECC_PNW | Oregon | 41 | Baker | 1 | 41001 | 55.3 | 0 | 1961 | 9999 |  |  | N | Hydro | [13 empty] | 0 | 0 | 0 | 0 | [11 empty] | Idaho Power Co | 100 | IDACORP Inc | 100
hydro | Oxbow (OR) | 3014_G_2 | 3014 | G | 2 |  | Hydro |  | WECC_PNW | Oregon | 41 | Baker | 1 | 41001 | 54.8 | 0 | 1961 | 9999 |  |  | N | Hydro | [13 empty] | 0 | 0 | 0 | 0 | [11 empty] | Idaho Power Co | 100 | IDACORP Inc | 100
hydro | Oxbow (OR) | 3014_G_3 | 3014 | G | 3 |  | Hydro |  | WECC_PNW | Oregon | 41 | Baker | 1 | 41001 | 54.9 | 0 | 1961 | 9999 |  |  | N | Hydro | [13 empty] | 0 | 0 | 0 | 0 | [11 empty] | Idaho Power Co | 100 | IDACORP Inc | 100
hydro | Oxbow (OR) | 3014_G_4 | 3014 | G | 4 |  | Hydro |  | WECC_PNW | Oregon | 41 | Baker | 1 | 41001 | 54.8 | 0 | 1961 | 9999 |  |  | N | Hydro | [13 empty] | 0 | 0 | 0 | 0 | [11 empty] | Idaho Power Co | 100 | IDACORP Inc | 100
hydro | Clearwater 1 | 3020_G_1 | 3020 | G | 1 |  | Hydro |  | WECC_PNW | Oregon | 41 | Douglas | 19 | 41019 | 17.9 | 0 | 1953 | 9999 |  |  | N | Hydro | [13 empty] | 0 | 0 | 0 | 0 | [11 empty] | PacifiCorp | 100 | Berkshire Hathaway Inc | 100
hydro | Clearwater 2 | 3021_G_1 | 3021 | G | 1 |  | Hydro |  | WECC_PNW | Oregon | 41 | Douglas | 19 | 41019 | 31 | 0 | 1953 | 9999 |  |  | N | Hydro | [13 empty] | 0 | 0 | 0 | 0 | [11 empty] | PacifiCorp | 100 | Berkshire Hathaway Inc | 100
hydro | Eagle Point | 3024_G_1 | 3024 | G | 1 |  | Hydro |  | WECC_PNW | Oregon | 41 | Jackson | 29 | 41029 | 2.8 | 0 | 1957 | 9999 |  |  | N | Hydro | [13 empty] | 0 | 0 | 0 | 0 | [11 empty] | PacifiCorp | 100 | Berkshire Hathaway Inc | 100
hydro | East Side | 3025_G_1 | 3025 | G | 1 |  | Hydro |  | WECC_PNW | Oregon | 41 | Klamath | 35 | 41035 | 3 | 0 | 1924 | 9999 |  |  | N | Hydro | [13 empty] | 0 | 0 | 0 | 0 | [11 empty] | PacifiCorp | 100 | Berkshire Hathaway Inc | 100
hydro | Fish Creek | 3026_G_1 | 3026 | G | 1 |  | Hydro |  | WECC_PNW | Oregon | 41 | Douglas | 19 | 41019 | 10.4 | 0 | 1952 | 9999 |  |  | N | Hydro | [13 empty] | 0 | 0 | 0 | 0 | [11 empty] | PacifiCorp | 100 | Berkshire Hathaway Inc | 100
hydro | John C Boyle | 3028_G_1 | 3028 | G | 1 |  | Hydro |  | WECC_PNW | Oregon | 41 | Klamath | 35 | 41035 | 50.4 | 0 | 1958 | 9999 |  |  | N | Hydro | [13 empty] | 0 | 0 | 0 | 0 | [11 empty] | PacifiCorp | 100 | Berkshire Hathaway Inc | 100
hydro | John C Boyle | 3028_G_2 | 3028 | G | 2 |  | Hydro |  | WECC_PNW | Oregon | 41 | Klamath | 35 | 41035 | 47.6 | 0 | 1958 | 9999 |  |  | N | Hydro | [13 empty] | 0 | 0 | 0 | 0 | [11 empty] | PacifiCorp | 100 | Berkshire Hathaway Inc | 100
hydro | Lemolo 1 | 3029_G_1 | 3029 | G | 1 |  | Hydro |  | WECC_PNW | Oregon | 41 | Douglas | 19 | 41019 | 32 | 0 | 1955 | 9999 |  |  | N | Hydro | [13 empty] | 0 | 0 | 0 | 0 | [11 empty] | PacifiCorp | 100 | Berkshire Hathaway Inc | 100
hydro | Prospect 1 | 3032_G_1 | 3032 | G | 1 |  | Hydro |  | WECC_PNW | Oregon | 41 | Jackson | 29 | 41029 | 4.6 | 0 | 1912 | 9999 |  |  | N | Hydro | [13 empty] | 0 | 0 | 0 | 0 | [11 empty] | PacifiCorp | 100 | Berkshire Hathaway Inc | 100
hydro | Prospect 2 | 3033_G_1 | 3033 | G | 1 |  | Hydro |  | WECC_PNW | Oregon | 41 | Jackson | 29 | 41029 | 18 | 0 | 1928 | 9999 |  |  | N | Hydro | [13 empty] | 0 | 0 | 0 | 0 | [11 empty] | PacifiCorp | 100 | Berkshire Hathaway Inc | 100
hydro | Prospect 2 | 3033_G_2 | 3033 | G | 2 |  | Hydro |  | WECC_PNW | Oregon | 41 | Jackson | 29 | 41029 | 18 | 0 | 1928 | 9999 |  |  | N | Hydro | [13 empty] | 0 | 0 | 0 | 0 | [11 empty] | PacifiCorp | 100 | Berkshire Hathaway Inc | 100
hydro | Prospect 3 | 3034_G_1 | 3034 | G | 1 |  | Hydro |  | WECC_PNW | Oregon | 41 | Jackson | 29 | 41029 | 7.7 | 0 | 1932 | 9999 |  |  | N | Hydro | [13 empty] | 0 | 0 | 0 | 0 | [11 empty] | PacifiCorp | 100 | Berkshire Hathaway Inc | 100
hydro | Prospect 4 | 3035_G_1 | 3035 | G | 1 |  | Hydro |  | WECC_PNW | Oregon | 41 | Jackson | 29 | 41029 | 0.9 | 0 | 1944 | 9999 |  |  | N | Hydro | [13 empty] | 0 | 0 | 0 | 0 | [11 empty] | PacifiCorp | 100 | Berkshire Hathaway Inc | 100
hydro | Slide Creek | 3036_G_1 | 3036 | G | 1 |  | Hydro |  | WECC_PNW | Oregon | 41 | Douglas | 19 | 41019 | 18 | 0 | 1951 | 9999 |  |  | N | Hydro | [13 empty] | 0 | 0 | 0 | 0 | [11 empty] | PacifiCorp | 100 | Berkshire Hathaway Inc | 100
hydro | Soda Springs | 3037_G_1 | 3037 | G | 1 |  | Hydro |  | WECC_PNW | Oregon | 41 | Douglas | 19 | 41019 | 11.6 | 0 | 1952 | 9999 |  |  | N | Hydro | [13 empty] | 0 | 0 | 0 | 0 | [11 empty] | PacifiCorp | 100 | Berkshire Hathaway Inc | 100
hydro | Toketee Falls | 3040_G_2 | 3040 | G | 2 |  | Hydro |  | WECC_PNW | Oregon | 41 | Douglas | 19 | 41019 | 15 | 0 | 1949 | 9999 |  |  | N | Hydro | [13 empty] | 0 | 0 | 0 | 0 | [11 empty] | PacifiCorp | 100 | Berkshire Hathaway Inc | 100
hydro | Toketee Falls | 3040_G_1 | 3040 | G | 1 |  | Hydro |  | WECC_PNW | Oregon | 41 | Douglas | 19 | 41019 | 15 | 0 | 1950 | 9999 |  |  | N | Hydro | [13 empty] | 0 | 0 | 0 | 0 | [11 empty] | PacifiCorp | 100 | Berkshire Hathaway Inc | 100
hydro | Toketee Falls | 3040_G_3 | 3040 | G | 3 |  | Hydro |  | WECC_PNW | Oregon | 41 | Douglas | 19 | 41019 | 15 | 0 | 1950 | 9999 |  |  | N | Hydro | [13 empty] | 0 | 0 | 0 | 0 | [11 empty] | PacifiCorp | 100 | Berkshire Hathaway Inc | 100
hydro | Wallowa Falls | 3041_G_1 | 3041 | G | 1 |  | Hydro |  | WECC_PNW | Oregon | 41 | Wallowa | 63 | 41063 | 1.1 | 0 | 1921 | 9999 |  |  | N | Hydro | [13 empty] | 0 | 0 | 0 | 0 | [11 empty] | PacifiCorp | 100 | Berkshire Hathaway Inc | 100
hydro | Faraday | 3045_G_6 | 3045 | G | 6 |  | Hydro |  | WECC_PNW | Oregon | 41 | Clackamas | 5 | 41005 | 23.9 | 0 | 1958 | 9999 |  |  | N | Hydro | [13 empty] | 0 | 0 | 0 | 0 | [11 empty] | Portland General Electric Co | 100 | Portland General Electric Co | 100
hydro | Faraday | 3045_G_7 | 3045 | G | 7 |  | Hydro |  | WECC_PNW | Oregon | 41 | Clackamas | 5 | 41005 | 9 | 0 | 2020 | 9999 |  |  | N | Hydro | [13 empty] | 0 | 0 | 0 | 0 | [11 empty] | Portland General Electric Co | 100 | Portland General Electric Co | 100
hydro | Faraday | 3045_G_8 | 3045 | G | 8 |  | Hydro |  | WECC_PNW | Oregon | 41 | Clackamas | 5 | 41005 | 9 | 0 | 2020 | 9999 |  |  | N | Hydro | [13 empty] | 0 | 0 | 0 | 0 | [11 empty] | Portland General Electric Co | 100 | Portland General Electric Co | 100
hydro | North Fork | 3047_G_1 | 3047 | G | 1 |  | Hydro |  | WECC_PNW | Oregon | 41 | Clackamas | 5 | 41005 | 27 | 0 | 1958 | 9999 |  |  | N | Hydro | [13 empty] | 0 | 0 | 0 | 0 | [11 empty] | Portland General Electric Co | 100 | Portland General Electric Co | 100
hydro | North Fork | 3047_G_2 | 3047 | G | 2 |  | Hydro |  | WECC_PNW | Oregon | 41 | Clackamas | 5 | 41005 | 31 | 0 | 1958 | 9999 |  |  | N | Hydro | [13 empty] | 0 | 0 | 0 | 0 | [11 empty] | Portland General Electric Co | 100 | Portland General Electric Co | 100
hydro | Pelton | 3048_G_1 | 3048 | G | 1 |  | Hydro |  | WECC_PNW | Oregon | 41 | Jefferson | 31 | 41031 | 38 | 0 | 1957 | 9999 |  |  | N | Hydro | [13 empty] | 0 | 0 | 0 | 0 | [11 empty] | Portland General Electric Co | 66.67 | Portland General Electric Co | 66.67
hydro | Pelton | 3048_G_2 | 3048 | G | 2 |  | Hydro |  | WECC_PNW | Oregon | 41 | Jefferson | 31 | 41031 | 36 | 0 | 1958 | 9999 |  |  | N | Hydro | [13 empty] | 0 | 0 | 0 | 0 | [11 empty] | Portland General Electric Co | 66.67 | Portland General Electric Co | 66.67
hydro | Pelton | 3048_G_3 | 3048 | G | 3 |  | Hydro |  | WECC_PNW | Oregon | 41 | Jefferson | 31 | 41031 | 36 | 0 | 1958 | 9999 |  |  | N | Hydro | [13 empty] | 0 | 0 | 0 | 0 | [11 empty] | Portland General Electric Co | 66.67 | Portland General Electric Co | 66.67
hydro | River Mill | 3049_G_1 | 3049 | G | 1 |  | Hydro |  | WECC_PNW | Oregon | 41 | Clackamas | 5 | 41005 | 4.3 | 0 | 1911 | 9999 |  |  | N | Hydro | [13 empty] | 0 | 0 | 0 | 0 | [11 empty] | Portland General Electric Co | 100 | Portland General Electric Co | 100
hydro | River Mill | 3049_G_2 | 3049 | G | 2 |  | Hydro |  | WECC_PNW | Oregon | 41 | Clackamas | 5 | 41005 | 4.3 | 0 | 1911 | 9999 |  |  | N | Hydro | [13 empty] | 0 | 0 | 0 | 0 | [11 empty] | Portland General Electric Co | 100 | Portland General Electric Co | 100
hydro | River Mill | 3049_G_3 | 3049 | G | 3 |  | Hydro |  | WECC_PNW | Oregon | 41 | Clackamas | 5 | 41005 | 4.3 | 0 | 1912 | 9999 |  |  | N | Hydro | [13 empty] | 0 | 0 | 0 | 0 | [11 empty] | Portland General Electric Co | 100 | Portland General Electric Co | 100
hydro | River Mill | 3049_G_4 | 3049 | G | 4 |  | Hydro |  | WECC_PNW | Oregon | 41 | Clackamas | 5 | 41005 | 5.2 | 0 | 1927 | 9999 |  |  | N | Hydro | [13 empty] | 0 | 0 | 0 | 0 | [11 empty] | Portland General Electric Co | 100 | Portland General Electric Co | 100
hydro | River Mill | 3049_G_5 | 3049 | G | 5 |  | Hydro |  | WECC_PNW | Oregon | 41 | Clackamas | 5 | 41005 | 6.6 | 0 | 1952 | 9999 |  |  | N | Hydro | [13 empty] | 0 | 0 | 0 | 0 | [11 empty] | Portland General Electric Co | 100 | Portland General Electric Co | 100
hydro | Round Butte | 3050_G_1 | 3050 | G | 1 |  | Hydro |  | WECC_PNW | Oregon | 41 | Jefferson | 31 | 41031 | 110 | 0 | 1964 | 9999 |  |  | N | Hydro | [13 empty] | 0 | 0 | 0 | 0 | [11 empty] | Portland General Electric Co | 66.67 | Portland General Electric Co | 66.67
hydro | Round Butte | 3050_G_2 | 3050 | G | 2 |  | Hydro |  | WECC_PNW | Oregon | 41 | Jefferson | 31 | 41031 | 121.5 | 0 | 1964 | 9999 |  |  | N | Hydro | [13 empty] | 0 | 0 | 0 | 0 | [11 empty] | Portland General Electric Co | 66.67 | Portland General Electric Co | 66.67
hydro | Round Butte | 3050_G_3 | 3050 | G | 3 |  | Hydro |  | WECC_PNW | Oregon | 41 | Jefferson | 31 | 41031 | 121.5 | 0 | 1964 | 9999 |  |  | N | Hydro | [13 empty] | 0 | 0 | 0 | 0 | [11 empty] | Portland General Electric Co | 66.67 | Portland General Electric Co | 66.67
hydro | Sullivan | 3053_G_9 | 3053 | G | 9 |  | Hydro |  | WECC_PNW | Oregon | 41 | Clackamas | 5 | 41005 | 1 | 0 | 1924 | 9999 |  |  | N | Hydro | [13 empty] | 0 | 0 | 0 | 0 | [11 empty] | Portland General Electric Co | 100 | Portland General Electric Co | 100
hydro | Sullivan | 3053_G_1 | 3053 | G | 1 |  | Hydro |  | WECC_PNW | Oregon | 41 | Clackamas | 5 | 41005 | 1.4 | 0 | 1952 | 9999 |  |  | N | Hydro | [13 empty] | 0 | 0 | 0 | 0 | [11 empty] | Portland General Electric Co | 100 | Portland General Electric Co | 100
hydro | Sullivan | 3053_G_10 | 3053 | G | 10 |  | Hydro |  | WECC_PNW | Oregon | 41 | Clackamas | 5 | 41005 | 1.5 | 0 | 1952 | 9999 |  |  | N | Hydro | [13 empty] | 0 | 0 | 0 | 0 | [11 empty] | Portland General Electric Co | 100 | Portland General Electric Co | 100
hydro | Sullivan | 3053_G_11 | 3053 | G | 11 |  | Hydro |  | WECC_PNW | Oregon | 41 | Clackamas | 5 | 41005 | 1.4 | 0 | 1952 | 9999 |  |  | N | Hydro | [13 empty] | 0 | 0 | 0 | 0 | [11 empty] | Portland General Electric Co | 100 | Portland General Electric Co | 100
hydro | Sullivan | 3053_G_12 | 3053 | G | 12 |  | Hydro |  | WECC_PNW | Oregon | 41 | Clackamas | 5 | 41005 | 1.4 | 0 | 1952 | 9999 |  |  | N | Hydro | [13 empty] | 0 | 0 | 0 | 0 | [11 empty] | Portland General Electric Co | 100 | Portland General Electric Co | 100
hydro | Sullivan | 3053_G_13 | 3053 | G | 13 |  | Hydro |  | WECC_PNW | Oregon | 41 | Clackamas | 5 | 41005 | 1.2 | 0 | 1952 | 9999 |  |  | N | Hydro | [13 empty] | 0 | 0 | 0 | 0 | [11 empty] | Portland General Electric Co | 100 | Portland General Electric Co | 100
hydro | Sullivan | 3053_G_2 | 3053 | G | 2 |  | Hydro |  | WECC_PNW | Oregon | 41 | Clackamas | 5 | 41005 | 1.5 | 0 | 1952 | 9999 |  |  | N | Hydro | [13 empty] | 0 | 0 | 0 | 0 | [11 empty] | Portland General Electric Co | 100 | Portland General Electric Co | 100
hydro | Sullivan | 3053_G_3 | 3053 | G | 3 |  | Hydro |  | WECC_PNW | Oregon | 41 | Clackamas | 5 | 41005 | 1.5 | 0 | 1952 | 9999 |  |  | N | Hydro | [13 empty] | 0 | 0 | 0 | 0 | [11 empty] | Portland General Electric Co | 100 | Portland General Electric Co | 100
hydro | Sullivan | 3053_G_4 | 3053 | G | 4 |  | Hydro |  | WECC_PNW | Oregon | 41 | Clackamas | 5 | 41005 | 1.5 | 0 | 1952 | 9999 |  |  | N | Hydro | [13 empty] | 0 | 0 | 0 | 0 | [11 empty] | Portland General Electric Co | 100 | Portland General Electric Co | 100
hydro | Sullivan | 3053_G_5 | 3053 | G | 5 |  | Hydro |  | WECC_PNW | Oregon | 41 | Clackamas | 5 | 41005 | 1.5 | 0 | 1952 | 9999 |  |  | N | Hydro | [13 empty] | 0 | 0 | 0 | 0 | [11 empty] | Portland General Electric Co | 100 | Portland General Electric Co | 100
hydro | Sullivan | 3053_G_6 | 3053 | G | 6 |  | Hydro |  | WECC_PNW | Oregon | 41 | Clackamas | 5 | 41005 | 1.5 | 0 | 1952 | 9999 |  |  | N | Hydro | [13 empty] | 0 | 0 | 0 | 0 | [11 empty] | Portland General Electric Co | 100 | Portland General Electric Co | 100
hydro | Sullivan | 3053_G_7 | 3053 | G | 7 |  | Hydro |  | WECC_PNW | Oregon | 41 | Clackamas | 5 | 41005 | 1.5 | 0 | 1952 | 9999 |  |  | N | Hydro | [13 empty] | 0 | 0 | 0 | 0 | [11 empty] | Portland General Electric Co | 100 | Portland General Electric Co | 100
hydro | Sullivan | 3053_G_8 | 3053 | G | 8 |  | Hydro |  | WECC_PNW | Oregon | 41 | Clackamas | 5 | 41005 | 1.4 | 0 | 1952 | 9999 |  |  | N | Hydro | [13 empty] | 0 | 0 | 0 | 0 | [11 empty] | Portland General Electric Co | 100 | Portland General Electric Co | 100
hydro | Carmen Smith | 3067_G_1 | 3067 | G | 1 |  | Hydro |  | WECC_PNW | Oregon | 41 | Linn | 43 | 41043 | 50 | 0 | 1963 | 9999 |  |  | N | Hydro | [13 empty] | 0 | 0 | 0 | 0 | [11 empty] | Eugene Water & Electric Board | 100 | Eugene Water & Electric Board | 100
hydro | Carmen Smith | 3067_G_2 | 3067 | G | 2 |  | Hydro |  | WECC_PNW | Oregon | 41 | Linn | 43 | 41043 | 50 | 0 | 1963 | 9999 |  |  | N | Hydro | [13 empty] | 0 | 0 | 0 | 0 | [11 empty] | Eugene Water & Electric Board | 100 | Eugene Water & Electric Board | 100
hydro | Walterville | 3071_G_1 | 3071 | G | 1 |  | Hydro |  | WECC_PNW | Oregon | 41 | Lane | 39 | 41039 | 7.5 | 0 | 1949 | 9999 |  |  | N | Hydro | [13 empty] | 0 | 0 | 0 | 0 | [11 empty] | Eugene Water & Electric Board | 100 | Eugene Water & Electric Board | 100
hydro | Big Cliff | 3074_G_1 | 3074 | G | 1 |  | Hydro |  | WECC_PNW | Oregon | 41 | Marion | 47 | 41047 | 21 | 0 | 1954 | 9999 |  |  | N | Hydro | [13 empty] | 0 | 0 | 0 | 0 | [11 empty] | USACE Northwestern Division | 100 | U S Army Corps of Engineers | 100
hydro | Bonneville | 3075_G_1 | 3075 | G | 1 |  | Hydro |  | WECC_PNW | Oregon | 41 | Multnomah | 51 | 41051 | 53.5 | 0 | 1938 | 9999 |  |  | N | Hydro | [13 empty] | 0 | 0 | 0 | 0 | [11 empty] | USACE Northwestern Division | 100 | U S Army Corps of Engineers | 100
hydro | Bonneville | 3075_G_2 | 3075 | G | 2 |  | Hydro |  | WECC_PNW | Oregon | 41 | Multnomah | 51 | 41051 | 53.5 | 0 | 1938 | 9999 |  |  | N | Hydro | [13 empty] | 0 | 0 | 0 | 0 | [11 empty] | USACE Northwestern Division | 100 | U S Army Corps of Engineers | 100
hydro | Bonneville | 3075_G_3 | 3075 | G | 3 |  | Hydro |  | WECC_PNW | Oregon | 41 | Multnomah | 51 | 41051 | 62.1 | 0 | 1941 | 9999 |  |  | N | Hydro | [13 empty] | 0 | 0 | 0 | 0 | [11 empty] | USACE Northwestern Division | 100 | U S Army Corps of Engineers | 100
hydro | Bonneville | 3075_G_4 | 3075 | G | 4 |  | Hydro |  | WECC_PNW | Oregon | 41 | Multnomah | 51 | 41051 | 62.1 | 0 | 1941 | 9999 |  |  | N | Hydro | [13 empty] | 0 | 0 | 0 | 0 | [11 empty] | USACE Northwestern Division | 100 | U S Army Corps of Engineers | 100
hydro | Bonneville | 3075_G_5 | 3075 | G | 5 |  | Hydro |  | WECC_PNW | Oregon | 41 | Multnomah | 51 | 41051 | 62.1 | 0 | 1941 | 9999 |  |  | N | Hydro | [13 empty] | 0 | 0 | 0 | 0 | [11 empty] | USACE Northwestern Division | 100 | U S Army Corps of Engineers | 100
hydro | Bonneville | 3075_G_6 | 3075 | G | 6 |  | Hydro |  | WECC_PNW | Oregon | 41 | Multnomah | 51 | 41051 | 62.1 | 0 | 1942 | 9999 |  |  | N | Hydro | [13 empty] | 0 | 0 | 0 | 0 | [11 empty] | USACE Northwestern Division | 100 | U S Army Corps of Engineers | 100
hydro | Bonneville | 3075_G_7 | 3075 | G | 7 |  | Hydro |  | WECC_PNW | Oregon | 41 | Multnomah | 51 | 41051 | 62.1 | 0 | 1943 | 9999 |  |  | N | Hydro | [13 empty] | 0 | 0 | 0 | 0 | [11 empty] | USACE Northwestern Division | 100 | U S Army Corps of Engineers | 100
hydro | Bonneville | 3075_G_8 | 3075 | G | 8 |  | Hydro |  | WECC_PNW | Oregon | 41 | Multnomah | 51 | 41051 | 62.1 | 0 | 1943 | 9999 |  |  | N | Hydro | [13 empty] | 0 | 0 | 0 | 0 | [11 empty] | USACE Northwestern Division | 100 | U S Army Corps of Engineers | 100
hydro | Bonneville | 3075_G_9 | 3075 | G | 9 |  | Hydro |  | WECC_PNW | Oregon | 41 | Multnomah | 51 | 41051 | 62.1 | 0 | 1943 | 9999 |  |  | N | Hydro | [13 empty] | 0 | 0 | 0 | 0 | [11 empty] | USACE Northwestern Division | 100 | U S Army Corps of Engineers | 100
hydro | Bonneville | 3075_G_10 | 3075 | G | 10 |  | Hydro |  | WECC_PNW | Oregon | 41 | Multnomah | 51 | 41051 | 54 | 0 | 1944 | 9999 |  |  | N | Hydro | [13 empty] | 0 | 0 | 0 | 0 | [11 empty] | USACE Northwestern Division | 100 | U S Army Corps of Engineers | 100
hydro | Bonneville | 3075_G_16 | 3075 | G | 16 |  | Hydro |  | WECC_PNW | Oregon | 41 | Multnomah | 51 | 41051 | 66.5 | 0 | 1981 | 9999 |  |  | N | Hydro | [13 empty] | 0 | 0 | 0 | 0 | [11 empty] | USACE Northwestern Division | 100 | U S Army Corps of Engineers | 100
hydro | Bonneville | 3075_G_17 | 3075 | G | 17 |  | Hydro |  | WECC_PNW | Oregon | 41 | Multnomah | 51 | 41051 | 66.5 | 0 | 1981 | 9999 |  |  | N | Hydro | [13 empty] | 0 | 0 | 0 | 0 | [11 empty] | USACE Northwestern Division | 100 | U S Army Corps of Engineers | 100
hydro | Bonneville | 3075_G_18 | 3075 | G | 18 |  | Hydro |  | WECC_PNW | Oregon | 41 | Multnomah | 51 | 41051 | 66.5 | 0 | 1981 | 9999 |  |  | N | Hydro | [13 empty] | 0 | 0 | 0 | 0 | [11 empty] | USACE Northwestern Division | 100 | U S Army Corps of Engineers | 100
hydro | Bonneville | 3075_G_F2 | 3075 | G | F2 |  | Hydro |  | WECC_PNW | Oregon | 41 | Multnomah | 51 | 41051 | 13.1 | 0 | 1981 | 9999 |  |  | N | Hydro | [13 empty] | 0 | 0 | 0 | 0 | [11 empty] | USACE Northwestern Division | 100 | U S Army Corps of Engineers | 100
hydro | Bonneville | 3075_G_11 | 3075 | G | 11 |  | Hydro |  | WECC_PNW | Oregon | 41 | Multnomah | 51 | 41051 | 66.5 | 0 | 1982 | 9999 |  |  | N | Hydro | [13 empty] | 0 | 0 | 0 | 0 | [11 empty] | USACE Northwestern Division | 100 | U S Army Corps of Engineers | 100
hydro | Bonneville | 3075_G_12 | 3075 | G | 12 |  | Hydro |  | WECC_PNW | Oregon | 41 | Multnomah | 51 | 41051 | 66.5 | 0 | 1982 | 9999 |  |  | N | Hydro | [13 empty] | 0 | 0 | 0 | 0 | [11 empty] | USACE Northwestern Division | 100 | U S Army Corps of Engineers | 100
hydro | Bonneville | 3075_G_13 | 3075 | G | 13 |  | Hydro |  | WECC_PNW | Oregon | 41 | Multnomah | 51 | 41051 | 66.5 | 0 | 1982 | 9999 |  |  | N | Hydro | [13 empty] | 0 | 0 | 0 | 0 | [11 empty] | USACE Northwestern Division | 100 | U S Army Corps of Engineers | 100
hydro | Bonneville | 3075_G_14 | 3075 | G | 14 |  | Hydro |  | WECC_PNW | Oregon | 41 | Multnomah | 51 | 41051 | 66.5 | 0 | 1982 | 9999 |  |  | N | Hydro | [13 empty] | 0 | 0 | 0 | 0 | [11 empty] | USACE Northwestern Division | 100 | U S Army Corps of Engineers | 100
hydro | Bonneville | 3075_G_15 | 3075 | G | 15 |  | Hydro |  | WECC_PNW | Oregon | 41 | Multnomah | 51 | 41051 | 66.5 | 0 | 1982 | 9999 |  |  | N | Hydro | [13 empty] | 0 | 0 | 0 | 0 | [11 empty] | USACE Northwestern Division | 100 | U S Army Corps of Engineers | 100
hydro | Bonneville | 3075_G_F1 | 3075 | G | F1 |  | Hydro |  | WECC_PNW | Oregon | 41 | Multnomah | 51 | 41051 | 13.1 | 0 | 1982 | 9999 |  |  | N | Hydro | [13 empty] | 0 | 0 | 0 | 0 | [11 empty] | USACE Northwestern Division | 100 | U S Army Corps of Engineers | 100
hydro | Cougar | 3076_G_1 | 3076 | G | 1 |  | Hydro |  | WECC_PNW | Oregon | 41 | Lane | 39 | 41039 | 13 | 0 | 1964 | 9999 |  |  | N | Hydro | [13 empty] | 0 | 0 | 0 | 0 | [11 empty] | USACE Northwestern Division | 100 | U S Army Corps of Engineers | 100
hydro | Cougar | 3076_G_2 | 3076 | G | 2 |  | Hydro |  | WECC_PNW | Oregon | 41 | Lane | 39 | 41039 | 13 | 0 | 1964 | 9999 |  |  | N | Hydro | [13 empty] | 0 | 0 | 0 | 0 | [11 empty] | USACE Northwestern Division | 100 | U S Army Corps of Engineers | 100
hydro | Detroit | 3077_G_1 | 3077 | G | 1 |  | Hydro |  | WECC_PNW | Oregon | 41 | Marion | 47 | 41047 | 50 | 0 | 1953 | 9999 |  |  | N | Hydro | [13 empty] | 0 | 0 | 0 | 0 | [11 empty] | USACE Northwestern Division | 100 | U S Army Corps of Engineers | 100
hydro | Detroit | 3077_G_2 | 3077 | G | 2 |  | Hydro |  | WECC_PNW | Oregon | 41 | Marion | 47 | 41047 | 50 | 0 | 1953 | 9999 |  |  | N | Hydro | [13 empty] | 0 | 0 | 0 | 0 | [11 empty] | USACE Northwestern Division | 100 | U S Army Corps of Engineers | 100
hydro | Dexter | 3078_G_1 | 3078 | G | 1 |  | Hydro |  | WECC_PNW | Oregon | 41 | Lane | 39 | 41039 | 17 | 0 | 1955 | 9999 |  |  | N | Hydro | [13 empty] | 0 | 0 | 0 | 0 | [11 empty] | USACE Northwestern Division | 100 | U S Army Corps of Engineers | 100
hydro | Green Peter | 3080_G_1 | 3080 | G | 1 |  | Hydro |  | WECC_PNW | Oregon | 41 | Linn | 43 | 41043 | 40 | 0 | 1967 | 9999 |  |  | N | Hydro | [13 empty] | 0 | 0 | 0 | 0 | [11 empty] | USACE Northwestern Division | 100 | U S Army Corps of Engineers | 100
hydro | Green Peter | 3080_G_2 | 3080 | G | 2 |  | Hydro |  | WECC_PNW | Oregon | 41 | Linn | 43 | 41043 | 40 | 0 | 1967 | 9999 |  |  | N | Hydro | [13 empty] | 0 | 0 | 0 | 0 | [11 empty] | USACE Northwestern Division | 100 | U S Army Corps of Engineers | 100
hydro | Hills Creek | 3081_G_1 | 3081 | G | 1 |  | Hydro |  | WECC_PNW | Oregon | 41 | Lane | 39 | 41039 | 15 | 0 | 1962 | 9999 |  |  | N | Hydro | [13 empty] | 0 | 0 | 0 | 0 | [11 empty] | USACE Northwestern Division | 100 | U S Army Corps of Engineers | 100
hydro | Hills Creek | 3081_G_2 | 3081 | G | 2 |  | Hydro |  | WECC_PNW | Oregon | 41 | Lane | 39 | 41039 | 15 | 0 | 1962 | 9999 |  |  | N | Hydro | [13 empty] | 0 | 0 | 0 | 0 | [11 empty] | USACE Northwestern Division | 100 | U S Army Corps of Engineers | 100
hydro | John Day | 3082_G_1 | 3082 | G | 1 |  | Hydro |  | WECC_PNW | Oregon | 41 | Sherman | 55 | 41055 | 135 | 0 | 1968 | 9999 |  |  | N | Hydro | [13 empty] | 0 | 0 | 0 | 0 | [11 empty] | USACE Northwestern Division | 100 | U S Army Corps of Engineers | 100
hydro | John Day | 3082_G_2 | 3082 | G | 2 |  | Hydro |  | WECC_PNW | Oregon | 41 | Sherman | 55 | 41055 | 135 | 0 | 1968 | 9999 |  |  | N | Hydro | [13 empty] | 0 | 0 | 0 | 0 | [11 empty] | USACE Northwestern Division | 100 | U S Army Corps of Engineers | 100
hydro | John Day | 3082_G_3 | 3082 | G | 3 |  | Hydro |  | WECC_PNW | Oregon | 41 | Sherman | 55 | 41055 | 135 | 0 | 1968 | 9999 |  |  | N | Hydro | [13 empty] | 0 | 0 | 0 | 0 | [11 empty] | USACE Northwestern Division | 100 | U S Army Corps of Engineers | 100
hydro | John Day | 3082_G_4 | 3082 | G | 4 |  | Hydro |  | WECC_PNW | Oregon | 41 | Sherman | 55 | 41055 | 118 | 0 | 1968 | 9999 |  |  | N | Hydro | [13 empty] | 0 | 0 | 0 | 0 | [11 empty] | USACE Northwestern Division | 100 | U S Army Corps of Engineers | 100
hydro | John Day | 3082_G_10 | 3082 | G | 10 |  | Hydro |  | WECC_PNW | Oregon | 41 | Sherman | 55 | 41055 | 135 | 0 | 1969 | 9999 |  |  | N | Hydro | [13 empty] | 0 | 0 | 0 | 0 | [11 empty] | USACE Northwestern Division | 100 | U S Army Corps of Engineers | 100
hydro | John Day | 3082_G_5 | 3082 | G | 5 |  | Hydro |  | WECC_PNW | Oregon | 41 | Sherman | 55 | 41055 | 118 | 0 | 1969 | 9999 |  |  | N | Hydro | [13 empty] | 0 | 0 | 0 | 0 | [11 empty] | USACE Northwestern Division | 100 | U S Army Corps of Engineers | 100
hydro | John Day | 3082_G_6 | 3082 | G | 6 |  | Hydro |  | WECC_PNW | Oregon | 41 | Sherman | 55 | 41055 | 135 | 0 | 1969 | 9999 |  |  | N | Hydro | [13 empty] | 0 | 0 | 0 | 0 | [11 empty] | USACE Northwestern Division | 100 | U S Army Corps of Engineers | 100
hydro | John Day | 3082_G_7 | 3082 | G | 7 |  | Hydro |  | WECC_PNW | Oregon | 41 | Sherman | 55 | 41055 | 135 | 0 | 1969 | 9999 |  |  | N | Hydro | [13 empty] | 0 | 0 | 0 | 0 | [11 empty] | USACE Northwestern Division | 100 | U S Army Corps of Engineers | 100
hydro | John Day | 3082_G_8 | 3082 | G | 8 |  | Hydro |  | WECC_PNW | Oregon | 41 | Sherman | 55 | 41055 | 118 | 0 | 1969 | 9999 |  |  | N | Hydro | [13 empty] | 0 | 0 | 0 | 0 | [11 empty] | USACE Northwestern Division | 100 | U S Army Corps of Engineers | 100
hydro | John Day | 3082_G_9 | 3082 | G | 9 |  | Hydro |  | WECC_PNW | Oregon | 41 | Sherman | 55 | 41055 | 118 | 0 | 1969 | 9999 |  |  | N | Hydro | [13 empty] | 0 | 0 | 0 | 0 | [11 empty] | USACE Northwestern Division | 100 | U S Army Corps of Engineers | 100
hydro | John Day | 3082_G_11 | 3082 | G | 11 |  | Hydro |  | WECC_PNW | Oregon | 41 | Sherman | 55 | 41055 | 118 | 0 | 1970 | 9999 |  |  | N | Hydro | [13 empty] | 0 | 0 | 0 | 0 | [11 empty] | USACE Northwestern Division | 100 | U S Army Corps of Engineers | 100
hydro | John Day | 3082_G_12 | 3082 | G | 12 |  | Hydro |  | WECC_PNW | Oregon | 41 | Sherman | 55 | 41055 | 118 | 0 | 1970 | 9999 |  |  | N | Hydro | [13 empty] | 0 | 0 | 0 | 0 | [11 empty] | USACE Northwestern Division | 100 | U S Army Corps of Engineers | 100
hydro | John Day | 3082_G_13 | 3082 | G | 13 |  | Hydro |  | WECC_PNW | Oregon | 41 | Sherman | 55 | 41055 | 135 | 0 | 1970 | 9999 |  |  | N | Hydro | [13 empty] | 0 | 0 | 0 | 0 | [11 empty] | USACE Northwestern Division | 100 | U S Army Corps of Engineers | 100
hydro | John Day | 3082_G_14 | 3082 | G | 14 |  | Hydro |  | WECC_PNW | Oregon | 41 | Sherman | 55 | 41055 | 135 | 0 | 1971 | 9999 |  |  | N | Hydro | [13 empty] | 0 | 0 | 0 | 0 | [11 empty] | USACE Northwestern Division | 100 | U S Army Corps of Engineers | 100
hydro | John Day | 3082_G_15 | 3082 | G | 15 |  | Hydro |  | WECC_PNW | Oregon | 41 | Sherman | 55 | 41055 | 135 | 0 | 1971 | 9999 |  |  | N | Hydro | [13 empty] | 0 | 0 | 0 | 0 | [11 empty] | USACE Northwestern Division | 100 | U S Army Corps of Engineers | 100
hydro | John Day | 3082_G_16 | 3082 | G | 16 |  | Hydro |  | WECC_PNW | Oregon | 41 | Sherman | 55 | 41055 | 135 | 0 | 1971 | 9999 |  |  | N | Hydro | [13 empty] | 0 | 0 | 0 | 0 | [11 empty] | USACE Northwestern Division | 100 | U S Army Corps of Engineers | 100
hydro | Lookout Point | 3083_G_1 | 3083 | G | 1 |  | Hydro |  | WECC_PNW | Oregon | 41 | Lane | 39 | 41039 | 40 | 0 | 1955 | 9999 |  |  | N | Hydro | [13 empty] | 0 | 0 | 0 | 0 | [11 empty] | USACE Northwestern Division | 100 | U S Army Corps of Engineers | 100
hydro | Lookout Point | 3083_G_2 | 3083 | G | 2 |  | Hydro |  | WECC_PNW | Oregon | 41 | Lane | 39 | 41039 | 40 | 0 | 1955 | 9999 |  |  | N | Hydro | [13 empty] | 0 | 0 | 0 | 0 | [11 empty] | USACE Northwestern Division | 100 | U S Army Corps of Engineers | 100
hydro | Lookout Point | 3083_G_3 | 3083 | G | 3 |  | Hydro |  | WECC_PNW | Oregon | 41 | Lane | 39 | 41039 | 40 | 0 | 1955 | 9999 |  |  | N | Hydro | [13 empty] | 0 | 0 | 0 | 0 | [11 empty] | USACE Northwestern Division | 100 | U S Army Corps of Engineers | 100
hydro | McNary | 3084_G_1 | 3084 | G | 1 |  | Hydro |  | WECC_PNW | Oregon | 41 | Umatilla | 59 | 41059 | 70 | 0 | 1953 | 9999 |  |  | N | Hydro | [13 empty] | 0 | 0 | 0 | 0 | [11 empty] | USACE Northwestern Division | 100 | U S Army Corps of Engineers | 100
hydro | McNary | 3084_G_2 | 3084 | G | 2 |  | Hydro |  | WECC_PNW | Oregon | 41 | Umatilla | 59 | 41059 | 70 | 0 | 1954 | 9999 |  |  | N | Hydro | [13 empty] | 0 | 0 | 0 | 0 | [11 empty] | USACE Northwestern Division | 100 | U S Army Corps of Engineers | 100
hydro | McNary | 3084_G_3 | 3084 | G | 3 |  | Hydro |  | WECC_PNW | Oregon | 41 | Umatilla | 59 | 41059 | 70 | 0 | 1954 | 9999 |  |  | N | Hydro | [13 empty] | 0 | 0 | 0 | 0 | [11 empty] | USACE Northwestern Division | 100 | U S Army Corps of Engineers | 100
hydro | McNary | 3084_G_4 | 3084 | G | 4 |  | Hydro |  | WECC_PNW | Oregon | 41 | Umatilla | 59 | 41059 | 70 | 0 | 1954 | 9999 |  |  | N | Hydro | [13 empty] | 0 | 0 | 0 | 0 | [11 empty] | USACE Northwestern Division | 100 | U S Army Corps of Engineers | 100
hydro | McNary | 3084_G_5 | 3084 | G | 5 |  | Hydro |  | WECC_PNW | Oregon | 41 | Umatilla | 59 | 41059 | 70 | 0 | 1954 | 9999 |  |  | N | Hydro | [13 empty] | 0 | 0 | 0 | 0 | [11 empty] | USACE Northwestern Division | 100 | U S Army Corps of Engineers | 100
hydro | McNary | 3084_G_10 | 3084 | G | 10 |  | Hydro |  | WECC_PNW | Oregon | 41 | Umatilla | 59 | 41059 | 70 | 0 | 1955 | 9999 |  |  | N | Hydro | [13 empty] | 0 | 0 | 0 | 0 | [11 empty] | USACE Northwestern Division | 100 | U S Army Corps of Engineers | 100
hydro | McNary | 3084_G_6 | 3084 | G | 6 |  | Hydro |  | WECC_PNW | Oregon | 41 | Umatilla | 59 | 41059 | 48 | 0 | 1955 | 9999 |  |  | N | Hydro | [13 empty] | 0 | 0 | 0 | 0 | [11 empty] | USACE Northwestern Division | 100 | U S Army Corps of Engineers | 100
hydro | McNary | 3084_G_7 | 3084 | G | 7 |  | Hydro |  | WECC_PNW | Oregon | 41 | Umatilla | 59 | 41059 | 70 | 0 | 1955 | 9999 |  |  | N | Hydro | [13 empty] | 0 | 0 | 0 | 0 | [11 empty] | USACE Northwestern Division | 100 | U S Army Corps of Engineers | 100
hydro | McNary | 3084_G_8 | 3084 | G | 8 |  | Hydro |  | WECC_PNW | Oregon | 41 | Umatilla | 59 | 41059 | 70 | 0 | 1955 | 9999 |  |  | N | Hydro | [13 empty] | 0 | 0 | 0 | 0 | [11 empty] | USACE Northwestern Division | 100 | U S Army Corps of Engineers | 100
hydro | McNary | 3084_G_11 | 3084 | G | 11 |  | Hydro |  | WECC_PNW | Oregon | 41 | Umatilla | 59 | 41059 | 70 | 0 | 1956 | 9999 |  |  | N | Hydro | [13 empty] | 0 | 0 | 0 | 0 | [11 empty] | USACE Northwestern Division | 100 | U S Army Corps of Engineers | 100
hydro | McNary | 3084_G_12 | 3084 | G | 12 |  | Hydro |  | WECC_PNW | Oregon | 41 | Umatilla | 59 | 41059 | 70 | 0 | 1956 | 9999 |  |  | N | Hydro | [13 empty] | 0 | 0 | 0 | 0 | [11 empty] | USACE Northwestern Division | 100 | U S Army Corps of Engineers | 100
hydro | McNary | 3084_G_9 | 3084 | G | 9 |  | Hydro |  | WECC_PNW | Oregon | 41 | Umatilla | 59 | 41059 | 70 | 0 | 1956 | 9999 |  |  | N | Hydro | [13 empty] | 0 | 0 | 0 | 0 | [11 empty] | USACE Northwestern Division | 100 | U S Army Corps of Engineers | 100
hydro | McNary | 3084_G_13 | 3084 | G | 13 |  | Hydro |  | WECC_PNW | Oregon | 41 | Umatilla | 59 | 41059 | 70 | 0 | 1957 | 9999 |  |  | N | Hydro | [13 empty] | 0 | 0 | 0 | 0 | [11 empty] | USACE Northwestern Division | 100 | U S Army Corps of Engineers | 100
hydro | McNary | 3084_G_14 | 3084 | G | 14 |  | Hydro |  | WECC_PNW | Oregon | 41 | Umatilla | 59 | 41059 | 80.5 | 0 | 1957 | 9999 |  |  | N | Hydro | [13 empty] | 0 | 0 | 0 | 0 | [11 empty] | USACE Northwestern Division | 100 | U S Army Corps of Engineers | 100
natural gas peaker | Brunot Island | 3096_G_1A | 3096 | G | 1A |  | Combustion Turbine |  | PJM_West | Pennsylvania | 42 | Allegheny | 3 | 42003 | 15 | 25000 | 1972 | 9999 |  |  | N | Distillate Fuel Oil | [12 empty] | 0.5 | 0.41347 | 0.41347 | 0.41347 | 0.41347 | [11 empty] | Brunot Island Power LLC | 100 | GenOn Energy Inc | 100
natural gas combined cycle | Brunot Island | 3096_G_2A | 3096 | G | 2A | 2032 | Combined Cycle |  | PJM_West | Pennsylvania | 42 | Allegheny | 3 | 42003 | 46 | 11247 | 1973 | 9999 |  |  | N | Natural Gas |  |  |  | H2O | SCR | [7 empty] | 0.003 | 0.039173 | 0.036319 | 0.039173 | 0.036319 | [11 empty] | Brunot Island Power LLC | 100 | GenOn Energy Inc | 100
natural gas combined cycle | Brunot Island | 3096_G_2B | 3096 | G | 2B | 2033 | Combined Cycle |  | PJM_West | Pennsylvania | 42 | Allegheny | 3 | 42003 | 48 | 11247 | 1973 | 9999 |  |  | N | Natural Gas |  |  |  | H2O | SCR | [7 empty] | 0.003 | 0.039173 | 0.036319 | 0.039173 | 0.036319 | [11 empty] | Brunot Island Power LLC | 100 | GenOn Energy Inc | 100
natural gas combined cycle | Brunot Island | 3096_G_3 | 3096 | G | 3 | 2034 | Combined Cycle |  | PJM_West | Pennsylvania | 42 | Allegheny | 3 | 42003 | 49 | 11247 | 1973 | 9999 |  |  | N | Natural Gas |  |  |  | H2O | SCR | [7 empty] | 0.003 | 0.039173 | 0.036319 | 0.039173 | 0.036319 | [11 empty] | Brunot Island Power LLC | 100 | GenOn Energy Inc | 100
natural gas combined cycle | Brunot Island | 3096_G_ST4 | 3096 | G | ST4 | 2032 | Combined Cycle |  | PJM_West | Pennsylvania | 42 | Allegheny | 3 | 42003 | 101 | 11247 | 1974 | 9999 |  |  | N | Natural Gas |  |  |  | H2O | SCR | [7 empty] | 0.003 | 0.039173 | 0.036319 | 0.039173 | 0.036319 | [11 empty] | Brunot Island Power LLC | 100 | GenOn Energy Inc | 100
natural gas peaker | Hamilton (PA) | 3109_G_1 | 3109 | G | 1 |  | Combustion Turbine |  | PJM_WMAC | Pennsylvania | 42 | Adams | 1 | 42001 | 18 | 25000 | 1971 | 9999 |  |  | N | Distillate Fuel Oil | [12 empty] | 1.315 | 0.41347 | 0.41347 | 0.41347 | 0.41347 | [11 empty] | Hamilton Power LLC | 100 | GenOn Energy Inc | 100
natural gas peaker | Hunterstown | 3110_G_1 | 3110 | G | 1 |  | Combustion Turbine |  | PJM_WMAC | Pennsylvania | 42 | Adams | 1 | 42001 | 18 | 21162 | 1971 | 9999 |  |  | N | Natural Gas, Distillate Fuel Oil | [13 empty] | 0.18686 | 0.18686 | 0.18686 | 0.18686 | [11 empty] | Kestrel Acquisition LLC | 100 | Platinum Equity | 100
natural gas peaker | Hunterstown | 3110_G_2 | 3110 | G | 2 |  | Combustion Turbine |  | PJM_WMAC | Pennsylvania | 42 | Adams | 1 | 42001 | 17 | 21160 | 1971 | 9999 |  |  | N | Natural Gas, Distillate Fuel Oil | [13 empty] | 0.18686 | 0.18686 | 0.18686 | 0.18686 | [11 empty] | Kestrel Acquisition LLC | 100 | Platinum Equity | 100
natural gas peaker | Hunterstown | 3110_G_3 | 3110 | G | 3 |  | Combustion Turbine |  | PJM_WMAC | Pennsylvania | 42 | Adams | 1 | 42001 | 18 | 21160 | 1971 | 9999 |  |  | N | Natural Gas, Distillate Fuel Oil | [13 empty] | 0.18686 | 0.18686 | 0.18686 | 0.18686 | [11 empty] | Kestrel Acquisition LLC | 100 | Platinum Equity | 100
natural gas peaker | Mountain | 3111_G_1 | 3111 | G | 1 | 2049 | Combustion Turbine |  | PJM_WMAC | Pennsylvania | 42 | Cumberland | 41 | 42041 | 18 | 15722 | 1972 | 9999 |  |  | N | Distillate Fuel Oil | [12 empty] | 1.315 | 0.18686 | 0.18686 | 0.18686 | 0.18686 | [11 empty] | Mountain Power LLC | 100 | GenOn Energy Inc | 100
natural gas peaker | Mountain | 3111_G_2 | 3111 | G | 2 | 2050 | Combustion Turbine |  | PJM_WMAC | Pennsylvania | 42 | Cumberland | 41 | 42041 | 18 | 15724 | 1972 | 9999 |  |  | N | Distillate Fuel Oil | [12 empty] | 1.315 | 0.18686 | 0.18686 | 0.18686 | 0.18686 | [11 empty] | Mountain Power LLC | 100 | GenOn Energy Inc | 100
natural gas peaker | Orrtanna | 3112_G_1 | 3112 | G | 1 |  | Combustion Turbine |  | PJM_WMAC | Pennsylvania | 42 | Adams | 1 | 42001 | 18 | 19793 | 1971 | 9999 |  |  | N | Distillate Fuel Oil | [12 empty] | 1.315 | 0.41347 | 0.41347 | 0.41347 | 0.41347 | [11 empty] | Orrtanna Power LLC | 100 | GenOn Energy Inc | 100
natural gas peaker | Portland (PA) | 3113_G_3 | 3113 | G | 3 |  | Combustion Turbine |  | PJM_WMAC | Pennsylvania | 42 | Northampton | 95 | 42095 | 13 | 25000 | 1967 | 9999 |  |  | N | Natural Gas, Distillate Fuel Oil | [12 empty] | 1.315 | 0.06227 | 0.06227 | 0.06227 | 0.06227 | [11 empty] | Portland Power LLC | 100 | GenOn Energy Inc | 100
natural gas peaker | Portland (PA) | 3113_G_4 | 3113 | G | 4 |  | Combustion Turbine |  | PJM_WMAC | Pennsylvania | 42 | Northampton | 95 | 42095 | 17 | 25000 | 1971 | 9999 |  |  | N | Natural Gas, Distillate Fuel Oil | [12 empty] | 1.315 | 0.00572 | 0.00572 | 0.00572 | 0.00572 | [11 empty] | Portland Power LLC | 100 | GenOn Energy Inc | 100
natural gas peaker | Portland (PA) | 3113_G_5 | 3113 | G | 5 | 2056 | Combustion Turbine |  | PJM_WMAC | Pennsylvania | 42 | Northampton | 95 | 42095 | 134 | 25000 | 1997 | 9999 |  |  | N | Distillate Fuel Oil |  |  |  | DLNB + H2O | [8 empty] | 0.057 | 0.26919 | 0.26919 | 0.26919 | 0.26919 | [11 empty] | Portland Power LLC | 100 | GenOn Energy Inc | 100
natural gas peaker | Shawnee (PA) | 3114_G_1 | 3114 | G | 1 |  | Combustion Turbine |  | PJM_WMAC | Pennsylvania | 42 | Monroe | 89 | 42089 | 17 | 25000 | 1972 | 9999 |  |  | N | Distillate Fuel Oil | [12 empty] | 4 | 0.41347 | 0.41347 | 0.41347 | 0.41347 | [11 empty] | Shawnee Power LLC | 100 | GenOn Energy Inc | 100
natural gas peaker | Titus | 3115_G_4 | 3115 | G | 4 |  | Combustion Turbine |  | PJM_WMAC | Pennsylvania | 42 | Berks | 11 | 42011 | 13 | 25000 | 1967 | 9999 |  |  | N | Distillate Fuel Oil | [12 empty] | 3.7 | 0.18686 | 0.18686 | 0.18686 | 0.18686 | [11 empty] | Titus Power LLC | 100 | GenOn Energy Inc | 100
natural gas peaker | Titus | 3115_G_5 | 3115 | G | 5 |  | Combustion Turbine |  | PJM_WMAC | Pennsylvania | 42 | Berks | 11 | 42011 | 14 | 25000 | 1970 | 9999 |  |  | N | Distillate Fuel Oil | [12 empty] | 3.7 | 0.18686 | 0.18686 | 0.18686 | 0.18686 | [11 empty] | Titus Power LLC | 100 | GenOn Energy Inc | 100
natural gas peaker | Tolna | 3116_G_1 | 3116 | G | 1 | 2063 | Combustion Turbine |  | PJM_WMAC | Pennsylvania | 42 | York | 133 | 42133 | 18 | 23022 | 1972 | 9999 |  |  | N | Distillate Fuel Oil | [12 empty] | 1.315 | 0.41347 | 0.41347 | 0.41347 | 0.41347 | [11 empty] | Tolna Power LLC | 100 | GenOn Energy Inc | 100
natural gas peaker | Tolna | 3116_G_2 | 3116 | G | 2 | 2064 | Combustion Turbine |  | PJM_WMAC | Pennsylvania | 42 | York | 133 | 42133 | 18 | 23033 | 1972 | 9999 |  |  | N | Distillate Fuel Oil | [12 empty] | 1.315 | 0.41347 | 0.41347 | 0.41347 | 0.41347 | [11 empty] | Tolna Power LLC | 100 | GenOn Energy Inc | 100
hydro | York Haven | 3117_G_1 | 3117 | G | 1 |  | Hydro |  | PJM_WMAC | Pennsylvania | 42 | York | 133 | 42133 | 19 | 0 | 1905 | 9999 |  |  | N | Hydro | [13 empty] | 0 | 0 | 0 | 0 | [11 empty] | York Haven Power Co | 100 | Olympus Holdings LLC | 100
hard coal | Conemaugh | 3118_B_1 | 3118 | B | 1 | 2065 | Coal Steam |  | PJM_PENE | Pennsylvania | 42 | Indiana | 63 | 42063 | 850 | 9782 | 1970 | 2029 | tangential | dry | N | Bituminous | Wet Scrubber | 1994 | 0.95 | LNC3 | SCR | 2014 |  | ESPC + WS | No |  |  |  | 0.13 | 0.31211 | 0.073 | 0.31211 | 0.073 | 0.05 | 0.1 | 0.56 | 0.99 | [7 empty] | Chief Conemaugh Power LLC | 35.11 | ArcLight Capital Partners LLC | 57.61
natural gas peaker | Conemaugh | 3118_G_A | 3118 | G | A |  | Combustion Turbine | IC Engine | PJM_PENE | Pennsylvania | 42 | Indiana | 63 | 42063 | 2.8 | 10745 | 1970 | 9999 |  |  | N | Distillate Fuel Oil | [12 empty] | 3.7 | 1.2219 | 1.2219 | 1.2219 | 1.2219 | [11 empty] | Chief Conemaugh Power LLC | 35.11 | ArcLight Capital Partners LLC | 57.61
natural gas peaker | Conemaugh | 3118_G_B | 3118 | G | B |  | Combustion Turbine | IC Engine | PJM_PENE | Pennsylvania | 42 | Indiana | 63 | 42063 | 2.8 | 10745 | 1970 | 9999 |  |  | N | Distillate Fuel Oil | [12 empty] | 3.7 | 1.2219 | 1.2219 | 1.2219 | 1.2219 | [11 empty] | Chief Conemaugh Power LLC | 35.11 | ArcLight Capital Partners LLC | 57.61
natural gas peaker | Conemaugh | 3118_G_C | 3118 | G | C |  | Combustion Turbine | IC Engine | PJM_PENE | Pennsylvania | 42 | Indiana | 63 | 42063 | 2.8 | 10745 | 1970 | 9999 |  |  | N | Distillate Fuel Oil | [12 empty] | 3.7 | 1.2219 | 1.2219 | 1.2219 | 1.2219 | [11 empty] | Chief Conemaugh Power LLC | 35.11 | ArcLight Capital Partners LLC | 57.61
natural gas peaker | Conemaugh | 3118_G_D | 3118 | G | D |  | Combustion Turbine | IC Engine | PJM_PENE | Pennsylvania | 42 | Indiana | 63 | 42063 | 2.8 | 10745 | 1970 | 9999 |  |  | N | Distillate Fuel Oil | [12 empty] | 3.7 | 1.2219 | 1.2219 | 1.2219 | 1.2219 | [11 empty] | Chief Conemaugh Power LLC | 35.11 | ArcLight Capital Partners LLC | 57.61
hard coal | Conemaugh | 3118_B_2 | 3118 | B | 2 | 2066 | Coal Steam |  | PJM_PENE | Pennsylvania | 42 | Indiana | 63 | 42063 | 850 | 9704 | 1971 | 2029 | tangential | dry | N | Bituminous | Wet Scrubber | 1995 | 0.95 | LNC3 | SCR | 2014 |  | ESPC + WS | No |  |  |  | 0.13 | 0.28795 | 0.071 | 0.28795 | 0.071 | 0.05 | 0.1 | 0.56 | 0.99 | [7 empty] | Chief Conemaugh Power LLC | 35.11 | ArcLight Capital Partners LLC | 57.61
natural gas peaker | Blossburg | 3120_G_1 | 3120 | G | 1 |  | Combustion Turbine |  | PJM_PENE | Pennsylvania | 42 | Tioga | 117 | 42117 | 16 | 13745 | 1971 | 9999 |  |  | N | Natural Gas | [12 empty] | 3.7 | 0.18686 | 0.18686 | 0.18686 | 0.18686 | [11 empty] | Blossburg Power LLC | 100 | GenOn Energy Inc | 100
hydro | Piney | 3124_G_1 | 3124 | G | 1 |  | Hydro |  | PJM_PENE | Pennsylvania | 42 | Clarion | 31 | 42031 | 11.8 | 0 | 1924 | 9999 |  |  | N | Hydro | [13 empty] | 0 | 0 | 0 | 0 | [11 empty] | Brookfield Renewable Energy Partners LP | 100 | Brookfield Asset Management Inc | 100
hydro | Piney | 3124_G_2 | 3124 | G | 2 |  | Hydro |  | PJM_PENE | Pennsylvania | 42 | Clarion | 31 | 42031 | 11.8 | 0 | 1924 | 9999 |  |  | N | Hydro | [13 empty] | 0 | 0 | 0 | 0 | [11 empty] | Brookfield Renewable Energy Partners LP | 100 | Brookfield Asset Management Inc | 100
hydro | Piney | 3124_G_3 | 3124 | G | 3 |  | Hydro |  | PJM_PENE | Pennsylvania | 42 | Clarion | 31 | 42031 | 9.6 | 0 | 1928 | 9999 |  |  | N | Hydro | [13 empty] | 0 | 0 | 0 | 0 | [11 empty] | Brookfield Renewable Energy Partners LP | 100 | Brookfield Asset Management Inc | 100
hard coal | Seward (PA) | 3130_B_1 | 3130 | B | 1 | 88264 | Coal Steam |  | PJM_PENE | Pennsylvania | 42 | Indiana | 63 | 42063 | 260 | 10969 | 2004 | 9999 | FBC | dry | N | Waste Coal | Dry Scrubber | 2004 | 0.95 | CF + NH3 | SNCR |  | 2004 | B | NA |  |  |  | 0.6 | 0.10745 | 0.10745 | 0.10745 | 0.10745 | 0.01 | 0.01 | 0.01 | 0.99 | [7 empty] | Seward Generation LLC | 100 | Generation Holdings LP | 100
hard coal | Seward (PA) | 3130_B_2 | 3130 | B | 2 | 88265 | Coal Steam |  | PJM_PENE | Pennsylvania | 42 | Indiana | 63 | 42063 | 260 | 10969 | 2004 | 9999 | FBC | dry | N | Waste Coal | Dry Scrubber | 2004 | 0.95 | CF + NH3 | SNCR |  | 2004 | B | NA |  |  |  | 0.6 | 0.11085 | 0.08784 | 0.11085 | 0.08784 | 0.01 | 0.01 | 0.01 | 0.99 | [7 empty] | Seward Generation LLC | 100 | Generation Holdings LP | 100
natural gas steam turbine | Shawville | 3131_B_1 | 3131 | B | 1 | 2078 | O/G Steam |  | PJM_PENE | Pennsylvania | 42 | Clearfield | 33 | 42033 | 118 | 12463 | 1954 | 9999 | wall | dry | N | Natural Gas |  |  |  | LNB | SNCR | [7 empty] | 3.7 | 0.45941 | 0.07334 | 0.45941 | 0.07334 | [11 empty] | Shawville Power LLC | 100 | GenOn Energy Inc | 100
natural gas steam turbine | Shawville | 3131_B_2 | 3131 | B | 2 | 2079 | O/G Steam |  | PJM_PENE | Pennsylvania | 42 | Clearfield | 33 | 42033 | 121 | 12463 | 1954 | 9999 | wall | dry | N | Natural Gas |  |  |  | LNB | SNCR | [7 empty] | 3.7 | 0.45622 | 0.08051 | 0.45622 | 0.08051 | [11 empty] | Shawville Power LLC | 100 | GenOn Energy Inc | 100
natural gas steam turbine | Shawville | 3131_B_3 | 3131 | B | 3 | 2080 | O/G Steam |  | PJM_PENE | Pennsylvania | 42 | Clearfield | 33 | 42033 | 163 | 11615 | 1959 | 9999 | tangential | dry | N | Natural Gas |  |  |  | LNC3 | SNCR | [7 empty] | 3.7 | 0.06926 | 0.05339 | 0.06926 | 0.05339 | [11 empty] | Shawville Power LLC | 100 | GenOn Energy Inc | 100
natural gas steam turbine | Shawville | 3131_B_4 | 3131 | B | 4 | 2081 | O/G Steam |  | PJM_PENE | Pennsylvania | 42 | Clearfield | 33 | 42033 | 163 | 11615 | 1960 | 9999 | tangential | dry | N | Natural Gas |  |  |  | LNC3 | SNCR | [7 empty] | 3.7 | 0.06753 | 0.05263 | 0.06753 | 0.05263 | [11 empty] | Shawville Power LLC | 100 | GenOn Energy Inc | 100
natural gas peaker | Shawville | 3131_G_5 | 3131 | G | 5 |  | Combustion Turbine | IC Engine | PJM_PENE | Pennsylvania | 42 | Clearfield | 33 | 42033 | 2 | 25000 | 1960 | 9999 |  |  | N | Distillate Fuel Oil | [12 empty] | 3.7 | 0.2569 | 0.2569 | 0.2569 | 0.2569 | [11 empty] | Shawville Power LLC | 100 | GenOn Energy Inc | 100
natural gas peaker | Shawville | 3131_G_7 | 3131 | G | 7 |  | Combustion Turbine | IC Engine | PJM_PENE | Pennsylvania | 42 | Clearfield | 33 | 42033 | 2 | 25000 | 1960 | 9999 |  |  | N | Distillate Fuel Oil | [12 empty] | 3.7 | 0.2569 | 0.2569 | 0.2569 | 0.2569 | [11 empty] | Shawville Power LLC | 100 | GenOn Energy Inc | 100
natural gas peaker | Shawville | 3131_G_6 | 3131 | G | 6 |  | Combustion Turbine | IC Engine | PJM_PENE | Pennsylvania | 42 | Clearfield | 33 | 42033 | 2 | 25000 | 1966 | 9999 |  |  | N | Distillate Fuel Oil | [12 empty] | 3.7 | 0.2569 | 0.2569 | 0.2569 | 0.2569 | [11 empty] | Shawville Power LLC | 100 | GenOn Energy Inc | 100
natural gas peaker | Warren | 3132_G_3 | 3132 | G | 3 | 2082 | Combustion Turbine |  | PJM_PENE | Pennsylvania | 42 | Warren | 123 | 42123 | 46 | 14988 | 1972 | 9999 |  |  | N | Natural Gas, Distillate Fuel Oil | [13 empty] | 0.18686 | 0.18686 | 0.18686 | 0.18686 | [11 empty] | Warren Generation LLC | 100 | GenOn Energy Inc | 100
hard coal | Keystone | 3136_B_1 | 3136 | B | 1 | 2089 | Coal Steam |  | PJM_PENE | Pennsylvania | 42 | Armstrong | 5 | 42005 | 850 | 9828 | 1967 | 2029 | tangential | dry | N | Bituminous | Wet Scrubber | 2009 | 0.98 | LNC3 | SCR | 2003 |  | ESPC | No |  |  |  | 3.7 | 0.32415 | 0.076 | 0.32415 | 0.076 | 0.05 | 0.1 | 0.56 | 0.99 | [7 empty] | Chief Keystone Power LLC | 44.45 | ArcLight Capital Partners LLC | 67.29
hard coal | Keystone | 3136_B_2 | 3136 | B | 2 | 2090 | Coal Steam |  | PJM_PENE | Pennsylvania | 42 | Armstrong | 5 | 42005 | 850 | 9794 | 1968 | 2029 | tangential | dry | N | Bituminous | Wet Scrubber | 2009 | 0.98 | LNC3 | SCR | 2003 |  | ESPC | No |  |  |  | 3.7 | 0.33341 | 0.074 | 0.33341 | 0.074 | 0.05 | 0.1 | 0.56 | 0.99 | [7 empty] | Chief Keystone Power LLC | 44.45 | ArcLight Capital Partners LLC | 67.29
natural gas peaker | Keystone | 3136_G_3 | 3136 | G | 3 |  | Combustion Turbine | IC Engine | PJM_PENE | Pennsylvania | 42 | Armstrong | 5 | 42005 | 2.8 | 12582 | 1968 | 9999 |  |  | N | Distillate Fuel Oil | [12 empty] | 3.7 | 1.2219 | 1.2219 | 1.2219 | 1.2219 | [11 empty] | Chief Keystone Power LLC | 44.45 | ArcLight Capital Partners LLC | 67.29
natural gas peaker | Keystone | 3136_G_4 | 3136 | G | 4 |  | Combustion Turbine | IC Engine | PJM_PENE | Pennsylvania | 42 | Armstrong | 5 | 42005 | 2.8 | 12654 | 1968 | 9999 |  |  | N | Distillate Fuel Oil | [12 empty] | 3.7 | 1.221 | 1.221 | 1.221 | 1.221 | [11 empty] | Chief Keystone Power LLC | 44.45 | ArcLight Capital Partners LLC | 67.29
natural gas peaker | Keystone | 3136_G_5 | 3136 | G | 5 |  | Combustion Turbine | IC Engine | PJM_PENE | Pennsylvania | 42 | Armstrong | 5 | 42005 | 2.8 | 12654 | 1968 | 9999 |  |  | N | Distillate Fuel Oil | [12 empty] | 3.7 | 1.221 | 1.221 | 1.221 | 1.221 | [11 empty] | Chief Keystone Power LLC | 44.45 | ArcLight Capital Partners LLC | 67.29
natural gas peaker | Keystone | 3136_G_6 | 3136 | G | 6 |  | Combustion Turbine | IC Engine | PJM_PENE | Pennsylvania | 42 | Armstrong | 5 | 42005 | 2.8 | 12654 | 1968 | 9999 |  |  | N | Distillate Fuel Oil | [12 empty] | 3.7 | 1.221 | 1.221 | 1.221 | 1.221 | [11 empty] | Chief Keystone Power LLC | 44.45 | ArcLight Capital Partners LLC | 67.29
natural gas steam turbine | New Castle Plant | 3138_B_3 | 3138 | B | 3 | 2093 | O/G Steam |  | PJM_ATSI | Pennsylvania | 42 | Lawrence | 73 | 42073 | 88 | 11532 | 1952 | 9999 | wall | dry | N | Natural Gas |  |  |  | LNB + LNBO | SNCR | [7 empty] | 2.8 | 0.32335 | 0.07097 | 0.32335 | 0.07097 | [11 empty] | New Castle Power LLC | 100 | GenOn Energy Inc | 100
natural gas steam turbine | New Castle Plant | 3138_B_4 | 3138 | B | 4 | 2094 | O/G Steam |  | PJM_ATSI | Pennsylvania | 42 | Lawrence | 73 | 42073 | 87 | 11226 | 1958 | 9999 | wall | dry | N | Natural Gas |  |  |  | LNB + LNBO | SNCR | [7 empty] | 2.8 | 0.30569 | 0.06555 | 0.30569 | 0.06555 | [11 empty] | New Castle Power LLC | 100 | GenOn Energy Inc | 100
natural gas steam turbine | New Castle Plant | 3138_B_5 | 3138 | B | 5 | 2095 | O/G Steam |  | PJM_ATSI | Pennsylvania | 42 | Lawrence | 73 | 42073 | 130 | 11405 | 1964 | 9999 | wall | dry | N | Natural Gas |  |  |  | LNB + LNBO | SNCR | [7 empty] | 2.8 | 0.42332 | 0.06386 | 0.42332 | 0.06386 | [11 empty] | New Castle Power LLC | 100 | GenOn Energy Inc | 100
natural gas peaker | New Castle Plant | 3138_G_EMDA | 3138 | G | EMDA |  | Combustion Turbine | IC Engine | PJM_ATSI | Pennsylvania | 42 | Lawrence | 73 | 42073 | 2.5 | 14775 | 1968 | 9999 |  |  | N | Distillate Fuel Oil | [12 empty] | 3.7 | 0.3054 | 0.3054 | 0.3054 | 0.3054 | [11 empty] | New Castle Power LLC | 100 | GenOn Energy Inc | 100
hard coal | Brunner Island | 3140_B_1 | 3140 | B | 1 | 2100 | Coal Steam |  | PJM_WMAC | Pennsylvania | 42 | York | 133 | 42133 | 306 | 11245 | 1961 | 9999 | tangential | dry | N | Bituminous, Natural Gas | Wet Scrubber | 2009 | 0.97 | LNC3 |  |  |  | B | NA |  |  |  | 0.85 | 0.18615 | 0.18615 | 0.18615 | 0.18615 | 0.05 | 0.1 | 0.56 | 0.99 | Yes | 2016 |  |  | C2G | 2021 |  | Brunner Island LLC | 100 | Riverstone Holdings LLC | 100
natural gas steam turbine | Brunner Island | 3140_B_2 | 3140 | B | 2 | 2101 | O/G Steam |  | PJM_WMAC | Pennsylvania | 42 | York | 133 | 42133 | 363 | 10686 | 1965 | 9999 | tangential | dry | N | Natural Gas |  |  |  | LNC3 | [8 empty] | 0.85 | 0.07973 | 0.07973 | 0.07973 | 0.07973 | [11 empty] | Brunner Island LLC | 100 | Riverstone Holdings LLC | 100
natural gas steam turbine | Brunner Island | 3140_B_3 | 3140 | B | 3 | 2102 | O/G Steam |  | PJM_WMAC | Pennsylvania | 42 | York | 133 | 42133 | 742 | 10306 | 1969 | 9999 | tangential | dry | N | Natural Gas |  |  |  | LNC3 | [8 empty] | 0.85 | 0.09583 | 0.09583 | 0.09583 | 0.09583 | [11 empty] | Brunner Island LLC | 100 | Riverstone Holdings LLC | 100
hydro | Holtwood | 3145_G_HW1 | 3145 | G | HW1 |  | Hydro |  | PJM_WMAC | Pennsylvania | 42 | Lancaster | 71 | 42071 | 10 | 0 | 1910 | 9999 |  |  | N | Hydro | [13 empty] | 0 | 0 | 0 | 0 | [11 empty] | BIF III Holtwood LLC | 100 | Brookfield Asset Management Inc | 100
hydro | Holtwood | 3145_G_HW2 | 3145 | G | HW2 |  | Hydro |  | PJM_WMAC | Pennsylvania | 42 | Lancaster | 71 | 42071 | 11.7 | 0 | 1911 | 9999 |  |  | N | Hydro | [13 empty] | 0 | 0 | 0 | 0 | [11 empty] | BIF III Holtwood LLC | 100 | Brookfield Asset Management Inc | 100
hydro | Holtwood | 3145_G_HW3 | 3145 | G | HW3 |  | Hydro |  | PJM_WMAC | Pennsylvania | 42 | Lancaster | 71 | 42071 | 12.7 | 0 | 1911 | 9999 |  |  | N | Hydro | [13 empty] | 0 | 0 | 0 | 0 | [11 empty] | BIF III Holtwood LLC | 100 | Brookfield Asset Management Inc | 100
hydro | Holtwood | 3145_G_HW4 | 3145 | G | HW4 |  | Hydro |  | PJM_WMAC | Pennsylvania | 42 | Lancaster | 71 | 42071 | 11.2 | 0 | 1911 | 9999 |  |  | N | Hydro | [13 empty] | 0 | 0 | 0 | 0 | [11 empty] | BIF III Holtwood LLC | 100 | Brookfield Asset Management Inc | 100
hydro | Holtwood | 3145_G_HW5 | 3145 | G | HW5 |  | Hydro |  | PJM_WMAC | Pennsylvania | 42 | Lancaster | 71 | 42071 | 12.1 | 0 | 1911 | 9999 |  |  | N | Hydro | [13 empty] | 0 | 0 | 0 | 0 | [11 empty] | BIF III Holtwood LLC | 100 | Brookfield Asset Management Inc | 100
hydro | Holtwood | 3145_G_HW6 | 3145 | G | HW6 |  | Hydro |  | PJM_WMAC | Pennsylvania | 42 | Lancaster | 71 | 42071 | 12.5 | 0 | 1911 | 9999 |  |  | N | Hydro | [13 empty] | 0 | 0 | 0 | 0 | [11 empty] | BIF III Holtwood LLC | 100 | Brookfield Asset Management Inc | 100
hydro | Holtwood | 3145_G_HW7 | 3145 | G | HW7 |  | Hydro |  | PJM_WMAC | Pennsylvania | 42 | Lancaster | 71 | 42071 | 10.3 | 0 | 1913 | 9999 |  |  | N | Hydro | [13 empty] | 0 | 0 | 0 | 0 | [11 empty] | BIF III Holtwood LLC | 100 | Brookfield Asset Management Inc | 100
hydro | Holtwood | 3145_G_HW8 | 3145 | G | HW8 |  | Hydro |  | PJM_WMAC | Pennsylvania | 42 | Lancaster | 71 | 42071 | 10.5 | 0 | 1914 | 9999 |  |  | N | Hydro | [13 empty] | 0 | 0 | 0 | 0 | [11 empty] | BIF III Holtwood LLC | 100 | Brookfield Asset Management Inc | 100
hydro | Holtwood | 3145_G_HW9 | 3145 | G | HW9 |  | Hydro |  | PJM_WMAC | Pennsylvania | 42 | Lancaster | 71 | 42071 | 13.2 | 0 | 1914 | 9999 |  |  | N | Hydro | [13 empty] | 0 | 0 | 0 | 0 | [11 empty] | BIF III Holtwood LLC | 100 | Brookfield Asset Management Inc | 100
hydro | Holtwood | 3145_G_HW10 | 3145 | G | HW10 |  | Hydro |  | PJM_WMAC | Pennsylvania | 42 | Lancaster | 71 | 42071 | 13.2 | 0 | 1924 | 9999 |  |  | N | Hydro | [13 empty] | 0 | 0 | 0 | 0 | [11 empty] | BIF III Holtwood LLC | 100 | Brookfield Asset Management Inc | 100
hydro | Holtwood | 3145_G_HW11 | 3145 | G | HW11 |  | Hydro |  | PJM_EMAC | Pennsylvania | 42 | Lancaster | 71 | 42071 | 1.2 | 0 | 2011 | 9999 |  |  | N | Hydro | [13 empty] | 0 | 0 | 0 | 0 | [11 empty] | BIF III Holtwood LLC | 100 | Brookfield Asset Management Inc | 100
hydro | Holtwood | 3145_G_HW13 | 3145 | G | HW13 |  | Hydro |  | PJM_EMAC | Pennsylvania | 42 | Lancaster | 71 | 42071 | 1.2 | 0 | 2011 | 9999 |  |  | N | Hydro | [13 empty] | 0 | 0 | 0 | 0 | [11 empty] | BIF III Holtwood LLC | 100 | Brookfield Asset Management Inc | 100
hydro | Holtwood | 3145_G_HW18 | 3145 | G | HW18 |  | Hydro |  | PJM_EMAC | Pennsylvania | 42 | Lancaster | 71 | 42071 | 64.6 | 0 | 2013 | 9999 |  |  | N | Hydro | [13 empty] | 0 | 0 | 0 | 0 | [11 empty] | BIF III Holtwood LLC | 100 | Brookfield Asset Management Inc | 100
hydro | Holtwood | 3145_G_HW19 | 3145 | G | HW19 |  | Hydro |  | PJM_EMAC | Pennsylvania | 42 | Lancaster | 71 | 42071 | 64.6 | 0 | 2013 | 9999 |  |  | N | Hydro | [13 empty] | 0 | 0 | 0 | 0 | [11 empty] | BIF III Holtwood LLC | 100 | Brookfield Asset Management Inc | 100
natural gas steam turbine | TalenEnergy Martins Creek | 3148_B_3 | 3148 | B | 3 | 2117 | O/G Steam |  | PJM_WMAC | Pennsylvania | 42 | Northampton | 95 | 42095 | 865 | 11270 | 1975 | 9999 | tangential |  | N | Natural Gas, Residual Fuel Oil |  |  |  | FR + OFA | [8 empty] | 3.7 | 0.08765 | 0.08765 | 0.08765 | 0.08765 | [11 empty] | MC Project Co LLC | 100 | Riverstone Holdings LLC | 100
natural gas steam turbine | TalenEnergy Martins Creek | 3148_B_4 | 3148 | B | 4 | 2118 | O/G Steam |  | PJM_WMAC | Pennsylvania | 42 | Northampton | 95 | 42095 | 859 | 11340 | 1977 | 9999 | tangential |  | N | Natural Gas, Residual Fuel Oil |  |  |  | FR + OFA | [8 empty] | 3.7 | 0.086 | 0.086 | 0.086 | 0.086 | [11 empty] | MC Project Co LLC | 100 | Riverstone Holdings LLC | 100
hard coal | TalenEnergy Montour | 3149_B_1 | 3149 | B | 1 | 2124 | Coal Steam |  | PJM_WMAC | Pennsylvania | 42 | Montour | 93 | 42093 | 752 | 10272 | 1972 | 9999 | tangential | dry | N | Bituminous | Wet Scrubber | 2008 | 0.97 | LNC3 | SCR | 2001 |  | ESPC | No |  |  |  | 0.85 | 0.38681 | 0.11142 | 0.38681 | 0.11142 | 0.05 | 0.1 | 0.56 | 0.99 | Yes | 2012 |  |  | C2G | 2025 |  | Talen Montour LLC | 100 | Talen Energy Corp | 100
hard coal | TalenEnergy Montour | 3149_B_2 | 3149 | B | 2 | 2125 | Coal Steam |  | PJM_WMAC | Pennsylvania | 42 | Montour | 93 | 42093 | 752 | 10097 | 1973 | 9999 | tangential | dry | N | Bituminous | Wet Scrubber | 2008 | 0.97 | LNC3 | SCR | 2000 |  | ESPC | No |  |  |  | 0.85 | 0.36955 | 0.10525 | 0.36955 | 0.10525 | 0.05 | 0.1 | 0.56 | 0.99 | Yes | 2012 |  |  | C2G | 2025 |  | Talen Montour LLC | 100 | Talen Energy Corp | 100
natural gas peaker | Sunbury Generation LP | 3152_G_DI2 | 3152 | G | DI2 |  | Combustion Turbine | IC Engine | PJM_WMAC | Pennsylvania | 42 | Snyder | 109 | 42109 | 5 | 13280 | 1967 | 9999 |  |  | N | Distillate Fuel Oil | [12 empty] | 4 | 1.1088 | 1.1088 | 1.1088 | 1.1088 | [11 empty] | Hummel Generation LLC | 100 | LS Power Group | 100
natural gas peaker | Sunbury Generation LP | 3152_G_CTG1 | 3152 | G | CTG1 |  | Combustion Turbine |  | PJM_WMAC | Pennsylvania | 42 | Snyder | 109 | 42109 | 18 | 16576 | 1971 | 9999 |  |  | N | Distillate Fuel Oil | [12 empty] | 4 | 0.20261 | 0.20261 | 0.20261 | 0.20261 | [11 empty] | Hummel Generation LLC | 100 | LS Power Group | 100
natural gas peaker | Sunbury Generation LP | 3152_G_CTG2 | 3152 | G | CTG2 |  | Combustion Turbine |  | PJM_WMAC | Pennsylvania | 42 | Snyder | 109 | 42109 | 18 | 16586 | 1971 | 9999 |  |  | N | Distillate Fuel Oil | [12 empty] | 4 | 0.19064 | 0.19064 | 0.19064 | 0.19064 | [11 empty] | Hummel Generation LLC | 100 | LS Power Group | 100
hydro | Wallenpaupack | 3153_G_WP1 | 3153 | G | WP1 |  | Hydro |  | PJM_WMAC | Pennsylvania | 42 | Wayne | 127 | 42127 | 22 | 0 | 1926 | 9999 |  |  | N | Hydro | [13 empty] | 0 | 0 | 0 | 0 | [11 empty] | BIF III Holtwood LLC | 100 | Brookfield Asset Management Inc | 100
hydro | Wallenpaupack | 3153_G_WP2 | 3153 | G | WP2 |  | Hydro |  | PJM_WMAC | Pennsylvania | 42 | Wayne | 127 | 42127 | 22 | 0 | 1926 | 9999 |  |  | N | Hydro | [13 empty] | 0 | 0 | 0 | 0 | [11 empty] | BIF III Holtwood LLC | 100 | Brookfield Asset Management Inc | 100
natural gas peaker | Chester Generating Station | 3157_G_7 | 3157 | G | 7 |  | Combustion Turbine |  | PJM_EMAC | Pennsylvania | 42 | Chester | 29 | 42029 | 13 | 13512 | 1969 | 9999 |  |  | N | Distillate Fuel Oil | [12 empty] | 1.2 | 0.41347 | 0.41347 | 0.41347 | 0.41347 | [11 empty] | Exelon Generation Supply LLC | 100 | Exelon Corp | 100
natural gas peaker | Chester Generating Station | 3157_G_8 | 3157 | G | 8 |  | Combustion Turbine |  | PJM_EMAC | Pennsylvania | 42 | Chester | 29 | 42029 | 13 | 13514 | 1969 | 9999 |  |  | N | Distillate Fuel Oil | [12 empty] | 1.2 | 0.41347 | 0.41347 | 0.41347 | 0.41347 | [11 empty] | Exelon Generation Supply LLC | 100 | Exelon Corp | 100
natural gas peaker | Chester Generating Station | 3157_G_9 | 3157 | G | 9 |  | Combustion Turbine |  | PJM_EMAC | Pennsylvania | 42 | Chester | 29 | 42029 | 13 | 13514 | 1969 | 9999 |  |  | N | Distillate Fuel Oil | [12 empty] | 1.2 | 0.41347 | 0.41347 | 0.41347 | 0.41347 | [11 empty] | Exelon Generation Supply LLC | 100 | Exelon Corp | 100
natural gas peaker | Delaware Generating Station | 3160_G_10 | 3160 | G | 10 |  | Combustion Turbine |  | PJM_EMAC | Pennsylvania | 42 | Philadelphia | 101 | 42101 | 13 | 15644 | 1969 | 9999 |  |  | N | Distillate Fuel Oil | [12 empty] | 0.2 | 0.41347 | 0.41347 | 0.41347 | 0.41347 | [11 empty] | Exelon Generation Supply LLC | 100 | Exelon Corp | 100
natural gas peaker | Delaware Generating Station | 3160_G_11 | 3160 | G | 11 |  | Combustion Turbine |  | PJM_EMAC | Pennsylvania | 42 | Philadelphia | 101 | 42101 | 13 | 15644 | 1969 | 9999 |  |  | N | Distillate Fuel Oil | [12 empty] | 0.2 | 0.41347 | 0.41347 | 0.41347 | 0.41347 | [11 empty] | Exelon Generation Supply LLC | 100 | Exelon Corp | 100
natural gas peaker | Delaware Generating Station | 3160_G_12 | 3160 | G | 12 |  | Combustion Turbine |  | PJM_EMAC | Pennsylvania | 42 | Philadelphia | 101 | 42101 | 13 | 15644 | 1969 | 9999 |  |  | N | Distillate Fuel Oil | [12 empty] | 0.2 | 0.35663 | 0.35663 | 0.35663 | 0.35663 | [11 empty] | Exelon Generation Supply LLC | 100 | Exelon Corp | 100
natural gas peaker | Delaware Generating Station | 3160_G_9 | 3160 | G | 9 |  | Combustion Turbine |  | PJM_EMAC | Pennsylvania | 42 | Philadelphia | 101 | 42101 | 17 | 15636 | 1970 | 9999 |  |  | N | Distillate Fuel Oil | [12 empty] | 0.2 | 0.31601 | 0.31601 | 0.31601 | 0.31601 | [11 empty] | Exelon Generation Supply LLC | 100 | Exelon Corp | 100
natural gas peaker | Eddystone Generating Station | 3161_G_10 | 3161 | G | 10 |  | Combustion Turbine |  | PJM_EMAC | Pennsylvania | 42 | Delaware | 45 | 42045 | 13 | 13430 | 1967 | 9999 |  |  | N | Distillate Fuel Oil | [12 empty] | 1 | 0.41347 | 0.41347 | 0.41347 | 0.41347 | [11 empty] | Exelon Generation Supply LLC | 100 | Exelon Corp | 100
natural gas peaker | Eddystone Generating Station | 3161_G_20 | 3161 | G | 20 |  | Combustion Turbine |  | PJM_EMAC | Pennsylvania | 42 | Delaware | 45 | 42045 | 13 | 13430 | 1967 | 9999 |  |  | N | Distillate Fuel Oil | [12 empty] | 1 | 0.41347 | 0.41347 | 0.41347 | 0.41347 | [11 empty] | Exelon Generation Supply LLC | 100 | Exelon Corp | 100
natural gas peaker | Eddystone Generating Station | 3161_G_30 | 3161 | G | 30 |  | Combustion Turbine |  | PJM_EMAC | Pennsylvania | 42 | Delaware | 45 | 42045 | 17 | 13428 | 1970 | 9999 |  |  | N | Distillate Fuel Oil | [12 empty] | 1 | 0.41347 | 0.41347 | 0.41347 | 0.41347 | [11 empty] | Exelon Generation Supply LLC | 100 | Exelon Corp | 100
natural gas peaker | Eddystone Generating Station | 3161_G_40 | 3161 | G | 40 |  | Combustion Turbine |  | PJM_EMAC | Pennsylvania | 42 | Delaware | 45 | 42045 | 17 | 13428 | 1970 | 9999 |  |  | N | Distillate Fuel Oil | [12 empty] | 1 | 0.36474 | 0.36474 | 0.36474 | 0.36474 | [11 empty] | Exelon Generation Supply LLC | 100 | Exelon Corp | 100
natural gas steam turbine | Eddystone Generating Station | 3161_B_3 | 3161 | B | 3 | 2152 | O/G Steam |  | PJM_EMAC | Pennsylvania | 42 | Delaware | 45 | 42045 | 380 | 14500 | 1974 | 9999 | tangential | dry | N | Natural Gas, Distillate Fuel Oil |  |  |  | OFA | [8 empty] | 1 | 0.06478 | 0.06478 | 0.06478 | 0.06478 | [11 empty] | Exelon Generation Supply LLC | 100 | Exelon Corp | 100
natural gas steam turbine | Eddystone Generating Station | 3161_B_4 | 3161 | B | 4 | 2154 | O/G Steam |  | PJM_EMAC | Pennsylvania | 42 | Delaware | 45 | 42045 | 380 | 14500 | 1976 | 9999 | tangential | dry | N | Natural Gas, Distillate Fuel Oil |  |  |  | OFA | [8 empty] | 1 | 0.06384 | 0.06384 | 0.06384 | 0.06384 | [11 empty] | Exelon Generation Supply LLC | 100 | Exelon Corp | 100
natural gas peaker | Falls | 3162_G_1 | 3162 | G | 1 |  | Combustion Turbine |  | PJM_EMAC | Pennsylvania | 42 | Bucks | 17 | 42017 | 17 | 18533 | 1970 | 9999 |  |  | N | Distillate Fuel Oil | [12 empty] | 1 | 0.41347 | 0.41347 | 0.41347 | 0.41347 | [11 empty] | Exelon Generation Supply LLC | 100 | Exelon Corp | 100
natural gas peaker | Falls | 3162_G_2 | 3162 | G | 2 |  | Combustion Turbine |  | PJM_EMAC | Pennsylvania | 42 | Bucks | 17 | 42017 | 17 | 18535 | 1970 | 9999 |  |  | N | Distillate Fuel Oil | [12 empty] | 1 | 0.41347 | 0.41347 | 0.41347 | 0.41347 | [11 empty] | Exelon Generation Supply LLC | 100 | Exelon Corp | 100
natural gas peaker | Falls | 3162_G_3 | 3162 | G | 3 |  | Combustion Turbine |  | PJM_EMAC | Pennsylvania | 42 | Bucks | 17 | 42017 | 17 | 18535 | 1970 | 9999 |  |  | N | Distillate Fuel Oil | [12 empty] | 1 | 0.41347 | 0.41347 | 0.41347 | 0.41347 | [11 empty] | Exelon Generation Supply LLC | 100 | Exelon Corp | 100
natural gas peaker | Moser Generating Station | 3163_G_1 | 3163 | G | 1 |  | Combustion Turbine |  | PJM_EMAC | Pennsylvania | 42 | Montgomery | 91 | 42091 | 17 | 14389 | 1970 | 9999 |  |  | N | Distillate Fuel Oil | [12 empty] | 1 | 0.41347 | 0.41347 | 0.41347 | 0.41347 | [11 empty] | Exelon Generation Supply LLC | 100 | Exelon Corp | 100
natural gas peaker | Moser Generating Station | 3163_G_2 | 3163 | G | 2 |  | Combustion Turbine |  | PJM_EMAC | Pennsylvania | 42 | Montgomery | 91 | 42091 | 17 | 14389 | 1970 | 9999 |  |  | N | Distillate Fuel Oil | [12 empty] | 1 | 0.15987 | 0.15987 | 0.15987 | 0.15987 | [11 empty] | Exelon Generation Supply LLC | 100 | Exelon Corp | 100
natural gas peaker | Moser Generating Station | 3163_G_3 | 3163 | G | 3 |  | Combustion Turbine |  | PJM_EMAC | Pennsylvania | 42 | Montgomery | 91 | 42091 | 17 | 14389 | 1970 | 9999 |  |  | N | Distillate Fuel Oil | [12 empty] | 1 | 0.41347 | 0.41347 | 0.41347 | 0.41347 | [11 empty] | Exelon Generation Supply LLC | 100 | Exelon Corp | 100
0 | Muddy Run | 3164_G_1 | 3164 | G | 1 |  | Pumped Storage |  | PJM_EMAC | Pennsylvania | 42 | Lancaster | 71 | 42071 | 134 | 0 | 1967 | 9999 |  |  | N | Pumped Storage | [13 empty] | 0 | 0 | 0 | 0 | [11 empty] | Exelon Generation Supply LLC | 100 | Exelon Corp | 100
0 | Muddy Run | 3164_G_2 | 3164 | G | 2 |  | Pumped Storage |  | PJM_EMAC | Pennsylvania | 42 | Lancaster | 71 | 42071 | 133 | 0 | 1967 | 9999 |  |  | N | Pumped Storage | [13 empty] | 0 | 0 | 0 | 0 | [11 empty] | Exelon Generation Supply LLC | 100 | Exelon Corp | 100
0 | Muddy Run | 3164_G_3 | 3164 | G | 3 |  | Pumped Storage |  | PJM_EMAC | Pennsylvania | 42 | Lancaster | 71 | 42071 | 134 | 0 | 1967 | 9999 |  |  | N | Pumped Storage | [13 empty] | 0 | 0 | 0 | 0 | [11 empty] | Exelon Generation Supply LLC | 100 | Exelon Corp | 100
0 | Muddy Run | 3164_G_4 | 3164 | G | 4 |  | Pumped Storage |  | PJM_EMAC | Pennsylvania | 42 | Lancaster | 71 | 42071 | 134 | 0 | 1967 | 9999 |  |  | N | Pumped Storage | [13 empty] | 0 | 0 | 0 | 0 | [11 empty] | Exelon Generation Supply LLC | 100 | Exelon Corp | 100
0 | Muddy Run | 3164_G_5 | 3164 | G | 5 |  | Pumped Storage |  | PJM_EMAC | Pennsylvania | 42 | Lancaster | 71 | 42071 | 134 | 0 | 1967 | 9999 |  |  | N | Pumped Storage | [13 empty] | 0 | 0 | 0 | 0 | [11 empty] | Exelon Generation Supply LLC | 100 | Exelon Corp | 100
0 | Muddy Run | 3164_G_6 | 3164 | G | 6 |  | Pumped Storage |  | PJM_EMAC | Pennsylvania | 42 | Lancaster | 71 | 42071 | 133 | 0 | 1967 | 9999 |  |  | N | Pumped Storage | [13 empty] | 0 | 0 | 0 | 0 | [11 empty] | Exelon Generation Supply LLC | 100 | Exelon Corp | 100
0 | Muddy Run | 3164_G_7 | 3164 | G | 7 |  | Pumped Storage |  | PJM_EMAC | Pennsylvania | 42 | Lancaster | 71 | 42071 | 134 | 0 | 1968 | 9999 |  |  | N | Pumped Storage | [13 empty] | 0 | 0 | 0 | 0 | [11 empty] | Exelon Generation Supply LLC | 100 | Exelon Corp | 100
0 | Muddy Run | 3164_G_8 | 3164 | G | 8 |  | Pumped Storage |  | PJM_EMAC | Pennsylvania | 42 | Lancaster | 71 | 42071 | 134 | 0 | 1968 | 9999 |  |  | N | Pumped Storage | [13 empty] | 0 | 0 | 0 | 0 | [11 empty] | Exelon Generation Supply LLC | 100 | Exelon Corp | 100
nuclear | Peach Bottom | 3166_G_2 | 3166 | G | 2 |  | Nuclear |  | PJM_EMAC | Pennsylvania | 42 | York | 133 | 42133 | 1223.7 | 10456 | 1974 | 9999 |  |  | N | Nuclear Fuel | [13 empty] | 0 | 0 | 0 | 0 | [11 empty] | Exelon Generation Supply LLC | 50 | Exelon Corp | 50
nuclear | Peach Bottom | 3166_G_3 | 3166 | G | 3 |  | Nuclear |  | PJM_EMAC | Pennsylvania | 42 | York | 133 | 42133 | 1226.7 | 10456 | 1974 | 9999 |  |  | N | Nuclear Fuel | [13 empty] | 0 | 0 | 0 | 0 | [11 empty] | Exelon Generation Supply LLC | 50 | Exelon Corp | 50
natural gas peaker | Richmond Generating Station | 3168_G_91 | 3168 | G | 91 | 2164 | Combustion Turbine |  | PJM_EMAC | Pennsylvania | 42 | Philadelphia | 101 | 42101 | 49 | 12309 | 1973 | 9999 |  |  | N | Distillate Fuel Oil | [12 empty] | 0.2 | 0.41347 | 0.41347 | 0.41347 | 0.41347 | [11 empty] | Exelon Generation Supply LLC | 100 | Exelon Corp | 100
natural gas peaker | Richmond Generating Station | 3168_G_92 | 3168 | G | 92 | 2165 | Combustion Turbine |  | PJM_EMAC | Pennsylvania | 42 | Philadelphia | 101 | 42101 | 49 | 12311 | 1973 | 9999 |  |  | N | Distillate Fuel Oil | [12 empty] | 0.2 | 0.41347 | 0.41347 | 0.41347 | 0.41347 | [11 empty] | Exelon Generation Supply LLC | 100 | Exelon Corp | 100
natural gas peaker | Schuylkill Generating Station | 3169_G_10 | 3169 | G | 10 |  | Combustion Turbine |  | PJM_EMAC | Pennsylvania | 42 | Philadelphia | 101 | 42101 | 13 | 25000 | 1969 | 9999 |  |  | N | Distillate Fuel Oil | [12 empty] | 0.2 | 0.03042 | 0.03042 | 0.03042 | 0.03042 | [11 empty] | Exelon Generation Supply LLC | 100 | Exelon Corp | 100
natural gas peaker | Schuylkill Generating Station | 3169_G_11 | 3169 | G | 11 |  | Combustion Turbine |  | PJM_EMAC | Pennsylvania | 42 | Philadelphia | 101 | 42101 | 17 | 25000 | 1971 | 9999 |  |  | N | Distillate Fuel Oil | [12 empty] | 0.2 | 0.02854 | 0.02854 | 0.02854 | 0.02854 | [11 empty] | Exelon Generation Supply LLC | 100 | Exelon Corp | 100
natural gas peaker | Southwark | 3170_G_3 | 3170 | G | 3 |  | Combustion Turbine |  | PJM_EMAC | Pennsylvania | 42 | Philadelphia | 101 | 42101 | 13 | 14053 | 1967 | 9999 |  |  | N | Distillate Fuel Oil | [12 empty] | 0.2 | 0.41347 | 0.41347 | 0.41347 | 0.41347 | [11 empty] | Exelon Generation Supply LLC | 100 | Exelon Corp | 100
natural gas peaker | Southwark | 3170_G_4 | 3170 | G | 4 |  | Combustion Turbine |  | PJM_EMAC | Pennsylvania | 42 | Philadelphia | 101 | 42101 | 13 | 14066 | 1967 | 9999 |  |  | N | Distillate Fuel Oil | [12 empty] | 0.2 | 0.41347 | 0.41347 | 0.41347 | 0.41347 | [11 empty] | Exelon Generation Supply LLC | 100 | Exelon Corp | 100
natural gas peaker | Southwark | 3170_G_5 | 3170 | G | 5 |  | Combustion Turbine |  | PJM_EMAC | Pennsylvania | 42 | Philadelphia | 101 | 42101 | 13 | 14066 | 1967 | 9999 |  |  | N | Distillate Fuel Oil | [12 empty] | 0.2 | 0.41347 | 0.41347 | 0.41347 | 0.41347 | [11 empty] | Exelon Generation Supply LLC | 100 | Exelon Corp | 100
natural gas peaker | Southwark | 3170_G_6 | 3170 | G | 6 |  | Combustion Turbine |  | PJM_EMAC | Pennsylvania | 42 | Philadelphia | 101 | 42101 | 13 | 14066 | 1968 | 9999 |  |  | N | Distillate Fuel Oil | [12 empty] | 0.2 | 0.35126 | 0.35126 | 0.35126 | 0.35126 | [11 empty] | Exelon Generation Supply LLC | 100 | Exelon Corp | 100
hydro | Safe Harbor | 3175_G_3 | 3175 | G | 3 |  | Hydro |  | PJM_WMAC | Pennsylvania | 42 | Lancaster | 71 | 42071 | 32 | 0 | 1931 | 9999 |  |  | N | Hydro | [13 empty] | 0 | 0 | 0 | 0 | [11 empty] | Safe Harbor Water Power Corp | 100 | Brookfield Asset Management Inc | 100
hydro | Safe Harbor | 3175_G_4 | 3175 | G | 4 |  | Hydro |  | PJM_WMAC | Pennsylvania | 42 | Lancaster | 71 | 42071 | 32 | 0 | 1931 | 9999 |  |  | N | Hydro | [13 empty] | 0 | 0 | 0 | 0 | [11 empty] | Safe Harbor Water Power Corp | 100 | Brookfield Asset Management Inc | 100
hydro | Safe Harbor | 3175_G_41 | 3175 | G | 41 |  | Hydro |  | PJM_WMAC | Pennsylvania | 42 | Lancaster | 71 | 42071 | 2 | 0 | 1931 | 9999 |  |  | N | Hydro | [13 empty] | 0 | 0 | 0 | 0 | [11 empty] | Safe Harbor Water Power Corp | 100 | Brookfield Asset Management Inc | 100
hydro | Safe Harbor | 3175_G_42 | 3175 | G | 42 |  | Hydro |  | PJM_WMAC | Pennsylvania | 42 | Lancaster | 71 | 42071 | 2 | 0 | 1931 | 9999 |  |  | N | Hydro | [13 empty] | 0 | 0 | 0 | 0 | [11 empty] | Safe Harbor Water Power Corp | 100 | Brookfield Asset Management Inc | 100
hydro | Safe Harbor | 3175_G_5 | 3175 | G | 5 |  | Hydro |  | PJM_WMAC | Pennsylvania | 42 | Lancaster | 71 | 42071 | 32 | 0 | 1932 | 9999 |  |  | N | Hydro | [13 empty] | 0 | 0 | 0 | 0 | [11 empty] | Safe Harbor Water Power Corp | 100 | Brookfield Asset Management Inc | 100
hydro | Safe Harbor | 3175_G_6 | 3175 | G | 6 |  | Hydro |  | PJM_WMAC | Pennsylvania | 42 | Lancaster | 71 | 42071 | 32 | 0 | 1932 | 9999 |  |  | N | Hydro | [13 empty] | 0 | 0 | 0 | 0 | [11 empty] | Safe Harbor Water Power Corp | 100 | Brookfield Asset Management Inc | 100
hydro | Safe Harbor | 3175_G_7 | 3175 | G | 7 |  | Hydro |  | PJM_WMAC | Pennsylvania | 42 | Lancaster | 71 | 42071 | 32 | 0 | 1933 | 9999 |  |  | N | Hydro | [13 empty] | 0 | 0 | 0 | 0 | [11 empty] | Safe Harbor Water Power Corp | 100 | Brookfield Asset Management Inc | 100
hydro | Safe Harbor | 3175_G_2 | 3175 | G | 2 |  | Hydro |  | PJM_WMAC | Pennsylvania | 42 | Lancaster | 71 | 42071 | 33 | 0 | 1934 | 9999 |  |  | N | Hydro | [13 empty] | 0 | 0 | 0 | 0 | [11 empty] | Safe Harbor Water Power Corp | 100 | Brookfield Asset Management Inc | 100
hydro | Safe Harbor | 3175_G_1 | 3175 | G | 1 |  | Hydro |  | PJM_WMAC | Pennsylvania | 42 | Lancaster | 71 | 42071 | 33 | 0 | 1940 | 9999 |  |  | N | Hydro | [13 empty] | 0 | 0 | 0 | 0 | [11 empty] | Safe Harbor Water Power Corp | 100 | Brookfield Asset Management Inc | 100
hydro | Safe Harbor | 3175_G_10 | 3175 | G | 10 |  | Hydro |  | PJM_WMAC | Pennsylvania | 42 | Lancaster | 71 | 42071 | 37.5 | 0 | 1985 | 9999 |  |  | N | Hydro | [13 empty] | 0 | 0 | 0 | 0 | [11 empty] | Safe Harbor Water Power Corp | 100 | Brookfield Asset Management Inc | 100
hydro | Safe Harbor | 3175_G_12 | 3175 | G | 12 |  | Hydro |  | PJM_WMAC | Pennsylvania | 42 | Lancaster | 71 | 42071 | 37.5 | 0 | 1985 | 9999 |  |  | N | Hydro | [13 empty] | 0 | 0 | 0 | 0 | [11 empty] | Safe Harbor Water Power Corp | 100 | Brookfield Asset Management Inc | 100
hydro | Safe Harbor | 3175_G_8 | 3175 | G | 8 |  | Hydro |  | PJM_WMAC | Pennsylvania | 42 | Lancaster | 71 | 42071 | 37.5 | 0 | 1985 | 9999 |  |  | N | Hydro | [13 empty] | 0 | 0 | 0 | 0 | [11 empty] | Safe Harbor Water Power Corp | 100 | Brookfield Asset Management Inc | 100
hydro | Safe Harbor | 3175_G_11 | 3175 | G | 11 |  | Hydro |  | PJM_WMAC | Pennsylvania | 42 | Lancaster | 71 | 42071 | 37.5 | 0 | 1986 | 9999 |  |  | N | Hydro | [13 empty] | 0 | 0 | 0 | 0 | [11 empty] | Safe Harbor Water Power Corp | 100 | Brookfield Asset Management Inc | 100
hydro | Safe Harbor | 3175_G_9 | 3175 | G | 9 |  | Hydro |  | PJM_WMAC | Pennsylvania | 42 | Lancaster | 71 | 42071 | 37.5 | 0 | 1986 | 9999 |  |  | N | Hydro | [13 empty] | 0 | 0 | 0 | 0 | [11 empty] | Safe Harbor Water Power Corp | 100 | Brookfield Asset Management Inc | 100
natural gas combined cycle | Hunlock Power Station | 3176_G_3 | 3176 | G | 3 |  | Combined Cycle |  | PJM_WMAC | Pennsylvania | 42 | Luzerne | 79 | 42079 | 29 | 8196 | 1959 | 9999 |  |  | N | Natural Gas |  |  |  |  | SCR | [8 empty] | 0.13186 | 0.013768 | 0.13186 | 0.013768 | [11 empty] | UGI Utilities Inc | 100 | UGI Corp | 100
natural gas combined cycle | Hunlock Power Station | 3176_G_5 | 3176 | G | 5 | 90563 | Combined Cycle |  | PJM_WMAC | Pennsylvania | 42 | Luzerne | 79 | 42079 | 49.2 | 8196 | 2011 | 9999 |  |  | N | Natural Gas |  |  |  | H2O | SCR | [8 empty] | 0.13186 | 0.013768 | 0.13186 | 0.013768 | [11 empty] | UGI Utilities Inc | 100 | UGI Corp | 100
natural gas combined cycle | Hunlock Power Station | 3176_G_6 | 3176 | G | 6 | 90564 | Combined Cycle |  | PJM_WMAC | Pennsylvania | 42 | Luzerne | 79 | 42079 | 48.5 | 8196 | 2011 | 9999 |  |  | N | Natural Gas |  |  |  | H2O | SCR | [8 empty] | 0.13186 | 0.013768 | 0.13186 | 0.013768 | [11 empty] | UGI Utilities Inc | 100 | UGI Corp | 100
natural gas combined cycle | Manchester Street | 3236_G_G10A | 3236 | G | G10A | 2191 | Combined Cycle |  | NENGREST | Rhode Island | 44 | Providence | 7 | 44007 | 110.1 | 8070 | 1995 | 9999 |  |  | N | Natural Gas, Distillate Fuel Oil |  |  |  | DLNB + STM | SCR | [8 empty] | 0.02777 | 0.02777 | 0.02777 | 0.02777 | [11 empty] | Manchester Street LLC | 100 | Starwood Capital Group Global LLC | 100
natural gas combined cycle | Manchester Street | 3236_G_G11A | 3236 | G | G11A | 2192 | Combined Cycle |  | NENGREST | Rhode Island | 44 | Providence | 7 | 44007 | 110.2 | 8070 | 1995 | 9999 |  |  | N | Natural Gas, Distillate Fuel Oil |  |  |  | DLNB + STM | SCR | [8 empty] | 0.02992 | 0.02992 | 0.02992 | 0.02992 | [11 empty] | Manchester Street LLC | 100 | Starwood Capital Group Global LLC | 100
natural gas combined cycle | Manchester Street | 3236_G_GE10 | 3236 | G | GE10 | 2191 | Combined Cycle |  | NENGREST | Rhode Island | 44 | Providence | 7 | 44007 | 46.9 | 8070 | 1995 | 9999 |  |  | N | Natural Gas, Distillate Fuel Oil |  |  |  | DLNB + STM | SCR | [8 empty] | 0.02777 | 0.02777 | 0.02777 | 0.02777 | [11 empty] | Manchester Street LLC | 100 | Starwood Capital Group Global LLC | 100
natural gas combined cycle | Manchester Street | 3236_G_GE11 | 3236 | G | GE11 | 2192 | Combined Cycle |  | NENGREST | Rhode Island | 44 | Providence | 7 | 44007 | 46.8 | 8070 | 1995 | 9999 |  |  | N | Natural Gas, Distillate Fuel Oil |  |  |  | DLNB + STM | SCR | [8 empty] | 0.02992 | 0.02992 | 0.02992 | 0.02992 | [11 empty] | Manchester Street LLC | 100 | Starwood Capital Group Global LLC | 100
natural gas combined cycle | Manchester Street | 3236_G_GE9A | 3236 | G | GE9A | 2196 | Combined Cycle |  | NENGREST | Rhode Island | 44 | Providence | 7 | 44007 | 110.1 | 8070 | 1995 | 9999 |  |  | N | Natural Gas, Distillate Fuel Oil |  |  |  | DLNB + STM | SCR | [8 empty] | 0.031582 | 0.031582 | 0.031582 | 0.031582 | [11 empty] | Manchester Street LLC | 100 | Starwood Capital Group Global LLC | 100
natural gas combined cycle | Manchester Street | 3236_G_GEN9 | 3236 | G | GEN9 | 2196 | Combined Cycle |  | NENGREST | Rhode Island | 44 | Providence | 7 | 44007 | 46.9 | 8070 | 1995 | 9999 |  |  | N | Natural Gas, Distillate Fuel Oil |  |  |  | DLNB + STM | SCR | [8 empty] | 0.031582 | 0.031582 | 0.031582 | 0.031582 | [11 empty] | Manchester Street LLC | 100 | Starwood Capital Group Global LLC | 100
natural gas peaker | Darlington County | 3250_G_12 | 3250 | G | 12 | 2199 | Combustion Turbine |  | S_VACA | South Carolina | 45 | Darlington | 31 | 45031 | 118 | 13636 | 1997 | 9999 |  |  | N | Natural Gas, Distillate Fuel Oil |  |  |  | H2O | [8 empty] | 3.5 | 0.08334 | 0.08334 | 0.08334 | 0.08334 | [11 empty] | Duke Energy Progress | 100 | Duke Energy Corp | 100
natural gas peaker | Darlington County | 3250_G_13 | 3250 | G | 13 | 2200 | Combustion Turbine |  | S_VACA | South Carolina | 45 | Darlington | 31 | 45031 | 116 | 13636 | 1997 | 9999 |  |  | N | Natural Gas, Distillate Fuel Oil |  |  |  | H2O | [8 empty] | 3.5 | 0.09686 | 0.09686 | 0.09686 | 0.09686 | [11 empty] | Duke Energy Progress | 100 | Duke Energy Corp | 100
nuclear | H B Robinson | 3251_G_2 | 3251 | G | 2 |  | Nuclear |  | S_VACA | South Carolina | 45 | Darlington | 31 | 45031 | 741 | 10456 | 1971 | 9999 |  |  | N | Nuclear Fuel | [13 empty] | 0 | 0 | 0 | 0 | [11 empty] | Duke Energy Progress | 100 | Duke Energy Corp | 100
hydro | Boyds Mill Hydro | 3253_G_1 | 3253 | G | 1 |  | Hydro |  | S_VACA | South Carolina | 45 | Greenville | 45 | 45045 | 0.7 | 0 | 1996 | 9999 |  |  | N | Hydro | [13 empty] | 0 | 0 | 0 | 0 | [11 empty] | Northbrook Carolina Hydro LLC | 100 | Ares Management LP | 100
hydro | Boyds Mill Hydro | 3253_G_2 | 3253 | G | 2 |  | Hydro |  | S_VACA | South Carolina | 45 | Greenville | 45 | 45045 | 0.7 | 0 | 1996 | 9999 |  |  | N | Hydro | [13 empty] | 0 | 0 | 0 | 0 | [11 empty] | Northbrook Carolina Hydro LLC | 100 | Ares Management LP | 100
hydro | Buzzard Roost | 3254_G_HC1 | 3254 | G | HC1 |  | Hydro |  | S_VACA | South Carolina | 45 | Greenwood | 47 | 45047 | 2.3 | 0 | 1940 | 9999 |  |  | N | Hydro | [13 empty] | 0 | 0 | 0 | 0 | [11 empty] | Greenwood SC (City of) | 100 | Greenwood SC (City of) | 100
hydro | Buzzard Roost | 3254_G_HC2 | 3254 | G | HC2 |  | Hydro |  | S_VACA | South Carolina | 45 | Greenwood | 47 | 45047 | 2.3 | 0 | 1940 | 9999 |  |  | N | Hydro | [13 empty] | 0 | 0 | 0 | 0 | [11 empty] | Greenwood SC (City of) | 100 | Greenwood SC (City of) | 100
hydro | Buzzard Roost | 3254_G_HC3 | 3254 | G | HC3 |  | Hydro |  | S_VACA | South Carolina | 45 | Greenwood | 47 | 45047 | 2.3 | 0 | 1940 | 9999 |  |  | N | Hydro | [13 empty] | 0 | 0 | 0 | 0 | [11 empty] | Greenwood SC (City of) | 100 | Greenwood SC (City of) | 100
hydro | Cedar Creek | 3255_G_1 | 3255 | G | 1 |  | Hydro |  | S_VACA | South Carolina | 45 | Lancaster | 57 | 45057 | 15 | 0 | 1926 | 9999 |  |  | N | Hydro | [13 empty] | 0 | 0 | 0 | 0 | [11 empty] | Duke Energy Carolinas | 100 | Duke Energy Corp | 100
hydro | Cedar Creek | 3255_G_2 | 3255 | G | 2 |  | Hydro |  | S_VACA | South Carolina | 45 | Lancaster | 57 | 45057 | 15 | 0 | 1926 | 9999 |  |  | N | Hydro | [13 empty] | 0 | 0 | 0 | 0 | [11 empty] | Duke Energy Carolinas | 100 | Duke Energy Corp | 100
hydro | Cedar Creek | 3255_G_3 | 3255 | G | 3 |  | Hydro |  | S_VACA | South Carolina | 45 | Lancaster | 57 | 45057 | 15 | 0 | 1926 | 9999 |  |  | N | Hydro | [13 empty] | 0 | 0 | 0 | 0 | [11 empty] | Duke Energy Carolinas | 100 | Duke Energy Corp | 100
hydro | Dearborn | 3256_G_1 | 3256 | G | 1 |  | Hydro |  | S_VACA | South Carolina | 45 | Chester | 23 | 45023 | 14 | 0 | 1923 | 9999 |  |  | N | Hydro | [13 empty] | 0 | 0 | 0 | 0 | [11 empty] | Duke Energy Carolinas | 100 | Duke Energy Corp | 100
hydro | Dearborn | 3256_G_2 | 3256 | G | 2 |  | Hydro |  | S_VACA | South Carolina | 45 | Chester | 23 | 45023 | 14 | 0 | 1923 | 9999 |  |  | N | Hydro | [13 empty] | 0 | 0 | 0 | 0 | [11 empty] | Duke Energy Carolinas | 100 | Duke Energy Corp | 100
hydro | Dearborn | 3256_G_3 | 3256 | G | 3 |  | Hydro |  | S_VACA | South Carolina | 45 | Chester | 23 | 45023 | 14 | 0 | 1923 | 9999 |  |  | N | Hydro | [13 empty] | 0 | 0 | 0 | 0 | [11 empty] | Duke Energy Carolinas | 100 | Duke Energy Corp | 100
hydro | Fishing Creek | 3257_G_1 | 3257 | G | 1 |  | Hydro |  | S_VACA | South Carolina | 45 | Chester | 23 | 45023 | 11 | 0 | 1916 | 9999 |  |  | N | Hydro | [13 empty] | 0 | 0 | 0 | 0 | [11 empty] | Duke Energy Carolinas | 100 | Duke Energy Corp | 100
hydro | Fishing Creek | 3257_G_2 | 3257 | G | 2 |  | Hydro |  | S_VACA | South Carolina | 45 | Chester | 23 | 45023 | 10 | 0 | 1916 | 9999 |  |  | N | Hydro | [13 empty] | 0 | 0 | 0 | 0 | [11 empty] | Duke Energy Carolinas | 100 | Duke Energy Corp | 100
hydro | Fishing Creek | 3257_G_3 | 3257 | G | 3 |  | Hydro |  | S_VACA | South Carolina | 45 | Chester | 23 | 45023 | 10 | 0 | 1916 | 9999 |  |  | N | Hydro | [13 empty] | 0 | 0 | 0 | 0 | [11 empty] | Duke Energy Carolinas | 100 | Duke Energy Corp | 100
hydro | Fishing Creek | 3257_G_4 | 3257 | G | 4 |  | Hydro |  | S_VACA | South Carolina | 45 | Chester | 23 | 45023 | 11 | 0 | 1916 | 9999 |  |  | N | Hydro | [13 empty] | 0 | 0 | 0 | 0 | [11 empty] | Duke Energy Carolinas | 100 | Duke Energy Corp | 100
hydro | Fishing Creek | 3257_G_5 | 3257 | G | 5 |  | Hydro |  | S_VACA | South Carolina | 45 | Chester | 23 | 45023 | 8 | 0 | 1916 | 9999 |  |  | N | Hydro | [13 empty] | 0 | 0 | 0 | 0 | [11 empty] | Duke Energy Carolinas | 100 | Duke Energy Corp | 100
hydro | Gaston Shoals | 3258_G_3 | 3258 | G | 3 |  | Hydro |  | S_VACA | South Carolina | 45 | Cherokee | 21 | 45021 | 1 | 0 | 1908 | 9999 |  |  | N | Hydro | [13 empty] | 0 | 0 | 0 | 0 | [11 empty] | Northbrook Energy LLC | 100 | Northbrook Energy LLC | 100
hydro | Gaston Shoals | 3258_G_4 | 3258 | G | 4 |  | Hydro |  | S_VACA | South Carolina | 45 | Cherokee | 21 | 45021 | 2 | 0 | 1908 | 9999 |  |  | N | Hydro | [13 empty] | 0 | 0 | 0 | 0 | [11 empty] | Northbrook Energy LLC | 100 | Northbrook Energy LLC | 100
hydro | Gaston Shoals | 3258_G_5 | 3258 | G | 5 |  | Hydro |  | S_VACA | South Carolina | 45 | Cherokee | 21 | 45021 | 2 | 0 | 1908 | 9999 |  |  | N | Hydro | [13 empty] | 0 | 0 | 0 | 0 | [11 empty] | Northbrook Energy LLC | 100 | Northbrook Energy LLC | 100
hydro | Gaston Shoals | 3258_G_6 | 3258 | G | 6 |  | Hydro |  | S_VACA | South Carolina | 45 | Cherokee | 21 | 45021 | 2.5 | 0 | 1927 | 9999 |  |  | N | Hydro | [13 empty] | 0 | 0 | 0 | 0 | [11 empty] | Northbrook Energy LLC | 100 | Northbrook Energy LLC | 100
hydro | Great Falls (SC) | 3259_G_1 | 3259 | G | 1 |  | Hydro |  | S_VACA | South Carolina | 45 | Chester | 23 | 45023 | 3 | 0 | 1907 | 9999 |  |  | N | Hydro | [13 empty] | 0 | 0 | 0 | 0 | [11 empty] | Duke Energy Carolinas | 100 | Duke Energy Corp | 100
hydro | Great Falls (SC) | 3259_G_2 | 3259 | G | 2 |  | Hydro |  | S_VACA | South Carolina | 45 | Chester | 23 | 45023 | 3 | 0 | 1907 | 9999 |  |  | N | Hydro | [13 empty] | 0 | 0 | 0 | 0 | [11 empty] | Duke Energy Carolinas | 100 | Duke Energy Corp | 100
hydro | Great Falls (SC) | 3259_G_5 | 3259 | G | 5 |  | Hydro |  | S_VACA | South Carolina | 45 | Chester | 23 | 45023 | 3 | 0 | 1907 | 9999 |  |  | N | Hydro | [13 empty] | 0 | 0 | 0 | 0 | [11 empty] | Duke Energy Carolinas | 100 | Duke Energy Corp | 100
hydro | Great Falls (SC) | 3259_G_6 | 3259 | G | 6 |  | Hydro |  | S_VACA | South Carolina | 45 | Chester | 23 | 45023 | 3 | 0 | 1907 | 9999 |  |  | N | Hydro | [13 empty] | 0 | 0 | 0 | 0 | [11 empty] | Duke Energy Carolinas | 100 | Duke Energy Corp | 100
hydro | Hollidays Bridge Hydro | 3261_G_1 | 3261 | G | 1 |  | Hydro |  | S_VACA | South Carolina | 45 | Anderson | 7 | 45007 | 1.2 | 0 | 1996 | 9999 |  |  | N | Hydro | [13 empty] | 0 | 0 | 0 | 0 | [11 empty] | Northbrook Carolina Hydro LLC | 100 | Ares Management LP | 100
hydro | Hollidays Bridge Hydro | 3261_G_2 | 3261 | G | 2 |  | Hydro |  | S_VACA | South Carolina | 45 | Anderson | 7 | 45007 | 1.2 | 0 | 1996 | 9999 |  |  | N | Hydro | [13 empty] | 0 | 0 | 0 | 0 | [11 empty] | Northbrook Carolina Hydro LLC | 100 | Ares Management LP | 100
hydro | Hollidays Bridge Hydro | 3261_G_3 | 3261 | G | 3 |  | Hydro |  | S_VACA | South Carolina | 45 | Anderson | 7 | 45007 | 1.2 | 0 | 1996 | 9999 |  |  | N | Hydro | [13 empty] | 0 | 0 | 0 | 0 | [11 empty] | Northbrook Carolina Hydro LLC | 100 | Ares Management LP | 100
hydro | Hollidays Bridge Hydro | 3261_G_4 | 3261 | G | 4 |  | Hydro |  | S_VACA | South Carolina | 45 | Anderson | 7 | 45007 | 1.2 | 0 | 1996 | 9999 |  |  | N | Hydro | [13 empty] | 0 | 0 | 0 | 0 | [11 empty] | Northbrook Carolina Hydro LLC | 100 | Ares Management LP | 100
0 | Jocassee | 3262_G_1 | 3262 | G | 1 |  | Pumped Storage |  | S_VACA | South Carolina | 45 | Pickens | 77 | 45077 | 195 | 0 | 1973 | 9999 |  |  | N | Pumped Storage | [13 empty] | 0 | 0 | 0 | 0 | [11 empty] | Duke Energy Carolinas | 100 | Duke Energy Corp | 100
0 | Jocassee | 3262_G_2 | 3262 | G | 2 |  | Pumped Storage |  | S_VACA | South Carolina | 45 | Pickens | 77 | 45077 | 195 | 0 | 1973 | 9999 |  |  | N | Pumped Storage | [13 empty] | 0 | 0 | 0 | 0 | [11 empty] | Duke Energy Carolinas | 100 | Duke Energy Corp | 100
0 | Jocassee | 3262_G_3 | 3262 | G | 3 |  | Pumped Storage |  | S_VACA | South Carolina | 45 | Pickens | 77 | 45077 | 195 | 0 | 1975 | 9999 |  |  | N | Pumped Storage | [13 empty] | 0 | 0 | 0 | 0 | [11 empty] | Duke Energy Carolinas | 100 | Duke Energy Corp | 100
0 | Jocassee | 3262_G_4 | 3262 | G | 4 |  | Pumped Storage |  | S_VACA | South Carolina | 45 | Pickens | 77 | 45077 | 195 | 0 | 1975 | 9999 |  |  | N | Pumped Storage | [13 empty] | 0 | 0 | 0 | 0 | [11 empty] | Duke Energy Carolinas | 100 | Duke Energy Corp | 100
natural gas peaker | W S Lee | 3264_G_7 | 3264 | G | 7 | 89636 | Combustion Turbine |  | S_VACA | South Carolina | 45 | Anderson | 7 | 45007 | 42 | 10745 | 2007 | 9999 |  |  | N | Natural Gas, Distillate Fuel Oil |  |  |  | H2O | [8 empty] | 3.5 | 0.11196 | 0.11196 | 0.11196 | 0.11196 | [11 empty] | Duke Energy Carolinas | 100 | Duke Energy Corp | 100
natural gas peaker | W S Lee | 3264_G_8 | 3264 | G | 8 | 89637 | Combustion Turbine |  | S_VACA | South Carolina | 45 | Anderson | 7 | 45007 | 42 | 10745 | 2007 | 9999 |  |  | N | Natural Gas, Distillate Fuel Oil |  |  |  | H2O | [8 empty] | 3.5 | 0.0901 | 0.0901 | 0.0901 | 0.0901 | [11 empty] | Duke Energy Carolinas | 100 | Duke Energy Corp | 100
natural gas combined cycle | W S Lee | 3264_G_CT11 | 3264 | G | CT11 | 91015 | Combined Cycle |  | S_VACA | South Carolina | 45 | Anderson | 7 | 45007 | 237 | 7050 | 2018 | 9999 |  |  | N | Natural Gas |  |  |  | DLNB | SCR | [8 empty] | 0.0094544 | 0.0094544 | 0.0094544 | 0.0094544 | [11 empty] | Duke Energy Carolinas | 87.27 | Duke Energy Corp | 87.27
natural gas combined cycle | W S Lee | 3264_G_CT12 | 3264 | G | CT12 | 91016 | Combined Cycle |  | S_VACA | South Carolina | 45 | Anderson | 7 | 45007 | 236 | 7050 | 2018 | 9999 |  |  | N | Natural Gas |  |  |  | DLNB | SCR | [8 empty] | 0.0094544 | 0.0094544 | 0.0094544 | 0.0094544 | [11 empty] | Duke Energy Carolinas | 87.27 | Duke Energy Corp | 87.27
natural gas combined cycle | W S Lee | 3264_G_ST10 | 3264 | G | ST10 | 91015 | Combined Cycle |  | S_VACA | South Carolina | 45 | Anderson | 7 | 45007 | 313 | 7050 | 2018 | 9999 |  |  | N | Natural Gas |  |  |  |  | SCR | [8 empty] | 0.0094544 | 0.0094544 | 0.0094544 | 0.0094544 | [11 empty] | Duke Energy Carolinas | 87.27 | Duke Energy Corp | 87.27
nuclear | Oconee | 3265_G_1 | 3265 | G | 1 |  | Nuclear |  | S_VACA | South Carolina | 45 | Oconee | 73 | 45073 | 847 | 10456 | 1973 | 9999 |  |  | N | Nuclear Fuel | [13 empty] | 0 | 0 | 0 | 0 | [11 empty] | Duke Energy Carolinas | 100 | Duke Energy Corp | 100
nuclear | Oconee | 3265_G_2 | 3265 | G | 2 |  | Nuclear |  | S_VACA | South Carolina | 45 | Oconee | 73 | 45073 | 848 | 10456 | 1974 | 9999 |  |  | N | Nuclear Fuel | [13 empty] | 0 | 0 | 0 | 0 | [11 empty] | Duke Energy Carolinas | 100 | Duke Energy Corp | 100
nuclear | Oconee | 3265_G_3 | 3265 | G | 3 |  | Nuclear |  | S_VACA | South Carolina | 45 | Oconee | 73 | 45073 | 859 | 10456 | 1974 | 9999 |  |  | N | Nuclear Fuel | [13 empty] | 0 | 0 | 0 | 0 | [11 empty] | Duke Energy Carolinas | 100 | Duke Energy Corp | 100
hydro | Saluda Dam | 3267_G_1 | 3267 | G | 1 |  | Hydro |  | S_VACA | South Carolina | 45 | Greenville | 45 | 45045 | 0.6 | 0 | 1996 | 9999 |  |  | N | Hydro | [13 empty] | 0 | 0 | 0 | 0 | [11 empty] | Northbrook Carolina Hydro LLC | 100 | Ares Management LP | 100
hydro | Saluda Dam | 3267_G_2 | 3267 | G | 2 |  | Hydro |  | S_VACA | South Carolina | 45 | Greenville | 45 | 45045 | 0.6 | 0 | 1996 | 9999 |  |  | N | Hydro | [13 empty] | 0 | 0 | 0 | 0 | [11 empty] | Northbrook Carolina Hydro LLC | 100 | Ares Management LP | 100
hydro | Saluda Dam | 3267_G_3 | 3267 | G | 3 |  | Hydro |  | S_VACA | South Carolina | 45 | Greenville | 45 | 45045 | 0.6 | 0 | 1996 | 9999 |  |  | N | Hydro | [13 empty] | 0 | 0 | 0 | 0 | [11 empty] | Northbrook Carolina Hydro LLC | 100 | Ares Management LP | 100
hydro | Saluda Dam | 3267_G_4 | 3267 | G | 4 |  | Hydro |  | S_VACA | South Carolina | 45 | Greenville | 45 | 45045 | 0.6 | 0 | 1996 | 9999 |  |  | N | Hydro | [13 empty] | 0 | 0 | 0 | 0 | [11 empty] | Northbrook Carolina Hydro LLC | 100 | Ares Management LP | 100
hydro | Wateree Hydro | 3270_G_1 | 3270 | G | 1 |  | Hydro |  | S_VACA | South Carolina | 45 | Kershaw | 55 | 45055 | 17 | 0 | 1919 | 9999 |  |  | N | Hydro | [13 empty] | 0 | 0 | 0 | 0 | [11 empty] | Duke Energy Carolinas | 100 | Duke Energy Corp | 100
hydro | Wateree Hydro | 3270_G_2 | 3270 | G | 2 |  | Hydro |  | S_VACA | South Carolina | 45 | Kershaw | 55 | 45055 | 17 | 0 | 1919 | 9999 |  |  | N | Hydro | [13 empty] | 0 | 0 | 0 | 0 | [11 empty] | Duke Energy Carolinas | 100 | Duke Energy Corp | 100
hydro | Wateree Hydro | 3270_G_3 | 3270 | G | 3 |  | Hydro |  | S_VACA | South Carolina | 45 | Kershaw | 55 | 45055 | 17 | 0 | 1919 | 9999 |  |  | N | Hydro | [13 empty] | 0 | 0 | 0 | 0 | [11 empty] | Duke Energy Carolinas | 100 | Duke Energy Corp | 100
hydro | Wateree Hydro | 3270_G_4 | 3270 | G | 4 |  | Hydro |  | S_VACA | South Carolina | 45 | Kershaw | 55 | 45055 | 17 | 0 | 1919 | 9999 |  |  | N | Hydro | [13 empty] | 0 | 0 | 0 | 0 | [11 empty] | Duke Energy Carolinas | 100 | Duke Energy Corp | 100
hydro | Wateree Hydro | 3270_G_5 | 3270 | G | 5 |  | Hydro |  | S_VACA | South Carolina | 45 | Kershaw | 55 | 45055 | 17 | 0 | 1919 | 9999 |  |  | N | Hydro | [13 empty] | 0 | 0 | 0 | 0 | [11 empty] | Duke Energy Carolinas | 100 | Duke Energy Corp | 100
hydro | Wylie | 3271_G_1 | 3271 | G | 1 |  | Hydro |  | S_VACA | South Carolina | 45 | York | 91 | 45091 | 18 | 0 | 1925 | 9999 |  |  | N | Hydro | [13 empty] | 0 | 0 | 0 | 0 | [11 empty] | Duke Energy Carolinas | 100 | Duke Energy Corp | 100
hydro | Wylie | 3271_G_2 | 3271 | G | 2 |  | Hydro |  | S_VACA | South Carolina | 45 | York | 91 | 45091 | 18 | 0 | 1925 | 9999 |  |  | N | Hydro | [13 empty] | 0 | 0 | 0 | 0 | [11 empty] | Duke Energy Carolinas | 100 | Duke Energy Corp | 100
hydro | Wylie | 3271_G_3 | 3271 | G | 3 |  | Hydro |  | S_VACA | South Carolina | 45 | York | 91 | 45091 | 18 | 0 | 1925 | 9999 |  |  | N | Hydro | [13 empty] | 0 | 0 | 0 | 0 | [11 empty] | Duke Energy Carolinas | 100 | Duke Energy Corp | 100
hydro | Wylie | 3271_G_4 | 3271 | G | 4 |  | Hydro |  | S_VACA | South Carolina | 45 | York | 91 | 45091 | 18 | 0 | 1925 | 9999 |  |  | N | Hydro | [13 empty] | 0 | 0 | 0 | 0 | [11 empty] | Duke Energy Carolinas | 100 | Duke Energy Corp | 100
hydro | 99 Islands | 3272_G_1 | 3272 | G | 1 |  | Hydro |  | S_VACA | South Carolina | 45 | Cherokee | 21 | 45021 | 4.2 | 0 | 1910 | 9999 |  |  | N | Hydro | [13 empty] | 0 | 0 | 0 | 0 | [11 empty] | Duke Energy Carolinas | 100 | Duke Energy Corp | 100
hydro | 99 Islands | 3272_G_2 | 3272 | G | 2 |  | Hydro |  | S_VACA | South Carolina | 45 | Cherokee | 21 | 45021 | 3.4 | 0 | 1910 | 9999 |  |  | N | Hydro | [13 empty] | 0 | 0 | 0 | 0 | [11 empty] | Duke Energy Carolinas | 100 | Duke Energy Corp | 100
hydro | 99 Islands | 3272_G_3 | 3272 | G | 3 |  | Hydro |  | S_VACA | South Carolina | 45 | Cherokee | 21 | 45021 | 4.2 | 0 | 1910 | 9999 |  |  | N | Hydro | [13 empty] | 0 | 0 | 0 | 0 | [11 empty] | Duke Energy Carolinas | 100 | Duke Energy Corp | 100
hydro | 99 Islands | 3272_G_4 | 3272 | G | 4 |  | Hydro |  | S_VACA | South Carolina | 45 | Cherokee | 21 | 45021 | 3.4 | 0 | 1910 | 9999 |  |  | N | Hydro | [13 empty] | 0 | 0 | 0 | 0 | [11 empty] | Duke Energy Carolinas | 100 | Duke Energy Corp | 100
hydro | Lockhart | 3275_G_2 | 3275 | G | 2 |  | Hydro |  | S_VACA | South Carolina | 45 | Union | 87 | 45087 | 4.2 | 0 | 1921 | 9999 |  |  | N | Hydro | [13 empty] | 0 | 0 | 0 | 0 | [11 empty] | Lockhart Power Co | 100 | Milliken & Co | 100
hydro | Lockhart | 3275_G_HY1 | 3275 | G | HY1 |  | Hydro |  | S_VACA | South Carolina | 45 | Union | 87 | 45087 | 4.2 | 0 | 1921 | 9999 |  |  | N | Hydro | [13 empty] | 0 | 0 | 0 | 0 | [11 empty] | Lockhart Power Co | 100 | Milliken & Co | 100
hydro | Lockhart | 3275_G_HY3 | 3275 | G | HY3 |  | Hydro |  | S_VACA | South Carolina | 45 | Union | 87 | 45087 | 4.2 | 0 | 1921 | 9999 |  |  | N | Hydro | [13 empty] | 0 | 0 | 0 | 0 | [11 empty] | Lockhart Power Co | 100 | Milliken & Co | 100
hydro | Lockhart | 3275_G_HY4 | 3275 | G | HY4 |  | Hydro |  | S_VACA | South Carolina | 45 | Union | 87 | 45087 | 4.2 | 0 | 1921 | 9999 |  |  | N | Hydro | [13 empty] | 0 | 0 | 0 | 0 | [11 empty] | Lockhart Power Co | 100 | Milliken & Co | 100
hydro | Lockhart | 3275_G_HY5 | 3275 | G | HY5 |  | Hydro |  | S_VACA | South Carolina | 45 | Union | 87 | 45087 | 1.2 | 0 | 1921 | 9999 |  |  | N | Hydro | [13 empty] | 0 | 0 | 0 | 0 | [11 empty] | Lockhart Power Co | 100 | Milliken & Co | 100
natural gas peaker | Hagood | 3285_G_4 | 3285 | G | 4 | 2225 | Combustion Turbine |  | S_VACA | South Carolina | 45 | Charleston | 19 | 45019 | 88 | 11803 | 1991 | 9999 |  |  | N | Natural Gas, Distillate Fuel Oil |  |  |  | H2O | [8 empty] | 2.3 | 0.18262 | 0.18262 | 0.18262 | 0.18262 | [11 empty] | Dominion Energy South Carolina | 100 | Dominion Energy Inc | 100
natural gas peaker | Hagood | 3285_G_5 | 3285 | G | 5 |  | Combustion Turbine |  | S_VACA | South Carolina | 45 | Charleston | 19 | 45019 | 18 | 11820 | 2009 | 9999 |  |  | N | Natural Gas, Distillate Fuel Oil | [13 empty] | 0.23894 | 0.23894 | 0.23894 | 0.23894 | [11 empty] | Dominion Energy South Carolina | 100 | Dominion Energy Inc | 100
natural gas peaker | Hagood | 3285_G_6 | 3285 | G | 6 |  | Combustion Turbine |  | S_VACA | South Carolina | 45 | Charleston | 19 | 45019 | 20 | 11806 | 2010 | 9999 |  |  | N | Natural Gas, Distillate Fuel Oil | [13 empty] | 0.23894 | 0.23894 | 0.23894 | 0.23894 | [11 empty] | Dominion Energy South Carolina | 100 | Dominion Energy Inc | 100
natural gas steam turbine | McMeekin | 3287_B_MCM1 | 3287 | B | MCM1 | 2226 | O/G Steam |  | S_VACA | South Carolina | 45 | Lexington | 63 | 45063 | 125 | 10076 | 1958 | 9999 | tangential | dry | N | Natural Gas |  |  |  | LNC2 | [8 empty] | 3.5 | 0.07209 | 0.07209 | 0.07209 | 0.07209 | [11 empty] | Dominion Energy South Carolina | 100 | Dominion Energy Inc | 100
natural gas steam turbine | McMeekin | 3287_B_MCM2 | 3287 | B | MCM2 | 2227 | O/G Steam |  | S_VACA | South Carolina | 45 | Lexington | 63 | 45063 | 125 | 10226 | 1958 | 9999 | tangential | dry | N | Natural Gas |  |  |  | LNC2 | [8 empty] | 3.5 | 0.07352 | 0.07352 | 0.07352 | 0.07352 | [11 empty] | Dominion Energy South Carolina | 100 | Dominion Energy Inc | 100
hydro | Neal Shoals | 3289_G_1 | 3289 | G | 1 |  | Hydro |  | S_VACA | South Carolina | 45 | Union | 87 | 45087 | 1.1 | 0 | 1905 | 9999 |  |  | N | Hydro | [13 empty] | 0 | 0 | 0 | 0 | [11 empty] | Dominion Energy South Carolina | 100 | Dominion Energy Inc | 100
hydro | Neal Shoals | 3289_G_2 | 3289 | G | 2 |  | Hydro |  | S_VACA | South Carolina | 45 | Union | 87 | 45087 | 1.1 | 0 | 1905 | 9999 |  |  | N | Hydro | [13 empty] | 0 | 0 | 0 | 0 | [11 empty] | Dominion Energy South Carolina | 100 | Dominion Energy Inc | 100
hydro | Neal Shoals | 3289_G_3 | 3289 | G | 3 |  | Hydro |  | S_VACA | South Carolina | 45 | Union | 87 | 45087 | 1.1 | 0 | 1905 | 9999 |  |  | N | Hydro | [13 empty] | 0 | 0 | 0 | 0 | [11 empty] | Dominion Energy South Carolina | 100 | Dominion Energy Inc | 100
hydro | Neal Shoals | 3289_G_4 | 3289 | G | 4 |  | Hydro |  | S_VACA | South Carolina | 45 | Union | 87 | 45087 | 1.1 | 0 | 1905 | 9999 |  |  | N | Hydro | [13 empty] | 0 | 0 | 0 | 0 | [11 empty] | Dominion Energy South Carolina | 100 | Dominion Energy Inc | 100
hydro | Parr Hydro | 3290_G_1 | 3290 | G | 1 |  | Hydro |  | S_VACA | South Carolina | 45 | Fairfield | 39 | 45039 | 2.5 | 0 | 1914 | 9999 |  |  | N | Hydro | [13 empty] | 0 | 0 | 0 | 0 | [11 empty] | Dominion Energy South Carolina | 100 | Dominion Energy Inc | 100
hydro | Parr Hydro | 3290_G_2 | 3290 | G | 2 |  | Hydro |  | S_VACA | South Carolina | 45 | Fairfield | 39 | 45039 | 2.5 | 0 | 1914 | 9999 |  |  | N | Hydro | [13 empty] | 0 | 0 | 0 | 0 | [11 empty] | Dominion Energy South Carolina | 100 | Dominion Energy Inc | 100
hydro | Parr Hydro | 3290_G_3 | 3290 | G | 3 |  | Hydro |  | S_VACA | South Carolina | 45 | Fairfield | 39 | 45039 | 2.5 | 0 | 1914 | 9999 |  |  | N | Hydro | [13 empty] | 0 | 0 | 0 | 0 | [11 empty] | Dominion Energy South Carolina | 100 | Dominion Energy Inc | 100
hydro | Parr Hydro | 3290_G_4 | 3290 | G | 4 |  | Hydro |  | S_VACA | South Carolina | 45 | Fairfield | 39 | 45039 | 2.5 | 0 | 1914 | 9999 |  |  | N | Hydro | [13 empty] | 0 | 0 | 0 | 0 | [11 empty] | Dominion Energy South Carolina | 100 | Dominion Energy Inc | 100
hydro | Parr Hydro | 3290_G_5 | 3290 | G | 5 |  | Hydro |  | S_VACA | South Carolina | 45 | Fairfield | 39 | 45039 | 2.5 | 0 | 1914 | 9999 |  |  | N | Hydro | [13 empty] | 0 | 0 | 0 | 0 | [11 empty] | Dominion Energy South Carolina | 100 | Dominion Energy Inc | 100
hydro | Parr Hydro | 3290_G_6 | 3290 | G | 6 |  | Hydro |  | S_VACA | South Carolina | 45 | Fairfield | 39 | 45039 | 2.5 | 0 | 1921 | 9999 |  |  | N | Hydro | [13 empty] | 0 | 0 | 0 | 0 | [11 empty] | Dominion Energy South Carolina | 100 | Dominion Energy Inc | 100
hydro | Saluda Lexington | 3293_G_1 | 3293 | G | 1 |  | Hydro |  | S_VACA | South Carolina | 45 | Lexington | 63 | 45063 | 32.5 | 0 | 1930 | 9999 |  |  | N | Hydro | [13 empty] | 0 | 0 | 0 | 0 | [11 empty] | Dominion Energy South Carolina | 100 | Dominion Energy Inc | 100
hydro | Saluda Lexington | 3293_G_2 | 3293 | G | 2 |  | Hydro |  | S_VACA | South Carolina | 45 | Lexington | 63 | 45063 | 32.5 | 0 | 1930 | 9999 |  |  | N | Hydro | [13 empty] | 0 | 0 | 0 | 0 | [11 empty] | Dominion Energy South Carolina | 100 | Dominion Energy Inc | 100
hydro | Saluda Lexington | 3293_G_3 | 3293 | G | 3 |  | Hydro |  | S_VACA | South Carolina | 45 | Lexington | 63 | 45063 | 35 | 0 | 1930 | 9999 |  |  | N | Hydro | [13 empty] | 0 | 0 | 0 | 0 | [11 empty] | Dominion Energy South Carolina | 100 | Dominion Energy Inc | 100
hydro | Saluda Lexington | 3293_G_4 | 3293 | G | 4 |  | Hydro |  | S_VACA | South Carolina | 45 | Lexington | 63 | 45063 | 32.5 | 0 | 1930 | 9999 |  |  | N | Hydro | [13 empty] | 0 | 0 | 0 | 0 | [11 empty] | Dominion Energy South Carolina | 100 | Dominion Energy Inc | 100
hydro | Saluda Lexington | 3293_G_5 | 3293 | G | 5 |  | Hydro |  | S_VACA | South Carolina | 45 | Lexington | 63 | 45063 | 82 | 0 | 1971 | 9999 |  |  | N | Hydro | [13 empty] | 0 | 0 | 0 | 0 | [11 empty] | Dominion Energy South Carolina | 100 | Dominion Energy Inc | 100
natural gas combined cycle | Urquhart | 3295_G_1 | 3295 | G | 1 | 8330 | Combined Cycle |  | S_VACA | South Carolina | 45 | Aiken | 3 | 45003 | 64 | 7915 | 1953 | 9999 | other |  | N | Natural Gas, Distillate Fuel Oil |  |  |  | LNB | [9 empty] | 0.023844 | 0.023844 | 0.023844 | 0.023844 | [11 empty] | Dominion Energy South Carolina | 100 | Dominion Energy Inc | 100
natural gas combined cycle | Urquhart | 3295_G_2 | 3295 | G | 2 | 8332 | Combined Cycle |  | S_VACA | South Carolina | 45 | Aiken | 3 | 45003 | 64 | 7915 | 1954 | 9999 | other |  | N | Natural Gas, Distillate Fuel Oil |  |  |  | LNB | [9 empty] | 0.028326 | 0.028326 | 0.028326 | 0.028326 | [11 empty] | Dominion Energy South Carolina | 100 | Dominion Energy Inc | 100
natural gas steam turbine | Urquhart | 3295_B_URQ3 | 3295 | B | URQ3 | 2230 | O/G Steam |  | S_VACA | South Carolina | 45 | Aiken | 3 | 45003 | 95 | 11063 | 1955 | 9999 | tangential | dry | N | Natural Gas |  |  |  | LNC2 | [9 empty] | 0.08103 | 0.08103 | 0.08103 | 0.08103 | [11 empty] | Dominion Energy South Carolina | 100 | Dominion Energy Inc | 100
natural gas peaker | Urquhart | 3295_G_GT1 | 3295 | G | GT1 |  | Combustion Turbine |  | S_VACA | South Carolina | 45 | Aiken | 3 | 45003 | 13 | 10745 | 1969 | 9999 |  |  | N | Natural Gas, Distillate Fuel Oil | [12 empty] | 3.5 | 0.01225 | 0.01225 | 0.01225 | 0.01225 | [11 empty] | Dominion Energy South Carolina | 100 | Dominion Energy Inc | 100
natural gas peaker | Urquhart | 3295_G_GT2 | 3295 | G | GT2 |  | Combustion Turbine |  | S_VACA | South Carolina | 45 | Aiken | 3 | 45003 | 14 | 10745 | 1969 | 9999 |  |  | N | Natural Gas, Distillate Fuel Oil | [12 empty] | 3.5 | 0.09629 | 0.09629 | 0.09629 | 0.09629 | [11 empty] | Dominion Energy South Carolina | 100 | Dominion Energy Inc | 100
natural gas peaker | Urquhart | 3295_G_GT3 | 3295 | G | GT3 |  | Combustion Turbine |  | S_VACA | South Carolina | 45 | Aiken | 3 | 45003 | 11 | 10745 | 1969 | 9999 |  |  | N | Natural Gas, Distillate Fuel Oil | [12 empty] | 3.5 | 0.09148 | 0.09148 | 0.09148 | 0.09148 | [11 empty] | Dominion Energy South Carolina | 100 | Dominion Energy Inc | 100
natural gas peaker | Urquhart | 3295_G_GT4 | 3295 | G | GT4 | 2231 | Combustion Turbine |  | S_VACA | South Carolina | 45 | Aiken | 3 | 45003 | 48 | 10745 | 1999 | 9999 |  |  | N | Natural Gas, Distillate Fuel Oil |  |  |  | H2O | [8 empty] | 3.5 | 0.09783 | 0.09783 | 0.09783 | 0.09783 | [11 empty] | Dominion Energy South Carolina | 100 | Dominion Energy Inc | 100
natural gas combined cycle | Urquhart | 3295_G_CT1 | 3295 | G | CT1 | 8330 | Combined Cycle |  | S_VACA | South Carolina | 45 | Aiken | 3 | 45003 | 162 | 7915 | 2002 | 9999 |  |  | N | Natural Gas, Distillate Fuel Oil |  |  |  | DLNB + H2O | [9 empty] | 0.023844 | 0.023844 | 0.023844 | 0.023844 | [11 empty] | Dominion Energy South Carolina | 100 | Dominion Energy Inc | 100
natural gas combined cycle | Urquhart | 3295_G_CT2 | 3295 | G | CT2 | 8332 | Combined Cycle |  | S_VACA | South Carolina | 45 | Aiken | 3 | 45003 | 168 | 7915 | 2002 | 9999 |  |  | N | Natural Gas, Distillate Fuel Oil |  |  |  | DLNB + H2O | [9 empty] | 0.028326 | 0.028326 | 0.028326 | 0.028326 | [11 empty] | Dominion Energy South Carolina | 100 | Dominion Energy Inc | 100
hard coal | Wateree | 3297_B_WAT1 | 3297 | B | WAT1 | 2232 | Coal Steam |  | S_VACA | South Carolina | 45 | Richland | 79 | 45079 | 342 | 10329 | 1970 | 2029 | wall | dry | N | Bituminous | Wet Scrubber | 2010 | 0.978 | LNB | SCR | 2003 |  | ESPC + B | No | ACI | 2015 |  | 3.5 | 0.4972 | 0.13121 | 0.4972 | 0.13121 | 0.05 | 0.1 | 0.1 | 0.99 | [7 empty] | Dominion Energy South Carolina | 100 | Dominion Energy Inc | 100
hard coal | Wateree | 3297_B_WAT2 | 3297 | B | WAT2 | 2233 | Coal Steam |  | S_VACA | South Carolina | 45 | Richland | 79 | 45079 | 342 | 10280 | 1971 | 2029 | wall | dry | N | Bituminous | Wet Scrubber | 2010 | 0.978 | LNB | SCR | 2003 |  | B | NA | ACI | 2015 |  | 3.5 | 0.4022 | 0.17532 | 0.4022 | 0.17532 | 0.05 | 0.1 | 0.1 | 0.99 | [7 empty] | Dominion Energy South Carolina | 100 | Dominion Energy Inc | 100
hard coal | Williams | 3298_B_WIL1 | 3298 | B | WIL1 | 2234 | Coal Steam |  | S_VACA | South Carolina | 45 | Berkeley | 15 | 45015 | 605 | 9833 | 1973 | 2029 | tangential | dry | N | Bituminous | Wet Scrubber | 2010 | 0.97 | LNC1 | SCR | 2004 |  | ESPC | No | ACI | 2015 |  | 2.3 | 0.5469 | 0.18288 | 0.5469 | 0.18288 | 0.05 | 0.1 | 0.1 | 0.99 | [7 empty] | South Carolina Generating Co Inc | 100 | Dominion Energy Inc | 100
hydro | Rocky River (SC) | 3305_G_1 | 3305 | G | 1 |  | Hydro |  | S_VACA | South Carolina | 45 | Anderson | 7 | 45007 | 1.8 | 0 | 1941 | 9999 |  |  | N | Hydro | [13 empty] | 0 | 0 | 0 | 0 | [11 empty] | Abbeville SC (City of) | 100 | Abbeville SC (City of) | 100
hydro | Rocky River (SC) | 3305_G_2 | 3305 | G | 2 |  | Hydro |  | S_VACA | South Carolina | 45 | Anderson | 7 | 45007 | 0.8 | 0 | 1941 | 9999 |  |  | N | Hydro | [13 empty] | 0 | 0 | 0 | 0 | [11 empty] | Abbeville SC (City of) | 100 | Abbeville SC (City of) | 100
natural gas peaker | Rocky River (SC) | 3305_G_IC2 | 3305 | G | IC2 |  | Combustion Turbine | IC Engine | S_VACA | South Carolina | 45 | Anderson | 7 | 45007 | 1 | 10745 | 2013 | 9999 |  |  | N | Distillate Fuel Oil | [13 empty] | 1.6498 | 1.6498 | 1.6498 | 1.6498 | [11 empty] | Abbeville SC (City of) | 100 | Abbeville SC (City of) | 100
natural gas peaker | Hilton Head | 3318_G_1 | 3318 | G | 1 | 88281 | Combustion Turbine |  | S_VACA | South Carolina | 45 | Beaufort | 13 | 45013 | 19 | 24821 | 1973 | 9999 |  |  | N | Distillate Fuel Oil | [12 empty] | 3.5 | 1.1956 | 1.1956 | 1.1956 | 1.1956 | [11 empty] | Central Electric Power Coop Inc (SC) | 100 | Central Electric Power Coop Inc | 100
natural gas peaker | Hilton Head | 3318_G_2 | 3318 | G | 2 | 88282 | Combustion Turbine |  | S_VACA | South Carolina | 45 | Beaufort | 13 | 45013 | 19 | 24821 | 1974 | 9999 |  |  | N | Distillate Fuel Oil | [12 empty] | 3.5 | 1.3333 | 1.3333 | 1.3333 | 1.3333 | [11 empty] | Santee Cooper | 100 | Santee Cooper | 100
natural gas peaker | Hilton Head | 3318_G_3 | 3318 | G | 3 | 88283 | Combustion Turbine |  | S_VACA | South Carolina | 45 | Beaufort | 13 | 45013 | 52 | 24818 | 1979 | 9999 |  |  | N | Distillate Fuel Oil |  |  |  | H2O | [8 empty] | 0.77 | 1.1999 | 1.1999 | 1.1999 | 1.1999 | [11 empty] | Santee Cooper | 100 | Santee Cooper | 100
hydro | Jefferies | 3319_G_H1 | 3319 | G | H1 |  | Hydro |  | S_VACA | South Carolina | 45 | Berkeley | 15 | 45015 | 29 | 0 | 1942 | 9999 |  |  | N | Hydro | [13 empty] | 0 | 0 | 0 | 0 | [11 empty] | Santee Cooper | 100 | Santee Cooper | 100
hydro | Jefferies | 3319_G_H2 | 3319 | G | H2 |  | Hydro |  | S_VACA | South Carolina | 45 | Berkeley | 15 | 45015 | 36 | 0 | 1942 | 9999 |  |  | N | Hydro | [13 empty] | 0 | 0 | 0 | 0 | [11 empty] | Santee Cooper | 100 | Santee Cooper | 100
hydro | Jefferies | 3319_G_H3 | 3319 | G | H3 |  | Hydro |  | S_VACA | South Carolina | 45 | Berkeley | 15 | 45015 | 29 | 0 | 1942 | 9999 |  |  | N | Hydro | [13 empty] | 0 | 0 | 0 | 0 | [11 empty] | Santee Cooper | 100 | Santee Cooper | 100
hydro | Jefferies | 3319_G_H4 | 3319 | G | H4 |  | Hydro |  | S_VACA | South Carolina | 45 | Berkeley | 15 | 45015 | 36 | 0 | 1942 | 9999 |  |  | N | Hydro | [13 empty] | 0 | 0 | 0 | 0 | [11 empty] | Santee Cooper | 100 | Santee Cooper | 100
hydro | Jefferies | 3319_G_H6 | 3319 | G | H6 |  | Hydro |  | S_VACA | South Carolina | 45 | Berkeley | 15 | 45015 | 11 | 0 | 1942 | 9999 |  |  | N | Hydro | [13 empty] | 0 | 0 | 0 | 0 | [11 empty] | Santee Cooper | 100 | Santee Cooper | 100
natural gas peaker | Myrtle Beach | 3320_G_2 | 3320 | G | 2 |  | Combustion Turbine |  | S_VACA | South Carolina | 45 | Horry | 51 | 45051 | 8 | 25000 | 1962 | 9999 |  |  | N | Distillate Fuel Oil | [12 empty] | 3.5 | 3.6073 | 3.6073 | 3.6073 | 3.6073 | [11 empty] | Santee Cooper | 100 | Santee Cooper | 100
natural gas peaker | Myrtle Beach | 3320_G_3 | 3320 | G | 3 | 88284 | Combustion Turbine |  | S_VACA | South Carolina | 45 | Horry | 51 | 45051 | 19 | 25000 | 1962 | 9999 |  |  | N | Distillate Fuel Oil | [12 empty] | 3.5 | 1.1997 | 1.1997 | 1.1997 | 1.1997 | [11 empty] | Santee Cooper | 100 | Santee Cooper | 100
natural gas peaker | Myrtle Beach | 3320_G_1 | 3320 | G | 1 |  | Combustion Turbine |  | S_VACA | South Carolina | 45 | Horry | 51 | 45051 | 8 | 25000 | 1972 | 9999 |  |  | N | Distillate Fuel Oil | [12 empty] | 3.5 | 2.7539 | 2.7539 | 2.7539 | 2.7539 | [11 empty] | Santee Cooper | 100 | Santee Cooper | 100
natural gas peaker | Myrtle Beach | 3320_G_4 | 3320 | G | 4 |  | Combustion Turbine |  | S_VACA | South Carolina | 45 | Horry | 51 | 45051 | 19 | 25000 | 1972 | 9999 |  |  | N | Distillate Fuel Oil | [12 empty] | 3.5 | 1.2005 | 1.2005 | 1.2005 | 1.2005 | [11 empty] | Santee Cooper | 100 | Santee Cooper | 100
natural gas peaker | Myrtle Beach | 3320_G_5 | 3320 | G | 5 | 88286 | Combustion Turbine |  | S_VACA | South Carolina | 45 | Horry | 51 | 45051 | 21 | 25000 | 1976 | 9999 |  |  | N | Distillate Fuel Oil | [12 empty] | 3.5 | 1.1967 | 1.1967 | 1.1967 | 1.1967 | [11 empty] | Santee Cooper | 100 | Santee Cooper | 100
hydro | Spillway | 3321_G_1 | 3321 | G | 1 |  | Hydro |  | S_VACA | South Carolina | 45 | Berkeley | 15 | 45015 | 2 | 0 | 1950 | 9999 |  |  | N | Hydro | [13 empty] | 0 | 0 | 0 | 0 | [11 empty] | Santee Cooper | 100 | Santee Cooper | 100
hydro | J Strom Thurmond | 3323_G_1 | 3323 | G | 1 |  | Hydro |  | S_VACA | South Carolina | 45 | McCormick | 65 | 45065 | 48 | 0 | 1953 | 9999 |  |  | N | Hydro | [13 empty] | 0 | 0 | 0 | 0 | [11 empty] | USACE Savannah District | 100 | U S Army Corps of Engineers | 100
hydro | J Strom Thurmond | 3323_G_2 | 3323 | G | 2 |  | Hydro |  | S_VACA | South Carolina | 45 | McCormick | 65 | 45065 | 48 | 0 | 1953 | 9999 |  |  | N | Hydro | [13 empty] | 0 | 0 | 0 | 0 | [11 empty] | USACE Savannah District | 100 | U S Army Corps of Engineers | 100
hydro | J Strom Thurmond | 3323_G_3 | 3323 | G | 3 |  | Hydro |  | S_VACA | South Carolina | 45 | McCormick | 65 | 45065 | 48 | 0 | 1953 | 9999 |  |  | N | Hydro | [13 empty] | 0 | 0 | 0 | 0 | [11 empty] | USACE Savannah District | 100 | U S Army Corps of Engineers | 100
hydro | J Strom Thurmond | 3323_G_4 | 3323 | G | 4 |  | Hydro |  | S_VACA | South Carolina | 45 | McCormick | 65 | 45065 | 48 | 0 | 1953 | 9999 |  |  | N | Hydro | [13 empty] | 0 | 0 | 0 | 0 | [11 empty] | USACE Savannah District | 100 | U S Army Corps of Engineers | 100
hydro | J Strom Thurmond | 3323_G_5 | 3323 | G | 5 |  | Hydro |  | S_VACA | South Carolina | 45 | McCormick | 65 | 45065 | 48 | 0 | 1954 | 9999 |  |  | N | Hydro | [13 empty] | 0 | 0 | 0 | 0 | [11 empty] | USACE Savannah District | 100 | U S Army Corps of Engineers | 100
hydro | J Strom Thurmond | 3323_G_6 | 3323 | G | 6 |  | Hydro |  | S_VACA | South Carolina | 45 | McCormick | 65 | 45065 | 48 | 0 | 1954 | 9999 |  |  | N | Hydro | [13 empty] | 0 | 0 | 0 | 0 | [11 empty] | USACE Savannah District | 100 | U S Army Corps of Engineers | 100
hydro | J Strom Thurmond | 3323_G_7 | 3323 | G | 7 |  | Hydro |  | S_VACA | South Carolina | 45 | McCormick | 65 | 45065 | 48 | 0 | 1954 | 9999 |  |  | N | Hydro | [13 empty] | 0 | 0 | 0 | 0 | [11 empty] | USACE Savannah District | 100 | U S Army Corps of Engineers | 100
natural gas peaker | Ben French | 3325_G_1 | 3325 | G | 1 |  | Combustion Turbine | IC Engine | WECC_WY | South Dakota | 46 | Pennington | 103 | 46103 | 2 | 25000 | 1965 | 9999 |  |  | N | Distillate Fuel Oil |  |  |  | other | [8 empty] | 3 | 1.6498 | 1.6498 | 1.6498 | 1.6498 | [11 empty] | Black Hills Power Inc | 100 | Black Hills Corp | 100
natural gas peaker | Ben French | 3325_G_2 | 3325 | G | 2 |  | Combustion Turbine | IC Engine | WECC_WY | South Dakota | 46 | Pennington | 103 | 46103 | 2 | 25000 | 1965 | 9999 |  |  | N | Distillate Fuel Oil | [12 empty] | 3 | 1.6498 | 1.6498 | 1.6498 | 1.6498 | [11 empty] | Black Hills Power Inc | 100 | Black Hills Corp | 100
natural gas peaker | Ben French | 3325_G_3 | 3325 | G | 3 |  | Combustion Turbine | IC Engine | WECC_WY | South Dakota | 46 | Pennington | 103 | 46103 | 2 | 25000 | 1965 | 9999 |  |  | N | Distillate Fuel Oil | [12 empty] | 3 | 1.6498 | 1.6498 | 1.6498 | 1.6498 | [11 empty] | Black Hills Power Inc | 100 | Black Hills Corp | 100
natural gas peaker | Ben French | 3325_G_4 | 3325 | G | 4 |  | Combustion Turbine | IC Engine | WECC_WY | South Dakota | 46 | Pennington | 103 | 46103 | 2 | 25000 | 1965 | 9999 |  |  | N | Distillate Fuel Oil | [12 empty] | 3 | 1.6498 | 1.6498 | 1.6498 | 1.6498 | [11 empty] | Black Hills Power Inc | 100 | Black Hills Corp | 100
natural gas peaker | Ben French | 3325_G_5 | 3325 | G | 5 |  | Combustion Turbine | IC Engine | WECC_WY | South Dakota | 46 | Pennington | 103 | 46103 | 2 | 25000 | 1965 | 9999 |  |  | N | Distillate Fuel Oil | [12 empty] | 3 | 1.6498 | 1.6498 | 1.6498 | 1.6498 | [11 empty] | Black Hills Power Inc | 100 | Black Hills Corp | 100
natural gas peaker | Ben French | 3325_G_GT1 | 3325 | G | GT1 |  | Combustion Turbine |  | WECC_WY | South Dakota | 46 | Pennington | 103 | 46103 | 17 | 22873 | 1977 | 9999 |  |  | N | Natural Gas, Distillate Fuel Oil | [12 empty] | 3 | 0.89184 | 0.89184 | 0.89184 | 0.89184 | [11 empty] | Black Hills Power Inc | 100 | Black Hills Corp | 100
natural gas peaker | Ben French | 3325_G_GT2 | 3325 | G | GT2 |  | Combustion Turbine |  | WECC_WY | South Dakota | 46 | Pennington | 103 | 46103 | 17 | 22879 | 1977 | 9999 |  |  | N | Natural Gas, Distillate Fuel Oil | [12 empty] | 3 | 0.37005 | 0.37005 | 0.37005 | 0.37005 | [11 empty] | Black Hills Power Inc | 100 | Black Hills Corp | 100
natural gas peaker | Ben French | 3325_G_GT3 | 3325 | G | GT3 |  | Combustion Turbine |  | WECC_WY | South Dakota | 46 | Pennington | 103 | 46103 | 17 | 22879 | 1978 | 9999 |  |  | N | Natural Gas, Distillate Fuel Oil | [12 empty] | 3 | 0.11305 | 0.11305 | 0.11305 | 0.11305 | [11 empty] | Black Hills Power Inc | 100 | Black Hills Corp | 100
natural gas peaker | Ben French | 3325_G_GT4 | 3325 | G | GT4 |  | Combustion Turbine |  | WECC_WY | South Dakota | 46 | Pennington | 103 | 46103 | 17 | 22879 | 1979 | 9999 |  |  | N | Natural Gas, Distillate Fuel Oil | [12 empty] | 3 | 0.19926 | 0.19926 | 0.19926 | 0.19926 | [11 empty] | Black Hills Power Inc | 100 | Black Hills Corp | 100
natural gas peaker | Aberdeen CT | 3338_G_GT1 | 3338 | G | GT1 |  | Combustion Turbine |  | SPP_WAUE | South Dakota | 46 | Brown | 13 | 46013 | 20.5 | 12205 | 1978 | 9999 |  |  | N | Distillate Fuel Oil | [12 empty] | 3 | 1.01 | 1.01 | 1.01 | 1.01 | [11 empty] | NorthWestern Corp | 100 | NorthWestern Corp | 100
natural gas peaker | Aberdeen CT | 3338_G_2 | 3338 | G | 2 | 90796 | Combustion Turbine |  | SPP_WAUE | South Dakota | 46 | Brown | 13 | 46013 | 52 | 12205 | 2013 | 9999 |  |  | N | Natural Gas, Distillate Fuel Oil |  |  |  | H2O | [9 empty] | 0.37748 | 0.37748 | 0.37748 | 0.37748 | [11 empty] | NorthWestern Corp | 100 | NorthWestern Corp | 100
natural gas peaker | Clark (SD) | 3341_G_1 | 3341 | G | 1 |  | Combustion Turbine | IC Engine | SPP_WAUE | South Dakota | 46 | Clark | 25 | 46025 | 2.6 | 12283 | 1970 | 9999 |  |  | N | Distillate Fuel Oil | [12 empty] | 3 | 1.6498 | 1.6498 | 1.6498 | 1.6498 | [11 empty] | NorthWestern Corp | 100 | NorthWestern Corp | 100
natural gas peaker | Faulkton | 3342_G_1 | 3342 | G | 1 |  | Combustion Turbine | IC Engine | SPP_WAUE | South Dakota | 46 | Faulk | 49 | 46049 | 2.5 | 12283 | 1969 | 9999 |  |  | N | Distillate Fuel Oil | [12 empty] | 3 | 1.6498 | 1.6498 | 1.6498 | 1.6498 | [11 empty] | NorthWestern Corp | 100 | NorthWestern Corp | 100
natural gas peaker | Lake Preston | 3352_G_1A | 3352 | G | 1A |  | Combustion Turbine |  | MIS_MAPP | South Dakota | 46 | Kingsbury | 77 | 46077 | 19.9 | 25000 | 1978 | 9999 |  |  | N | Distillate Fuel Oil | [12 empty] | 3 | 1.01 | 1.01 | 1.01 | 1.01 | [11 empty] | Otter Tail Power Co | 100 | Otter Tail Corp | 100
hydro | Oahe | 3356_G_1 | 3356 | G | 1 |  | Hydro |  | SPP_WAUE | South Dakota | 46 | Hughes | 65 | 46065 | 102 | 0 | 1962 | 9999 |  |  | N | Hydro | [13 empty] | 0 | 0 | 0 | 0 | [11 empty] | USACE Omaha District | 100 | U S Army Corps of Engineers | 100
hydro | Oahe | 3356_G_2 | 3356 | G | 2 |  | Hydro |  | SPP_WAUE | South Dakota | 46 | Hughes | 65 | 46065 | 102 | 0 | 1962 | 9999 |  |  | N | Hydro | [13 empty] | 0 | 0 | 0 | 0 | [11 empty] | USACE Omaha District | 100 | U S Army Corps of Engineers | 100
hydro | Oahe | 3356_G_3 | 3356 | G | 3 |  | Hydro |  | SPP_WAUE | South Dakota | 46 | Hughes | 65 | 46065 | 102 | 0 | 1962 | 9999 |  |  | N | Hydro | [13 empty] | 0 | 0 | 0 | 0 | [11 empty] | USACE Omaha District | 100 | U S Army Corps of Engineers | 100
hydro | Oahe | 3356_G_4 | 3356 | G | 4 |  | Hydro |  | SPP_WAUE | South Dakota | 46 | Hughes | 65 | 46065 | 102 | 0 | 1962 | 9999 |  |  | N | Hydro | [13 empty] | 0 | 0 | 0 | 0 | [11 empty] | USACE Omaha District | 100 | U S Army Corps of Engineers | 100
hydro | Oahe | 3356_G_5 | 3356 | G | 5 |  | Hydro |  | SPP_WAUE | South Dakota | 46 | Hughes | 65 | 46065 | 102 | 0 | 1963 | 9999 |  |  | N | Hydro | [13 empty] | 0 | 0 | 0 | 0 | [11 empty] | USACE Omaha District | 100 | U S Army Corps of Engineers | 100
hydro | Oahe | 3356_G_6 | 3356 | G | 6 |  | Hydro |  | SPP_WAUE | South Dakota | 46 | Hughes | 65 | 46065 | 102 | 0 | 1963 | 9999 |  |  | N | Hydro | [13 empty] | 0 | 0 | 0 | 0 | [11 empty] | USACE Omaha District | 100 | U S Army Corps of Engineers | 100
hydro | Oahe | 3356_G_7 | 3356 | G | 7 |  | Hydro |  | SPP_WAUE | South Dakota | 46 | Hughes | 65 | 46065 | 102 | 0 | 1963 | 9999 |  |  | N | Hydro | [13 empty] | 0 | 0 | 0 | 0 | [11 empty] | USACE Omaha District | 100 | U S Army Corps of Engineers | 100
hydro | Fort Randall | 3373_G_1 | 3373 | G | 1 |  | Hydro |  | SPP_WAUE | South Dakota | 46 | Charles Mix | 23 | 46023 | 45 | 0 | 1954 | 9999 |  |  | N | Hydro | [13 empty] | 0 | 0 | 0 | 0 | [11 empty] | USACE Omaha District | 100 | U S Army Corps of Engineers | 100
hydro | Fort Randall | 3373_G_2 | 3373 | G | 2 |  | Hydro |  | SPP_WAUE | South Dakota | 46 | Charles Mix | 23 | 46023 | 45 | 0 | 1954 | 9999 |  |  | N | Hydro | [13 empty] | 0 | 0 | 0 | 0 | [11 empty] | USACE Omaha District | 100 | U S Army Corps of Engineers | 100
hydro | Fort Randall | 3373_G_3 | 3373 | G | 3 |  | Hydro |  | SPP_WAUE | South Dakota | 46 | Charles Mix | 23 | 46023 | 45 | 0 | 1954 | 9999 |  |  | N | Hydro | [13 empty] | 0 | 0 | 0 | 0 | [11 empty] | USACE Omaha District | 100 | U S Army Corps of Engineers | 100
hydro | Fort Randall | 3373_G_4 | 3373 | G | 4 |  | Hydro |  | SPP_WAUE | South Dakota | 46 | Charles Mix | 23 | 46023 | 45 | 0 | 1954 | 9999 |  |  | N | Hydro | [13 empty] | 0 | 0 | 0 | 0 | [11 empty] | USACE Omaha District | 100 | U S Army Corps of Engineers | 100
hydro | Fort Randall | 3373_G_5 | 3373 | G | 5 |  | Hydro |  | SPP_WAUE | South Dakota | 46 | Charles Mix | 23 | 46023 | 45 | 0 | 1955 | 9999 |  |  | N | Hydro | [13 empty] | 0 | 0 | 0 | 0 | [11 empty] | USACE Omaha District | 100 | U S Army Corps of Engineers | 100
hydro | Fort Randall | 3373_G_6 | 3373 | G | 6 |  | Hydro |  | SPP_WAUE | South Dakota | 46 | Charles Mix | 23 | 46023 | 45 | 0 | 1955 | 9999 |  |  | N | Hydro | [13 empty] | 0 | 0 | 0 | 0 | [11 empty] | USACE Omaha District | 100 | U S Army Corps of Engineers | 100
hydro | Fort Randall | 3373_G_7 | 3373 | G | 7 |  | Hydro |  | SPP_WAUE | South Dakota | 46 | Charles Mix | 23 | 46023 | 45 | 0 | 1955 | 9999 |  |  | N | Hydro | [13 empty] | 0 | 0 | 0 | 0 | [11 empty] | USACE Omaha District | 100 | U S Army Corps of Engineers | 100
hydro | Fort Randall | 3373_G_8 | 3373 | G | 8 |  | Hydro |  | SPP_WAUE | South Dakota | 46 | Charles Mix | 23 | 46023 | 45 | 0 | 1956 | 9999 |  |  | N | Hydro | [13 empty] | 0 | 0 | 0 | 0 | [11 empty] | USACE Omaha District | 100 | U S Army Corps of Engineers | 100
hydro | Big Bend Dam | 3375_G_1 | 3375 | G | 1 |  | Hydro |  | SPP_WAUE | South Dakota | 46 | Buffalo | 17 | 46017 | 65 | 0 | 1964 | 9999 |  |  | N | Hydro | [13 empty] | 0 | 0 | 0 | 0 | [11 empty] | USACE Omaha District | 100 | U S Army Corps of Engineers | 100
hydro | Big Bend Dam | 3375_G_2 | 3375 | G | 2 |  | Hydro |  | SPP_WAUE | South Dakota | 46 | Buffalo | 17 | 46017 | 65 | 0 | 1964 | 9999 |  |  | N | Hydro | [13 empty] | 0 | 0 | 0 | 0 | [11 empty] | USACE Omaha District | 100 | U S Army Corps of Engineers | 100
hydro | Big Bend Dam | 3375_G_3 | 3375 | G | 3 |  | Hydro |  | SPP_WAUE | South Dakota | 46 | Buffalo | 17 | 46017 | 65 | 0 | 1965 | 9999 |  |  | N | Hydro | [13 empty] | 0 | 0 | 0 | 0 | [11 empty] | USACE Omaha District | 100 | U S Army Corps of Engineers | 100
hydro | Big Bend Dam | 3375_G_4 | 3375 | G | 4 |  | Hydro |  | SPP_WAUE | South Dakota | 46 | Buffalo | 17 | 46017 | 65 | 0 | 1965 | 9999 |  |  | N | Hydro | [13 empty] | 0 | 0 | 0 | 0 | [11 empty] | USACE Omaha District | 100 | U S Army Corps of Engineers | 100
hydro | Big Bend Dam | 3375_G_5 | 3375 | G | 5 |  | Hydro |  | SPP_WAUE | South Dakota | 46 | Buffalo | 17 | 46017 | 65 | 0 | 1965 | 9999 |  |  | N | Hydro | [13 empty] | 0 | 0 | 0 | 0 | [11 empty] | USACE Omaha District | 100 | U S Army Corps of Engineers | 100
hydro | Big Bend Dam | 3375_G_6 | 3375 | G | 6 |  | Hydro |  | SPP_WAUE | South Dakota | 46 | Buffalo | 17 | 46017 | 65 | 0 | 1965 | 9999 |  |  | N | Hydro | [13 empty] | 0 | 0 | 0 | 0 | [11 empty] | USACE Omaha District | 100 | U S Army Corps of Engineers | 100
hydro | Big Bend Dam | 3375_G_7 | 3375 | G | 7 |  | Hydro |  | SPP_WAUE | South Dakota | 46 | Buffalo | 17 | 46017 | 65 | 0 | 1966 | 9999 |  |  | N | Hydro | [13 empty] | 0 | 0 | 0 | 0 | [11 empty] | USACE Omaha District | 100 | U S Army Corps of Engineers | 100
hydro | Big Bend Dam | 3375_G_8 | 3375 | G | 8 |  | Hydro |  | SPP_WAUE | South Dakota | 46 | Buffalo | 17 | 46017 | 65 | 0 | 1966 | 9999 |  |  | N | Hydro | [13 empty] | 0 | 0 | 0 | 0 | [11 empty] | USACE Omaha District | 100 | U S Army Corps of Engineers | 100
natural gas combined cycle | Allen | 3393_G_CTG1 | 3393 | G | CTG1 | 91027 | Combined Cycle |  | S_C_TVA | Tennessee | 47 | Shelby | 157 | 47157 | 311.9 | 7050 | 2018 | 9999 |  |  | N | Natural Gas |  |  |  |  | SCR | [8 empty] | 0.011687 | 0.011687 | 0.011687 | 0.011687 | [11 empty] | Tennessee Valley Authority | 100 | Tennessee Valley Authority | 100
natural gas combined cycle | Allen | 3393_G_CTG2 | 3393 | G | CTG2 | 91028 | Combined Cycle |  | S_C_TVA | Tennessee | 47 | Shelby | 157 | 47157 | 311.9 | 7050 | 2018 | 9999 |  |  | N | Natural Gas |  |  |  |  | SCR | [8 empty] | 0.011687 | 0.011687 | 0.011687 | 0.011687 | [11 empty] | Tennessee Valley Authority | 100 | Tennessee Valley Authority | 100
natural gas combined cycle | Allen | 3393_G_STG1 | 3393 | G | STG1 | 91027 | Combined Cycle |  | S_C_TVA | Tennessee | 47 | Shelby | 157 | 47157 | 428.3 | 7050 | 2018 | 9999 |  |  | N | Natural Gas |  |  |  |  | SCR | [8 empty] | 0.011687 | 0.011687 | 0.011687 | 0.011687 | [11 empty] | Tennessee Valley Authority | 100 | Tennessee Valley Authority | 100
hydro | Apalachia | 3394_G_1 | 3394 | G | 1 |  | Hydro |  | S_C_TVA | Tennessee | 47 | Polk | 139 | 47139 | 41.2 | 0 | 1943 | 9999 |  |  | N | Hydro | [13 empty] | 0 | 0 | 0 | 0 | [11 empty] | Tennessee Valley Authority | 100 | Tennessee Valley Authority | 100
hydro | Apalachia | 3394_G_2 | 3394 | G | 2 |  | Hydro |  | S_C_TVA | Tennessee | 47 | Polk | 139 | 47139 | 41.2 | 0 | 1943 | 9999 |  |  | N | Hydro | [13 empty] | 0 | 0 | 0 | 0 | [11 empty] | Tennessee Valley Authority | 100 | Tennessee Valley Authority | 100
hydro | Boone Dam | 3395_G_1 | 3395 | G | 1 |  | Hydro |  | S_C_TVA | Tennessee | 47 | Sullivan | 163 | 47163 | 37.8 | 0 | 1953 | 9999 |  |  | N | Hydro | [13 empty] | 0 | 0 | 0 | 0 | [11 empty] | Tennessee Valley Authority | 100 | Tennessee Valley Authority | 100
hydro | Boone Dam | 3395_G_2 | 3395 | G | 2 |  | Hydro |  | S_C_TVA | Tennessee | 47 | Sullivan | 163 | 47163 | 37.8 | 0 | 1953 | 9999 |  |  | N | Hydro | [13 empty] | 0 | 0 | 0 | 0 | [11 empty] | Tennessee Valley Authority | 100 | Tennessee Valley Authority | 100
hydro | Boone Dam | 3395_G_3 | 3395 | G | 3 |  | Hydro |  | S_C_TVA | Tennessee | 47 | Sullivan | 163 | 47163 | 37.8 | 0 | 1953 | 9999 |  |  | N | Hydro | [13 empty] | 0 | 0 | 0 | 0 | [11 empty] | Tennessee Valley Authority | 100 | Tennessee Valley Authority | 100
hydro | Cherokee Dam | 3397_G_1 | 3397 | G | 1 |  | Hydro |  | S_C_TVA | Tennessee | 47 | Jefferson | 89 | 47089 | 37 | 0 | 1942 | 9999 |  |  | N | Hydro | [13 empty] | 0 | 0 | 0 | 0 | [11 empty] | Tennessee Valley Authority | 100 | Tennessee Valley Authority | 100
hydro | Cherokee Dam | 3397_G_3 | 3397 | G | 3 |  | Hydro |  | S_C_TVA | Tennessee | 47 | Jefferson | 89 | 47089 | 39.8 | 0 | 1942 | 9999 |  |  | N | Hydro | [13 empty] | 0 | 0 | 0 | 0 | [11 empty] | Tennessee Valley Authority | 100 | Tennessee Valley Authority | 100
hydro | Cherokee Dam | 3397_G_2 | 3397 | G | 2 |  | Hydro |  | S_C_TVA | Tennessee | 47 | Jefferson | 89 | 47089 | 39.8 | 0 | 1953 | 9999 |  |  | N | Hydro | [13 empty] | 0 | 0 | 0 | 0 | [11 empty] | Tennessee Valley Authority | 100 | Tennessee Valley Authority | 100
hydro | Cherokee Dam | 3397_G_4 | 3397 | G | 4 |  | Hydro |  | S_C_TVA | Tennessee | 47 | Jefferson | 89 | 47089 | 25 | 0 | 1953 | 9999 |  |  | N | Hydro | [13 empty] | 0 | 0 | 0 | 0 | [11 empty] | Tennessee Valley Authority | 100 | Tennessee Valley Authority | 100
hydro | Chickamauga | 3398_G_1 | 3398 | G | 1 |  | Hydro |  | S_C_TVA | Tennessee | 47 | Hamilton | 65 | 47065 | 35.4 | 0 | 1940 | 9999 |  |  | N | Hydro | [13 empty] | 0 | 0 | 0 | 0 | [11 empty] | Tennessee Valley Authority | 100 | Tennessee Valley Authority | 100
hydro | Chickamauga | 3398_G_2 | 3398 | G | 2 |  | Hydro |  | S_C_TVA | Tennessee | 47 | Hamilton | 65 | 47065 | 35.4 | 0 | 1940 | 9999 |  |  | N | Hydro | [13 empty] | 0 | 0 | 0 | 0 | [11 empty] | Tennessee Valley Authority | 100 | Tennessee Valley Authority | 100
hydro | Chickamauga | 3398_G_3 | 3398 | G | 3 |  | Hydro |  | S_C_TVA | Tennessee | 47 | Hamilton | 65 | 47065 | 35.4 | 0 | 1940 | 9999 |  |  | N | Hydro | [13 empty] | 0 | 0 | 0 | 0 | [11 empty] | Tennessee Valley Authority | 100 | Tennessee Valley Authority | 100
hydro | Chickamauga | 3398_G_4 | 3398 | G | 4 |  | Hydro |  | S_C_TVA | Tennessee | 47 | Hamilton | 65 | 47065 | 35.4 | 0 | 1952 | 9999 |  |  | N | Hydro | [13 empty] | 0 | 0 | 0 | 0 | [11 empty] | Tennessee Valley Authority | 100 | Tennessee Valley Authority | 100
hard coal | Cumberland (TN) | 3399_B_1 | 3399 | B | 1 | 2252 | Coal Steam |  | S_C_TVA | Tennessee | 47 | Stewart | 161 | 47161 | 1239 | 10158 | 1973 | 2029 | cell | dry | N | Bituminous | Wet Scrubber | 1995 | 0.95 | LNB + LNCB | SCR | 2003 |  | ESPC | No |  |  |  | 0.5 | 0.5562 | 0.08022 | 0.5562 | 0.08022 | 0.05 | 0.1 | 0.56 | 0.99 | Yes | 2007 | [5 empty] | Tennessee Valley Authority | 100 | Tennessee Valley Authority | 100
hydro | Douglas Dam | 3400_G_3 | 3400 | G | 3 |  | Hydro |  | S_C_TVA | Tennessee | 47 | Sevier | 155 | 47155 | 44.5 | 0 | 1943 | 9999 |  |  | N | Hydro | [13 empty] | 0 | 0 | 0 | 0 | [11 empty] | Tennessee Valley Authority | 100 | Tennessee Valley Authority | 100
hydro | Douglas Dam | 3400_G_1 | 3400 | G | 1 |  | Hydro |  | S_C_TVA | Tennessee | 47 | Sevier | 155 | 47155 | 44.2 | 0 | 1944 | 9999 |  |  | N | Hydro | [13 empty] | 0 | 0 | 0 | 0 | [11 empty] | Tennessee Valley Authority | 100 | Tennessee Valley Authority | 100
hydro | Douglas Dam | 3400_G_2 | 3400 | G | 2 |  | Hydro |  | S_C_TVA | Tennessee | 47 | Sevier | 155 | 47155 | 44.7 | 0 | 1949 | 9999 |  |  | N | Hydro | [13 empty] | 0 | 0 | 0 | 0 | [11 empty] | Tennessee Valley Authority | 100 | Tennessee Valley Authority | 100
hydro | Douglas Dam | 3400_G_4 | 3400 | G | 4 |  | Hydro |  | S_C_TVA | Tennessee | 47 | Sevier | 155 | 47155 | 44.5 | 0 | 1954 | 9999 |  |  | N | Hydro | [13 empty] | 0 | 0 | 0 | 0 | [11 empty] | Tennessee Valley Authority | 100 | Tennessee Valley Authority | 100
hydro | Fort Patrick Henry | 3401_G_2 | 3401 | G | 2 |  | Hydro |  | S_C_TVA | Tennessee | 47 | Sullivan | 163 | 47163 | 20.3 | 0 | 1953 | 9999 |  |  | N | Hydro | [13 empty] | 0 | 0 | 0 | 0 | [11 empty] | Tennessee Valley Authority | 100 | Tennessee Valley Authority | 100
hydro | Fort Patrick Henry | 3401_G_1 | 3401 | G | 1 |  | Hydro |  | S_C_TVA | Tennessee | 47 | Sullivan | 163 | 47163 | 20.4 | 0 | 1954 | 9999 |  |  | N | Hydro | [13 empty] | 0 | 0 | 0 | 0 | [11 empty] | Tennessee Valley Authority | 100 | Tennessee Valley Authority | 100
hydro | Fort Loudoun | 3402_G_2 | 3402 | G | 2 |  | Hydro |  | S_C_TVA | Tennessee | 47 | Loudon | 105 | 47105 | 37.7 | 0 | 1943 | 9999 |  |  | N | Hydro | [13 empty] | 0 | 0 | 0 | 0 | [11 empty] | Tennessee Valley Authority | 100 | Tennessee Valley Authority | 100
hydro | Fort Loudoun | 3402_G_1 | 3402 | G | 1 |  | Hydro |  | S_C_TVA | Tennessee | 47 | Loudon | 105 | 47105 | 39.9 | 0 | 1944 | 9999 |  |  | N | Hydro | [13 empty] | 0 | 0 | 0 | 0 | [11 empty] | Tennessee Valley Authority | 100 | Tennessee Valley Authority | 100
hydro | Fort Loudoun | 3402_G_3 | 3402 | G | 3 |  | Hydro |  | S_C_TVA | Tennessee | 47 | Loudon | 105 | 47105 | 45.3 | 0 | 1948 | 9999 |  |  | N | Hydro | [13 empty] | 0 | 0 | 0 | 0 | [11 empty] | Tennessee Valley Authority | 100 | Tennessee Valley Authority | 100
hydro | Fort Loudoun | 3402_G_4 | 3402 | G | 4 |  | Hydro |  | S_C_TVA | Tennessee | 47 | Loudon | 105 | 47105 | 45.3 | 0 | 1949 | 9999 |  |  | N | Hydro | [13 empty] | 0 | 0 | 0 | 0 | [11 empty] | Tennessee Valley Authority | 100 | Tennessee Valley Authority | 100
hard coal | Gallatin (TN) | 3403_B_1 | 3403 | B | 1 | 2254 | Coal Steam |  | S_C_TVA | Tennessee | 47 | Sumner | 165 | 47165 | 225 | 10662 | 1956 | 2032 | tangential | dry | N | Bituminous, Subbituminous | Dry Scrubber | 2016 | 0.936 | LNC2 | SCR | 2017 |  | ESPC + B | No | ACI | 2015 |  | 5 | 0.21963 | 0.05766 | 0.21963 | 0.05766 | 0.1 | 0.1 | 0.1 | 0.986 | [7 empty] | Tennessee Valley Authority | 100 | Tennessee Valley Authority | 100
hard coal | Gallatin (TN) | 3403_B_2 | 3403 | B | 2 | 2255 | Coal Steam |  | S_C_TVA | Tennessee | 47 | Sumner | 165 | 47165 | 225 | 10633 | 1957 | 2032 | tangential | dry | N | Bituminous, Subbituminous | Dry Scrubber | 2016 | 0.936 | LNC2 | SCR | 2017 |  | ESPC + B | No | ACI | 2016 |  | 5 | 0.21474 | 0.06115 | 0.21474 | 0.06115 | 0.1 | 0.1 | 0.1 | 0.986 | [7 empty] | Tennessee Valley Authority | 100 | Tennessee Valley Authority | 100
hard coal | Gallatin (TN) | 3403_B_3 | 3403 | B | 3 | 2256 | Coal Steam |  | S_C_TVA | Tennessee | 47 | Sumner | 165 | 47165 | 263 | 10669 | 1959 | 2032 | tangential | dry | N | Bituminous, Subbituminous | Dry Scrubber | 2016 | 0.936 | LNC2 | SCR | 2017 |  | ESPC + B | No | ACI | 2015 |  | 5 | 0.20411 | 0.05676 | 0.20411 | 0.05676 | 0.1 | 0.1 | 0.1 | 0.986 | [7 empty] | Tennessee Valley Authority | 100 | Tennessee Valley Authority | 100
hard coal | Gallatin (TN) | 3403_B_4 | 3403 | B | 4 | 2257 | Coal Steam |  | S_C_TVA | Tennessee | 47 | Sumner | 165 | 47165 | 263 | 10657 | 1959 | 2032 | tangential | dry | N | Bituminous, Subbituminous | Dry Scrubber | 2016 | 0.936 | LNC2 | SCR | 2017 |  | ESPC + B | No | ACI | 2015 |  | 5 | 0.20381 | 0.04435 | 0.20381 | 0.04435 | 0.1 | 0.1 | 0.1 | 0.986 | [7 empty] | Tennessee Valley Authority | 100 | Tennessee Valley Authority | 100
natural gas peaker | Gallatin (TN) | 3403_G_GT1 | 3403 | G | GT1 | 88162 | Combustion Turbine |  | S_C_TVA | Tennessee | 47 | Sumner | 165 | 47165 | 71.5 | 12635 | 1975 | 9999 |  |  | N | Natural Gas, Distillate Fuel Oil | [12 empty] | 5 | 0.40475 | 0.40475 | 0.40475 | 0.40475 | [11 empty] | Tennessee Valley Authority | 100 | Tennessee Valley Authority | 100
natural gas peaker | Gallatin (TN) | 3403_G_GT2 | 3403 | G | GT2 | 88163 | Combustion Turbine |  | S_C_TVA | Tennessee | 47 | Sumner | 165 | 47165 | 71.5 | 12635 | 1975 | 9999 |  |  | N | Natural Gas, Distillate Fuel Oil | [12 empty] | 5 | 0.38895 | 0.38895 | 0.38895 | 0.38895 | [11 empty] | Tennessee Valley Authority | 100 | Tennessee Valley Authority | 100
natural gas peaker | Gallatin (TN) | 3403_G_GT3 | 3403 | G | GT3 | 88164 | Combustion Turbine |  | S_C_TVA | Tennessee | 47 | Sumner | 165 | 47165 | 71.5 | 12635 | 1975 | 9999 |  |  | N | Natural Gas, Distillate Fuel Oil | [12 empty] | 5 | 0.523 | 0.523 | 0.523 | 0.523 | [11 empty] | Tennessee Valley Authority | 100 | Tennessee Valley Authority | 100
natural gas peaker | Gallatin (TN) | 3403_G_GT4 | 3403 | G | GT4 | 88165 | Combustion Turbine |  | S_C_TVA | Tennessee | 47 | Sumner | 165 | 47165 | 71.5 | 12635 | 1975 | 9999 |  |  | N | Natural Gas, Distillate Fuel Oil | [12 empty] | 5 | 0.38898 | 0.38898 | 0.38898 | 0.38898 | [11 empty] | Tennessee Valley Authority | 100 | Tennessee Valley Authority | 100
natural gas peaker | Gallatin (TN) | 3403_G_GT5 | 3403 | G | GT5 | 2258 | Combustion Turbine |  | S_C_TVA | Tennessee | 47 | Sumner | 165 | 47165 | 73.4 | 12635 | 2000 | 9999 |  |  | N | Natural Gas, Distillate Fuel Oil | [12 empty] | 5 | 0.03601 | 0.03601 | 0.03601 | 0.03601 | [11 empty] | Tennessee Valley Authority | 100 | Tennessee Valley Authority | 100
natural gas peaker | Gallatin (TN) | 3403_G_GT6 | 3403 | G | GT6 | 2259 | Combustion Turbine |  | S_C_TVA | Tennessee | 47 | Sumner | 165 | 47165 | 73.4 | 12635 | 2000 | 9999 |  |  | N | Natural Gas, Distillate Fuel Oil | [12 empty] | 5 | 0.03499 | 0.03499 | 0.03499 | 0.03499 | [11 empty] | Tennessee Valley Authority | 100 | Tennessee Valley Authority | 100
natural gas peaker | Gallatin (TN) | 3403_G_GT7 | 3403 | G | GT7 | 2260 | Combustion Turbine |  | S_C_TVA | Tennessee | 47 | Sumner | 165 | 47165 | 73.4 | 12635 | 2000 | 9999 |  |  | N | Natural Gas, Distillate Fuel Oil | [12 empty] | 5 | 0.0367 | 0.0367 | 0.0367 | 0.0367 | [11 empty] | Tennessee Valley Authority | 100 | Tennessee Valley Authority | 100
natural gas peaker | Gallatin (TN) | 3403_G_GT8 | 3403 | G | GT8 | 2261 | Combustion Turbine |  | S_C_TVA | Tennessee | 47 | Sumner | 165 | 47165 | 73.4 | 12635 | 2000 | 9999 |  |  | N | Natural Gas, Distillate Fuel Oil | [12 empty] | 5 | 0.03208 | 0.03208 | 0.03208 | 0.03208 | [11 empty] | Tennessee Valley Authority | 100 | Tennessee Valley Authority | 100
hydro | Great Falls (TN) | 3404_G_1 | 3404 | G | 1 |  | Hydro |  | S_C_TVA | Tennessee | 47 | Warren | 177 | 47177 | 15.9 | 0 | 1916 | 9999 |  |  | N | Hydro | [13 empty] | 0 | 0 | 0 | 0 | [11 empty] | Tennessee Valley Authority | 100 | Tennessee Valley Authority | 100
hydro | Great Falls (TN) | 3404_G_2 | 3404 | G | 2 |  | Hydro |  | S_C_TVA | Tennessee | 47 | Warren | 177 | 47177 | 19.5 | 0 | 1924 | 9999 |  |  | N | Hydro | [13 empty] | 0 | 0 | 0 | 0 | [11 empty] | Tennessee Valley Authority | 100 | Tennessee Valley Authority | 100
natural gas combined cycle | John Sevier | 3405_G_CTG1 | 3405 | G | CTG1 | 90657 | Combined Cycle |  | S_C_TVA | Tennessee | 47 | Hawkins | 73 | 47073 | 165 | 7176 | 2012 | 9999 |  |  | N | Natural Gas |  |  |  | DLNB + H2O | SCR | [8 empty] | 0.0097303 | 0.0097303 | 0.0097303 | 0.0097303 | [11 empty] | John Sevier Combined Cycle Generation LLC | 100 | John Sevier Combined Cycle Generation LLC | 100
natural gas combined cycle | John Sevier | 3405_G_CTG2 | 3405 | G | CTG2 | 90658 | Combined Cycle |  | S_C_TVA | Tennessee | 47 | Hawkins | 73 | 47073 | 165 | 7176 | 2012 | 9999 |  |  | N | Natural Gas |  |  |  | DLNB + H2O | SCR | [8 empty] | 0.0097303 | 0.0097303 | 0.0097303 | 0.0097303 | [11 empty] | John Sevier Combined Cycle Generation LLC | 100 | John Sevier Combined Cycle Generation LLC | 100
natural gas combined cycle | John Sevier | 3405_G_CTG3 | 3405 | G | CTG3 | 90659 | Combined Cycle |  | S_C_TVA | Tennessee | 47 | Hawkins | 73 | 47073 | 165 | 7176 | 2012 | 9999 |  |  | N | Natural Gas |  |  |  | DLNB + H2O | SCR | [8 empty] | 0.0097303 | 0.0097303 | 0.0097303 | 0.0097303 | [11 empty] | John Sevier Combined Cycle Generation LLC | 100 | John Sevier Combined Cycle Generation LLC | 100
natural gas combined cycle | John Sevier | 3405_G_STG1 | 3405 | G | STG1 | 90657 | Combined Cycle |  | S_C_TVA | Tennessee | 47 | Hawkins | 73 | 47073 | 383 | 7176 | 2012 | 9999 |  |  | N | Natural Gas |  |  |  | DLNB + H2O | SCR | [8 empty] | 0.0097303 | 0.0097303 | 0.0097303 | 0.0097303 | [11 empty] | John Sevier Combined Cycle Generation LLC | 100 | John Sevier Combined Cycle Generation LLC | 100
natural gas peaker | Johnsonville | 3406_G_G17 | 3406 | G | G17 | 2276 | Combustion Turbine |  | S_C_TVA | Tennessee | 47 | Humphreys | 85 | 47085 | 72.8 | 16592 | 2000 | 9999 |  |  | N | Natural Gas, Distillate Fuel Oil | [12 empty] | 3.4 | 0.03875 | 0.03875 | 0.03875 | 0.03875 | [11 empty] | Tennessee Valley Authority | 100 | Tennessee Valley Authority | 100
natural gas peaker | Johnsonville | 3406_G_G18 | 3406 | G | G18 | 2277 | Combustion Turbine |  | S_C_TVA | Tennessee | 47 | Humphreys | 85 | 47085 | 72.8 | 16591 | 2000 | 9999 |  |  | N | Natural Gas, Distillate Fuel Oil | [12 empty] | 3.4 | 0.0309 | 0.0309 | 0.0309 | 0.0309 | [11 empty] | Tennessee Valley Authority | 100 | Tennessee Valley Authority | 100
natural gas peaker | Johnsonville | 3406_G_G19 | 3406 | G | G19 | 2278 | Combustion Turbine |  | S_C_TVA | Tennessee | 47 | Humphreys | 85 | 47085 | 72.8 | 16591 | 2000 | 9999 |  |  | N | Natural Gas, Distillate Fuel Oil | [12 empty] | 3.4 | 0.03504 | 0.03504 | 0.03504 | 0.03504 | [11 empty] | Tennessee Valley Authority | 100 | Tennessee Valley Authority | 100
natural gas peaker | Johnsonville | 3406_G_G20 | 3406 | G | G20 | 2279 | Combustion Turbine |  | S_C_TVA | Tennessee | 47 | Humphreys | 85 | 47085 | 72.8 | 16591 | 2000 | 9999 |  |  | N | Natural Gas, Distillate Fuel Oil |  |  |  |  | SCR | [7 empty] | 3.4 | 0.00622 | 0.006 | 0.00622 | 0.006 | [11 empty] | Tennessee Valley Authority | 100 | Tennessee Valley Authority | 100
hydro | Melton Hill | 3408_G_1 | 3408 | G | 1 |  | Hydro |  | S_C_TVA | Tennessee | 47 | Loudon | 105 | 47105 | 39.5 | 0 | 1964 | 9999 |  |  | N | Hydro | [13 empty] | 0 | 0 | 0 | 0 | [11 empty] | Tennessee Valley Authority | 100 | Tennessee Valley Authority | 100
hydro | Melton Hill | 3408_G_2 | 3408 | G | 2 |  | Hydro |  | S_C_TVA | Tennessee | 47 | Loudon | 105 | 47105 | 39.7 | 0 | 1964 | 9999 |  |  | N | Hydro | [13 empty] | 0 | 0 | 0 | 0 | [11 empty] | Tennessee Valley Authority | 100 | Tennessee Valley Authority | 100
hydro | Nickajack | 3409_G_1 | 3409 | G | 1 |  | Hydro |  | S_C_TVA | Tennessee | 47 | Marion | 115 | 47115 | 28.3 | 0 | 1968 | 9999 |  |  | N | Hydro | [13 empty] | 0 | 0 | 0 | 0 | [11 empty] | Tennessee Valley Authority | 100 | Tennessee Valley Authority | 100
hydro | Nickajack | 3409_G_2 | 3409 | G | 2 |  | Hydro |  | S_C_TVA | Tennessee | 47 | Marion | 115 | 47115 | 27.3 | 0 | 1968 | 9999 |  |  | N | Hydro | [13 empty] | 0 | 0 | 0 | 0 | [11 empty] | Tennessee Valley Authority | 100 | Tennessee Valley Authority | 100
hydro | Nickajack | 3409_G_3 | 3409 | G | 3 |  | Hydro |  | S_C_TVA | Tennessee | 47 | Marion | 115 | 47115 | 25 | 0 | 1968 | 9999 |  |  | N | Hydro | [13 empty] | 0 | 0 | 0 | 0 | [11 empty] | Tennessee Valley Authority | 100 | Tennessee Valley Authority | 100
hydro | Nickajack | 3409_G_4 | 3409 | G | 4 |  | Hydro |  | S_C_TVA | Tennessee | 47 | Marion | 115 | 47115 | 25 | 0 | 1968 | 9999 |  |  | N | Hydro | [13 empty] | 0 | 0 | 0 | 0 | [11 empty] | Tennessee Valley Authority | 100 | Tennessee Valley Authority | 100
hydro | Norris Dam | 3411_G_1 | 3411 | G | 1 |  | Hydro |  | S_C_TVA | Tennessee | 47 | Anderson | 1 | 47001 | 63.5 | 0 | 1936 | 9999 |  |  | N | Hydro | [13 empty] | 0 | 0 | 0 | 0 | [11 empty] | Tennessee Valley Authority | 100 | Tennessee Valley Authority | 100
hydro | Norris Dam | 3411_G_2 | 3411 | G | 2 |  | Hydro |  | S_C_TVA | Tennessee | 47 | Anderson | 1 | 47001 | 63.5 | 0 | 1936 | 9999 |  |  | N | Hydro | [13 empty] | 0 | 0 | 0 | 0 | [11 empty] | Tennessee Valley Authority | 100 | Tennessee Valley Authority | 100
hydro | Ocoee 1 | 3412_G_1 | 3412 | G | 1 |  | Hydro |  | S_C_TVA | Tennessee | 47 | Polk | 139 | 47139 | 4.8 | 0 | 1912 | 9999 |  |  | N | Hydro | [13 empty] | 0 | 0 | 0 | 0 | [11 empty] | Tennessee Valley Authority | 100 | Tennessee Valley Authority | 100
hydro | Ocoee 1 | 3412_G_2 | 3412 | G | 2 |  | Hydro |  | S_C_TVA | Tennessee | 47 | Polk | 139 | 47139 | 4.8 | 0 | 1912 | 9999 |  |  | N | Hydro | [13 empty] | 0 | 0 | 0 | 0 | [11 empty] | Tennessee Valley Authority | 100 | Tennessee Valley Authority | 100
hydro | Ocoee 1 | 3412_G_3 | 3412 | G | 3 |  | Hydro |  | S_C_TVA | Tennessee | 47 | Polk | 139 | 47139 | 4.8 | 0 | 1912 | 9999 |  |  | N | Hydro | [13 empty] | 0 | 0 | 0 | 0 | [11 empty] | Tennessee Valley Authority | 100 | Tennessee Valley Authority | 100
hydro | Ocoee 1 | 3412_G_4 | 3412 | G | 4 |  | Hydro |  | S_C_TVA | Tennessee | 47 | Polk | 139 | 47139 | 4.8 | 0 | 1912 | 9999 |  |  | N | Hydro | [13 empty] | 0 | 0 | 0 | 0 | [11 empty] | Tennessee Valley Authority | 100 | Tennessee Valley Authority | 100
hydro | Ocoee 1 | 3412_G_5 | 3412 | G | 5 |  | Hydro |  | S_C_TVA | Tennessee | 47 | Polk | 139 | 47139 | 4.8 | 0 | 1914 | 9999 |  |  | N | Hydro | [13 empty] | 0 | 0 | 0 | 0 | [11 empty] | Tennessee Valley Authority | 100 | Tennessee Valley Authority | 100
hydro | Ocoee 2 | 3413_G_1 | 3413 | G | 1 |  | Hydro |  | S_C_TVA | Tennessee | 47 | Polk | 139 | 47139 | 10.8 | 0 | 1913 | 9999 |  |  | N | Hydro | [13 empty] | 0 | 0 | 0 | 0 | [11 empty] | Tennessee Valley Authority | 100 | Tennessee Valley Authority | 100
hydro | Ocoee 2 | 3413_G_2 | 3413 | G | 2 |  | Hydro |  | S_C_TVA | Tennessee | 47 | Polk | 139 | 47139 | 12.6 | 0 | 1913 | 9999 |  |  | N | Hydro | [13 empty] | 0 | 0 | 0 | 0 | [11 empty] | Tennessee Valley Authority | 100 | Tennessee Valley Authority | 100
hydro | Ocoee 3 | 3414_G_1 | 3414 | G | 1 |  | Hydro |  | S_C_TVA | Tennessee | 47 | Polk | 139 | 47139 | 28.6 | 0 | 1943 | 9999 |  |  | N | Hydro | [13 empty] | 0 | 0 | 0 | 0 | [11 empty] | Tennessee Valley Authority | 100 | Tennessee Valley Authority | 100
hydro | Pickwick Landing Dam | 3415_G_1 | 3415 | G | 1 |  | Hydro |  | S_C_TVA | Tennessee | 47 | Hardin | 71 | 47071 | 37.7 | 0 | 1938 | 9999 |  |  | N | Hydro | [13 empty] | 0 | 0 | 0 | 0 | [11 empty] | Tennessee Valley Authority | 100 | Tennessee Valley Authority | 100
hydro | Pickwick Landing Dam | 3415_G_2 | 3415 | G | 2 |  | Hydro |  | S_C_TVA | Tennessee | 47 | Hardin | 71 | 47071 | 37.6 | 0 | 1938 | 9999 |  |  | N | Hydro | [13 empty] | 0 | 0 | 0 | 0 | [11 empty] | Tennessee Valley Authority | 100 | Tennessee Valley Authority | 100
hydro | Pickwick Landing Dam | 3415_G_3 | 3415 | G | 3 |  | Hydro |  | S_C_TVA | Tennessee | 47 | Hardin | 71 | 47071 | 38.5 | 0 | 1942 | 9999 |  |  | N | Hydro | [13 empty] | 0 | 0 | 0 | 0 | [11 empty] | Tennessee Valley Authority | 100 | Tennessee Valley Authority | 100
hydro | Pickwick Landing Dam | 3415_G_4 | 3415 | G | 4 |  | Hydro |  | S_C_TVA | Tennessee | 47 | Hardin | 71 | 47071 | 43.6 | 0 | 1942 | 9999 |  |  | N | Hydro | [13 empty] | 0 | 0 | 0 | 0 | [11 empty] | Tennessee Valley Authority | 100 | Tennessee Valley Authority | 100
hydro | Pickwick Landing Dam | 3415_G_5 | 3415 | G | 5 |  | Hydro |  | S_C_TVA | Tennessee | 47 | Hardin | 71 | 47071 | 43.7 | 0 | 1952 | 9999 |  |  | N | Hydro | [13 empty] | 0 | 0 | 0 | 0 | [11 empty] | Tennessee Valley Authority | 100 | Tennessee Valley Authority | 100
hydro | Pickwick Landing Dam | 3415_G_6 | 3415 | G | 6 |  | Hydro |  | S_C_TVA | Tennessee | 47 | Hardin | 71 | 47071 | 43.2 | 0 | 1952 | 9999 |  |  | N | Hydro | [13 empty] | 0 | 0 | 0 | 0 | [11 empty] | Tennessee Valley Authority | 100 | Tennessee Valley Authority | 100
hydro | South Holston | 3416_G_1 | 3416 | G | 1 |  | Hydro |  | S_C_TVA | Tennessee | 47 | Sullivan | 163 | 47163 | 44.4 | 0 | 1951 | 9999 |  |  | N | Hydro | [13 empty] | 0 | 0 | 0 | 0 | [11 empty] | Tennessee Valley Authority | 100 | Tennessee Valley Authority | 100
hydro | Tims Ford | 3417_G_1 | 3417 | G | 1 |  | Hydro |  | S_C_TVA | Tennessee | 47 | Franklin | 51 | 47051 | 39.7 | 0 | 1972 | 9999 |  |  | N | Hydro | [13 empty] | 0 | 0 | 0 | 0 | [11 empty] | Tennessee Valley Authority | 100 | Tennessee Valley Authority | 100
hydro | Tims Ford | 3417_G_2 | 3417 | G | 2 |  | Hydro |  | S_C_TVA | Tennessee | 47 | Franklin | 51 | 47051 | 0.5 | 0 | 1987 | 9999 |  |  | N | Hydro | [13 empty] | 0 | 0 | 0 | 0 | [11 empty] | Tennessee Valley Authority | 100 | Tennessee Valley Authority | 100
hydro | Watauga | 3418_G_1 | 3418 | G | 1 |  | Hydro |  | S_C_TVA | Tennessee | 47 | Carter | 19 | 47019 | 37.9 | 0 | 1949 | 9999 |  |  | N | Hydro | [13 empty] | 0 | 0 | 0 | 0 | [11 empty] | Tennessee Valley Authority | 100 | Tennessee Valley Authority | 100
hydro | Watauga | 3418_G_2 | 3418 | G | 2 |  | Hydro |  | S_C_TVA | Tennessee | 47 | Carter | 19 | 47019 | 29.1 | 0 | 1949 | 9999 |  |  | N | Hydro | [13 empty] | 0 | 0 | 0 | 0 | [11 empty] | Tennessee Valley Authority | 100 | Tennessee Valley Authority | 100
hydro | Watts Bar Hydro | 3420_G_HY1 | 3420 | G | HY1 |  | Hydro |  | S_C_TVA | Tennessee | 47 | Rhea | 143 | 47143 | 39.3 | 0 | 1942 | 9999 |  |  | N | Hydro | [13 empty] | 0 | 0 | 0 | 0 | [11 empty] | Tennessee Valley Authority | 100 | Tennessee Valley Authority | 100
hydro | Watts Bar Hydro | 3420_G_HY2 | 3420 | G | HY2 |  | Hydro |  | S_C_TVA | Tennessee | 47 | Rhea | 143 | 47143 | 39.3 | 0 | 1942 | 9999 |  |  | N | Hydro | [13 empty] | 0 | 0 | 0 | 0 | [11 empty] | Tennessee Valley Authority | 100 | Tennessee Valley Authority | 100
hydro | Watts Bar Hydro | 3420_G_HY3 | 3420 | G | HY3 |  | Hydro |  | S_C_TVA | Tennessee | 47 | Rhea | 143 | 47143 | 39.3 | 0 | 1942 | 9999 |  |  | N | Hydro | [13 empty] | 0 | 0 | 0 | 0 | [11 empty] | Tennessee Valley Authority | 100 | Tennessee Valley Authority | 100
hydro | Watts Bar Hydro | 3420_G_HY4 | 3420 | G | HY4 |  | Hydro |  | S_C_TVA | Tennessee | 47 | Rhea | 143 | 47143 | 39.2 | 0 | 1944 | 9999 |  |  | N | Hydro | [13 empty] | 0 | 0 | 0 | 0 | [11 empty] | Tennessee Valley Authority | 100 | Tennessee Valley Authority | 100
hydro | Watts Bar Hydro | 3420_G_HY5 | 3420 | G | HY5 |  | Hydro |  | S_C_TVA | Tennessee | 47 | Rhea | 143 | 47143 | 39.3 | 0 | 1944 | 9999 |  |  | N | Hydro | [13 empty] | 0 | 0 | 0 | 0 | [11 empty] | Tennessee Valley Authority | 100 | Tennessee Valley Authority | 100
hydro | Wilbur | 3421_G_1 | 3421 | G | 1 |  | Hydro |  | S_C_TVA | Tennessee | 47 | Carter | 19 | 47019 | 1.4 | 0 | 1912 | 9999 |  |  | N | Hydro | [13 empty] | 0 | 0 | 0 | 0 | [11 empty] | Tennessee Valley Authority | 100 | Tennessee Valley Authority | 100
hydro | Wilbur | 3421_G_2 | 3421 | G | 2 |  | Hydro |  | S_C_TVA | Tennessee | 47 | Carter | 19 | 47019 | 1.4 | 0 | 1912 | 9999 |  |  | N | Hydro | [13 empty] | 0 | 0 | 0 | 0 | [11 empty] | Tennessee Valley Authority | 100 | Tennessee Valley Authority | 100
hydro | Wilbur | 3421_G_3 | 3421 | G | 3 |  | Hydro |  | S_C_TVA | Tennessee | 47 | Carter | 19 | 47019 | 1.3 | 0 | 1926 | 9999 |  |  | N | Hydro | [13 empty] | 0 | 0 | 0 | 0 | [11 empty] | Tennessee Valley Authority | 100 | Tennessee Valley Authority | 100
hydro | Wilbur | 3421_G_4 | 3421 | G | 4 |  | Hydro |  | S_C_TVA | Tennessee | 47 | Carter | 19 | 47019 | 7 | 0 | 1950 | 9999 |  |  | N | Hydro | [13 empty] | 0 | 0 | 0 | 0 | [11 empty] | Tennessee Valley Authority | 100 | Tennessee Valley Authority | 100
hydro | Cordell Hull | 3423_G_1 | 3423 | G | 1 |  | Hydro |  | S_C_TVA | Tennessee | 47 | Smith | 159 | 47159 | 38 | 0 | 1973 | 9999 |  |  | N | Hydro | [13 empty] | 0 | 0 | 0 | 0 | [11 empty] | USACE Nashville District | 100 | U S Army Corps of Engineers | 100
hydro | Cordell Hull | 3423_G_2 | 3423 | G | 2 |  | Hydro |  | S_C_TVA | Tennessee | 47 | Smith | 159 | 47159 | 38 | 0 | 1973 | 9999 |  |  | N | Hydro | [13 empty] | 0 | 0 | 0 | 0 | [11 empty] | USACE Nashville District | 100 | U S Army Corps of Engineers | 100
hydro | Cordell Hull | 3423_G_3 | 3423 | G | 3 |  | Hydro |  | S_C_TVA | Tennessee | 47 | Smith | 159 | 47159 | 38 | 0 | 1974 | 9999 |  |  | N | Hydro | [13 empty] | 0 | 0 | 0 | 0 | [11 empty] | USACE Nashville District | 100 | U S Army Corps of Engineers | 100
hydro | Dale Hollow | 3424_G_1 | 3424 | G | 1 |  | Hydro |  | S_C_TVA | Tennessee | 47 | Clay | 27 | 47027 | 20.7 | 0 | 1948 | 9999 |  |  | N | Hydro | [13 empty] | 0 | 0 | 0 | 0 | [11 empty] | USACE Nashville District | 100 | U S Army Corps of Engineers | 100
hydro | Dale Hollow | 3424_G_2 | 3424 | G | 2 |  | Hydro |  | S_C_TVA | Tennessee | 47 | Clay | 27 | 47027 | 20.7 | 0 | 1949 | 9999 |  |  | N | Hydro | [13 empty] | 0 | 0 | 0 | 0 | [11 empty] | USACE Nashville District | 100 | U S Army Corps of Engineers | 100
hydro | Dale Hollow | 3424_G_3 | 3424 | G | 3 |  | Hydro |  | S_C_TVA | Tennessee | 47 | Clay | 27 | 47027 | 20.7 | 0 | 1953 | 9999 |  |  | N | Hydro | [13 empty] | 0 | 0 | 0 | 0 | [11 empty] | USACE Nashville District | 100 | U S Army Corps of Engineers | 100
hydro | Old Hickory | 3426_G_1 | 3426 | G | 1 |  | Hydro |  | S_C_TVA | Tennessee | 47 | Sumner | 165 | 47165 | 28.7 | 0 | 1957 | 9999 |  |  | N | Hydro | [13 empty] | 0 | 0 | 0 | 0 | [11 empty] | USACE Nashville District | 100 | U S Army Corps of Engineers | 100
hydro | Old Hickory | 3426_G_2 | 3426 | G | 2 |  | Hydro |  | S_C_TVA | Tennessee | 47 | Sumner | 165 | 47165 | 29 | 0 | 1957 | 9999 |  |  | N | Hydro | [13 empty] | 0 | 0 | 0 | 0 | [11 empty] | USACE Nashville District | 100 | U S Army Corps of Engineers | 100
hydro | Old Hickory | 3426_G_3 | 3426 | G | 3 |  | Hydro |  | S_C_TVA | Tennessee | 47 | Sumner | 165 | 47165 | 29 | 0 | 1957 | 9999 |  |  | N | Hydro | [13 empty] | 0 | 0 | 0 | 0 | [11 empty] | USACE Nashville District | 100 | U S Army Corps of Engineers | 100
hydro | Old Hickory | 3426_G_4 | 3426 | G | 4 |  | Hydro |  | S_C_TVA | Tennessee | 47 | Sumner | 165 | 47165 | 29 | 0 | 1957 | 9999 |  |  | N | Hydro | [13 empty] | 0 | 0 | 0 | 0 | [11 empty] | USACE Nashville District | 100 | U S Army Corps of Engineers | 100
hydro | J P Priest | 3428_G_1 | 3428 | G | 1 |  | Hydro |  | S_C_TVA | Tennessee | 47 | Davidson | 37 | 47037 | 30 | 0 | 1970 | 9999 |  |  | N | Hydro | [13 empty] | 0 | 0 | 0 | 0 | [11 empty] | USACE Nashville District | 100 | U S Army Corps of Engineers | 100
hydro | Eagle Pass | 3437_G_1 | 3437 | G | 1 |  | Hydro |  | ERC_REST | Texas | 48 | Maverick | 323 | 48323 | 2 | 0 | 1932 | 9999 |  |  | N | Hydro | [13 empty] | 0 | 0 | 0 | 0 | [11 empty] | Maverick County Water Control & Improvement District No 1 | 100 | Maverick County Water Control & Improvement District No 1 | 100
hydro | Eagle Pass | 3437_G_2 | 3437 | G | 2 |  | Hydro |  | ERC_REST | Texas | 48 | Maverick | 323 | 48323 | 2 | 0 | 1932 | 9999 |  |  | N | Hydro | [13 empty] | 0 | 0 | 0 | 0 | [11 empty] | Maverick County Water Control & Improvement District No 1 | 100 | Maverick County Water Control & Improvement District No 1 | 100
hydro | Eagle Pass | 3437_G_3 | 3437 | G | 3 |  | Hydro |  | ERC_REST | Texas | 48 | Maverick | 323 | 48323 | 2 | 0 | 1932 | 9999 |  |  | N | Hydro | [13 empty] | 0 | 0 | 0 | 0 | [11 empty] | Maverick County Water Control & Improvement District No 1 | 100 | Maverick County Water Control & Improvement District No 1 | 100
natural gas peaker | Laredo | 3439_G_4 | 3439 | G | 4 | 90196 | Combustion Turbine |  | ERC_REST | Texas | 48 | Webb | 479 | 48479 | 90.1 | 10745 | 2008 | 9999 |  |  | N | Natural Gas |  |  |  | H2O | SCR | [7 empty] | 0.06 | 0.01012 | 0.00966 | 0.01012 | 0.00966 | [11 empty] | Topaz Power Group LLC | 100 | Carlyle Group (The) | 100
natural gas peaker | Laredo | 3439_G_5 | 3439 | G | 5 | 90197 | Combustion Turbine |  | ERC_REST | Texas | 48 | Webb | 479 | 48479 | 87.3 | 10745 | 2008 | 9999 |  |  | N | Natural Gas |  |  |  | H2O | SCR | [7 empty] | 0.06 | 0.0099 | 0.00955 | 0.0099 | 0.00955 | [11 empty] | Topaz Power Group LLC | 100 | Carlyle Group (The) | 100
natural gas combined cycle | Nueces Bay | 3441_G_7 | 3441 | G | 7 | 90242 | Combined Cycle |  | ERC_REST | Texas | 48 | Nueces | 355 | 48355 | 319 | 7697 | 1972 | 9999 | wall |  | N | Natural Gas |  |  |  |  | SCR | [8 empty] | 0.016005 | 0.016005 | 0.016005 | 0.016005 | [11 empty] | Nueces Bay WLE LP | 100 | Carlyle Group (The) | 100
natural gas combined cycle | Nueces Bay | 3441_G_8 | 3441 | G | 8 | 90242 | Combined Cycle |  | ERC_REST | Texas | 48 | Nueces | 355 | 48355 | 157 | 7697 | 2010 | 9999 |  |  | N | Natural Gas |  |  |  | NH3 | SCR | [7 empty] | 0.06 | 0.016005 | 0.016005 | 0.016005 | 0.016005 | [11 empty] | Nueces Bay WLE LP | 100 | Carlyle Group (The) | 100
natural gas combined cycle | Nueces Bay | 3441_G_9 | 3441 | G | 9 | 90243 | Combined Cycle |  | ERC_REST | Texas | 48 | Nueces | 355 | 48355 | 157 | 7697 | 2010 | 9999 |  |  | N | Natural Gas |  |  |  | NH3 | SCR | [7 empty] | 0.06 | 0.016005 | 0.016005 | 0.016005 | 0.016005 | [11 empty] | Nueces Bay WLE LP | 100 | Carlyle Group (The) | 100
natural gas combined cycle | Victoria | 3443_G_5 | 3443 | G | 5 | 90094 | Combined Cycle |  | ERC_REST | Texas | 48 | Victoria | 469 | 48469 | 125 | 7989 | 1963 | 9999 |  |  | N | Natural Gas |  |  |  | AA + NH3 | SCR | [7 empty] | 0.003 | 0.01712 | 0.01712 | 0.01712 | 0.01712 | [11 empty] | Victoria WLE LP | 100 | Rockland Capital | 100
natural gas combined cycle | Victoria | 3443_G_7 | 3443 | G | 7 | 90094 | Combined Cycle |  | ERC_REST | Texas | 48 | Victoria | 469 | 48469 | 160 | 7989 | 2009 | 9999 | wall |  | N | Natural Gas |  |  |  | DLNB | SCR | [7 empty] | 0.003 | 0.01712 | 0.01712 | 0.01712 | 0.01712 | [11 empty] | Victoria WLE LP | 100 | Rockland Capital | 100
natural gas steam turbine | Lake Hubbard | 3452_B_1 | 3452 | B | 1 | 2313 | O/G Steam |  | ERC_REST | Texas | 48 | Dallas | 113 | 48113 | 392 | 12349 | 1970 | 9999 | wall | dry | N | Natural Gas |  |  |  | CM + FU | [8 empty] | 1.16 | 0.12998 | 0.12998 | 0.12998 | 0.12998 | [11 empty] | Luminant | 100 | Vistra Energy | 100
natural gas steam turbine | Lake Hubbard | 3452_B_2 | 3452 | B | 2 | 2314 | O/G Steam |  | ERC_REST | Texas | 48 | Dallas | 113 | 48113 | 523 | 11923 | 1973 | 9999 | wall | dry | N | Natural Gas |  |  |  | LNBO | SCR | [7 empty] | 1.16 | 0.03518 | 0.03423 | 0.03518 | 0.03423 | [11 empty] | Luminant | 100 | Vistra Energy | 100
natural gas steam turbine | Mountain Creek | 3453_B_6 | 3453 | B | 6 | 2318 | O/G Steam |  | ERC_REST | Texas | 48 | Dallas | 113 | 48113 | 122 | 13953 | 1956 | 9999 | wall | dry | N | Natural Gas |  |  |  | CM + FU + LNB | [8 empty] | 1.157 | 0.082 | 0.082 | 0.082 | 0.082 | [11 empty] | TXU Mountain Creek Co LP | 100 | TexGen Power LLC | 100
natural gas steam turbine | Mountain Creek | 3453_B_7 | 3453 | B | 7 | 2319 | O/G Steam |  | ERC_REST | Texas | 48 | Dallas | 113 | 48113 | 118 | 14393 | 1958 | 9999 | wall | dry | N | Natural Gas |  |  |  | CM + FU + LNB | [8 empty] | 1.157 | 0.19607 | 0.19607 | 0.19607 | 0.19607 | [11 empty] | TXU Mountain Creek Co LP | 100 | TexGen Power LLC | 100
natural gas steam turbine | Mountain Creek | 3453_B_8 | 3453 | B | 8 | 2320 | O/G Steam |  | ERC_REST | Texas | 48 | Dallas | 113 | 48113 | 568 | 12575 | 1967 | 9999 | tangential |  | N | Natural Gas |  |  |  | NH3 | SCR | [7 empty] | 1.157 | 0.02503 | 0.02443 | 0.02503 | 0.02443 | [11 empty] | TXU Mountain Creek Co LP | 100 | TexGen Power LLC | 100
natural gas steam turbine | Newman | 3456_B_3 | 3456 | B | 3 | 2331 | O/G Steam |  | WECC_NM | Texas | 48 | El Paso | 141 | 48141 | 97 | 11927 | 1966 | 2031 | wall | dry | N | Natural Gas, Distillate Fuel Oil |  |  |  | FR + LA | [8 empty] | 1.1573 | 0.15761 | 0.15761 | 0.15761 | 0.15761 | [11 empty] | El Paso Electric Co | 100 | El Paso Electric Co | 100
natural gas combined cycle | Newman | 3456_G_4 | 3456 | G | 4 | 2327 | Combined Cycle |  | WECC_NM | Texas | 48 | El Paso | 141 | 48141 | 83 | 9123 | 1975 | 2031 | tangential |  | N | Natural Gas | [13 empty] | 0.16623 | 0.16623 | 0.16623 | 0.16623 | [11 empty] | El Paso Electric Co | 100 | El Paso Electric Co | 100
natural gas combined cycle | Newman | 3456_G_5CT1 | 3456 | G | 5CT1 | 91266 | Combined Cycle |  | WECC_NM | Texas | 48 | El Paso | 141 | 48141 | 70 | 9283 | 2009 | 9999 |  |  | N | Natural Gas |  |  |  | DLNB | SCR | [8 empty] | 0.1601 | 0.013773 | 0.1601 | 0.013773 | [11 empty] | El Paso Electric Co | 100 | JPMorgan Chase & Co | 100
natural gas combined cycle | Newman | 3456_G_5CT2 | 3456 | G | 5CT2 | 91267 | Combined Cycle |  | WECC_NM | Texas | 48 | El Paso | 141 | 48141 | 70 | 9283 | 2009 | 9999 |  |  | N | Natural Gas |  |  |  | DLNB | SCR | [8 empty] | 0.1601 | 0.013773 | 0.1601 | 0.013773 | [11 empty] | El Paso Electric Co | 100 | JPMorgan Chase & Co | 100
natural gas combined cycle | Newman | 3456_G_5CA1 | 3456 | G | 5CA1 | 91266 | Combined Cycle |  | WECC_NM | Texas | 48 | El Paso | 141 | 48141 | 138 | 9283 | 2011 | 9999 |  |  | N | Natural Gas |  |  |  | NH3 | SCR | [8 empty] | 0.1601 | 0.013773 | 0.1601 | 0.013773 | [11 empty] | El Paso Electric Co | 100 | JPMorgan Chase & Co | 100
natural gas steam turbine | Lewis Creek | 3457_B_1 | 3457 | B | 1 | 2332 | O/G Steam |  | MIS_WOTA | Texas | 48 | Montgomery | 339 | 48339 | 252 | 10793 | 1970 | 9999 | wall | dry | N | Natural Gas |  |  |  |  | SCR | [7 empty] | 1.157 | 0.02473 | 0.02473 | 0.02473 | 0.02473 | [11 empty] | Entergy Texas Inc | 100 | Entergy Corp | 100
natural gas steam turbine | Lewis Creek | 3457_B_2 | 3457 | B | 2 | 2333 | O/G Steam |  | MIS_WOTA | Texas | 48 | Montgomery | 339 | 48339 | 253 | 10830 | 1971 | 9999 | wall | dry | N | Natural Gas |  |  |  |  | SCR | [7 empty] | 1.157 | 0.02469 | 0.02469 | 0.02469 | 0.02469 | [11 empty] | Entergy Texas Inc | 100 | Entergy Corp | 100
natural gas steam turbine | Sabine | 3459_B_5 | 3459 | B | 5 | 2342 | O/G Steam |  | MIS_WOTA | Texas | 48 | Orange | 361 | 48361 | 448 | 11763 | 1979 | 9999 | tangential |  | N | Natural Gas |  |  |  | LNC1 | [8 empty] | 1.157 | 0.08624 | 0.08624 | 0.08624 | 0.08624 | [11 empty] | Entergy Texas Inc | 100 | Entergy Corp | 100
natural gas steam turbine | Cedar Bayou | 3460_B_CBY1 | 3460 | B | CBY1 | 2343 | O/G Steam |  | ERC_REST | Texas | 48 | Chambers | 71 | 48071 | 746 | 11328 | 1970 | 9999 | wall | dry | N | Natural Gas |  |  |  | other | SCR | [7 empty] | 0.51 | 0.05601 | 0.05544 | 0.05601 | 0.05544 | [11 empty] | NRG Texas LLC | 100 | NRG Energy Inc | 100
natural gas steam turbine | Cedar Bayou | 3460_B_CBY2 | 3460 | B | CBY2 | 2344 | O/G Steam |  | ERC_REST | Texas | 48 | Chambers | 71 | 48071 | 749 | 11136 | 1972 | 9999 | wall | dry | N | Natural Gas |  |  |  | other | SCR | [7 empty] | 0.51 | 0.07527 | 0.07299 | 0.07527 | 0.07299 | [11 empty] | NRG Texas LLC | 100 | NRG Energy Inc | 100
natural gas peaker | Greens Bayou | 3464_G_73 | 3464 | G | 73 | 89952 | Combustion Turbine |  | ERC_REST | Texas | 48 | Harris | 201 | 48201 | 54 | 15753 | 1976 | 9999 |  |  | N | Natural Gas |  |  |  | H2O | [8 empty] | 3 | 0.20659 | 0.20659 | 0.20659 | 0.20659 | [11 empty] | NRG Texas LLC | 100 | NRG Energy Inc | 100
natural gas peaker | Greens Bayou | 3464_G_74 | 3464 | G | 74 | 89953 | Combustion Turbine |  | ERC_REST | Texas | 48 | Harris | 201 | 48201 | 54 | 15753 | 1976 | 9999 |  |  | N | Natural Gas |  |  |  | H2O | [8 empty] | 3 | 0.20942 | 0.20942 | 0.20942 | 0.20942 | [11 empty] | NRG Texas LLC | 100 | NRG Energy Inc | 100
natural gas peaker | Greens Bayou | 3464_G_81 | 3464 | G | 81 | 89954 | Combustion Turbine |  | ERC_REST | Texas | 48 | Harris | 201 | 48201 | 54 | 15753 | 1976 | 9999 |  |  | N | Natural Gas |  |  |  | H2O | [8 empty] | 3 | 0.20548 | 0.20548 | 0.20548 | 0.20548 | [11 empty] | NRG Texas LLC | 100 | NRG Energy Inc | 100
natural gas peaker | Greens Bayou | 3464_G_82 | 3464 | G | 82 | 89955 | Combustion Turbine |  | ERC_REST | Texas | 48 | Harris | 201 | 48201 | 64 | 15753 | 1976 | 9999 |  |  | N | Natural Gas |  |  |  | H2O | [8 empty] | 3 | 0.21113 | 0.21113 | 0.21113 | 0.21113 | [11 empty] | NRG Texas LLC | 100 | NRG Energy Inc | 100
natural gas peaker | Greens Bayou | 3464_G_83 | 3464 | G | 83 | 89956 | Combustion Turbine |  | ERC_REST | Texas | 48 | Harris | 201 | 48201 | 64 | 15753 | 1976 | 9999 |  |  | N | Natural Gas |  |  |  | H2O | [8 empty] | 3 | 0.20544 | 0.20544 | 0.20544 | 0.20544 | [11 empty] | NRG Texas LLC | 100 | NRG Energy Inc | 100
natural gas peaker | Greens Bayou | 3464_G_84 | 3464 | G | 84 | 89957 | Combustion Turbine |  | ERC_REST | Texas | 48 | Harris | 201 | 48201 | 64 | 15753 | 1976 | 9999 |  |  | N | Natural Gas |  |  |  | H2O | [8 empty] | 3 | 0.20828 | 0.20828 | 0.20828 | 0.20828 | [11 empty] | NRG Texas LLC | 100 | NRG Energy Inc | 100
natural gas peaker | T H Wharton | 3469_G_GT1 | 3469 | G | GT1 |  | Combustion Turbine |  | ERC_REST | Texas | 48 | Harris | 201 | 48201 | 13 | 16278 | 1967 | 9999 |  |  | N | Natural Gas | [12 empty] | 3 | 0.03117 | 0.03117 | 0.03117 | 0.03117 | [11 empty] | NRG Texas LLC | 100 | NRG Energy Inc | 100
natural gas combined cycle | T H Wharton | 3469_G_31 | 3469 | G | 31 | 89958 | Combined Cycle |  | ERC_REST | Texas | 48 | Harris | 201 | 48201 | 57 | 9780 | 1972 | 9999 |  |  | N | Natural Gas |  |  |  | CM | [8 empty] | 0.01 | 0.015946 | 0.015946 | 0.015946 | 0.015946 | [11 empty] | NRG Texas LLC | 100 | NRG Energy Inc | 100
natural gas combined cycle | T H Wharton | 3469_G_32 | 3469 | G | 32 | 89959 | Combined Cycle |  | ERC_REST | Texas | 48 | Harris | 201 | 48201 | 57 | 9780 | 1972 | 9999 |  |  | N | Natural Gas |  |  |  | CM | [8 empty] | 0.01 | 0.015946 | 0.015946 | 0.015946 | 0.015946 | [11 empty] | NRG Texas LLC | 100 | NRG Energy Inc | 100
natural gas combined cycle | T H Wharton | 3469_G_33 | 3469 | G | 33 | 89960 | Combined Cycle |  | ERC_REST | Texas | 48 | Harris | 201 | 48201 | 57 | 9780 | 1972 | 9999 |  |  | N | Natural Gas | [12 empty] | 0.01 | 0.015946 | 0.015946 | 0.015946 | 0.015946 | [11 empty] | NRG Texas LLC | 100 | NRG Energy Inc | 100
natural gas combined cycle | T H Wharton | 3469_G_34 | 3469 | G | 34 | 89961 | Combined Cycle |  | ERC_REST | Texas | 48 | Harris | 201 | 48201 | 57 | 9780 | 1972 | 9999 |  |  | N | Natural Gas | [12 empty] | 0.01 | 0.015946 | 0.015946 | 0.015946 | 0.015946 | [11 empty] | NRG Texas LLC | 100 | NRG Energy Inc | 100
natural gas combined cycle | T H Wharton | 3469_G_41 | 3469 | G | 41 | 89962 | Combined Cycle |  | ERC_REST | Texas | 48 | Harris | 201 | 48201 | 57 | 9780 | 1972 | 9999 |  |  | N | Natural Gas | [12 empty] | 0.01 | 0.01523 | 0.01523 | 0.01523 | 0.01523 | [11 empty] | NRG Texas LLC | 100 | NRG Energy Inc | 100
natural gas combined cycle | T H Wharton | 3469_G_42 | 3469 | G | 42 | 89963 | Combined Cycle |  | ERC_REST | Texas | 48 | Harris | 201 | 48201 | 57 | 9780 | 1972 | 9999 |  |  | N | Natural Gas | [12 empty] | 0.01 | 0.01523 | 0.01523 | 0.01523 | 0.01523 | [11 empty] | NRG Texas LLC | 100 | NRG Energy Inc | 100
natural gas combined cycle | T H Wharton | 3469_G_3 | 3469 | G | 3 | 89958 | Combined Cycle |  | ERC_REST | Texas | 48 | Harris | 201 | 48201 | 104 | 9780 | 1974 | 9999 |  |  | N | Natural Gas |  |  |  | CM | [8 empty] | 0.01 | 0.015946 | 0.015946 | 0.015946 | 0.015946 | [11 empty] | NRG Texas LLC | 100 | NRG Energy Inc | 100
natural gas combined cycle | T H Wharton | 3469_G_4 | 3469 | G | 4 | 89962 | Combined Cycle |  | ERC_REST | Texas | 48 | Harris | 201 | 48201 | 104 | 9780 | 1974 | 9999 |  |  | N | Natural Gas |  |  |  | CM | [8 empty] | 0.01 | 0.01523 | 0.01523 | 0.01523 | 0.01523 | [11 empty] | NRG Texas LLC | 100 | NRG Energy Inc | 100
natural gas combined cycle | T H Wharton | 3469_G_43 | 3469 | G | 43 | 89964 | Combined Cycle |  | ERC_REST | Texas | 48 | Harris | 201 | 48201 | 57 | 9780 | 1974 | 9999 |  |  | N | Natural Gas | [12 empty] | 0.01 | 0.01523 | 0.01523 | 0.01523 | 0.01523 | [11 empty] | NRG Texas LLC | 100 | NRG Energy Inc | 100
natural gas combined cycle | T H Wharton | 3469_G_44 | 3469 | G | 44 | 89965 | Combined Cycle |  | ERC_REST | Texas | 48 | Harris | 201 | 48201 | 57 | 9780 | 1974 | 9999 |  |  | N | Natural Gas |  |  |  | CM | [8 empty] | 0.01 | 0.01523 | 0.01523 | 0.01523 | 0.01523 | [11 empty] | NRG Texas LLC | 100 | NRG Energy Inc | 100
natural gas peaker | T H Wharton | 3469_G_51 | 3469 | G | 51 | 89966 | Combustion Turbine |  | ERC_REST | Texas | 48 | Harris | 201 | 48201 | 58 | 16279 | 1975 | 9999 |  |  | N | Natural Gas |  |  |  | H2O | [8 empty] | 3 | 0.20831 | 0.20831 | 0.20831 | 0.20831 | [11 empty] | NRG Texas LLC | 100 | NRG Energy Inc | 100
natural gas peaker | T H Wharton | 3469_G_52 | 3469 | G | 52 | 89967 | Combustion Turbine |  | ERC_REST | Texas | 48 | Harris | 201 | 48201 | 58 | 16279 | 1975 | 9999 |  |  | N | Natural Gas |  |  |  | H2O | [8 empty] | 3 | 0.20474 | 0.20474 | 0.20474 | 0.20474 | [11 empty] | NRG Texas LLC | 100 | NRG Energy Inc | 100
natural gas peaker | T H Wharton | 3469_G_53 | 3469 | G | 53 | 89968 | Combustion Turbine |  | ERC_REST | Texas | 48 | Harris | 201 | 48201 | 58 | 16279 | 1975 | 9999 |  |  | N | Natural Gas |  |  |  | H2O | [8 empty] | 3 | 0.20513 | 0.20513 | 0.20513 | 0.20513 | [11 empty] | NRG Texas LLC | 100 | NRG Energy Inc | 100
natural gas peaker | T H Wharton | 3469_G_54 | 3469 | G | 54 | 89969 | Combustion Turbine |  | ERC_REST | Texas | 48 | Harris | 201 | 48201 | 58 | 16279 | 1975 | 9999 |  |  | N | Natural Gas |  |  |  | H2O | [8 empty] | 3 | 0.20666 | 0.20666 | 0.20666 | 0.20666 | [11 empty] | NRG Texas LLC | 100 | NRG Energy Inc | 100
natural gas peaker | T H Wharton | 3469_G_55 | 3469 | G | 55 | 89970 | Combustion Turbine |  | ERC_REST | Texas | 48 | Harris | 201 | 48201 | 58 | 16279 | 1975 | 9999 |  |  | N | Natural Gas |  |  |  | H2O | [8 empty] | 3 | 0.20738 | 0.20738 | 0.20738 | 0.20738 | [11 empty] | NRG Texas LLC | 100 | NRG Energy Inc | 100
natural gas peaker | T H Wharton | 3469_G_56 | 3469 | G | 56 | 89971 | Combustion Turbine |  | ERC_REST | Texas | 48 | Harris | 201 | 48201 | 58 | 16279 | 1975 | 9999 |  |  | N | Natural Gas |  |  |  | H2O | [8 empty] | 3 | 0.20761 | 0.20761 | 0.20761 | 0.20761 | [11 empty] | NRG Texas LLC | 100 | NRG Energy Inc | 100
natural gas peaker | W A Parish | 3470_G_GT1 | 3470 | G | GT1 |  | Combustion Turbine |  | ERC_REST | Texas | 48 | Fort Bend | 157 | 48157 | 13 | 25000 | 1967 | 9999 |  |  | N | Natural Gas | [12 empty] | 3 | 0.47388 | 0.47388 | 0.47388 | 0.47388 | [11 empty] | NRG Texas LLC | 100 | NRG Energy Inc | 100
hard coal | W A Parish | 3470_B_WAP5 | 3470 | B | WAP5 | 2378 | Coal Steam |  | ERC_REST | Texas | 48 | Fort Bend | 157 | 48157 | 659 | 10451 | 1977 | 9999 | wall | dry | N | Subbituminous |  |  |  | LNB + OFA | SCR | 2003 |  | B | NA | ACI | 2015 |  | 1.2 | 0.06417 | 0.06417 | 0.06417 | 0.06417 | 0.1 | 0.1 | 0.1 | 0 | [7 empty] | NRG Texas LLC | 100 | NRG Energy Inc | 100
hard coal | W A Parish | 3470_B_WAP6 | 3470 | B | WAP6 | 2379 | Coal Steam |  | ERC_REST | Texas | 48 | Fort Bend | 157 | 48157 | 653 | 10463 | 1978 | 9999 | wall | dry | N | Subbituminous |  |  |  | LNB + OFA | SCR | 2003 |  | B | NA | ACI | 2015 |  | 1.2 | 0.0568 | 0.0568 | 0.0568 | 0.0568 | 0.1 | 0.1 | 0.1 | 0 | [7 empty] | NRG Texas LLC | 100 | NRG Energy Inc | 100
hard coal | W A Parish | 3470_B_WAP7 | 3470 | B | WAP7 | 2380 | Coal Steam |  | ERC_REST | Texas | 48 | Fort Bend | 157 | 48157 | 577 | 10444 | 1980 | 9999 | tangential | dry | N | Subbituminous |  |  |  | LNB | SCR | 2004 |  | B | NA | ACI | 2015 |  | 1.2 | 0.04397 | 0.04397 | 0.04397 | 0.04397 | 0.1 | 0.1 | 0.1 | 0 | [7 empty] | NRG Texas LLC | 100 | NRG Energy Inc | 100
hard coal | W A Parish | 3470_B_WAP8 | 3470 | B | WAP8 | 2381 | Coal Steam |  | ERC_REST | Texas | 48 | Fort Bend | 157 | 48157 | 610 | 10480 | 1982 | 9999 | tangential | dry | N | Subbituminous | Wet Scrubber | 1982 | 0.85 | LNC3 + NH3 | SCR | 2004 |  | B | NA | ACI | 2015 |  | 0.36 | 0.04113 | 0.04113 | 0.04113 | 0.04113 | 0.1 | 0.1 | 0.1 | 0.9 |  |  | Y | 0.354 |  |  |  | NRG Texas LLC | 100 | NRG Energy Inc | 100
natural gas steam turbine | Knox Lee | 3476_B_5 | 3476 | B | 5 | 2388 | O/G Steam |  | SPP_WEST | Texas | 48 | Gregg | 183 | 48183 | 342 | 12452 | 1974 | 9999 | tangential |  | N | Natural Gas, Distillate Fuel Oil |  |  |  | H2O | [8 empty] | 0.74 | 0.10297 | 0.10297 | 0.10297 | 0.10297 | [11 empty] | Southwestern Electric Power Co | 100 | American Electric Power Co Inc | 100
natural gas steam turbine | Wilkes | 3478_B_1 | 3478 | B | 1 | 2390 | O/G Steam |  | SPP_WEST | Texas | 48 | Marion | 315 | 48315 | 174 | 12121 | 1964 | 9999 | tangential |  | N | Natural Gas, Distillate Fuel Oil |  |  |  | FR | [8 empty] | 0.74 | 0.15388 | 0.15388 | 0.15388 | 0.15388 | [11 empty] | Southwestern Electric Power Co | 100 | American Electric Power Co Inc | 100
natural gas steam turbine | Wilkes | 3478_B_2 | 3478 | B | 2 | 2391 | O/G Steam |  | SPP_WEST | Texas | 48 | Marion | 315 | 48315 | 355 | 12061 | 1970 | 9999 | wall | dry | N | Natural Gas |  |  |  | LNB | [8 empty] | 3 | 0.13806 | 0.13806 | 0.13806 | 0.13806 | [11 empty] | Southwestern Electric Power Co | 100 | American Electric Power Co Inc | 100
natural gas steam turbine | Wilkes | 3478_B_3 | 3478 | B | 3 | 2392 | O/G Steam |  | SPP_WEST | Texas | 48 | Marion | 315 | 48315 | 354 | 11984 | 1971 | 9999 | wall | dry | N | Natural Gas |  |  |  | LNB | [8 empty] | 3 | 0.10636 | 0.10636 | 0.10636 | 0.10636 | [11 empty] | Southwestern Electric Power Co | 100 | American Electric Power Co Inc | 100
natural gas steam turbine | Jones | 3482_B_151B | 3482 | B | 151B | 2394 | O/G Steam |  | SPP_SPS | Texas | 48 | Lubbock | 303 | 48303 | 243 | 10998 | 1971 | 2031 | tangential |  | N | Natural Gas |  |  |  | LNB + OFA | [8 empty] | 1 | 0.14318 | 0.14318 | 0.14318 | 0.14318 | [11 empty] | Southwestern Public Service Co | 100 | Xcel Energy Inc | 100
natural gas steam turbine | Jones | 3482_B_152B | 3482 | B | 152B | 2395 | O/G Steam |  | SPP_SPS | Texas | 48 | Lubbock | 303 | 48303 | 243 | 11100 | 1974 | 2035 | tangential |  | N | Natural Gas |  |  |  | LNC2 | [8 empty] | 0.8 | 0.10743 | 0.10743 | 0.10743 | 0.10743 | [11 empty] | Southwestern Public Service Co | 100 | Xcel Energy Inc | 100
natural gas peaker | Jones | 3482_G_3 | 3482 | G | 3 | 90700 | Combustion Turbine |  | SPP_SPS | Texas | 48 | Lubbock | 303 | 48303 | 166 | 10745 | 2011 | 9999 |  |  | N | Natural Gas |  |  |  | DLNB | [9 empty] | 0.02914 | 0.02914 | 0.02914 | 0.02914 | [11 empty] | Southwestern Public Service Co | 100 | Xcel Energy Inc | 100
natural gas peaker | Jones | 3482_G_4 | 3482 | G | 4 | 90833 | Combustion Turbine |  | SPP_SPS | Texas | 48 | Lubbock | 303 | 48303 | 168 | 10745 | 2013 | 9999 |  |  | N | Natural Gas |  |  |  | DLNB | [9 empty] | 0.02902 | 0.02902 | 0.02902 | 0.02902 | [11 empty] | Southwestern Public Service Co | 100 | Xcel Energy Inc | 100
natural gas steam turbine | Nichols | 3484_G_1 | 3484 | G | 1 | 2398 | O/G Steam |  | SPP_SPS | Texas | 48 | Potter | 375 | 48375 | 106 | 12069 | 1962 | 2029 | tangential |  | N | Natural Gas |  |  |  | LNB + OFA | [9 empty] | 0.11514 | 0.11514 | 0.11514 | 0.11514 | [11 empty] | Southwestern Public Service Co | 100 | Xcel Energy Inc | 100
natural gas steam turbine | Nichols | 3484_B_143B | 3484 | B | 143B | 2400 | O/G Steam |  | SPP_SPS | Texas | 48 | Potter | 375 | 48375 | 244 | 12015 | 1968 | 2031 | tangential |  | N | Natural Gas |  |  |  | LNB + OFA | [8 empty] | 1.157 | 0.13991 | 0.13991 | 0.13991 | 0.13991 | [11 empty] | Southwestern Public Service Co | 100 | Xcel Energy Inc | 100
natural gas steam turbine | Graham | 3490_B_1 | 3490 | B | 1 | 2408 | O/G Steam |  | ERC_WEST | Texas | 48 | Young | 503 | 48503 | 234 | 12105 | 1960 | 9999 | wall | dry | N | Natural Gas |  |  |  | CM + FU | [8 empty] | 1.16 | 0.28445 | 0.28445 | 0.28445 | 0.28445 | [11 empty] | Luminant Generation Co LLC | 100 | Energy Future Holdings Corp | 100
natural gas steam turbine | Graham | 3490_B_2 | 3490 | B | 2 | 2409 | O/G Steam |  | ERC_WEST | Texas | 48 | Young | 503 | 48503 | 390 | 11823 | 1969 | 9999 | wall | dry | N | Natural Gas |  |  |  | CM + FU + OFA | [8 empty] | 1.16 | 0.27079 | 0.27079 | 0.27079 | 0.27079 | [11 empty] | Luminant Generation Co LLC | 100 | Energy Future Holdings Corp | 100
natural gas steam turbine | Handley | 3491_B_3 | 3491 | B | 3 | 2413 | O/G Steam |  | ERC_REST | Texas | 48 | Tarrant | 439 | 48439 | 395 | 13605 | 1963 | 9999 | wall | dry | N | Natural Gas |  |  |  | CM + FU | SCR | [7 empty] | 1.157 | 0.03731 | 0.03545 | 0.03731 | 0.03545 | [11 empty] | TXU Handley Co LP | 100 | TexGen Power LLC | 100
natural gas steam turbine | Handley | 3491_B_4 | 3491 | B | 4 | 2414 | O/G Steam |  | ERC_REST | Texas | 48 | Tarrant | 439 | 48439 | 435 | 13876 | 1976 | 9999 | wall | dry | N | Natural Gas, Distillate Fuel Oil |  |  |  |  | SCR | [7 empty] | 0.5 | 0.0156 | 0.01436 | 0.0156 | 0.01436 | [11 empty] | TXU Handley Co LP | 100 | TexGen Power LLC | 100
natural gas steam turbine | Handley | 3491_B_5 | 3491 | B | 5 | 2415 | O/G Steam |  | ERC_REST | Texas | 48 | Tarrant | 439 | 48439 | 435 | 14103 | 1977 | 9999 | wall | dry | N | Natural Gas, Distillate Fuel Oil |  |  |  |  | SCR | [7 empty] | 0.5 | 0.02263 | 0.02003 | 0.02263 | 0.02003 | [11 empty] | TXU Handley Co LP | 100 | TexGen Power LLC | 100
natural gas peaker | Morgan Creek | 3492_G_CT1 | 3492 | G | CT1 | 90017 | Combustion Turbine |  | ERC_WEST | Texas | 48 | Mitchell | 335 | 48335 | 67 | 15041 | 1988 | 9999 |  |  | N | Natural Gas, Distillate Fuel Oil |  |  |  | H2O | [8 empty] | 0.5 | 0.70232 | 0.70232 | 0.70232 | 0.70232 | [11 empty] | Luminant | 100 | Vistra Energy | 100
natural gas peaker | Morgan Creek | 3492_G_CT2 | 3492 | G | CT2 | 90018 | Combustion Turbine |  | ERC_WEST | Texas | 48 | Mitchell | 335 | 48335 | 66 | 15037 | 1988 | 9999 |  |  | N | Natural Gas, Distillate Fuel Oil |  |  |  | H2O | [8 empty] | 0.5 | 0.70036 | 0.70036 | 0.70036 | 0.70036 | [11 empty] | Luminant | 100 | Vistra Energy | 100
natural gas peaker | Morgan Creek | 3492_G_CT3 | 3492 | G | CT3 | 90019 | Combustion Turbine |  | ERC_WEST | Texas | 48 | Mitchell | 335 | 48335 | 66 | 15037 | 1988 | 9999 |  |  | N | Natural Gas, Distillate Fuel Oil |  |  |  | H2O | [8 empty] | 0.5 | 0.70087 | 0.70087 | 0.70087 | 0.70087 | [11 empty] | Luminant | 100 | Vistra Energy | 100
natural gas peaker | Morgan Creek | 3492_G_CT4 | 3492 | G | CT4 | 90020 | Combustion Turbine |  | ERC_WEST | Texas | 48 | Mitchell | 335 | 48335 | 67 | 15038 | 1988 | 9999 |  |  | N | Natural Gas, Distillate Fuel Oil |  |  |  | H2O | [8 empty] | 0.5 | 1.1032 | 1.1032 | 1.1032 | 1.1032 | [11 empty] | Luminant | 100 | Vistra Energy | 100
natural gas peaker | Morgan Creek | 3492_G_CT5 | 3492 | G | CT5 | 90021 | Combustion Turbine |  | ERC_WEST | Texas | 48 | Mitchell | 335 | 48335 | 68 | 15039 | 1988 | 9999 |  |  | N | Natural Gas, Distillate Fuel Oil |  |  |  | H2O | [8 empty] | 0.5 | 0.70118 | 0.70118 | 0.70118 | 0.70118 | [11 empty] | Luminant | 100 | Vistra Energy | 100
natural gas peaker | Morgan Creek | 3492_G_CT6 | 3492 | G | CT6 | 90022 | Combustion Turbine |  | ERC_WEST | Texas | 48 | Mitchell | 335 | 48335 | 68 | 15041 | 1988 | 9999 |  |  | N | Natural Gas, Distillate Fuel Oil |  |  |  | H2O | [8 empty] | 0.5 | 0.71342 | 0.71342 | 0.71342 | 0.71342 | [11 empty] | Luminant | 100 | Vistra Energy | 100
natural gas peaker | Permian Basin | 3494_G_CT1 | 3494 | G | CT1 | 90023 | Combustion Turbine |  | ERC_WEST | Texas | 48 | Ward | 475 | 48475 | 64 | 14092 | 1988 | 9999 |  |  | N | Natural Gas, Distillate Fuel Oil |  |  |  | H2O | [8 empty] | 0.5 | 0.26984 | 0.26984 | 0.26984 | 0.26984 | [11 empty] | Luminant Generation Co LLC | 100 | Energy Future Holdings Corp | 100
natural gas peaker | Permian Basin | 3494_G_CT2 | 3494 | G | CT2 | 90024 | Combustion Turbine |  | ERC_WEST | Texas | 48 | Ward | 475 | 48475 | 64 | 14093 | 1988 | 9999 |  |  | N | Natural Gas, Distillate Fuel Oil |  |  |  | H2O | [8 empty] | 0.5 | 0.30983 | 0.30983 | 0.30983 | 0.30983 | [11 empty] | Luminant Generation Co LLC | 100 | Energy Future Holdings Corp | 100
natural gas peaker | Permian Basin | 3494_G_CT3 | 3494 | G | CT3 | 90025 | Combustion Turbine |  | ERC_WEST | Texas | 48 | Ward | 475 | 48475 | 64 | 14092 | 1988 | 9999 |  |  | N | Natural Gas, Distillate Fuel Oil |  |  |  | H2O | [8 empty] | 0.5 | 0.30943 | 0.30943 | 0.30943 | 0.30943 | [11 empty] | Luminant Generation Co LLC | 100 | Energy Future Holdings Corp | 100
natural gas peaker | Permian Basin | 3494_G_CT4 | 3494 | G | CT4 | 90026 | Combustion Turbine |  | ERC_WEST | Texas | 48 | Ward | 475 | 48475 | 64 | 14091 | 1990 | 9999 |  |  | N | Natural Gas, Distillate Fuel Oil |  |  |  | H2O | [8 empty] | 0.5 | 0.30106 | 0.30106 | 0.30106 | 0.30106 | [11 empty] | Luminant Generation Co LLC | 100 | Energy Future Holdings Corp | 100
natural gas peaker | Permian Basin | 3494_G_CT5 | 3494 | G | CT5 | 90027 | Combustion Turbine |  | ERC_WEST | Texas | 48 | Ward | 475 | 48475 | 65 | 14091 | 1990 | 9999 |  |  | N | Natural Gas, Distillate Fuel Oil |  |  |  | H2O | [8 empty] | 0.5 | 0.28591 | 0.28591 | 0.28591 | 0.28591 | [11 empty] | Luminant Generation Co LLC | 100 | Energy Future Holdings Corp | 100
natural gas steam turbine | Stryker Creek | 3504_B_1 | 3504 | B | 1 | 2429 | O/G Steam |  | ERC_REST | Texas | 48 | Cherokee | 73 | 48073 | 167 | 12220 | 1958 | 9999 | wall | dry | N | Natural Gas |  |  |  | LNB | [8 empty] | 1.16 | 0.18819 | 0.18819 | 0.18819 | 0.18819 | [11 empty] | Luminant | 100 | Vistra Energy | 100
natural gas steam turbine | Stryker Creek | 3504_B_2 | 3504 | B | 2 | 2430 | O/G Steam |  | ERC_REST | Texas | 48 | Cherokee | 73 | 48073 | 502 | 11757 | 1965 | 9999 | tangential |  | N | Natural Gas |  |  |  | LNC2 | [8 empty] | 1.16 | 0.08022 | 0.08022 | 0.08022 | 0.08022 | [11 empty] | Luminant | 100 | Vistra Energy | 100
natural gas peaker | Stryker Creek | 3504_G_D1 | 3504 | G | D1 |  | Combustion Turbine | IC Engine | ERC_REST | Texas | 48 | Cherokee | 73 | 48073 | 2 | 12924 | 1966 | 9999 |  |  | N | Distillate Fuel Oil | [12 empty] | 0.2 | 3.1327 | 3.1327 | 3.1327 | 3.1327 | [11 empty] | Luminant | 100 | Vistra Energy | 100
natural gas peaker | Stryker Creek | 3504_G_D2 | 3504 | G | D2 |  | Combustion Turbine | IC Engine | ERC_REST | Texas | 48 | Cherokee | 73 | 48073 | 2 | 15555 | 1966 | 9999 |  |  | N | Distillate Fuel Oil | [12 empty] | 0.2 | 3.2396 | 3.2396 | 3.2396 | 3.2396 | [11 empty] | Luminant | 100 | Vistra Energy | 100
natural gas peaker | Stryker Creek | 3504_G_D3 | 3504 | G | D3 |  | Combustion Turbine | IC Engine | ERC_REST | Texas | 48 | Cherokee | 73 | 48073 | 2 | 15555 | 1966 | 9999 |  |  | N | Distillate Fuel Oil | [12 empty] | 0.2 | 3.1594 | 3.1594 | 3.1594 | 3.1594 | [11 empty] | Luminant | 100 | Vistra Energy | 100
natural gas peaker | Stryker Creek | 3504_G_D4 | 3504 | G | D4 |  | Combustion Turbine | IC Engine | ERC_REST | Texas | 48 | Cherokee | 73 | 48073 | 2 | 15555 | 1966 | 9999 |  |  | N | Distillate Fuel Oil | [12 empty] | 0.2 | 3.1327 | 3.1327 | 3.1327 | 3.1327 | [11 empty] | Luminant | 100 | Vistra Energy | 100
natural gas peaker | Stryker Creek | 3504_G_D5 | 3504 | G | D5 |  | Combustion Turbine | IC Engine | ERC_REST | Texas | 48 | Cherokee | 73 | 48073 | 2 | 15555 | 1966 | 9999 |  |  | N | Distillate Fuel Oil | [12 empty] | 0.2 | 3.9015 | 3.9015 | 3.9015 | 3.9015 | [11 empty] | Luminant | 100 | Vistra Energy | 100
natural gas steam turbine | Trinidad (TX) | 3507_B_9 | 3507 | B | 9 | 2435 | O/G Steam |  | ERC_REST | Texas | 48 | Henderson | 213 | 48213 | 235 | 12604 | 1965 | 9999 | tangential |  | N | Natural Gas |  |  |  | other | [8 empty] | 1.16 | 0.17305 | 0.17305 | 0.17305 | 0.17305 | [11 empty] | Luminant | 100 | Vistra Energy | 100
natural gas peaker | Trinidad (TX) | 3507_G_D1 | 3507 | G | D1 |  | Combustion Turbine | IC Engine | ERC_REST | Texas | 48 | Henderson | 213 | 48213 | 2 | 25000 | 1966 | 9999 |  |  | N | Distillate Fuel Oil | [12 empty] | 0.2 | 2.5429 | 2.5429 | 2.5429 | 2.5429 | [11 empty] | Luminant | 100 | Vistra Energy | 100
natural gas peaker | Trinidad (TX) | 3507_G_D2 | 3507 | G | D2 |  | Combustion Turbine | IC Engine | ERC_REST | Texas | 48 | Henderson | 213 | 48213 | 2 | 25000 | 1966 | 9999 |  |  | N | Distillate Fuel Oil | [12 empty] | 0.2 | 3.0143 | 3.0143 | 3.0143 | 3.0143 | [11 empty] | Luminant | 100 | Vistra Energy | 100
natural gas peaker | Decker Creek | 3548_G_GT1 | 3548 | G | GT1 | 89911 | Combustion Turbine |  | ERC_REST | Texas | 48 | Travis | 453 | 48453 | 52 | 11780 | 1988 | 9999 |  |  | N | Natural Gas |  |  |  | H2O | [8 empty] | 3 | 0.70008 | 0.70008 | 0.70008 | 0.70008 | [11 empty] | Austin Energy | 100 | Austin Energy | 100
natural gas peaker | Decker Creek | 3548_G_GT2 | 3548 | G | GT2 | 89913 | Combustion Turbine |  | ERC_REST | Texas | 48 | Travis | 453 | 48453 | 52 | 11780 | 1988 | 9999 |  |  | N | Natural Gas |  |  |  | H2O | [8 empty] | 3 | 0.69893 | 0.69893 | 0.69893 | 0.69893 | [11 empty] | Austin Energy | 100 | Austin Energy | 100
natural gas peaker | Decker Creek | 3548_G_GT3 | 3548 | G | GT3 | 89915 | Combustion Turbine |  | ERC_REST | Texas | 48 | Travis | 453 | 48453 | 52 | 11780 | 1988 | 9999 |  |  | N | Natural Gas |  |  |  | H2O | [8 empty] | 3 | 0.70002 | 0.70002 | 0.70002 | 0.70002 | [11 empty] | Austin Energy | 100 | Austin Energy | 100
natural gas peaker | Decker Creek | 3548_G_GT4 | 3548 | G | GT4 | 89917 | Combustion Turbine |  | ERC_REST | Texas | 48 | Travis | 453 | 48453 | 52 | 11780 | 1988 | 9999 |  |  | N | Natural Gas |  |  |  | H2O | [8 empty] | 3 | 0.70002 | 0.70002 | 0.70002 | 0.70002 | [11 empty] | Austin Energy | 100 | Austin Energy | 100
natural gas combined cycle | Silas Ray | 3559_G_6 | 3559 | G | 6 |  | Combined Cycle |  | ERC_REST | Texas | 48 | Cameron | 61 | 48061 | 20 | 9795 | 1959 | 9999 |  |  | N | Natural Gas | [13 empty] | 0.062522 | 0.062522 | 0.062522 | 0.062522 | [11 empty] | Brownsville Public Utility Board | 100 | Brownsville Public Utility Board | 100
natural gas combined cycle | Silas Ray | 3559_G_9 | 3559 | G | 9 | 2461 | Combined Cycle |  | ERC_REST | Texas | 48 | Cameron | 61 | 48061 | 42 | 9795 | 1996 | 9999 |  |  | N | Natural Gas |  |  |  | DLNB | [9 empty] | 0.062522 | 0.062522 | 0.062522 | 0.062522 | [11 empty] | Brownsville Public Utility Board | 100 | Brownsville Public Utility Board | 100
natural gas peaker | Silas Ray | 3559_G_DG-3a | 3559 | G | DG-3a |  | Combustion Turbine | IC Engine | ERC_REST | Texas | 48 | Cameron | 61 | 48061 | 1 | 21272 | 2001 | 9999 |  |  | N | Distillate Fuel Oil | [12 empty] | 3 | 1.6498 | 1.6498 | 1.6498 | 1.6498 | [11 empty] | Brownsville Public Utility Board | 100 | Brownsville Public Utility Board | 100
natural gas peaker | Silas Ray | 3559_G_DG-3b | 3559 | G | DG-3b |  | Combustion Turbine | IC Engine | ERC_REST | Texas | 48 | Cameron | 61 | 48061 | 1 | 21272 | 2001 | 9999 |  |  | N | Distillate Fuel Oil | [12 empty] | 3 | 1.6498 | 1.6498 | 1.6498 | 1.6498 | [11 empty] | Brownsville Public Utility Board | 100 | Brownsville Public Utility Board | 100
natural gas peaker | Silas Ray | 3559_G_DG-4 | 3559 | G | DG-4 |  | Combustion Turbine | IC Engine | ERC_REST | Texas | 48 | Cameron | 61 | 48061 | 1 | 21272 | 2001 | 9999 |  |  | N | Distillate Fuel Oil | [12 empty] | 3 | 1.6498 | 1.6498 | 1.6498 | 1.6498 | [11 empty] | Brownsville Public Utility Board | 100 | Brownsville Public Utility Board | 100
natural gas peaker | Silas Ray | 3559_G_DG-6a | 3559 | G | DG-6a |  | Combustion Turbine | IC Engine | ERC_REST | Texas | 48 | Cameron | 61 | 48061 | 1 | 21272 | 2001 | 9999 |  |  | N | Distillate Fuel Oil | [12 empty] | 3 | 1.6498 | 1.6498 | 1.6498 | 1.6498 | [11 empty] | Brownsville Public Utility Board | 100 | Brownsville Public Utility Board | 100
natural gas peaker | Silas Ray | 3559_G_DG-6b | 3559 | G | DG-6b |  | Combustion Turbine | IC Engine | ERC_REST | Texas | 48 | Cameron | 61 | 48061 | 1 | 21272 | 2001 | 9999 |  |  | N | Distillate Fuel Oil | [12 empty] | 3 | 1.6498 | 1.6498 | 1.6498 | 1.6498 | [11 empty] | Brownsville Public Utility Board | 100 | Brownsville Public Utility Board | 100
natural gas peaker | Silas Ray | 3559_G_10 | 3559 | G | 10 | 89523 | Combustion Turbine |  | ERC_REST | Texas | 48 | Cameron | 61 | 48061 | 45 | 12280 | 2004 | 9999 |  |  | N | Natural Gas |  |  |  |  | SCR | [7 empty] | 3 | 0.01232 | 0.01232 | 0.01232 | 0.01232 | [11 empty] | Brownsville Public Utility Board | 100 | Brownsville Public Utility Board | 100
natural gas peaker | Bryan (TX) | 3561_G_7 | 3561 | G | 7 |  | Combustion Turbine |  | ERC_REST | Texas | 48 | Brazos | 41 | 48041 | 21 | 17399 | 1975 | 9999 |  |  | N | Natural Gas | [12 empty] | 0.003 | 0.47388 | 0.47388 | 0.47388 | 0.47388 | [11 empty] | Bryan Texas Utilities | 100 | Bryan Texas Utilities | 100
natural gas steam turbine | Ray Olinger | 3576_B_CE1 | 3576 | B | CE1 | 2466 | O/G Steam |  | ERC_REST | Texas | 48 | Collin | 85 | 48085 | 75 | 12869 | 1967 | 9999 | tangential |  | N | Natural Gas |  |  |  | LNC2 | [8 empty] | 0.006 | 0.05727 | 0.05727 | 0.05727 | 0.05727 | [11 empty] | Garland Power & Light | 100 | Garland Power & Light | 100
natural gas steam turbine | Ray Olinger | 3576_B_BW2 | 3576 | B | BW2 | 2464 | O/G Steam |  | ERC_REST | Texas | 48 | Collin | 85 | 48085 | 107 | 13676 | 1971 | 9999 | wall | dry | N | Natural Gas |  |  |  | FR + OFA | [8 empty] | 0.006 | 0.05039 | 0.05039 | 0.05039 | 0.05039 | [11 empty] | Garland Power & Light | 100 | Garland Power & Light | 100
natural gas steam turbine | Ray Olinger | 3576_B_BW3 | 3576 | B | BW3 | 2465 | O/G Steam |  | ERC_REST | Texas | 48 | Collin | 85 | 48085 | 138 | 13260 | 1975 | 9999 | wall | dry | N | Natural Gas |  |  |  | FR + LNB + LNBO + OFA | [8 empty] | 0.006 | 0.05105 | 0.05105 | 0.05105 | 0.05105 | [11 empty] | Garland Power & Light | 100 | Garland Power & Light | 100
natural gas peaker | Ray Olinger | 3576_G_4 | 3576 | G | 4 | 2467 | Combustion Turbine |  | ERC_REST | Texas | 48 | Collin | 85 | 48085 | 75 | 12606 | 2001 | 9999 |  |  | N | Natural Gas |  |  |  | DLNB | [8 empty] | 3 | 0.0296 | 0.0296 | 0.0296 | 0.0296 | [11 empty] | Garland Power & Light | 100 | Garland Power & Light | 100
hydro | Abbott TP 3 | 3581_G_1 | 3581 | G | 1 |  | Hydro |  | ERC_REST | Texas | 48 | Guadalupe | 187 | 48187 | 1.4 | 0 | 1927 | 9999 |  |  | N | Hydro | [13 empty] | 0 | 0 | 0 | 0 | [11 empty] | Guadalupe Blanco River Authority | 100 | Guadalupe Blanco River Authority | 100
hydro | Abbott TP 3 | 3581_G_2 | 3581 | G | 2 |  | Hydro |  | ERC_REST | Texas | 48 | Guadalupe | 187 | 48187 | 1.4 | 0 | 1927 | 9999 |  |  | N | Hydro | [13 empty] | 0 | 0 | 0 | 0 | [11 empty] | Guadalupe Blanco River Authority | 100 | Guadalupe Blanco River Authority | 100
hydro | H 4 | 3583_G_1 | 3583 | G | 1 |  | Hydro |  | ERC_REST | Texas | 48 | Gonzales | 177 | 48177 | 2.4 | 0 | 1931 | 9999 |  |  | N | Hydro | [13 empty] | 0 | 0 | 0 | 0 | [11 empty] | Guadalupe Blanco River Authority | 100 | Guadalupe Blanco River Authority | 100
hydro | Nolte | 3585_G_1 | 3585 | G | 1 |  | Hydro |  | ERC_REST | Texas | 48 | Guadalupe | 187 | 48187 | 1.2 | 0 | 1927 | 9999 |  |  | N | Hydro | [13 empty] | 0 | 0 | 0 | 0 | [11 empty] | Guadalupe Blanco River Authority | 100 | Guadalupe Blanco River Authority | 100
hydro | Nolte | 3585_G_2 | 3585 | G | 2 |  | Hydro |  | ERC_REST | Texas | 48 | Guadalupe | 187 | 48187 | 1.2 | 0 | 1927 | 9999 |  |  | N | Hydro | [13 empty] | 0 | 0 | 0 | 0 | [11 empty] | Guadalupe Blanco River Authority | 100 | Guadalupe Blanco River Authority | 100
hydro | TP 4 | 3586_G_1 | 3586 | G | 1 |  | Hydro |  | ERC_REST | Texas | 48 | Guadalupe | 187 | 48187 | 2.4 | 0 | 1932 | 9999 |  |  | N | Hydro | [13 empty] | 0 | 0 | 0 | 0 | [11 empty] | Guadalupe Blanco River Authority | 100 | Guadalupe Blanco River Authority | 100
hydro | Austin | 3594_G_1 | 3594 | G | 1 |  | Hydro |  | ERC_REST | Texas | 48 | Travis | 453 | 48453 | 8.2 | 0 | 1940 | 9999 |  |  | N | Hydro | [13 empty] | 0 | 0 | 0 | 0 | [11 empty] | Lower Colorado River Authority | 100 | Lower Colorado River Authority | 100
hydro | Austin | 3594_G_2 | 3594 | G | 2 |  | Hydro |  | ERC_REST | Texas | 48 | Travis | 453 | 48453 | 8.8 | 0 | 1940 | 9999 |  |  | N | Hydro | [13 empty] | 0 | 0 | 0 | 0 | [11 empty] | Lower Colorado River Authority | 100 | Lower Colorado River Authority | 100
hydro | Buchanan Dam (TX) | 3595_G_1 | 3595 | G | 1 |  | Hydro |  | ERC_REST | Texas | 48 | Llano | 299 | 48299 | 18.3 | 0 | 1938 | 9999 |  |  | N | Hydro | [13 empty] | 0 | 0 | 0 | 0 | [11 empty] | Lower Colorado River Authority | 100 | Lower Colorado River Authority | 100
hydro | Buchanan Dam (TX) | 3595_G_2 | 3595 | G | 2 |  | Hydro |  | ERC_REST | Texas | 48 | Llano | 299 | 48299 | 18.3 | 0 | 1938 | 9999 |  |  | N | Hydro | [13 empty] | 0 | 0 | 0 | 0 | [11 empty] | Lower Colorado River Authority | 100 | Lower Colorado River Authority | 100
hydro | Buchanan Dam (TX) | 3595_G_3 | 3595 | G | 3 |  | Hydro |  | ERC_REST | Texas | 48 | Llano | 299 | 48299 | 18.3 | 0 | 1950 | 9999 |  |  | N | Hydro | [13 empty] | 0 | 0 | 0 | 0 | [11 empty] | Lower Colorado River Authority | 100 | Lower Colorado River Authority | 100
hydro | Granite Shoals | 3597_G_1 | 3597 | G | 1 |  | Hydro |  | ERC_REST | Texas | 48 | Burnet | 53 | 48053 | 27 | 0 | 1951 | 9999 |  |  | N | Hydro | [13 empty] | 0 | 0 | 0 | 0 | [11 empty] | Lower Colorado River Authority | 100 | Lower Colorado River Authority | 100
hydro | Granite Shoals | 3597_G_2 | 3597 | G | 2 |  | Hydro |  | ERC_REST | Texas | 48 | Burnet | 53 | 48053 | 27 | 0 | 1951 | 9999 |  |  | N | Hydro | [13 empty] | 0 | 0 | 0 | 0 | [11 empty] | Lower Colorado River Authority | 100 | Lower Colorado River Authority | 100
hydro | Inks | 3598_G_1 | 3598 | G | 1 |  | Hydro |  | ERC_REST | Texas | 48 | Burnet | 53 | 48053 | 13.8 | 0 | 1938 | 9999 |  |  | N | Hydro | [13 empty] | 0 | 0 | 0 | 0 | [11 empty] | Lower Colorado River Authority | 100 | Lower Colorado River Authority | 100
hydro | Marble Falls | 3599_G_1 | 3599 | G | 1 |  | Hydro |  | ERC_REST | Texas | 48 | Burnet | 53 | 48053 | 19.8 | 0 | 1951 | 9999 |  |  | N | Hydro | [13 empty] | 0 | 0 | 0 | 0 | [11 empty] | Lower Colorado River Authority | 100 | Lower Colorado River Authority | 100
hydro | Marble Falls | 3599_G_2 | 3599 | G | 2 |  | Hydro |  | ERC_REST | Texas | 48 | Burnet | 53 | 48053 | 19.8 | 0 | 1951 | 9999 |  |  | N | Hydro | [13 empty] | 0 | 0 | 0 | 0 | [11 empty] | Lower Colorado River Authority | 100 | Lower Colorado River Authority | 100
hydro | Marshall Ford | 3600_G_1 | 3600 | G | 1 |  | Hydro |  | ERC_REST | Texas | 48 | Travis | 453 | 48453 | 36 | 0 | 1941 | 9999 |  |  | N | Hydro | [13 empty] | 0 | 0 | 0 | 0 | [11 empty] | Lower Colorado River Authority | 100 | Lower Colorado River Authority | 100
hydro | Marshall Ford | 3600_G_2 | 3600 | G | 2 |  | Hydro |  | ERC_REST | Texas | 48 | Travis | 453 | 48453 | 36 | 0 | 1941 | 9999 |  |  | N | Hydro | [13 empty] | 0 | 0 | 0 | 0 | [11 empty] | Lower Colorado River Authority | 100 | Lower Colorado River Authority | 100
hydro | Marshall Ford | 3600_G_3 | 3600 | G | 3 |  | Hydro |  | ERC_REST | Texas | 48 | Travis | 453 | 48453 | 36 | 0 | 1941 | 9999 |  |  | N | Hydro | [13 empty] | 0 | 0 | 0 | 0 | [11 empty] | Lower Colorado River Authority | 100 | Lower Colorado River Authority | 100
natural gas steam turbine | Sim Gideon | 3601_B_1 | 3601 | B | 1 | 2468 | O/G Steam |  | ERC_REST | Texas | 48 | Bastrop | 21 | 48021 | 136 | 11386 | 1965 | 9999 | wall | dry | N | Natural Gas |  |  |  | OFA + other | [8 empty] | 0.001 | 0.17461 | 0.17461 | 0.17461 | 0.17461 | [11 empty] | Lower Colorado River Authority | 100 | Lower Colorado River Authority | 100
natural gas steam turbine | Sim Gideon | 3601_B_2 | 3601 | B | 2 | 2469 | O/G Steam |  | ERC_REST | Texas | 48 | Bastrop | 21 | 48021 | 136 | 11678 | 1968 | 9999 | wall | dry | N | Natural Gas |  |  |  | OFA + other | [8 empty] | 0.001 | 0.13518 | 0.13518 | 0.13518 | 0.13518 | [11 empty] | Lower Colorado River Authority | 100 | Lower Colorado River Authority | 100
natural gas steam turbine | Sim Gideon | 3601_B_3 | 3601 | B | 3 | 2470 | O/G Steam |  | ERC_REST | Texas | 48 | Bastrop | 21 | 48021 | 335 | 11257 | 1972 | 9999 | tangential | dry | N | Natural Gas |  |  |  | CM + FU + OFA | [8 empty] | 0.001 | 0.19705 | 0.19705 | 0.19705 | 0.19705 | [11 empty] | Lower Colorado River Authority | 100 | Lower Colorado River Authority | 100
natural gas steam turbine | Ty Cooke | 3602_B_1 | 3602 | B | 1 | 2471 | O/G Steam |  | SPP_SPS | Texas | 48 | Lubbock | 303 | 48303 | 42 | 13166 | 1965 | 9999 | wall | dry | N | Natural Gas |  |  |  | LNB | [8 empty] | 1.157 | 0.14946 | 0.14946 | 0.14946 | 0.14946 | [11 empty] | Lubbock Power & Light Dept | 100 | Lubbock Power & Light Dept | 100
natural gas peaker | Ty Cooke | 3602_G_GT2 | 3602 | G | GT2 |  | Combustion Turbine |  | SPP_SPS | Texas | 48 | Lubbock | 303 | 48303 | 16 | 15037 | 1971 | 9999 |  |  | N | Natural Gas | [12 empty] | 3 | 0.64103 | 0.64103 | 0.64103 | 0.64103 | [11 empty] | Lubbock Power & Light Dept | 100 | Lubbock Power & Light Dept | 100
natural gas peaker | Ty Cooke | 3602_G_GT3 | 3602 | G | GT3 |  | Combustion Turbine |  | SPP_SPS | Texas | 48 | Lubbock | 303 | 48303 | 16 | 15039 | 1974 | 9999 |  |  | N | Natural Gas | [12 empty] | 3 | 0.47388 | 0.47388 | 0.47388 | 0.47388 | [11 empty] | Lubbock Power & Light Dept | 100 | Lubbock Power & Light Dept | 100
natural gas steam turbine | Ty Cooke | 3602_B_2 | 3602 | B | 2 | 2472 | O/G Steam |  | SPP_SPS | Texas | 48 | Lubbock | 303 | 48303 | 46 | 14500 | 1978 | 9999 | wall | dry | N | Natural Gas |  |  |  | LNB | [8 empty] | 1.157 | 0.16763 | 0.16763 | 0.16763 | 0.16763 | [11 empty] | Lubbock Power & Light Dept | 100 | Lubbock Power & Light Dept | 100
natural gas combined cycle | J Robert Massengale | 3604_G_6A | 3604 | G | 6A | 2474 | Combined Cycle |  | SPP_SPS | Texas | 48 | Lubbock | 303 | 48303 | 18 | 9712 | 1957 | 9999 | wall |  | N | Natural Gas |  |  |  |  | SCR | [8 empty] | 0.03403 | 0.03403 | 0.03403 | 0.03403 | [11 empty] | Lubbock Power & Light Dept | 85.21 | Lubbock Power & Light Dept | 85.21
natural gas combined cycle | J Robert Massengale | 3604_G_7 | 3604 | G | 7 | 2474 | Combined Cycle |  | SPP_SPS | Texas | 48 | Lubbock | 303 | 48303 | 18 | 9712 | 1959 | 9999 | wall |  | N | Natural Gas |  |  |  |  | SCR | [8 empty] | 0.03403 | 0.03403 | 0.03403 | 0.03403 | [11 empty] | Lubbock Power & Light Dept | 85.21 | Lubbock Power & Light Dept | 85.21
natural gas combined cycle | J Robert Massengale | 3604_G_8 | 3604 | G | 8 | 2474 | Combined Cycle |  | SPP_SPS | Texas | 48 | Lubbock | 303 | 48303 | 38 | 9712 | 2000 | 9999 |  |  | N | Natural Gas |  |  |  |  | SCR | [8 empty] | 0.03403 | 0.03403 | 0.03403 | 0.03403 | [11 empty] | Lubbock Power & Light Dept | 85.21 | Lubbock Power & Light Dept | 85.21
natural gas peaker | Leon Creek | 3609_G_CGT1 | 3609 | G | CGT1 | 89297 | Combustion Turbine |  | ERC_REST | Texas | 48 | Bexar | 29 | 48029 | 46 | 10911 | 2004 | 9999 |  |  | N | Natural Gas |  |  |  |  | SCR | [7 empty] | 3 | 0.01965 | 0.0186 | 0.01965 | 0.0186 | [11 empty] | CPS Energy | 100 | CPS Energy | 100
natural gas peaker | Leon Creek | 3609_G_CGT2 | 3609 | G | CGT2 | 89298 | Combustion Turbine |  | ERC_REST | Texas | 48 | Bexar | 29 | 48029 | 46 | 10912 | 2004 | 9999 |  |  | N | Natural Gas |  |  |  |  | SCR | [7 empty] | 3 | 0.01697 | 0.01577 | 0.01697 | 0.01577 | [11 empty] | CPS Energy | 100 | CPS Energy | 100
natural gas peaker | Leon Creek | 3609_G_CGT3 | 3609 | G | CGT3 | 89299 | Combustion Turbine |  | ERC_REST | Texas | 48 | Bexar | 29 | 48029 | 44 | 10916 | 2004 | 9999 |  |  | N | Natural Gas |  |  |  |  | SCR | [7 empty] | 3 | 0.01681 | 0.01565 | 0.01681 | 0.01565 | [11 empty] | CPS Energy | 100 | CPS Energy | 100
natural gas peaker | Leon Creek | 3609_G_CGT4 | 3609 | G | CGT4 | 89300 | Combustion Turbine |  | ERC_REST | Texas | 48 | Bexar | 29 | 48029 | 46 | 10912 | 2004 | 9999 |  |  | N | Natural Gas |  |  |  |  | SCR | [7 empty] | 3 | 0.01824 | 0.01688 | 0.01824 | 0.01688 | [11 empty] | CPS Energy | 100 | CPS Energy | 100
natural gas steam turbine | O W Sommers | 3611_B_2 | 3611 | B | 2 | 2480 | O/G Steam |  | ERC_REST | Texas | 48 | Bexar | 29 | 48029 | 410 | 12295 | 1974 | 2029 | tangential |  | N | Natural Gas, Distillate Fuel Oil |  |  |  | FR + OFA | [8 empty] | 1.157 | 0.1102 | 0.1102 | 0.1102 | 0.1102 | [11 empty] | CPS Energy | 100 | CPS Energy | 100
natural gas peaker | V H Braunig | 3612_G_5 | 3612 | G | 5 | 89837 | Combustion Turbine |  | ERC_REST | Texas | 48 | Bexar | 29 | 48029 | 48 | 11812 | 2010 | 9999 |  |  | N | Natural Gas, Distillate Fuel Oil |  |  |  |  | SCR | [8 empty] | 0.01438 | 0.01378 | 0.01438 | 0.01378 | [11 empty] | CPS Energy | 100 | CPS Energy | 100
natural gas peaker | V H Braunig | 3612_G_6 | 3612 | G | 6 | 89838 | Combustion Turbine |  | ERC_REST | Texas | 48 | Bexar | 29 | 48029 | 48 | 11812 | 2010 | 9999 |  |  | N | Natural Gas, Distillate Fuel Oil |  |  |  |  | SCR | [8 empty] | 0.01321 | 0.01243 | 0.01321 | 0.01243 | [11 empty] | CPS Energy | 100 | CPS Energy | 100
natural gas peaker | V H Braunig | 3612_G_7 | 3612 | G | 7 | 89839 | Combustion Turbine |  | ERC_REST | Texas | 48 | Bexar | 29 | 48029 | 48 | 11812 | 2010 | 9999 |  |  | N | Natural Gas, Distillate Fuel Oil |  |  |  |  | SCR | [8 empty] | 0.01392 | 0.0136 | 0.01392 | 0.0136 | [11 empty] | CPS Energy | 100 | CPS Energy | 100
natural gas peaker | V H Braunig | 3612_G_8 | 3612 | G | 8 | 89840 | Combustion Turbine |  | ERC_REST | Texas | 48 | Bexar | 29 | 48029 | 47 | 11826 | 2010 | 9999 |  |  | N | Natural Gas, Distillate Fuel Oil |  |  |  |  | SCR | [8 empty] | 0.01482 | 0.01397 | 0.01482 | 0.01397 | [11 empty] | CPS Energy | 100 | CPS Energy | 100
natural gas steam turbine | R W Miller | 3628_B_1 | 3628 | B | 1 | 2493 | O/G Steam |  | ERC_REST | Texas | 48 | Palo Pinto | 363 | 48363 | 66 | 12533 | 1968 | 9999 | wall | dry | N | Natural Gas | [12 empty] | 1.157 | 0.14392 | 0.14392 | 0.14392 | 0.14392 | [11 empty] | Brazos Electric Power Coop | 100 | Brazos Electric Power Coop | 100
natural gas steam turbine | R W Miller | 3628_B_2 | 3628 | B | 2 | 2494 | O/G Steam |  | ERC_REST | Texas | 48 | Palo Pinto | 363 | 48363 | 100 | 12536 | 1972 | 9999 | wall | dry | N | Natural Gas, Distillate Fuel Oil | [12 empty] | 1.157 | 0.31897 | 0.31897 | 0.31897 | 0.31897 | [11 empty] | Brazos Electric Power Coop | 100 | Brazos Electric Power Coop | 100
natural gas steam turbine | R W Miller | 3628_B_3 | 3628 | B | 3 | 2495 | O/G Steam |  | ERC_REST | Texas | 48 | Palo Pinto | 363 | 48363 | 200 | 12595 | 1975 | 9999 | wall | dry | N | Natural Gas, Distillate Fuel Oil |  |  |  | CM + FU | [8 empty] | 0.8 | 0.13867 | 0.13867 | 0.13867 | 0.13867 | [11 empty] | Brazos Electric Power Coop | 100 | Brazos Electric Power Coop | 100
natural gas peaker | R W Miller | 3628_G_4 | 3628 | G | 4 | 2491 | Combustion Turbine |  | ERC_REST | Texas | 48 | Palo Pinto | 363 | 48363 | 104 | 14665 | 1994 | 9999 |  |  | N | Natural Gas, Distillate Fuel Oil |  |  |  | H2O | [8 empty] | 3 | 0.08804 | 0.08804 | 0.08804 | 0.08804 | [11 empty] | Brazos Electric Power Coop | 100 | Brazos Electric Power Coop | 100
natural gas peaker | R W Miller | 3628_G_5 | 3628 | G | 5 | 2492 | Combustion Turbine |  | ERC_REST | Texas | 48 | Palo Pinto | 363 | 48363 | 104 | 14665 | 1994 | 9999 |  |  | N | Natural Gas, Distillate Fuel Oil |  |  |  | H2O | [8 empty] | 3 | 0.08707 | 0.08707 | 0.08707 | 0.08707 | [11 empty] | Brazos Electric Power Coop | 100 | Brazos Electric Power Coop | 100
natural gas peaker | Pearsall | 3630_G_10A | 3630 | G | 10A |  | Combustion Turbine | IC Engine | ERC_REST | Texas | 48 | Frio | 163 | 48163 | 8.4 | 10745 | 2010 | 9999 |  |  | N | Natural Gas | [13 empty] | 0.01849 | 0.01849 | 0.01849 | 0.01849 | [11 empty] | South Texas Electric Coop Inc | 100 | South Texas Electric Coop Inc | 100
natural gas peaker | Pearsall | 3630_G_11A | 3630 | G | 11A |  | Combustion Turbine | IC Engine | ERC_REST | Texas | 48 | Frio | 163 | 48163 | 8.4 | 10745 | 2010 | 9999 |  |  | N | Natural Gas | [13 empty] | 0.01864 | 0.01864 | 0.01864 | 0.01864 | [11 empty] | South Texas Electric Coop Inc | 100 | South Texas Electric Coop Inc | 100
natural gas peaker | Pearsall | 3630_G_12A | 3630 | G | 12A |  | Combustion Turbine | IC Engine | ERC_REST | Texas | 48 | Frio | 163 | 48163 | 8.4 | 10745 | 2010 | 9999 |  |  | N | Natural Gas | [13 empty] | 0.01827 | 0.01827 | 0.01827 | 0.01827 | [11 empty] | South Texas Electric Coop Inc | 100 | South Texas Electric Coop Inc | 100
natural gas peaker | Pearsall | 3630_G_13A | 3630 | G | 13A |  | Combustion Turbine | IC Engine | ERC_REST | Texas | 48 | Frio | 163 | 48163 | 8.4 | 10745 | 2010 | 9999 |  |  | N | Natural Gas | [13 empty] | 0.01805 | 0.01805 | 0.01805 | 0.01805 | [11 empty] | South Texas Electric Coop Inc | 100 | South Texas Electric Coop Inc | 100
natural gas peaker | Pearsall | 3630_G_14A | 3630 | G | 14A |  | Combustion Turbine | IC Engine | ERC_REST | Texas | 48 | Frio | 163 | 48163 | 8.4 | 10745 | 2010 | 9999 |  |  | N | Natural Gas | [13 empty] | 0.01794 | 0.01794 | 0.01794 | 0.01794 | [11 empty] | South Texas Electric Coop Inc | 100 | South Texas Electric Coop Inc | 100
natural gas peaker | Pearsall | 3630_G_15A | 3630 | G | 15A |  | Combustion Turbine | IC Engine | ERC_REST | Texas | 48 | Frio | 163 | 48163 | 8.4 | 10745 | 2010 | 9999 |  |  | N | Natural Gas | [13 empty] | 0.01781 | 0.01781 | 0.01781 | 0.01781 | [11 empty] | South Texas Electric Coop Inc | 100 | South Texas Electric Coop Inc | 100
natural gas peaker | Pearsall | 3630_G_16A | 3630 | G | 16A |  | Combustion Turbine | IC Engine | ERC_REST | Texas | 48 | Frio | 163 | 48163 | 8.4 | 10745 | 2010 | 9999 |  |  | N | Natural Gas | [13 empty] | 0.01818 | 0.01818 | 0.01818 | 0.01818 | [11 empty] | South Texas Electric Coop Inc | 100 | South Texas Electric Coop Inc | 100
natural gas peaker | Pearsall | 3630_G_17A | 3630 | G | 17A |  | Combustion Turbine | IC Engine | ERC_REST | Texas | 48 | Frio | 163 | 48163 | 8.4 | 10745 | 2010 | 9999 |  |  | N | Natural Gas | [13 empty] | 0.01795 | 0.01795 | 0.01795 | 0.01795 | [11 empty] | South Texas Electric Coop Inc | 100 | South Texas Electric Coop Inc | 100
natural gas peaker | Pearsall | 3630_G_18A | 3630 | G | 18A |  | Combustion Turbine | IC Engine | ERC_REST | Texas | 48 | Frio | 163 | 48163 | 8.4 | 10745 | 2010 | 9999 |  |  | N | Natural Gas | [13 empty] | 0.01796 | 0.01796 | 0.01796 | 0.01796 | [11 empty] | South Texas Electric Coop Inc | 100 | South Texas Electric Coop Inc | 100
natural gas peaker | Pearsall | 3630_G_19A | 3630 | G | 19A |  | Combustion Turbine | IC Engine | ERC_REST | Texas | 48 | Frio | 163 | 48163 | 8.4 | 10745 | 2010 | 9999 |  |  | N | Natural Gas | [13 empty] | 0.01159 | 0.01159 | 0.01159 | 0.01159 | [11 empty] | South Texas Electric Coop Inc | 100 | South Texas Electric Coop Inc | 100
natural gas peaker | Pearsall | 3630_G_1A | 3630 | G | 1A |  | Combustion Turbine | IC Engine | ERC_REST | Texas | 48 | Frio | 163 | 48163 | 8.4 | 10745 | 2010 | 9999 |  |  | N | Natural Gas | [13 empty] | 0.02668 | 0.02668 | 0.02668 | 0.02668 | [11 empty] | South Texas Electric Coop Inc | 100 | Duke Energy Corp | 100
natural gas peaker | Pearsall | 3630_G_20A | 3630 | G | 20A |  | Combustion Turbine | IC Engine | ERC_REST | Texas | 48 | Frio | 163 | 48163 | 8.4 | 10745 | 2010 | 9999 |  |  | N | Natural Gas | [13 empty] | 0.0116 | 0.0116 | 0.0116 | 0.0116 | [11 empty] | South Texas Electric Coop Inc | 100 | South Texas Electric Coop Inc | 100
natural gas peaker | Pearsall | 3630_G_21A | 3630 | G | 21A |  | Combustion Turbine | IC Engine | ERC_REST | Texas | 48 | Frio | 163 | 48163 | 8.4 | 10745 | 2010 | 9999 |  |  | N | Natural Gas | [13 empty] | 0.01123 | 0.01123 | 0.01123 | 0.01123 | [11 empty] | South Texas Electric Coop Inc | 100 | South Texas Electric Coop Inc | 100
natural gas peaker | Pearsall | 3630_G_22A | 3630 | G | 22A |  | Combustion Turbine | IC Engine | ERC_REST | Texas | 48 | Frio | 163 | 48163 | 8.4 | 10745 | 2010 | 9999 |  |  | N | Natural Gas | [13 empty] | 0.01008 | 0.01008 | 0.01008 | 0.01008 | [11 empty] | South Texas Electric Coop Inc | 100 | South Texas Electric Coop Inc | 100
natural gas peaker | Pearsall | 3630_G_23A | 3630 | G | 23A |  | Combustion Turbine | IC Engine | ERC_REST | Texas | 48 | Frio | 163 | 48163 | 8.4 | 10745 | 2010 | 9999 |  |  | N | Natural Gas | [13 empty] | 0.01084 | 0.01084 | 0.01084 | 0.01084 | [11 empty] | South Texas Electric Coop Inc | 100 | South Texas Electric Coop Inc | 100
natural gas peaker | Pearsall | 3630_G_24A | 3630 | G | 24A |  | Combustion Turbine | IC Engine | ERC_REST | Texas | 48 | Frio | 163 | 48163 | 8.4 | 10745 | 2010 | 9999 |  |  | N | Natural Gas | [13 empty] | 0.01142 | 0.01142 | 0.01142 | 0.01142 | [11 empty] | South Texas Electric Coop Inc | 100 | South Texas Electric Coop Inc | 100
natural gas peaker | Pearsall | 3630_G_2A | 3630 | G | 2A |  | Combustion Turbine | IC Engine | ERC_REST | Texas | 48 | Frio | 163 | 48163 | 8.4 | 10745 | 2010 | 9999 |  |  | N | Natural Gas | [13 empty] | 0.01786 | 0.01786 | 0.01786 | 0.01786 | [11 empty] | South Texas Electric Coop Inc | 100 | South Texas Electric Coop Inc | 100
natural gas peaker | Pearsall | 3630_G_3A | 3630 | G | 3A |  | Combustion Turbine | IC Engine | ERC_REST | Texas | 48 | Frio | 163 | 48163 | 8.4 | 10745 | 2010 | 9999 |  |  | N | Natural Gas | [13 empty] | 0.01786 | 0.01786 | 0.01786 | 0.01786 | [11 empty] | South Texas Electric Coop Inc | 100 | South Texas Electric Coop Inc | 100
natural gas peaker | Pearsall | 3630_G_4A | 3630 | G | 4A |  | Combustion Turbine | IC Engine | ERC_REST | Texas | 48 | Frio | 163 | 48163 | 8.4 | 10745 | 2010 | 9999 |  |  | N | Natural Gas | [13 empty] | 0.01777 | 0.01777 | 0.01777 | 0.01777 | [11 empty] | South Texas Electric Coop Inc | 100 | South Texas Electric Coop Inc | 100
natural gas peaker | Pearsall | 3630_G_5A | 3630 | G | 5A |  | Combustion Turbine | IC Engine | ERC_REST | Texas | 48 | Frio | 163 | 48163 | 8.4 | 10745 | 2010 | 9999 |  |  | N | Natural Gas | [13 empty] | 0.01791 | 0.01791 | 0.01791 | 0.01791 | [11 empty] | South Texas Electric Coop Inc | 100 | South Texas Electric Coop Inc | 100
natural gas peaker | Pearsall | 3630_G_6A | 3630 | G | 6A |  | Combustion Turbine | IC Engine | ERC_REST | Texas | 48 | Frio | 163 | 48163 | 8.4 | 10745 | 2010 | 9999 |  |  | N | Natural Gas | [13 empty] | 0.01774 | 0.01774 | 0.01774 | 0.01774 | [11 empty] | South Texas Electric Coop Inc | 100 | South Texas Electric Coop Inc | 100
natural gas peaker | Pearsall | 3630_G_7A | 3630 | G | 7A |  | Combustion Turbine | IC Engine | ERC_REST | Texas | 48 | Frio | 163 | 48163 | 8.4 | 10745 | 2010 | 9999 |  |  | N | Natural Gas | [13 empty] | 0.01835 | 0.01835 | 0.01835 | 0.01835 | [11 empty] | South Texas Electric Coop Inc | 100 | South Texas Electric Coop Inc | 100
natural gas peaker | Pearsall | 3630_G_8A | 3630 | G | 8A |  | Combustion Turbine | IC Engine | ERC_REST | Texas | 48 | Frio | 163 | 48163 | 8.4 | 10745 | 2010 | 9999 |  |  | N | Natural Gas | [13 empty] | 0.01843 | 0.01843 | 0.01843 | 0.01843 | [11 empty] | South Texas Electric Coop Inc | 100 | South Texas Electric Coop Inc | 100
natural gas peaker | Pearsall | 3630_G_9A | 3630 | G | 9A |  | Combustion Turbine | IC Engine | ERC_REST | Texas | 48 | Frio | 163 | 48163 | 8.4 | 10745 | 2010 | 9999 |  |  | N | Natural Gas | [13 empty] | 0.01843 | 0.01843 | 0.01843 | 0.01843 | [11 empty] | South Texas Electric Coop Inc | 100 | South Texas Electric Coop Inc | 100
natural gas peaker | Sam Rayburn | 3631_G_4 | 3631 | G | 4 |  | Combustion Turbine | IC Engine | ERC_REST | Texas | 48 | Victoria | 469 | 48469 | 1.6 | 10745 | 1991 | 9999 |  |  | N | Distillate Fuel Oil | [12 empty] | 3 | 2.3015 | 2.3015 | 2.3015 | 2.3015 | [11 empty] | South Texas Electric Coop Inc | 100 | South Texas Electric Coop Inc | 100
natural gas peaker | Sam Rayburn | 3631_G_5 | 3631 | G | 5 |  | Combustion Turbine | IC Engine | ERC_REST | Texas | 48 | Victoria | 469 | 48469 | 1.6 | 10745 | 1991 | 9999 |  |  | N | Distillate Fuel Oil | [12 empty] | 3 | 2.0333 | 2.0333 | 2.0333 | 2.0333 | [11 empty] | South Texas Electric Coop Inc | 100 | South Texas Electric Coop Inc | 100
natural gas combined cycle | Sam Rayburn | 3631_G_10 | 3631 | G | 10 | 8334 | Combined Cycle |  | ERC_REST | Texas | 48 | Victoria | 469 | 48469 | 37 | 9732 | 2003 | 9999 |  |  | N | Natural Gas, Distillate Fuel Oil |  |  |  | H2O | SCR | [8 empty] | 0.019524 | 0.019524 | 0.019524 | 0.019524 | [11 empty] | South Texas Electric Coop Inc | 100 | South Texas Electric Coop Inc | 100
natural gas combined cycle | Sam Rayburn | 3631_G_7 | 3631 | G | 7 | 8334 | Combined Cycle |  | ERC_REST | Texas | 48 | Victoria | 469 | 48469 | 49 | 9732 | 2003 | 9999 |  |  | N | Natural Gas, Distillate Fuel Oil |  |  |  | H2O | SCR | [8 empty] | 0.019524 | 0.019524 | 0.019524 | 0.019524 | [11 empty] | South Texas Electric Coop Inc | 100 | South Texas Electric Coop Inc | 100
natural gas combined cycle | Sam Rayburn | 3631_G_8 | 3631 | G | 8 | 8336 | Combined Cycle |  | ERC_REST | Texas | 48 | Victoria | 469 | 48469 | 49 | 9732 | 2003 | 9999 |  |  | N | Natural Gas, Distillate Fuel Oil |  |  |  | H2O | SCR | [8 empty] | 0.019524 | 0.019524 | 0.019524 | 0.019524 | [11 empty] | South Texas Electric Coop Inc | 100 | South Texas Electric Coop Inc | 100
natural gas combined cycle | Sam Rayburn | 3631_G_9 | 3631 | G | 9 | 8338 | Combined Cycle |  | ERC_REST | Texas | 48 | Victoria | 469 | 48469 | 48 | 9732 | 2003 | 9999 |  |  | N | Natural Gas, Distillate Fuel Oil |  |  |  | H2O | SCR | [8 empty] | 0.019524 | 0.019524 | 0.019524 | 0.019524 | [11 empty] | South Texas Electric Coop Inc | 100 | South Texas Electric Coop Inc | 100
hydro | Upper Beaver | 3643_G_1 | 3643 | G | 1 |  | Hydro |  | WECC_UT | Utah | 49 | Beaver | 1 | 49001 | 1.3 | 0 | 1907 | 9999 |  |  | N | Hydro | [13 empty] | 0 | 0 | 0 | 0 | [11 empty] | Beaver (City of) | 100 | Beaver (City of) | 100
hydro | Upper Beaver | 3643_G_2 | 3643 | G | 2 |  | Hydro |  | WECC_UT | Utah | 49 | Beaver | 1 | 49001 | 1.2 | 0 | 1907 | 9999 |  |  | N | Hydro | [13 empty] | 0 | 0 | 0 | 0 | [11 empty] | Beaver (City of) | 100 | Beaver (City of) | 100
hydro | Cutler Hydro | 3646_G_1 | 3646 | G | 1 |  | Hydro |  | WECC_UT | Utah | 49 | Box Elder | 3 | 49003 | 15 | 0 | 1927 | 9999 |  |  | N | Hydro | [13 empty] | 0 | 0 | 0 | 0 | [11 empty] | PacifiCorp | 100 | Berkshire Hathaway Inc | 100
hydro | Cutler Hydro | 3646_G_2 | 3646 | G | 2 |  | Hydro |  | WECC_UT | Utah | 49 | Box Elder | 3 | 49003 | 15 | 0 | 1927 | 9999 |  |  | N | Hydro | [13 empty] | 0 | 0 | 0 | 0 | [11 empty] | PacifiCorp | 100 | Berkshire Hathaway Inc | 100
natural gas steam turbine | Gadsby | 3648_B_1 | 3648 | B | 1 | 2498 | O/G Steam |  | WECC_UT | Utah | 49 | Salt Lake | 35 | 49035 | 64 | 14500 | 1951 | 2032 | wall | dry | N | Natural Gas |  |  |  | LNB | [8 empty] | 0.9 | 0.14079 | 0.14079 | 0.14079 | 0.14079 | [11 empty] | PacifiCorp | 100 | Berkshire Hathaway Inc | 100
natural gas steam turbine | Gadsby | 3648_B_2 | 3648 | B | 2 | 2499 | O/G Steam |  | WECC_UT | Utah | 49 | Salt Lake | 35 | 49035 | 69 | 14500 | 1952 | 2032 | wall | dry | N | Natural Gas |  |  |  | LNB | [8 empty] | 0.9 | 0.11521 | 0.11521 | 0.11521 | 0.11521 | [11 empty] | PacifiCorp | 100 | Berkshire Hathaway Inc | 100
natural gas steam turbine | Gadsby | 3648_B_3 | 3648 | B | 3 | 2500 | O/G Steam |  | WECC_UT | Utah | 49 | Salt Lake | 35 | 49035 | 104 | 14500 | 1955 | 2032 | tangential |  | N | Natural Gas |  |  |  | FR | [8 empty] | 0.9 | 0.06923 | 0.06923 | 0.06923 | 0.06923 | [11 empty] | PacifiCorp | 100 | Berkshire Hathaway Inc | 100
natural gas peaker | Gadsby | 3648_G_4 | 3648 | G | 4 | 9559 | Combustion Turbine |  | WECC_UT | Utah | 49 | Salt Lake | 35 | 49035 | 39 | 14660 | 2002 | 2032 |  |  | N | Natural Gas |  |  |  | H2O | SCR | [7 empty] | 0.85 | 0.02792 | 0.02792 | 0.02792 | 0.02792 | [11 empty] | PacifiCorp | 100 | Berkshire Hathaway Inc | 100
natural gas peaker | Gadsby | 3648_G_5 | 3648 | G | 5 | 9560 | Combustion Turbine |  | WECC_UT | Utah | 49 | Salt Lake | 35 | 49035 | 39 | 14660 | 2002 | 2032 |  |  | N | Natural Gas |  |  |  | H2O | SCR | [7 empty] | 0.85 | 0.02236 | 0.02236 | 0.02236 | 0.02236 | [11 empty] | PacifiCorp | 100 | Berkshire Hathaway Inc | 100
natural gas peaker | Gadsby | 3648_G_6 | 3648 | G | 6 | 9561 | Combustion Turbine |  | WECC_UT | Utah | 49 | Salt Lake | 35 | 49035 | 39 | 14660 | 2002 | 2032 |  |  | N | Natural Gas |  |  |  | H2O | SCR | [7 empty] | 0.85 | 0.02346 | 0.02346 | 0.02346 | 0.02346 | [11 empty] | PacifiCorp | 100 | Berkshire Hathaway Inc | 100
hydro | Granite | 3651_G_1 | 3651 | G | 1 |  | Hydro |  | WECC_UT | Utah | 49 | Salt Lake | 35 | 49035 | 1.2 | 0 | 1896 | 9999 |  |  | N | Hydro | [13 empty] | 0 | 0 | 0 | 0 | [11 empty] | PacifiCorp | 100 | Berkshire Hathaway Inc | 100
hydro | Pioneer | 3656_G_1 | 3656 | G | 1 |  | Hydro |  | WECC_UT | Utah | 49 | Weber | 57 | 49057 | 2 | 0 | 1910 | 9999 |  |  | N | Hydro | [13 empty] | 0 | 0 | 0 | 0 | [11 empty] | PacifiCorp | 100 | Berkshire Hathaway Inc | 100
hydro | Pioneer | 3656_G_2 | 3656 | G | 2 |  | Hydro |  | WECC_UT | Utah | 49 | Weber | 57 | 49057 | 2 | 0 | 1910 | 9999 |  |  | N | Hydro | [13 empty] | 0 | 0 | 0 | 0 | [11 empty] | PacifiCorp | 100 | Berkshire Hathaway Inc | 100
hydro | Snake Creek | 3658_G_1 | 3658 | G | 1 |  | Hydro |  | WECC_UT | Utah | 49 | Wasatch | 51 | 49051 | 0.5 | 0 | 1910 | 9999 |  |  | N | Hydro | [13 empty] | 0 | 0 | 0 | 0 | [11 empty] | PacifiCorp | 100 | Berkshire Hathaway Inc | 100
hydro | Snake Creek | 3658_G_2 | 3658 | G | 2 |  | Hydro |  | WECC_UT | Utah | 49 | Wasatch | 51 | 49051 | 0.5 | 0 | 1910 | 9999 |  |  | N | Hydro | [13 empty] | 0 | 0 | 0 | 0 | [11 empty] | PacifiCorp | 100 | Berkshire Hathaway Inc | 100
hydro | Stairs | 3659_G_3 | 3659 | G | 3 |  | Hydro |  | WECC_UT | Utah | 49 | Salt Lake | 35 | 49035 | 1.2 | 0 | 1912 | 9999 |  |  | N | Hydro | [13 empty] | 0 | 0 | 0 | 0 | [11 empty] | PacifiCorp | 100 | Berkshire Hathaway Inc | 100
hydro | Weber | 3661_G_1 | 3661 | G | 1 |  | Hydro |  | WECC_UT | Utah | 49 | Weber | 57 | 49057 | 2 | 0 | 1911 | 9999 |  |  | N | Hydro | [13 empty] | 0 | 0 | 0 | 0 | [11 empty] | PacifiCorp | 100 | Berkshire Hathaway Inc | 100
natural gas peaker | Bountiful City | 3665_G_1A | 3665 | G | 1A |  | Combustion Turbine |  | WECC_UT | Utah | 49 | Davis | 11 | 49011 | 4.2 | 10863 | 2001 | 9999 |  |  | N | Natural Gas | [12 empty] | 0.85 | 0.23894 | 0.23894 | 0.23894 | 0.23894 | [11 empty] | Bountiful City Light & Power | 100 | Bountiful City Light & Power | 100
natural gas peaker | Bountiful City | 3665_G_2A | 3665 | G | 2A |  | Combustion Turbine |  | WECC_UT | Utah | 49 | Davis | 11 | 49011 | 11.5 | 10863 | 2012 | 9999 |  |  | N | Natural Gas | [13 empty] | 0.23894 | 0.23894 | 0.23894 | 0.23894 | [11 empty] | Bountiful City Light & Power | 100 | Bountiful City Light & Power | 100
natural gas peaker | Bountiful City | 3665_G_3A | 3665 | G | 3A |  | Combustion Turbine |  | WECC_UT | Utah | 49 | Davis | 11 | 49011 | 11.5 | 10863 | 2012 | 9999 |  |  | N | Natural Gas | [13 empty] | 0.23894 | 0.23894 | 0.23894 | 0.23894 | [11 empty] | Bountiful City Light & Power | 100 | Bountiful City Light & Power | 100
hydro | Brigham City | 3666_G_1 | 3666 | G | 1 |  | Hydro |  | WECC_UT | Utah | 49 | Box Elder | 3 | 49003 | 0.5 | 0 | 1921 | 9999 |  |  | N | Hydro | [13 empty] | 0 | 0 | 0 | 0 | [11 empty] | Brigham City Corp | 100 | Brigham City Corp | 100
hydro | Brigham City | 3666_G_2 | 3666 | G | 2 |  | Hydro |  | WECC_UT | Utah | 49 | Box Elder | 3 | 49003 | 0.5 | 0 | 1921 | 9999 |  |  | N | Hydro | [13 empty] | 0 | 0 | 0 | 0 | [11 empty] | Brigham City Corp | 100 | Brigham City Corp | 100
hydro | Brigham City | 3666_G_8182 | 3666 | G | 8182 |  | Hydro |  | WECC_UT | Utah | 49 | Box Elder | 3 | 49003 | 0.5 | 0 | 1964 | 9999 |  |  | N | Hydro | [13 empty] | 0 | 0 | 0 | 0 | [11 empty] | Brigham City Corp | 100 | Brigham City Corp | 100
hydro | Hydro III | 3675_G_HY1 | 3675 | G | HY1 |  | Hydro |  | WECC_UT | Utah | 49 | Cache | 5 | 49005 | 0.7 | 0 | 1925 | 9999 |  |  | N | Hydro | [13 empty] | 0 | 0 | 0 | 0 | [11 empty] | Logan City Light & Power | 100 | Logan City Light & Power | 100
hydro | Hydro III | 3675_G_HY2 | 3675 | G | HY2 |  | Hydro |  | WECC_UT | Utah | 49 | Cache | 5 | 49005 | 0.7 | 0 | 1925 | 9999 |  |  | N | Hydro | [13 empty] | 0 | 0 | 0 | 0 | [11 empty] | Logan City Light & Power | 100 | Logan City Light & Power | 100
hydro | Manti Upper | 3676_G_1 | 3676 | G | 1 |  | Hydro |  | WECC_UT | Utah | 49 | Sanpete | 39 | 49039 | 0.4 | 0 | 1939 | 9999 |  |  | N | Hydro | [13 empty] | 0 | 0 | 0 | 0 | [11 empty] | Manti UT (City of) | 100 | Manti UT (City of) | 100
hydro | Manti Upper | 3676_G_HC2 | 3676 | G | HC2 |  | Hydro |  | WECC_UT | Utah | 49 | Sanpete | 39 | 49039 | 0.8 | 0 | 1988 | 9999 |  |  | N | Hydro | [13 empty] | 0 | 0 | 0 | 0 | [11 empty] | Manti UT (City of) | 100 | Manti UT (City of) | 100
hydro | Bartholomew | 3688_G_2 | 3688 | G | 2 |  | Hydro |  | WECC_UT | Utah | 49 | Utah | 49 | 49049 | 1 | 0 | 1988 | 9999 |  |  | N | Hydro | [13 empty] | 0 | 0 | 0 | 0 | [11 empty] | Springville UT (City of) | 100 | Springville UT (City of) | 100
hydro | Spanish Fork | 3691_G_3 | 3691 | G | 3 |  | Hydro |  | WECC_UT | Utah | 49 | Utah | 49 | 49049 | 0.2 | 0 | 1937 | 9999 |  |  | N | Hydro | [13 empty] | 0 | 0 | 0 | 0 | [11 empty] | Strawberry Water Users Association | 100 | Strawberry Water Users Association | 100
hydro | Spanish Fork | 3691_G_1 | 3691 | G | 1 |  | Hydro |  | WECC_UT | Utah | 49 | Utah | 49 | 49049 | 1.7 | 0 | 1983 | 9999 |  |  | N | Hydro | [13 empty] | 0 | 0 | 0 | 0 | [11 empty] | Strawberry Water Users Association | 100 | Strawberry Water Users Association | 100
hydro | Spanish Fork | 3691_G_2 | 3691 | G | 2 |  | Hydro |  | WECC_UT | Utah | 49 | Utah | 49 | 49049 | 1.7 | 0 | 1983 | 9999 |  |  | N | Hydro | [13 empty] | 0 | 0 | 0 | 0 | [11 empty] | Strawberry Water Users Association | 100 | Strawberry Water Users Association | 100
hydro | Gateway | 3697_G_1 | 3697 | G | 1 |  | Hydro |  | WECC_UT | Utah | 49 | Morgan | 29 | 49029 | 2 | 0 | 1958 | 9999 |  |  | N | Hydro | [13 empty] | 0 | 0 | 0 | 0 | [11 empty] | U S Bureau of Reclamation | 100 | U S Bureau of Reclamation | 100
hydro | Gateway | 3697_G_2 | 3697 | G | 2 |  | Hydro |  | WECC_UT | Utah | 49 | Morgan | 29 | 49029 | 2 | 0 | 1958 | 9999 |  |  | N | Hydro | [13 empty] | 0 | 0 | 0 | 0 | [11 empty] | U S Bureau of Reclamation | 100 | U S Bureau of Reclamation | 100
hydro | Wanship | 3698_G_1 | 3698 | G | 1 |  | Hydro |  | WECC_UT | Utah | 49 | Summit | 43 | 49043 | 1.9 | 0 | 1958 | 9999 |  |  | N | Hydro | [13 empty] | 0 | 0 | 0 | 0 | [11 empty] | U S Bureau of Reclamation | 100 | U S Bureau of Reclamation | 100
hydro | Boulder | 3699_G_1 | 3699 | G | 1 |  | Hydro |  | WECC_UT | Utah | 49 | Garfield | 17 | 49017 | 1.4 | 0 | 1958 | 9999 |  |  | N | Hydro | [13 empty] | 0 | 0 | 0 | 0 | [11 empty] | Garkane Energy Coop Inc | 100 | Garkane Power Association Inc | 100
hydro | Boulder | 3699_G_2 | 3699 | G | 2 |  | Hydro |  | WECC_UT | Utah | 49 | Garfield | 17 | 49017 | 1.4 | 0 | 1958 | 9999 |  |  | N | Hydro | [13 empty] | 0 | 0 | 0 | 0 | [11 empty] | Garkane Energy Coop Inc | 100 | Garkane Power Association Inc | 100
hydro | Boulder | 3699_G_3 | 3699 | G | 3 |  | Hydro |  | WECC_UT | Utah | 49 | Garfield | 17 | 49017 | 1.4 | 0 | 1961 | 9999 |  |  | N | Hydro | [13 empty] | 0 | 0 | 0 | 0 | [11 empty] | Garkane Energy Coop Inc | 100 | Garkane Power Association Inc | 100
hydro | Uintah | 3704_G_1 | 3704 | G | 1 |  | Hydro |  | WECC_UT | Utah | 49 | Duchesne | 13 | 49013 | 0.6 | 0 | 1920 | 9999 |  |  | N | Hydro | [13 empty] | 0 | 0 | 0 | 0 | [11 empty] | Moon Lake Electric Association Inc | 100 | Moon Lake Electric Association Inc | 100
hydro | Uintah | 3704_G_2 | 3704 | G | 2 |  | Hydro |  | WECC_UT | Utah | 49 | Duchesne | 13 | 49013 | 0.6 | 0 | 1940 | 9999 |  |  | N | Hydro | [13 empty] | 0 | 0 | 0 | 0 | [11 empty] | Moon Lake Electric Association Inc | 100 | Moon Lake Electric Association Inc | 100
natural gas peaker | Ascutney | 3708_G_GT4 | 3708 | G | GT4 |  | Combustion Turbine |  | NENGREST | Vermont | 50 | Windsor | 27 | 50027 | 9 | 25000 | 1961 | 9999 |  |  | N | Distillate Fuel Oil | [12 empty] | 2 | 1.01 | 1.01 | 1.01 | 1.01 | [11 empty] | Green Mountain Power Corp | 100 | Gaz Métropolitain & Co LP | 100
hydro | Smith (VT) | 3709_G_1 | 3709 | G | 1 |  | Hydro |  | NENGREST | Vermont | 50 | Orange | 17 | 50017 | 0.7 | 0 | 1982 | 9999 |  |  | N | Hydro | [13 empty] | 0 | 0 | 0 | 0 | [11 empty] | Green Mountain Power Corp | 100 | Gaz Métropolitain & Co LP | 100
hydro | Smith (VT) | 3709_G_HC2 | 3709 | G | HC2 |  | Hydro |  | NENGREST | Vermont | 50 | Orange | 17 | 50017 | 0.2 | 0 | 1982 | 9999 |  |  | N | Hydro | [13 empty] | 0 | 0 | 0 | 0 | [11 empty] | Green Mountain Power Corp | 100 | Gaz Métropolitain & Co LP | 100
hydro | Cavendish | 3710_G_1 | 3710 | G | 1 |  | Hydro |  | NENGREST | Vermont | 50 | Windsor | 27 | 50027 | 0.4 | 0 | 1907 | 9999 |  |  | N | Hydro | [13 empty] | 0 | 0 | 0 | 0 | [11 empty] | Green Mountain Power Corp | 100 | Gaz Métropolitain & Co LP | 100
hydro | Cavendish | 3710_G_2 | 3710 | G | 2 |  | Hydro |  | NENGREST | Vermont | 50 | Windsor | 27 | 50027 | 0.4 | 0 | 1907 | 9999 |  |  | N | Hydro | [13 empty] | 0 | 0 | 0 | 0 | [11 empty] | Green Mountain Power Corp | 100 | Gaz Métropolitain & Co LP | 100
hydro | Cavendish | 3710_G_3 | 3710 | G | 3 |  | Hydro |  | NENGREST | Vermont | 50 | Windsor | 27 | 50027 | 0.3 | 0 | 1907 | 9999 |  |  | N | Hydro | [13 empty] | 0 | 0 | 0 | 0 | [11 empty] | Green Mountain Power Corp | 100 | Gaz Métropolitain & Co LP | 100
hydro | Clark Falls | 3711_G_1 | 3711 | G | 1 |  | Hydro |  | NENGREST | Vermont | 50 | Chittenden | 7 | 50007 | 3 | 0 | 1937 | 9999 |  |  | N | Hydro | [13 empty] | 0 | 0 | 0 | 0 | [11 empty] | Green Mountain Power Corp | 100 | Gaz Métropolitain & Co LP | 100
hydro | Fairfax Falls | 3712_G_1 | 3712 | G | 1 |  | Hydro |  | NENGREST | Vermont | 50 | Franklin | 11 | 50011 | 1.4 | 0 | 1919 | 9999 |  |  | N | Hydro | [13 empty] | 0 | 0 | 0 | 0 | [11 empty] | Green Mountain Power Corp | 100 | Gaz Métropolitain & Co LP | 100
hydro | Fairfax Falls | 3712_G_2 | 3712 | G | 2 |  | Hydro |  | NENGREST | Vermont | 50 | Franklin | 11 | 50011 | 2 | 0 | 1919 | 9999 |  |  | N | Hydro | [13 empty] | 0 | 0 | 0 | 0 | [11 empty] | Green Mountain Power Corp | 100 | Gaz Métropolitain & Co LP | 100
hydro | Glen | 3714_G_1 | 3714 | G | 1 |  | Hydro |  | NENGREST | Vermont | 50 | Rutland | 21 | 50021 | 1 | 0 | 1920 | 9999 |  |  | N | Hydro | [13 empty] | 0 | 0 | 0 | 0 | [11 empty] | Green Mountain Power Corp | 100 | Gaz Métropolitain & Co LP | 100
hydro | Glen | 3714_G_2 | 3714 | G | 2 |  | Hydro |  | NENGREST | Vermont | 50 | Rutland | 21 | 50021 | 1 | 0 | 1920 | 9999 |  |  | N | Hydro | [13 empty] | 0 | 0 | 0 | 0 | [11 empty] | Green Mountain Power Corp | 100 | Gaz Métropolitain & Co LP | 100
hydro | Lower Middlebury | 3716_G_1 | 3716 | G | 1 |  | Hydro |  | NENGREST | Vermont | 50 | Addison | 1 | 50001 | 0.6 | 0 | 1917 | 9999 |  |  | N | Hydro | [13 empty] | 0 | 0 | 0 | 0 | [11 empty] | Green Mountain Power Corp | 100 | Gaz Métropolitain & Co LP | 100
hydro | Lower Middlebury | 3716_G_2 | 3716 | G | 2 |  | Hydro |  | NENGREST | Vermont | 50 | Addison | 1 | 50001 | 0.6 | 0 | 1917 | 9999 |  |  | N | Hydro | [13 empty] | 0 | 0 | 0 | 0 | [11 empty] | Green Mountain Power Corp | 100 | Gaz Métropolitain & Co LP | 100
hydro | Lower Middlebury | 3716_G_3 | 3716 | G | 3 |  | Hydro |  | NENGREST | Vermont | 50 | Addison | 1 | 50001 | 0.8 | 0 | 1917 | 9999 |  |  | N | Hydro | [13 empty] | 0 | 0 | 0 | 0 | [11 empty] | Green Mountain Power Corp | 100 | Gaz Métropolitain & Co LP | 100
hydro | Milton | 3717_G_1 | 3717 | G | 1 |  | Hydro |  | NENGREST | Vermont | 50 | Chittenden | 7 | 50007 | 3.5 | 0 | 1929 | 9999 |  |  | N | Hydro | [13 empty] | 0 | 0 | 0 | 0 | [11 empty] | Green Mountain Power Corp | 100 | Gaz Métropolitain & Co LP | 100
hydro | Milton | 3717_G_2 | 3717 | G | 2 |  | Hydro |  | NENGREST | Vermont | 50 | Chittenden | 7 | 50007 | 3.5 | 0 | 1929 | 9999 |  |  | N | Hydro | [13 empty] | 0 | 0 | 0 | 0 | [11 empty] | Green Mountain Power Corp | 100 | Gaz Métropolitain & Co LP | 100
hydro | Peterson | 3720_G_1 | 3720 | G | 1 |  | Hydro |  | NENGREST | Vermont | 50 | Chittenden | 7 | 50007 | 5.8 | 0 | 1948 | 9999 |  |  | N | Hydro | [13 empty] | 0 | 0 | 0 | 0 | [11 empty] | Green Mountain Power Corp | 100 | Gaz Métropolitain & Co LP | 100
hydro | Pittsford | 3722_G_1 | 3722 | G | 1 |  | Hydro |  | NENGREST | Vermont | 50 | Rutland | 21 | 50021 | 1.3 | 0 | 1914 | 9999 |  |  | N | Hydro | [13 empty] | 0 | 0 | 0 | 0 | [11 empty] | Green Mountain Power Corp | 100 | Gaz Métropolitain & Co LP | 100
hydro | Pittsford | 3722_G_2 | 3722 | G | 2 |  | Hydro |  | NENGREST | Vermont | 50 | Rutland | 21 | 50021 | 1.3 | 0 | 1914 | 9999 |  |  | N | Hydro | [13 empty] | 0 | 0 | 0 | 0 | [11 empty] | Green Mountain Power Corp | 100 | Gaz Métropolitain & Co LP | 100
hydro | Pittsford | 3722_G_3 | 3722 | G | 3 |  | Hydro |  | NENGREST | Vermont | 50 | Rutland | 21 | 50021 | 0.6 | 0 | 1914 | 9999 |  |  | N | Hydro | [13 empty] | 0 | 0 | 0 | 0 | [11 empty] | Green Mountain Power Corp | 100 | Gaz Métropolitain & Co LP | 100
natural gas peaker | Rutland | 3723_G_GT5 | 3723 | G | GT5 |  | Combustion Turbine |  | NENGREST | Vermont | 50 | Rutland | 21 | 50021 | 8.4 | 24044 | 1962 | 9999 |  |  | N | Distillate Fuel Oil | [12 empty] | 2 | 1.01 | 1.01 | 1.01 | 1.01 | [11 empty] | Green Mountain Power Corp | 100 | Gaz Métropolitain & Co LP | 100
hydro | Salisbury | 3724_G_1 | 3724 | G | 1 |  | Hydro |  | NENGREST | Vermont | 50 | Addison | 1 | 50001 | 1.2 | 0 | 1917 | 9999 |  |  | N | Hydro | [13 empty] | 0 | 0 | 0 | 0 | [11 empty] | Green Mountain Power Corp | 100 | Gaz Métropolitain & Co LP | 100
hydro | Silver Lake (VT) | 3725_G_1 | 3725 | G | 1 |  | Hydro |  | NENGREST | Vermont | 50 | Addison | 1 | 50001 | 2.2 | 0 | 1917 | 9999 |  |  | N | Hydro | [13 empty] | 0 | 0 | 0 | 0 | [11 empty] | Green Mountain Power Corp | 100 | Gaz Métropolitain & Co LP | 100
hydro | Weybridge | 3728_G_1 | 3728 | G | 1 |  | Hydro |  | NENGREST | Vermont | 50 | Addison | 1 | 50001 | 3.4 | 0 | 1951 | 9999 |  |  | N | Hydro | [13 empty] | 0 | 0 | 0 | 0 | [11 empty] | Green Mountain Power Corp | 100 | Gaz Métropolitain & Co LP | 100
hydro | Newport | 3731_G_3 | 3731 | G | 3 |  | Hydro |  | NENGREST | Vermont | 50 | Orleans | 19 | 50019 | 0.6 | 0 | 1936 | 9999 |  |  | N | Hydro | [13 empty] | 0 | 0 | 0 | 0 | [11 empty] | Gravity Renewables Inc | 100 | Gravity Renewables Inc | 100
hydro | Newport | 3731_G_1 | 3731 | G | 1 |  | Hydro |  | NENGREST | Vermont | 50 | Orleans | 19 | 50019 | 1.7 | 0 | 1940 | 9999 |  |  | N | Hydro | [13 empty] | 0 | 0 | 0 | 0 | [11 empty] | Gravity Renewables Inc | 100 | Gravity Renewables Inc | 100
hydro | Newport | 3731_G_2 | 3731 | G | 2 |  | Hydro |  | NENGREST | Vermont | 50 | Orleans | 19 | 50019 | 1.7 | 0 | 1944 | 9999 |  |  | N | Hydro | [13 empty] | 0 | 0 | 0 | 0 | [11 empty] | Gravity Renewables Inc | 100 | Gravity Renewables Inc | 100
natural gas peaker | Berlin 5 | 3734_G_GT1 | 3734 | G | GT1 | 90480 | Combustion Turbine |  | NENGREST | Vermont | 50 | Washington | 23 | 50023 | 35 | 15834 | 1972 | 9999 |  |  | N | Distillate Fuel Oil | [12 empty] | 2 | 1.01 | 1.01 | 1.01 | 1.01 | [11 empty] | Green Mountain Power Corp | 100 | Gaz Métropolitain & Co LP | 100
natural gas peaker | Colchester 16 | 3735_G_GT1 | 3735 | G | GT1 |  | Combustion Turbine |  | NENGREST | Vermont | 50 | Chittenden | 7 | 50007 | 8.7 | 25000 | 1965 | 9999 |  |  | N | Distillate Fuel Oil | [12 empty] | 0.5 | 1.01 | 1.01 | 1.01 | 1.01 | [11 empty] | Green Mountain Power Corp | 100 | Gaz Métropolitain & Co LP | 100
hydro | Essex Junction 19 | 3737_G_H1 | 3737 | G | H1 |  | Hydro |  | NENGREST | Vermont | 50 | Chittenden | 7 | 50007 | 1.8 | 0 | 1917 | 9999 |  |  | N | Hydro | [13 empty] | 0 | 0 | 0 | 0 | [11 empty] | Green Mountain Power Corp | 100 | Gaz Métropolitain & Co LP | 100
hydro | Essex Junction 19 | 3737_G_H2 | 3737 | G | H2 |  | Hydro |  | NENGREST | Vermont | 50 | Chittenden | 7 | 50007 | 1.8 | 0 | 1917 | 9999 |  |  | N | Hydro | [13 empty] | 0 | 0 | 0 | 0 | [11 empty] | Green Mountain Power Corp | 100 | Gaz Métropolitain & Co LP | 100
hydro | Essex Junction 19 | 3737_G_H3 | 3737 | G | H3 |  | Hydro |  | NENGREST | Vermont | 50 | Chittenden | 7 | 50007 | 1.8 | 0 | 1917 | 9999 |  |  | N | Hydro | [13 empty] | 0 | 0 | 0 | 0 | [11 empty] | Green Mountain Power Corp | 100 | Gaz Métropolitain & Co LP | 100
hydro | Essex Junction 19 | 3737_G_H4 | 3737 | G | H4 |  | Hydro |  | NENGREST | Vermont | 50 | Chittenden | 7 | 50007 | 1.8 | 0 | 1917 | 9999 |  |  | N | Hydro | [13 empty] | 0 | 0 | 0 | 0 | [11 empty] | Green Mountain Power Corp | 100 | Gaz Métropolitain & Co LP | 100
natural gas peaker | Essex Junction 19 | 3737_G_IC-5 | 3737 | G | IC-5 |  | Combustion Turbine | IC Engine | NENGREST | Vermont | 50 | Chittenden | 7 | 50007 | 1.8 | 10745 | 2007 | 9999 |  |  | N | Distillate Fuel Oil | [13 empty] | 1.6498 | 1.6498 | 1.6498 | 1.6498 | [11 empty] | Green Mountain Power Corp | 100 | Gaz Métropolitain & Co LP | 100
natural gas peaker | Essex Junction 19 | 3737_G_IC-6 | 3737 | G | IC-6 |  | Combustion Turbine | IC Engine | NENGREST | Vermont | 50 | Chittenden | 7 | 50007 | 1.8 | 10745 | 2007 | 9999 |  |  | N | Distillate Fuel Oil | [13 empty] | 1.6498 | 1.6498 | 1.6498 | 1.6498 | [11 empty] | Green Mountain Power Corp | 100 | Gaz Métropolitain & Co LP | 100
natural gas peaker | Essex Junction 19 | 3737_G_IC-7 | 3737 | G | IC-7 |  | Combustion Turbine | IC Engine | NENGREST | Vermont | 50 | Chittenden | 7 | 50007 | 1.8 | 10745 | 2007 | 9999 |  |  | N | Distillate Fuel Oil | [13 empty] | 1.6498 | 1.6498 | 1.6498 | 1.6498 | [11 empty] | Green Mountain Power Corp | 100 | Gaz Métropolitain & Co LP | 100
natural gas peaker | Essex Junction 19 | 3737_G_IC-8 | 3737 | G | IC-8 |  | Combustion Turbine | IC Engine | NENGREST | Vermont | 50 | Chittenden | 7 | 50007 | 1.8 | 10745 | 2007 | 9999 |  |  | N | Distillate Fuel Oil | [13 empty] | 1.6498 | 1.6498 | 1.6498 | 1.6498 | [11 empty] | Green Mountain Power Corp | 100 | Gaz Métropolitain & Co LP | 100
hydro | Essex Junction 19 | 3737_G_H9 | 3737 | G | H9 |  | Hydro |  | NENGREST | Vermont | 50 | Chittenden | 7 | 50007 | 0.8 | 0 | 2008 | 9999 |  |  | N | Hydro | [13 empty] | 0 | 0 | 0 | 0 | [11 empty] | Green Mountain Power Corp | 100 | Gaz Métropolitain & Co LP | 100
hydro | Marshfield 6 | 3739_G_1 | 3739 | G | 1 |  | Hydro |  | NENGREST | Vermont | 50 | Washington | 23 | 50023 | 5 | 0 | 1927 | 9999 |  |  | N | Hydro | [13 empty] | 0 | 0 | 0 | 0 | [11 empty] | Green Mountain Power Corp | 100 | Gaz Métropolitain & Co LP | 100
hydro | Middlesex 2 | 3740_G_1 | 3740 | G | 1 |  | Hydro |  | NENGREST | Vermont | 50 | Washington | 23 | 50023 | 1.6 | 0 | 1928 | 9999 |  |  | N | Hydro | [13 empty] | 0 | 0 | 0 | 0 | [11 empty] | Green Mountain Power Corp | 100 | Gaz Métropolitain & Co LP | 100
hydro | Middlesex 2 | 3740_G_2 | 3740 | G | 2 |  | Hydro |  | NENGREST | Vermont | 50 | Washington | 23 | 50023 | 1.6 | 0 | 1928 | 9999 |  |  | N | Hydro | [13 empty] | 0 | 0 | 0 | 0 | [11 empty] | Green Mountain Power Corp | 100 | Gaz Métropolitain & Co LP | 100
hydro | West Danville 15 | 3743_G_1 | 3743 | G | 1 |  | Hydro |  | NENGREST | Vermont | 50 | Caledonia | 5 | 50005 | 1 | 0 | 1917 | 9999 |  |  | N | Hydro | [13 empty] | 0 | 0 | 0 | 0 | [11 empty] | Green Mountain Power Corp | 100 | Gaz Métropolitain & Co LP | 100
hydro | Bellows Falls | 3745_G_GEN1 | 3745 | G | GEN1 |  | Hydro |  | NENGREST | Vermont | 50 | Windham | 25 | 50025 | 15.7 | 0 | 1928 | 9999 |  |  | N | Hydro | [13 empty] | 0 | 0 | 0 | 0 | [11 empty] | Great River Hydro LLC | 100 | ArcLight Capital Partners LLC | 100
hydro | Bellows Falls | 3745_G_GEN2 | 3745 | G | GEN2 |  | Hydro |  | NENGREST | Vermont | 50 | Windham | 25 | 50025 | 15.7 | 0 | 1928 | 9999 |  |  | N | Hydro | [13 empty] | 0 | 0 | 0 | 0 | [11 empty] | Great River Hydro LLC | 100 | ArcLight Capital Partners LLC | 100
hydro | Bellows Falls | 3745_G_GEN3 | 3745 | G | GEN3 |  | Hydro |  | NENGREST | Vermont | 50 | Windham | 25 | 50025 | 15.7 | 0 | 1928 | 9999 |  |  | N | Hydro | [13 empty] | 0 | 0 | 0 | 0 | [11 empty] | Great River Hydro LLC | 100 | ArcLight Capital Partners LLC | 100
hydro | Harriman | 3746_G_GEN1 | 3746 | G | GEN1 |  | Hydro |  | NENGREST | Vermont | 50 | Windham | 25 | 50025 | 13.6 | 0 | 1924 | 9999 |  |  | N | Hydro | [13 empty] | 0 | 0 | 0 | 0 | [11 empty] | Great River Hydro LLC | 100 | ArcLight Capital Partners LLC | 100
hydro | Harriman | 3746_G_GEN2 | 3746 | G | GEN2 |  | Hydro |  | NENGREST | Vermont | 50 | Windham | 25 | 50025 | 13.6 | 0 | 1924 | 9999 |  |  | N | Hydro | [13 empty] | 0 | 0 | 0 | 0 | [11 empty] | Great River Hydro LLC | 100 | ArcLight Capital Partners LLC | 100
hydro | Harriman | 3746_G_GEN3 | 3746 | G | GEN3 |  | Hydro |  | NENGREST | Vermont | 50 | Windham | 25 | 50025 | 13.6 | 0 | 1924 | 9999 |  |  | N | Hydro | [13 empty] | 0 | 0 | 0 | 0 | [11 empty] | Great River Hydro LLC | 100 | ArcLight Capital Partners LLC | 100
hydro | Canaan | 3750_G_1 | 3750 | G | 1 |  | Hydro |  | NENGREST | Vermont | 50 | Essex | 9 | 50009 | 1.1 | 0 | 1927 | 9999 |  |  | N | Hydro | [13 empty] | 0 | 0 | 0 | 0 | [11 empty] | CRP NH Canaan LLC | 100 | Hull Street Energy LLC | 100
hydro | West Charleston | 3753_G_1 | 3753 | G | 1 |  | Hydro |  | NENGREST | Vermont | 50 | Orleans | 19 | 50019 | 0.7 | 0 | 1931 | 9999 |  |  | N | Hydro | [13 empty] | 0 | 0 | 0 | 0 | [11 empty] | Gravity Renewables Inc | 100 | Gravity Renewables Inc | 100
hydro | West Charleston | 3753_G_2 | 3753 | G | 2 |  | Hydro |  | NENGREST | Vermont | 50 | Orleans | 19 | 50019 | 0.6 | 0 | 1948 | 9999 |  |  | N | Hydro | [13 empty] | 0 | 0 | 0 | 0 | [11 empty] | Gravity Renewables Inc | 100 | Gravity Renewables Inc | 100
natural gas peaker | Burlington GT | 3754_G_GT1 | 3754 | G | GT1 | 90491 | Combustion Turbine |  | NENGREST | Vermont | 50 | Chittenden | 7 | 50007 | 19.7 | 20496 | 1971 | 9999 |  |  | N | Distillate Fuel Oil | [12 empty] | 0.3 | 1.01 | 1.01 | 1.01 | 1.01 | [11 empty] | Burlington VT (City of) | 100 | Burlington VT (City of) | 100
hydro | Great Falls (VT) | 3762_G_1 | 3762 | G | 1 |  | Hydro |  | NENGREST | Vermont | 50 | Caledonia | 5 | 50005 | 0.3 | 0 | 1915 | 9999 |  |  | N | Hydro | [13 empty] | 0 | 0 | 0 | 0 | [11 empty] | Lyndonville Electric Dept | 100 | Lyndonville Electric Dept | 100
hydro | Great Falls (VT) | 3762_G_2 | 3762 | G | 2 |  | Hydro |  | NENGREST | Vermont | 50 | Caledonia | 5 | 50005 | 0.3 | 0 | 1915 | 9999 |  |  | N | Hydro | [13 empty] | 0 | 0 | 0 | 0 | [11 empty] | Lyndonville Electric Dept | 100 | Lyndonville Electric Dept | 100
hydro | Great Falls (VT) | 3762_G_3 | 3762 | G | 3 |  | Hydro |  | NENGREST | Vermont | 50 | Caledonia | 5 | 50005 | 1.3 | 0 | 1979 | 9999 |  |  | N | Hydro | [13 empty] | 0 | 0 | 0 | 0 | [11 empty] | Lyndonville Electric Dept | 100 | Lyndonville Electric Dept | 100
hydro | Morrisville | 3764_G_1 | 3764 | G | 1 |  | Hydro |  | NENGREST | Vermont | 50 | Lamoille | 15 | 50015 | 0.5 | 0 | 1924 | 9999 |  |  | N | Hydro | [13 empty] | 0 | 0 | 0 | 0 | [11 empty] | Morrisville Water & Light Dept VT (Village of) | 100 | Morrisville Water & Light Dept VT (Village of) | 100
hydro | Morrisville | 3764_G_2 | 3764 | G | 2 |  | Hydro |  | NENGREST | Vermont | 50 | Lamoille | 15 | 50015 | 1 | 0 | 1924 | 9999 |  |  | N | Hydro | [13 empty] | 0 | 0 | 0 | 0 | [11 empty] | Morrisville Water & Light Dept VT (Village of) | 100 | Morrisville Water & Light Dept VT (Village of) | 100
hydro | Cadys Falls | 3765_G_1 | 3765 | G | 1 |  | Hydro |  | NENGREST | Vermont | 50 | Lamoille | 15 | 50015 | 0.5 | 0 | 1914 | 9999 |  |  | N | Hydro | [13 empty] | 0 | 0 | 0 | 0 | [11 empty] | Morrisville Water & Light Dept VT (Village of) | 100 | Morrisville Water & Light Dept VT (Village of) | 100
hydro | Cadys Falls | 3765_G_2 | 3765 | G | 2 |  | Hydro |  | NENGREST | Vermont | 50 | Lamoille | 15 | 50015 | 0.6 | 0 | 1947 | 9999 |  |  | N | Hydro | [13 empty] | 0 | 0 | 0 | 0 | [11 empty] | Morrisville Water & Light Dept VT (Village of) | 100 | Morrisville Water & Light Dept VT (Village of) | 100
hydro | Buck Hydro | 3772_G_1 | 3772 | G | 1 |  | Hydro |  | PJM_West | Virginia | 51 | Carroll | 35 | 51035 | 3 | 0 | 1912 | 9999 |  |  | N | Hydro | [13 empty] | 0 | 0 | 0 | 0 | [11 empty] | Appalachian Power Co | 100 | American Electric Power Co Inc | 100
hydro | Buck Hydro | 3772_G_2 | 3772 | G | 2 |  | Hydro |  | PJM_West | Virginia | 51 | Carroll | 35 | 51035 | 3 | 0 | 1912 | 9999 |  |  | N | Hydro | [13 empty] | 0 | 0 | 0 | 0 | [11 empty] | Appalachian Power Co | 100 | American Electric Power Co Inc | 100
hydro | Buck Hydro | 3772_G_3 | 3772 | G | 3 |  | Hydro |  | PJM_West | Virginia | 51 | Carroll | 35 | 51035 | 3 | 0 | 1912 | 9999 |  |  | N | Hydro | [13 empty] | 0 | 0 | 0 | 0 | [11 empty] | Appalachian Power Co | 100 | American Electric Power Co Inc | 100
hydro | Byllesby 2 | 3773_G_1 | 3773 | G | 1 |  | Hydro |  | PJM_West | Virginia | 51 | Carroll | 35 | 51035 | 7.9 | 0 | 1912 | 9999 |  |  | N | Hydro | [13 empty] | 0 | 0 | 0 | 0 | [11 empty] | Appalachian Power Co | 100 | American Electric Power Co Inc | 100
hydro | Byllesby 2 | 3773_G_2 | 3773 | G | 2 |  | Hydro |  | PJM_West | Virginia | 51 | Carroll | 35 | 51035 | 7.9 | 0 | 1912 | 9999 |  |  | N | Hydro | [13 empty] | 0 | 0 | 0 | 0 | [11 empty] | Appalachian Power Co | 100 | American Electric Power Co Inc | 100
hydro | Byllesby 2 | 3773_G_3 | 3773 | G | 3 |  | Hydro |  | PJM_West | Virginia | 51 | Carroll | 35 | 51035 | 7.9 | 0 | 1912 | 9999 |  |  | N | Hydro | [13 empty] | 0 | 0 | 0 | 0 | [11 empty] | Appalachian Power Co | 100 | American Electric Power Co Inc | 100
hydro | Byllesby 2 | 3773_G_4 | 3773 | G | 4 |  | Hydro |  | PJM_West | Virginia | 51 | Carroll | 35 | 51035 | 7.9 | 0 | 1912 | 9999 |  |  | N | Hydro | [13 empty] | 0 | 0 | 0 | 0 | [11 empty] | Appalachian Power Co | 100 | American Electric Power Co Inc | 100
hydro | Claytor | 3774_G_1 | 3774 | G | 1 |  | Hydro |  | PJM_West | Virginia | 51 | Pulaski | 155 | 51155 | 14.7 | 0 | 1939 | 9999 |  |  | N | Hydro | [13 empty] | 0 | 0 | 0 | 0 | [11 empty] | Appalachian Power Co | 100 | American Electric Power Co Inc | 100
hydro | Claytor | 3774_G_2 | 3774 | G | 2 |  | Hydro |  | PJM_West | Virginia | 51 | Pulaski | 155 | 51155 | 14.7 | 0 | 1939 | 9999 |  |  | N | Hydro | [13 empty] | 0 | 0 | 0 | 0 | [11 empty] | Appalachian Power Co | 100 | American Electric Power Co Inc | 100
hydro | Claytor | 3774_G_3 | 3774 | G | 3 |  | Hydro |  | PJM_West | Virginia | 51 | Pulaski | 155 | 51155 | 14.7 | 0 | 1939 | 9999 |  |  | N | Hydro | [13 empty] | 0 | 0 | 0 | 0 | [11 empty] | Appalachian Power Co | 100 | American Electric Power Co Inc | 100
hydro | Claytor | 3774_G_4 | 3774 | G | 4 |  | Hydro |  | PJM_West | Virginia | 51 | Pulaski | 155 | 51155 | 14.7 | 0 | 1939 | 9999 |  |  | N | Hydro | [13 empty] | 0 | 0 | 0 | 0 | [11 empty] | Appalachian Power Co | 100 | American Electric Power Co Inc | 100
natural gas steam turbine | Clinch River | 3775_B_1 | 3775 | B | 1 | 2502 | O/G Steam |  | PJM_West | Virginia | 51 | Russell | 167 | 51167 | 230 | 11407 | 1958 | 9999 | vertical | dry | N | Natural Gas |  |  |  | LNB + OFA | SNCR | [7 empty] | 2.64 | 0.325 | 0.13264 | 0.325 | 0.13264 | [11 empty] | Appalachian Power Co | 100 | American Electric Power Co Inc | 100
natural gas steam turbine | Clinch River | 3775_B_2 | 3775 | B | 2 | 2503 | O/G Steam |  | PJM_West | Virginia | 51 | Russell | 167 | 51167 | 230 | 11446 | 1958 | 9999 | vertical | dry | N | Natural Gas |  |  |  | LNB + OFA | SNCR | [7 empty] | 2.64 | 0.4634 | 0.13019 | 0.4634 | 0.13019 | [11 empty] | Appalachian Power Co | 100 | American Electric Power Co Inc | 100
hydro | Leesville | 3777_G_1 | 3777 | G | 1 |  | Hydro |  | PJM_West | Virginia | 51 | Pittsylvania | 143 | 51143 | 25 | 0 | 1964 | 9999 |  |  | N | Hydro | [13 empty] | 0 | 0 | 0 | 0 | [11 empty] | Appalachian Power Co | 100 | American Electric Power Co Inc | 100
hydro | Leesville | 3777_G_2 | 3777 | G | 2 |  | Hydro |  | PJM_West | Virginia | 51 | Pittsylvania | 143 | 51143 | 25 | 0 | 1964 | 9999 |  |  | N | Hydro | [13 empty] | 0 | 0 | 0 | 0 | [11 empty] | Appalachian Power Co | 100 | American Electric Power Co Inc | 100
hydro | Niagara | 3778_G_1 | 3778 | G | 1 |  | Hydro |  | PJM_West | Virginia | 51 | Roanoke | 161 | 51161 | 0.6 | 0 | 1954 | 9999 |  |  | N | Hydro | [13 empty] | 0 | 0 | 0 | 0 | [11 empty] | Appalachian Power Co | 100 | American Electric Power Co Inc | 100
hydro | Niagara | 3778_G_2 | 3778 | G | 2 |  | Hydro |  | PJM_West | Virginia | 51 | Roanoke | 161 | 51161 | 1.2 | 0 | 1954 | 9999 |  |  | N | Hydro | [13 empty] | 0 | 0 | 0 | 0 | [11 empty] | Appalachian Power Co | 100 | American Electric Power Co Inc | 100
hydro | Reusens | 3779_G_1 | 3779 | G | 1 |  | Hydro |  | PJM_West | Virginia | 51 | Campbell | 31 | 51031 | 2.5 | 0 | 1903 | 9999 |  |  | N | Hydro | [13 empty] | 0 | 0 | 0 | 0 | [11 empty] | Eagle Creek Reusens Hydro LLC | 100 | Ontario Power Generation Inc | 100
hydro | Reusens | 3779_G_2 | 3779 | G | 2 |  | Hydro |  | PJM_West | Virginia | 51 | Campbell | 31 | 51031 | 2.5 | 0 | 1903 | 9999 |  |  | N | Hydro | [13 empty] | 0 | 0 | 0 | 0 | [11 empty] | Eagle Creek Reusens Hydro LLC | 100 | Ontario Power Generation Inc | 100
hydro | Reusens | 3779_G_3 | 3779 | G | 3 |  | Hydro |  | PJM_West | Virginia | 51 | Campbell | 31 | 51031 | 2.5 | 0 | 1903 | 9999 |  |  | N | Hydro | [13 empty] | 0 | 0 | 0 | 0 | [11 empty] | Eagle Creek Reusens Hydro LLC | 100 | Ontario Power Generation Inc | 100
hydro | Reusens | 3779_G_5 | 3779 | G | 5 |  | Hydro |  | PJM_West | Virginia | 51 | Campbell | 31 | 51031 | 2.5 | 0 | 1903 | 9999 |  |  | N | Hydro | [13 empty] | 0 | 0 | 0 | 0 | [11 empty] | Eagle Creek Reusens Hydro LLC | 100 | Ontario Power Generation Inc | 100
0 | Smith Mountain | 3780_G_1 | 3780 | G | 1 |  | Pumped Storage |  | PJM_West | Virginia | 51 | Pittsylvania | 143 | 51143 | 66 | 0 | 1965 | 9999 |  |  | N | Pumped Storage | [13 empty] | 0 | 0 | 0 | 0 | [11 empty] | Appalachian Power Co | 100 | American Electric Power Co Inc | 100
hydro | Smith Mountain | 3780_G_2 | 3780 | G | 2 |  | Hydro |  | PJM_West | Virginia | 51 | Pittsylvania | 143 | 51143 | 174 | 0 | 1965 | 9999 |  |  | N | Hydro | [13 empty] | 0 | 0 | 0 | 0 | [11 empty] | Appalachian Power Co | 100 | American Electric Power Co Inc | 100
hydro | Smith Mountain | 3780_G_4 | 3780 | G | 4 |  | Hydro |  | PJM_West | Virginia | 51 | Pittsylvania | 143 | 51143 | 174 | 0 | 1966 | 9999 |  |  | N | Hydro | [13 empty] | 0 | 0 | 0 | 0 | [11 empty] | Appalachian Power Co | 100 | American Electric Power Co Inc | 100
0 | Smith Mountain | 3780_G_5 | 3780 | G | 5 |  | Pumped Storage |  | PJM_West | Virginia | 51 | Pittsylvania | 143 | 51143 | 66 | 0 | 1966 | 9999 |  |  | N | Pumped Storage | [13 empty] | 0 | 0 | 0 | 0 | [11 empty] | Appalachian Power Co | 100 | American Electric Power Co Inc | 100
0 | Smith Mountain | 3780_G_3 | 3780 | G | 3 |  | Pumped Storage |  | PJM_West | Virginia | 51 | Pittsylvania | 143 | 51143 | 106 | 0 | 1980 | 9999 |  |  | N | Pumped Storage | [13 empty] | 0 | 0 | 0 | 0 | [11 empty] | Appalachian Power Co | 100 | American Electric Power Co Inc | 100
natural gas peaker | Bayview | 3782_G_BAYV | 3782 | G | BAYV |  | Combustion Turbine | IC Engine | PJM_EMAC | Virginia | 51 | Northampton | 131 | 51131 | 2.1 | 10745 | 1963 | 9999 |  |  | N | Distillate Fuel Oil | [12 empty] | 2.64 | 2.8212 | 2.8212 | 2.8212 | 2.8212 | [11 empty] | Calpine Mid Atlantic Generation LLC | 100 | Energy Capital Partners | 100
natural gas peaker | Bayview | 3782_G_BYV2 | 3782 | G | BYV2 |  | Combustion Turbine | IC Engine | PJM_EMAC | Virginia | 51 | Northampton | 131 | 51131 | 2.1 | 10745 | 1963 | 9999 |  |  | N | Distillate Fuel Oil | [12 empty] | 2.64 | 2.9842 | 2.9842 | 2.9842 | 2.9842 | [11 empty] | Calpine Mid Atlantic Generation LLC | 100 | Energy Capital Partners | 100
natural gas peaker | Bayview | 3782_G_BYV3 | 3782 | G | BYV3 |  | Combustion Turbine | IC Engine | PJM_EMAC | Virginia | 51 | Northampton | 131 | 51131 | 2.1 | 10745 | 1963 | 9999 |  |  | N | Distillate Fuel Oil | [12 empty] | 2.64 | 3.0387 | 3.0387 | 3.0387 | 3.0387 | [11 empty] | Calpine Mid Atlantic Generation LLC | 100 | Energy Capital Partners | 100
natural gas peaker | Bayview | 3782_G_BYV4 | 3782 | G | BYV4 |  | Combustion Turbine | IC Engine | PJM_EMAC | Virginia | 51 | Northampton | 131 | 51131 | 2.1 | 10745 | 1963 | 9999 |  |  | N | Distillate Fuel Oil | [12 empty] | 2.64 | 2.7557 | 2.7557 | 2.7557 | 2.7557 | [11 empty] | Calpine Mid Atlantic Generation LLC | 100 | Energy Capital Partners | 100
natural gas peaker | Bayview | 3782_G_BYV5 | 3782 | G | BYV5 |  | Combustion Turbine | IC Engine | PJM_EMAC | Virginia | 51 | Northampton | 131 | 51131 | 2.1 | 10745 | 1963 | 9999 |  |  | N | Distillate Fuel Oil | [12 empty] | 2.64 | 3.1017 | 3.1017 | 3.1017 | 3.1017 | [11 empty] | Calpine Mid Atlantic Generation LLC | 100 | Energy Capital Partners | 100
natural gas peaker | Bayview | 3782_G_BYV6 | 3782 | G | BYV6 |  | Combustion Turbine | IC Engine | PJM_EMAC | Virginia | 51 | Northampton | 131 | 51131 | 2.1 | 10745 | 1963 | 9999 |  |  | N | Distillate Fuel Oil | [12 empty] | 2.64 | 2.9357 | 2.9357 | 2.9357 | 2.9357 | [11 empty] | Calpine Mid Atlantic Generation LLC | 100 | Energy Capital Partners | 100
natural gas peaker | Tasley | 3785_G_TAS | 3785 | G | TAS | 89335 | Combustion Turbine |  | PJM_EMAC | Virginia | 51 | Accomack | 1 | 51001 | 31 | 15026 | 1972 | 9999 |  |  | N | Distillate Fuel Oil | [12 empty] | 0.8 | 1.2001 | 1.2001 | 1.2001 | 1.2001 | [11 empty] | Calpine Mid Atlantic Generation LLC | 100 | Energy Capital Partners | 100
hydro | Luray Hydro Station | 3789_G_1 | 3789 | G | 1 |  | Hydro |  | PJM_AP | Virginia | 51 | Page | 139 | 51139 | 0.4 | 0 | 1927 | 9999 |  |  | N | Hydro | [13 empty] | 0 | 0 | 0 | 0 | [11 empty] | PE Hydro Generation LLC | 100 | Ontario Power Generation Inc | 100
hydro | Luray Hydro Station | 3789_G_2 | 3789 | G | 2 |  | Hydro |  | PJM_AP | Virginia | 51 | Page | 139 | 51139 | 0.3 | 0 | 1927 | 9999 |  |  | N | Hydro | [13 empty] | 0 | 0 | 0 | 0 | [11 empty] | PE Hydro Generation LLC | 100 | Ontario Power Generation Inc | 100
hydro | Luray Hydro Station | 3789_G_3 | 3789 | G | 3 |  | Hydro |  | PJM_AP | Virginia | 51 | Page | 139 | 51139 | 0.4 | 0 | 1927 | 9999 |  |  | N | Hydro | [13 empty] | 0 | 0 | 0 | 0 | [11 empty] | PE Hydro Generation LLC | 100 | Ontario Power Generation Inc | 100
hydro | Newport Hydro Station | 3790_G_1 | 3790 | G | 1 |  | Hydro |  | PJM_West | Virginia | 51 | Page | 139 | 51139 | 0.3 | 0 | 1923 | 9999 |  |  | N | Hydro | [13 empty] | 0 | 0 | 0 | 0 | [11 empty] | PE Hydro Generation LLC | 100 | Ontario Power Generation Inc | 100
hydro | Newport Hydro Station | 3790_G_2 | 3790 | G | 2 |  | Hydro |  | PJM_West | Virginia | 51 | Page | 139 | 51139 | 0.5 | 0 | 1923 | 9999 |  |  | N | Hydro | [13 empty] | 0 | 0 | 0 | 0 | [11 empty] | PE Hydro Generation LLC | 100 | Ontario Power Generation Inc | 100
hydro | Newport Hydro Station | 3790_G_3 | 3790 | G | 3 |  | Hydro |  | PJM_West | Virginia | 51 | Page | 139 | 51139 | 0.5 | 0 | 1923 | 9999 |  |  | N | Hydro | [13 empty] | 0 | 0 | 0 | 0 | [11 empty] | PE Hydro Generation LLC | 100 | Ontario Power Generation Inc | 100
natural gas combined cycle | Chesterfield | 3797_G_CT7 | 3797 | G | CT7 | 89200 | Combined Cycle |  | PJM_Dom | Virginia | 51 | Chesterfield | 41 | 51041 | 142 | 7973 | 1990 | 9999 | other |  | N | Natural Gas, Distillate Fuel Oil |  |  |  | STM | [9 empty] | 0.12889 | 0.12889 | 0.12889 | 0.12889 | [11 empty] | Virginia Electric & Power Co | 100 | Dominion Energy Inc | 100
natural gas combined cycle | Chesterfield | 3797_G_CW7 | 3797 | G | CW7 | 89200 | Combined Cycle |  | PJM_Dom | Virginia | 51 | Chesterfield | 41 | 51041 | 55 | 7973 | 1990 | 9999 | other |  | N | Natural Gas, Distillate Fuel Oil |  |  |  | STM | [9 empty] | 0.12889 | 0.12889 | 0.12889 | 0.12889 | [11 empty] | Virginia Electric & Power Co | 100 | Dominion Energy Inc | 100
natural gas combined cycle | Chesterfield | 3797_G_CT8 | 3797 | G | CT8 | 2515 | Combined Cycle |  | PJM_Dom | Virginia | 51 | Chesterfield | 41 | 51041 | 140 | 8016 | 1992 | 9999 | other |  | N | Natural Gas, Distillate Fuel Oil |  |  |  | STM | [9 empty] | 0.11922 | 0.11922 | 0.11922 | 0.11922 | [11 empty] | Virginia Electric & Power Co | 100 | Dominion Energy Inc | 100
natural gas combined cycle | Chesterfield | 3797_G_CW8 | 3797 | G | CW8 | 2515 | Combined Cycle |  | PJM_Dom | Virginia | 51 | Chesterfield | 41 | 51041 | 60 | 8016 | 1992 | 9999 | other |  | N | Natural Gas, Distillate Fuel Oil |  |  |  | STM | [9 empty] | 0.11922 | 0.11922 | 0.11922 | 0.11922 | [11 empty] | Virginia Electric & Power Co | 100 | Dominion Energy Inc | 100
hydro | Cushaw | 3798_G_1 | 3798 | G | 1 |  | Hydro |  | PJM_Dom | Virginia | 51 | Amherst | 9 | 51009 | 0.4 | 0 | 1930 | 9999 |  |  | N | Hydro | [13 empty] | 0 | 0 | 0 | 0 | [11 empty] | Cushaw Hydro LLC | 100 | Cushaw Hydro LLC | 100
hydro | Cushaw | 3798_G_2 | 3798 | G | 2 |  | Hydro |  | PJM_Dom | Virginia | 51 | Amherst | 9 | 51009 | 0.4 | 0 | 1930 | 9999 |  |  | N | Hydro | [13 empty] | 0 | 0 | 0 | 0 | [11 empty] | Cushaw Hydro LLC | 100 | Cushaw Hydro LLC | 100
hydro | Cushaw | 3798_G_3 | 3798 | G | 3 |  | Hydro |  | PJM_Dom | Virginia | 51 | Amherst | 9 | 51009 | 0.4 | 0 | 1930 | 9999 |  |  | N | Hydro | [13 empty] | 0 | 0 | 0 | 0 | [11 empty] | Cushaw Hydro LLC | 100 | Cushaw Hydro LLC | 100
hydro | Cushaw | 3798_G_4 | 3798 | G | 4 |  | Hydro |  | PJM_Dom | Virginia | 51 | Amherst | 9 | 51009 | 0.4 | 0 | 1930 | 9999 |  |  | N | Hydro | [13 empty] | 0 | 0 | 0 | 0 | [11 empty] | Cushaw Hydro LLC | 100 | Cushaw Hydro LLC | 100
hydro | Cushaw | 3798_G_5 | 3798 | G | 5 |  | Hydro |  | PJM_Dom | Virginia | 51 | Amherst | 9 | 51009 | 0.4 | 0 | 1930 | 9999 |  |  | N | Hydro | [13 empty] | 0 | 0 | 0 | 0 | [11 empty] | Cushaw Hydro LLC | 100 | Cushaw Hydro LLC | 100
natural gas peaker | Low Moor | 3799_G_GT1 | 3799 | G | GT1 |  | Combustion Turbine |  | PJM_Dom | Virginia | 51 | Alleghany | 5 | 51005 | 12 | 16021 | 1971 | 9999 |  |  | N | Distillate Fuel Oil | [12 empty] | 2.64 | 1.1478 | 1.1478 | 1.1478 | 1.1478 | [11 empty] | Virginia Electric & Power Co | 100 | Dominion Energy Inc | 100
natural gas peaker | Low Moor | 3799_G_GT2 | 3799 | G | GT2 |  | Combustion Turbine |  | PJM_Dom | Virginia | 51 | Alleghany | 5 | 51005 | 12 | 16046 | 1971 | 9999 |  |  | N | Distillate Fuel Oil | [12 empty] | 2.64 | 1.1412 | 1.1412 | 1.1412 | 1.1412 | [11 empty] | Virginia Electric & Power Co | 100 | Dominion Energy Inc | 100
natural gas peaker | Low Moor | 3799_G_GT3 | 3799 | G | GT3 |  | Combustion Turbine |  | PJM_Dom | Virginia | 51 | Alleghany | 5 | 51005 | 12 | 16046 | 1971 | 9999 |  |  | N | Distillate Fuel Oil | [12 empty] | 2.64 | 0.16295 | 0.16295 | 0.16295 | 0.16295 | [11 empty] | Virginia Electric & Power Co | 100 | Dominion Energy Inc | 100
natural gas peaker | Low Moor | 3799_G_GT4 | 3799 | G | GT4 |  | Combustion Turbine |  | PJM_Dom | Virginia | 51 | Alleghany | 5 | 51005 | 12 | 16046 | 1971 | 9999 |  |  | N | Distillate Fuel Oil | [12 empty] | 2.64 | 0.95718 | 0.95718 | 0.95718 | 0.95718 | [11 empty] | Virginia Electric & Power Co | 100 | Dominion Energy Inc | 100
natural gas peaker | Northern Neck | 3800_G_GT1 | 3800 | G | GT1 |  | Combustion Turbine |  | PJM_Dom | Virginia | 51 | Richmond | 159 | 51159 | 12 | 16329 | 1971 | 9999 |  |  | N | Distillate Fuel Oil | [12 empty] | 2.64 | 0.8241 | 0.8241 | 0.8241 | 0.8241 | [11 empty] | Virginia Electric & Power Co | 100 | Dominion Energy Inc | 100
natural gas peaker | Northern Neck | 3800_G_GT2 | 3800 | G | GT2 |  | Combustion Turbine |  | PJM_Dom | Virginia | 51 | Richmond | 159 | 51159 | 11 | 16335 | 1971 | 9999 |  |  | N | Distillate Fuel Oil | [12 empty] | 2.64 | 0.67663 | 0.67663 | 0.67663 | 0.67663 | [11 empty] | Virginia Electric & Power Co | 100 | Dominion Energy Inc | 100
natural gas peaker | Northern Neck | 3800_G_GT3 | 3800 | G | GT3 |  | Combustion Turbine |  | PJM_Dom | Virginia | 51 | Richmond | 159 | 51159 | 12 | 16332 | 1971 | 9999 |  |  | N | Distillate Fuel Oil | [12 empty] | 2.64 | 0.80709 | 0.80709 | 0.80709 | 0.80709 | [11 empty] | Virginia Electric & Power Co | 100 | Dominion Energy Inc | 100
natural gas peaker | Northern Neck | 3800_G_GT4 | 3800 | G | GT4 |  | Combustion Turbine |  | PJM_Dom | Virginia | 51 | Richmond | 159 | 51159 | 12 | 16332 | 1971 | 9999 |  |  | N | Distillate Fuel Oil | [12 empty] | 2.64 | 0.73194 | 0.73194 | 0.73194 | 0.73194 | [11 empty] | Virginia Electric & Power Co | 100 | Dominion Energy Inc | 100
natural gas peaker | Chesapeake | 3803_G_GT1 | 3803 | G | GT1 |  | Combustion Turbine |  | PJM_Dom | Virginia | 51 | Chesapeake City | 550 | 51550 | 15 | 16278 | 1967 | 9999 |  |  | N | Distillate Fuel Oil | [12 empty] | 2.64 | 0.90065 | 0.90065 | 0.90065 | 0.90065 | [11 empty] | Virginia Electric & Power Co | 100 | Dominion Energy Inc | 100
natural gas peaker | Chesapeake | 3803_G_6 | 3803 | G | 6 |  | Combustion Turbine |  | PJM_Dom | Virginia | 51 | Chesapeake City | 550 | 51550 | 12 | 16258 | 1969 | 9999 |  |  | N | Distillate Fuel Oil | [12 empty] | 2.64 | 0.2755 | 0.2755 | 0.2755 | 0.2755 | [11 empty] | Virginia Electric & Power Co | 100 | Dominion Energy Inc | 100
natural gas peaker | Chesapeake | 3803_G_GT2 | 3803 | G | GT2 |  | Combustion Turbine |  | PJM_Dom | Virginia | 51 | Chesapeake City | 550 | 51550 | 12 | 16260 | 1969 | 9999 |  |  | N | Distillate Fuel Oil | [12 empty] | 2.64 | 0.18424 | 0.18424 | 0.18424 | 0.18424 | [11 empty] | Virginia Electric & Power Co | 100 | Dominion Energy Inc | 100
natural gas peaker | Chesapeake | 3803_G_GT4 | 3803 | G | GT4 |  | Combustion Turbine |  | PJM_Dom | Virginia | 51 | Chesapeake City | 550 | 51550 | 12 | 16260 | 1969 | 9999 |  |  | N | Distillate Fuel Oil | [12 empty] | 2.64 | 0.66278 | 0.66278 | 0.66278 | 0.66278 | [11 empty] | Virginia Electric & Power Co | 100 | Dominion Energy Inc | 100
natural gas peaker | Possum Point | 3804_G_GT1 | 3804 | G | GT1 |  | Combustion Turbine |  | PJM_Dom | Virginia | 51 | Prince William | 153 | 51153 | 12 | 15774 | 1968 | 9999 |  |  | N | Distillate Fuel Oil | [12 empty] | 1.06 | 1.0542 | 1.0542 | 1.0542 | 1.0542 | [11 empty] | Virginia Electric & Power Co | 100 | Dominion Energy Inc | 100
natural gas peaker | Possum Point | 3804_G_GT2 | 3804 | G | GT2 |  | Combustion Turbine |  | PJM_Dom | Virginia | 51 | Prince William | 153 | 51153 | 12 | 15778 | 1968 | 9999 |  |  | N | Distillate Fuel Oil | [12 empty] | 1.06 | 0.04124 | 0.04124 | 0.04124 | 0.04124 | [11 empty] | Virginia Electric & Power Co | 100 | Dominion Energy Inc | 100
natural gas peaker | Possum Point | 3804_G_GT3 | 3804 | G | GT3 |  | Combustion Turbine |  | PJM_Dom | Virginia | 51 | Prince William | 153 | 51153 | 12 | 15778 | 1968 | 9999 |  |  | N | Distillate Fuel Oil | [12 empty] | 1.06 | 1.0671 | 1.0671 | 1.0671 | 1.0671 | [11 empty] | Virginia Electric & Power Co | 100 | Dominion Energy Inc | 100
natural gas peaker | Possum Point | 3804_G_GT4 | 3804 | G | GT4 |  | Combustion Turbine |  | PJM_Dom | Virginia | 51 | Prince William | 153 | 51153 | 12 | 15778 | 1968 | 9999 |  |  | N | Distillate Fuel Oil | [12 empty] | 1.06 | 0.04333 | 0.04333 | 0.04333 | 0.04333 | [11 empty] | Virginia Electric & Power Co | 100 | Dominion Energy Inc | 100
natural gas peaker | Possum Point | 3804_G_GT5 | 3804 | G | GT5 |  | Combustion Turbine |  | PJM_Dom | Virginia | 51 | Prince William | 153 | 51153 | 12 | 15778 | 1968 | 9999 |  |  | N | Distillate Fuel Oil | [12 empty] | 1.06 | 0.93068 | 0.93068 | 0.93068 | 0.93068 | [11 empty] | Virginia Electric & Power Co | 100 | Dominion Energy Inc | 100
natural gas peaker | Possum Point | 3804_G_GT6 | 3804 | G | GT6 |  | Combustion Turbine |  | PJM_Dom | Virginia | 51 | Prince William | 153 | 51153 | 12 | 15778 | 1968 | 9999 |  |  | N | Distillate Fuel Oil | [12 empty] | 1.06 | 0.04204 | 0.04204 | 0.04204 | 0.04204 | [11 empty] | Virginia Electric & Power Co | 100 | Dominion Energy Inc | 100
natural gas combined cycle | Possum Point | 3804_G_6A | 3804 | G | 6A | 8340 | Combined Cycle |  | PJM_Dom | Virginia | 51 | Prince William | 153 | 51153 | 148.5 | 7223 | 2003 | 9999 |  |  | N | Natural Gas, Distillate Fuel Oil |  |  |  | DLNB + H2O | SCR | [8 empty] | 0.010465 | 0.010465 | 0.010465 | 0.010465 | [11 empty] | Virginia Electric & Power Co | 100 | Dominion Energy Inc | 100
natural gas combined cycle | Possum Point | 3804_G_6B | 3804 | G | 6B | 8342 | Combined Cycle |  | PJM_Dom | Virginia | 51 | Prince William | 153 | 51153 | 148.5 | 7223 | 2003 | 9999 |  |  | N | Natural Gas, Distillate Fuel Oil |  |  |  | DLNB + H2O | SCR | [8 empty] | 0.010465 | 0.010465 | 0.010465 | 0.010465 | [11 empty] | Virginia Electric & Power Co | 100 | Dominion Energy Inc | 100
natural gas combined cycle | Possum Point | 3804_G_6ST | 3804 | G | 6ST | 8340 | Combined Cycle |  | PJM_Dom | Virginia | 51 | Prince William | 153 | 51153 | 262 | 7223 | 2003 | 9999 |  |  | N | Natural Gas, Distillate Fuel Oil |  |  |  | DLNB + H2O | SCR | [8 empty] | 0.010465 | 0.010465 | 0.010465 | 0.010465 | [11 empty] | Virginia Electric & Power Co | 100 | Dominion Energy Inc | 100
nuclear | Surry | 3806_G_1 | 3806 | G | 1 |  | Nuclear |  | PJM_Dom | Virginia | 51 | Surry | 181 | 51181 | 838 | 10456 | 1972 | 9999 |  |  | N | Nuclear Fuel | [13 empty] | 0 | 0 | 0 | 0 | [11 empty] | Virginia Electric & Power Co | 100 | Dominion Energy Inc | 100
nuclear | Surry | 3806_G_2 | 3806 | G | 2 |  | Nuclear |  | PJM_Dom | Virginia | 51 | Surry | 181 | 51181 | 838 | 10456 | 1973 | 9999 |  |  | N | Nuclear Fuel | [13 empty] | 0 | 0 | 0 | 0 | [11 empty] | Virginia Electric & Power Co | 100 | Dominion Energy Inc | 100
hydro | Snowden | 3821_G_4 | 3821 | G | 4 |  | Hydro |  | PJM_West | Virginia | 51 | Bedford | 19 | 51019 | 2.5 | 0 | 1987 | 9999 |  |  | N | Hydro | [13 empty] | 0 | 0 | 0 | 0 | [11 empty] | Bedford County Public Service Authority | 100 | Bedford County Public Service Authority | 100
hydro | Snowden | 3821_G_5 | 3821 | G | 5 |  | Hydro |  | PJM_West | Virginia | 51 | Bedford | 19 | 51019 | 2.5 | 0 | 1987 | 9999 |  |  | N | Hydro | [13 empty] | 0 | 0 | 0 | 0 | [11 empty] | Bedford County Public Service Authority | 100 | Bedford County Public Service Authority | 100
hydro | Pinnacles | 3825_G_1 | 3825 | G | 1 |  | Hydro |  | PJM_West | Virginia | 51 | Patrick | 141 | 51141 | 3.5 | 0 | 1938 | 9999 |  |  | N | Hydro | [13 empty] | 0 | 0 | 0 | 0 | [11 empty] | Danville Power & Light Dept | 100 | Danville Power & Light Dept | 100
hydro | Pinnacles | 3825_G_2 | 3825 | G | 2 |  | Hydro |  | PJM_West | Virginia | 51 | Patrick | 141 | 51141 | 3.5 | 0 | 1938 | 9999 |  |  | N | Hydro | [13 empty] | 0 | 0 | 0 | 0 | [11 empty] | Danville Power & Light Dept | 100 | Danville Power & Light Dept | 100
hydro | Pinnacles | 3825_G_3 | 3825 | G | 3 |  | Hydro |  | PJM_West | Virginia | 51 | Patrick | 141 | 51141 | 3.5 | 0 | 1938 | 9999 |  |  | N | Hydro | [13 empty] | 0 | 0 | 0 | 0 | [11 empty] | Danville Power & Light Dept | 100 | Danville Power & Light Dept | 100
hydro | Martinsville | 3826_G_1 | 3826 | G | 1 |  | Hydro |  | PJM_West | Virginia | 51 | Henry | 89 | 51089 | 0.3 | 0 | 1932 | 9999 |  |  | N | Hydro | [13 empty] | 0 | 0 | 0 | 0 | [11 empty] | Martinsville VA (City of) | 100 | Martinsville VA (City of) | 100
hydro | Martinsville | 3826_G_2 | 3826 | G | 2 |  | Hydro |  | PJM_West | Virginia | 51 | Henry | 89 | 51089 | 0.9 | 0 | 1932 | 9999 |  |  | N | Hydro | [13 empty] | 0 | 0 | 0 | 0 | [11 empty] | Martinsville VA (City of) | 100 | Martinsville VA (City of) | 100
hydro | Radford | 3827_G_1 | 3827 | G | 1 |  | Hydro |  | PJM_West | Virginia | 51 | Pulaski | 155 | 51155 | 1 | 0 | 1934 | 9999 |  |  | N | Hydro | [13 empty] | 0 | 0 | 0 | 0 | [11 empty] | Radford VA (City of) | 100 | Radford VA (City of) | 100
hydro | John H Kerr | 3833_G_1 | 3833 | G | 1 |  | Hydro |  | PJM_Dom | Virginia | 51 | Mecklenburg | 117 | 51117 | 13.8 | 0 | 1952 | 9999 |  |  | N | Hydro | [13 empty] | 0 | 0 | 0 | 0 | [11 empty] | USACE Wilmington District | 100 | U S Army Corps of Engineers | 100
hydro | John H Kerr | 3833_G_2 | 3833 | G | 2 |  | Hydro |  | PJM_Dom | Virginia | 51 | Mecklenburg | 117 | 51117 | 46.8 | 0 | 1952 | 9999 |  |  | N | Hydro | [13 empty] | 0 | 0 | 0 | 0 | [11 empty] | USACE Wilmington District | 100 | U S Army Corps of Engineers | 100
hydro | John H Kerr | 3833_G_3 | 3833 | G | 3 |  | Hydro |  | PJM_Dom | Virginia | 51 | Mecklenburg | 117 | 51117 | 46.8 | 0 | 1953 | 9999 |  |  | N | Hydro | [13 empty] | 0 | 0 | 0 | 0 | [11 empty] | USACE Wilmington District | 100 | U S Army Corps of Engineers | 100
hydro | John H Kerr | 3833_G_4 | 3833 | G | 4 |  | Hydro |  | PJM_Dom | Virginia | 51 | Mecklenburg | 117 | 51117 | 46.8 | 0 | 1953 | 9999 |  |  | N | Hydro | [13 empty] | 0 | 0 | 0 | 0 | [11 empty] | USACE Wilmington District | 100 | U S Army Corps of Engineers | 100
hydro | John H Kerr | 3833_G_5 | 3833 | G | 5 |  | Hydro |  | PJM_Dom | Virginia | 51 | Mecklenburg | 117 | 51117 | 46.8 | 0 | 1953 | 9999 |  |  | N | Hydro | [13 empty] | 0 | 0 | 0 | 0 | [11 empty] | USACE Wilmington District | 100 | U S Army Corps of Engineers | 100
hydro | John H Kerr | 3833_G_6 | 3833 | G | 6 |  | Hydro |  | PJM_Dom | Virginia | 51 | Mecklenburg | 117 | 51117 | 46.8 | 0 | 1953 | 9999 |  |  | N | Hydro | [13 empty] | 0 | 0 | 0 | 0 | [11 empty] | USACE Wilmington District | 100 | U S Army Corps of Engineers | 100
hydro | John H Kerr | 3833_G_7 | 3833 | G | 7 |  | Hydro |  | PJM_Dom | Virginia | 51 | Mecklenburg | 117 | 51117 | 46.8 | 0 | 1953 | 9999 |  |  | N | Hydro | [13 empty] | 0 | 0 | 0 | 0 | [11 empty] | USACE Wilmington District | 100 | U S Army Corps of Engineers | 100
hydro | John H Kerr | 3833_G_A | 3833 | G | A |  | Hydro |  | PJM_Dom | Virginia | 51 | Mecklenburg | 117 | 51117 | 1 | 0 | 2008 | 9999 |  |  | N | Hydro | [13 empty] | 0 | 0 | 0 | 0 | [11 empty] | USACE Wilmington District | 100 | U S Army Corps of Engineers | 100
hydro | John H Kerr | 3833_G_B | 3833 | G | B |  | Hydro |  | PJM_Dom | Virginia | 51 | Mecklenburg | 117 | 51117 | 1 | 0 | 2008 | 9999 |  |  | N | Hydro | [13 empty] | 0 | 0 | 0 | 0 | [11 empty] | USACE Wilmington District | 100 | U S Army Corps of Engineers | 100
hydro | Philpott Lake | 3834_G_1 | 3834 | G | 1 |  | Hydro |  | PJM_West | Virginia | 51 | Henry | 89 | 51089 | 7.5 | 0 | 1953 | 9999 |  |  | N | Hydro | [13 empty] | 0 | 0 | 0 | 0 | [11 empty] | USACE Wilmington District | 100 | U S Army Corps of Engineers | 100
hydro | Philpott Lake | 3834_G_3 | 3834 | G | 3 |  | Hydro |  | PJM_West | Virginia | 51 | Henry | 89 | 51089 | 0.6 | 0 | 1953 | 9999 |  |  | N | Hydro | [13 empty] | 0 | 0 | 0 | 0 | [11 empty] | USACE Wilmington District | 100 | U S Army Corps of Engineers | 100
hydro | Philpott Lake | 3834_G_2 | 3834 | G | 2 |  | Hydro |  | PJM_West | Virginia | 51 | Henry | 89 | 51089 | 7.5 | 0 | 1953 | 9999 |  |  | N | Hydro | [13 empty] | 0 | 0 | 0 | 0 | [11 empty] | USACE Wilmington District | 100 | U S Army Corps of Engineers | 100
hydro | Merwin | 3847_G_House | 3847 | G | House |  | Hydro |  | WECC_PNW | Washington | 53 | Cowlitz | 15 | 53015 | 1 | 0 | 1931 | 9999 |  |  | N | Hydro | [13 empty] | 0 | 0 | 0 | 0 | [11 empty] | PacifiCorp | 100 | Berkshire Hathaway Inc | 100
hydro | Merwin | 3847_G_1 | 3847 | G | 1 |  | Hydro |  | WECC_PNW | Washington | 53 | Cowlitz | 15 | 53015 | 50 | 0 | 1932 | 9999 |  |  | N | Hydro | [13 empty] | 0 | 0 | 0 | 0 | [11 empty] | PacifiCorp | 100 | Berkshire Hathaway Inc | 100
hydro | Merwin | 3847_G_2 | 3847 | G | 2 |  | Hydro |  | WECC_PNW | Washington | 53 | Cowlitz | 15 | 53015 | 50 | 0 | 1949 | 9999 |  |  | N | Hydro | [13 empty] | 0 | 0 | 0 | 0 | [11 empty] | PacifiCorp | 100 | Berkshire Hathaway Inc | 100
hydro | Merwin | 3847_G_3 | 3847 | G | 3 |  | Hydro |  | WECC_PNW | Washington | 53 | Cowlitz | 15 | 53015 | 50 | 0 | 1958 | 9999 |  |  | N | Hydro | [13 empty] | 0 | 0 | 0 | 0 | [11 empty] | PacifiCorp | 100 | Berkshire Hathaway Inc | 100
hydro | Swift 1 | 3850_G_HY11 | 3850 | G | HY11 |  | Hydro |  | WECC_PNW | Washington | 53 | Skamania | 59 | 53059 | 87.9 | 0 | 1958 | 9999 |  |  | N | Hydro | [13 empty] | 0 | 0 | 0 | 0 | [11 empty] | PacifiCorp | 100 | Berkshire Hathaway Inc | 100
hydro | Swift 1 | 3850_G_HY12 | 3850 | G | HY12 |  | Hydro |  | WECC_PNW | Washington | 53 | Skamania | 59 | 53059 | 87.9 | 0 | 1958 | 9999 |  |  | N | Hydro | [13 empty] | 0 | 0 | 0 | 0 | [11 empty] | PacifiCorp | 100 | Berkshire Hathaway Inc | 100
hydro | Swift 1 | 3850_G_HY13 | 3850 | G | HY13 |  | Hydro |  | WECC_PNW | Washington | 53 | Skamania | 59 | 53059 | 87.9 | 0 | 1958 | 9999 |  |  | N | Hydro | [13 empty] | 0 | 0 | 0 | 0 | [11 empty] | PacifiCorp | 100 | Berkshire Hathaway Inc | 100
hydro | Yale | 3852_G_1 | 3852 | G | 1 |  | Hydro |  | WECC_PNW | Washington | 53 | Cowlitz | 15 | 53015 | 81.8 | 0 | 1953 | 9999 |  |  | N | Hydro | [13 empty] | 0 | 0 | 0 | 0 | [11 empty] | PacifiCorp | 100 | Berkshire Hathaway Inc | 100
hydro | Yale | 3852_G_2 | 3852 | G | 2 |  | Hydro |  | WECC_PNW | Washington | 53 | Cowlitz | 15 | 53015 | 81.8 | 0 | 1953 | 9999 |  |  | N | Hydro | [13 empty] | 0 | 0 | 0 | 0 | [11 empty] | PacifiCorp | 100 | Berkshire Hathaway Inc | 100
natural gas peaker | Crystal Mountain | 3853_G_1 | 3853 | G | 1 |  | Combustion Turbine | IC Engine | WECC_PNW | Washington | 53 | Pierce | 53 | 53053 | 2.5 | 11356 | 1969 | 9999 |  |  | N | Distillate Fuel Oil | [12 empty] | 2.63 | 1.6498 | 1.6498 | 1.6498 | 1.6498 | [11 empty] | Puget Sound Energy Inc | 100 | Puget Energy Inc | 100
hydro | Electron | 3854_G_1 | 3854 | G | 1 |  | Hydro |  | WECC_PNW | Washington | 53 | Pierce | 53 | 53053 | 5.7 | 0 | 1904 | 9999 |  |  | N | Hydro | [13 empty] | 0 | 0 | 0 | 0 | [11 empty] | Electron Hydro LLC | 100 | JAVA Holdings Ltd | 100
hydro | Electron | 3854_G_2 | 3854 | G | 2 |  | Hydro |  | WECC_PNW | Washington | 53 | Pierce | 53 | 53053 | 5.9 | 0 | 1904 | 9999 |  |  | N | Hydro | [13 empty] | 0 | 0 | 0 | 0 | [11 empty] | Electron Hydro LLC | 100 | JAVA Holdings Ltd | 100
hydro | Electron | 3854_G_3 | 3854 | G | 3 |  | Hydro |  | WECC_PNW | Washington | 53 | Pierce | 53 | 53053 | 6.3 | 0 | 1904 | 9999 |  |  | N | Hydro | [13 empty] | 0 | 0 | 0 | 0 | [11 empty] | Electron Hydro LLC | 100 | JAVA Holdings Ltd | 100
hydro | Electron | 3854_G_4 | 3854 | G | 4 |  | Hydro |  | WECC_PNW | Washington | 53 | Pierce | 53 | 53053 | 7.9 | 0 | 1929 | 9999 |  |  | N | Hydro | [13 empty] | 0 | 0 | 0 | 0 | [11 empty] | Electron Hydro LLC | 100 | JAVA Holdings Ltd | 100
hydro | Lower Baker | 3855_G_3 | 3855 | G | 3 |  | Hydro |  | WECC_PNW | Washington | 53 | Skagit | 57 | 53057 | 74.8 | 0 | 1960 | 9999 |  |  | N | Hydro | [13 empty] | 0 | 0 | 0 | 0 | [11 empty] | Puget Sound Energy Inc | 100 | Puget Energy Inc | 100
hydro | Lower Baker | 3855_G_4 | 3855 | G | 4 |  | Hydro |  | WECC_PNW | Washington | 53 | Skagit | 57 | 53057 | 30.4 | 0 | 2013 | 9999 |  |  | N | Hydro | [13 empty] | 0 | 0 | 0 | 0 | [11 empty] | Puget Sound Energy Inc | 100 | Puget Energy Inc | 100
hydro | Snoqualmie | 3860_G_1 | 3860 | G | 1 |  | Hydro |  | WECC_PNW | Washington | 53 | King | 33 | 53033 | 1.5 | 0 | 1898 | 9999 |  |  | N | Hydro | [13 empty] | 0 | 0 | 0 | 0 | [11 empty] | Puget Sound Energy Inc | 100 | Puget Energy Inc | 100
hydro | Snoqualmie | 3860_G_2 | 3860 | G | 2 |  | Hydro |  | WECC_PNW | Washington | 53 | King | 33 | 53033 | 1.5 | 0 | 1898 | 9999 |  |  | N | Hydro | [13 empty] | 0 | 0 | 0 | 0 | [11 empty] | Puget Sound Energy Inc | 100 | Puget Energy Inc | 100
hydro | Snoqualmie | 3860_G_3 | 3860 | G | 3 |  | Hydro |  | WECC_PNW | Washington | 53 | King | 33 | 53033 | 1.5 | 0 | 1898 | 9999 |  |  | N | Hydro | [13 empty] | 0 | 0 | 0 | 0 | [11 empty] | Puget Sound Energy Inc | 100 | Puget Energy Inc | 100
hydro | Snoqualmie | 3860_G_4 | 3860 | G | 4 |  | Hydro |  | WECC_PNW | Washington | 53 | King | 33 | 53033 | 1.5 | 0 | 1898 | 9999 |  |  | N | Hydro | [13 empty] | 0 | 0 | 0 | 0 | [11 empty] | Puget Sound Energy Inc | 100 | Puget Energy Inc | 100
hydro | Snoqualmie | 3860_G_5A | 3860 | G | 5A |  | Hydro |  | WECC_PNW | Washington | 53 | King | 33 | 53033 | 6.1 | 0 | 2013 | 9999 |  |  | N | Hydro | [13 empty] | 0 | 0 | 0 | 0 | [11 empty] | Puget Sound Energy Inc | 100 | Puget Energy Inc | 100
hydro | Upper Baker | 3861_G_1 | 3861 | G | 1 |  | Hydro |  | WECC_PNW | Washington | 53 | Whatcom | 73 | 53073 | 52.5 | 0 | 1959 | 9999 |  |  | N | Hydro | [13 empty] | 0 | 0 | 0 | 0 | [11 empty] | Puget Sound Energy Inc | 100 | Puget Energy Inc | 100
hydro | Upper Baker | 3861_G_2 | 3861 | G | 2 |  | Hydro |  | WECC_PNW | Washington | 53 | Whatcom | 73 | 53073 | 52.5 | 0 | 1959 | 9999 |  |  | N | Hydro | [13 empty] | 0 | 0 | 0 | 0 | [11 empty] | Puget Sound Energy Inc | 100 | Puget Energy Inc | 100
hydro | Little Falls (WA) | 3866_G_1 | 3866 | G | 1 |  | Hydro |  | WECC_PNW | Washington | 53 | Lincoln | 43 | 53043 | 9.5 | 0 | 1910 | 9999 |  |  | N | Hydro | [13 empty] | 0 | 0 | 0 | 0 | [11 empty] | Avista Corp | 100 | Avista Corp | 100
hydro | Little Falls (WA) | 3866_G_2 | 3866 | G | 2 |  | Hydro |  | WECC_PNW | Washington | 53 | Lincoln | 43 | 53043 | 9.5 | 0 | 1910 | 9999 |  |  | N | Hydro | [13 empty] | 0 | 0 | 0 | 0 | [11 empty] | Avista Corp | 100 | Avista Corp | 100
hydro | Little Falls (WA) | 3866_G_3 | 3866 | G | 3 |  | Hydro |  | WECC_PNW | Washington | 53 | Lincoln | 43 | 53043 | 9.5 | 0 | 1910 | 9999 |  |  | N | Hydro | [13 empty] | 0 | 0 | 0 | 0 | [11 empty] | Avista Corp | 100 | Avista Corp | 100
hydro | Little Falls (WA) | 3866_G_4 | 3866 | G | 4 |  | Hydro |  | WECC_PNW | Washington | 53 | Lincoln | 43 | 53043 | 9.5 | 0 | 1911 | 9999 |  |  | N | Hydro | [13 empty] | 0 | 0 | 0 | 0 | [11 empty] | Avista Corp | 100 | Avista Corp | 100
hydro | Long Lake | 3867_G_1 | 3867 | G | 1 |  | Hydro |  | WECC_PNW | Washington | 53 | Lincoln | 43 | 53043 | 22.4 | 0 | 1915 | 9999 |  |  | N | Hydro | [13 empty] | 0 | 0 | 0 | 0 | [11 empty] | Avista Corp | 100 | Avista Corp | 100
hydro | Long Lake | 3867_G_2 | 3867 | G | 2 |  | Hydro |  | WECC_PNW | Washington | 53 | Lincoln | 43 | 53043 | 22.5 | 0 | 1915 | 9999 |  |  | N | Hydro | [13 empty] | 0 | 0 | 0 | 0 | [11 empty] | Avista Corp | 100 | Avista Corp | 100
hydro | Long Lake | 3867_G_3 | 3867 | G | 3 |  | Hydro |  | WECC_PNW | Washington | 53 | Lincoln | 43 | 53043 | 22.5 | 0 | 1919 | 9999 |  |  | N | Hydro | [13 empty] | 0 | 0 | 0 | 0 | [11 empty] | Avista Corp | 100 | Avista Corp | 100
hydro | Long Lake | 3867_G_4 | 3867 | G | 4 |  | Hydro |  | WECC_PNW | Washington | 53 | Lincoln | 43 | 53043 | 22.1 | 0 | 1924 | 9999 |  |  | N | Hydro | [13 empty] | 0 | 0 | 0 | 0 | [11 empty] | Avista Corp | 100 | Avista Corp | 100
hydro | Meyers Falls | 3868_G_UN1 | 3868 | G | UN1 |  | Hydro |  | WECC_PNW | Washington | 53 | Stevens | 65 | 53065 | 0.9 | 0 | 1915 | 9999 |  |  | N | Hydro | [13 empty] | 0 | 0 | 0 | 0 | [11 empty] | Hydro Technology Systems Inc | 100 | Hydro Technology Systems Inc | 100
hydro | Meyers Falls | 3868_G_UN2 | 3868 | G | UN2 |  | Hydro |  | WECC_PNW | Washington | 53 | Stevens | 65 | 53065 | 0.3 | 0 | 1915 | 9999 |  |  | N | Hydro | [13 empty] | 0 | 0 | 0 | 0 | [11 empty] | Hydro Technology Systems Inc | 100 | Hydro Technology Systems Inc | 100
hydro | Meyers Falls | 3868_G_UNA | 3868 | G | UNA |  | Hydro |  | WECC_PNW | Washington | 53 | Stevens | 65 | 53065 | 0.2 | 0 | 2006 | 9999 |  |  | N | Hydro | [13 empty] | 0 | 0 | 0 | 0 | [11 empty] | Hydro Technology Systems Inc | 100 | Hydro Technology Systems Inc | 100
hydro | Meyers Falls | 3868_G_UNB | 3868 | G | UNB |  | Hydro |  | WECC_PNW | Washington | 53 | Stevens | 65 | 53065 | 0.2 | 0 | 2006 | 9999 |  |  | N | Hydro | [13 empty] | 0 | 0 | 0 | 0 | [11 empty] | Hydro Technology Systems Inc | 100 | Hydro Technology Systems Inc | 100
hydro | Nine Mile | 3869_G_2 | 3869 | G | 2 |  | Hydro |  | WECC_PNW | Washington | 53 | Spokane | 63 | 53063 | 8.8 | 0 | 1908 | 9999 |  |  | N | Hydro | [13 empty] | 0 | 0 | 0 | 0 | [11 empty] | Avista Corp | 100 | Avista Corp | 100
hydro | Nine Mile | 3869_G_1 | 3869 | G | 1 |  | Hydro |  | WECC_PNW | Washington | 53 | Spokane | 63 | 53063 | 8.8 | 0 | 1910 | 9999 |  |  | N | Hydro | [13 empty] | 0 | 0 | 0 | 0 | [11 empty] | Avista Corp | 100 | Avista Corp | 100
hydro | Nine Mile | 3869_G_3N | 3869 | G | 3N |  | Hydro |  | WECC_PNW | Washington | 53 | Spokane | 63 | 53063 | 8 | 0 | 1994 | 9999 |  |  | N | Hydro | [13 empty] | 0 | 0 | 0 | 0 | [11 empty] | Avista Corp | 100 | Avista Corp | 100
hydro | Nine Mile | 3869_G_4N | 3869 | G | 4N |  | Hydro |  | WECC_PNW | Washington | 53 | Spokane | 63 | 53063 | 8 | 0 | 1994 | 9999 |  |  | N | Hydro | [13 empty] | 0 | 0 | 0 | 0 | [11 empty] | Avista Corp | 100 | Avista Corp | 100
hydro | Yelm | 3878_G_1 | 3878 | G | 1 |  | Hydro |  | WECC_PNW | Washington | 53 | Thurston | 67 | 53067 | 2.7 | 0 | 1930 | 9999 |  |  | N | Hydro | [13 empty] | 0 | 0 | 0 | 0 | [11 empty] | Centralia WA (City of) | 100 | Centralia WA (City of) | 100
hydro | Yelm | 3878_G_2 | 3878 | G | 2 |  | Hydro |  | WECC_PNW | Washington | 53 | Thurston | 67 | 53067 | 2.7 | 0 | 1930 | 9999 |  |  | N | Hydro | [13 empty] | 0 | 0 | 0 | 0 | [11 empty] | Centralia WA (City of) | 100 | Centralia WA (City of) | 100
hydro | Yelm | 3878_G_3 | 3878 | G | 3 |  | Hydro |  | WECC_PNW | Washington | 53 | Thurston | 67 | 53067 | 6 | 0 | 1955 | 9999 |  |  | N | Hydro | [13 empty] | 0 | 0 | 0 | 0 | [11 empty] | Centralia WA (City of) | 100 | Centralia WA (City of) | 100
hydro | Rocky Reach | 3883_G_C-1 | 3883 | G | C-1 |  | Hydro |  | WECC_PNW | Washington | 53 | Chelan | 7 | 53007 | 104.9 | 0 | 1961 | 9999 |  |  | N | Hydro | [13 empty] | 0 | 0 | 0 | 0 | [11 empty] | PUD No 1 of Chelan County | 100 | PUD No 1 of Chelan County | 100
hydro | Rocky Reach | 3883_G_C-2 | 3883 | G | C-2 |  | Hydro |  | WECC_PNW | Washington | 53 | Chelan | 7 | 53007 | 104.9 | 0 | 1961 | 9999 |  |  | N | Hydro | [13 empty] | 0 | 0 | 0 | 0 | [11 empty] | PUD No 1 of Chelan County | 100 | PUD No 1 of Chelan County | 100
hydro | Rocky Reach | 3883_G_C-3 | 3883 | G | C-3 |  | Hydro |  | WECC_PNW | Washington | 53 | Chelan | 7 | 53007 | 104.9 | 0 | 1961 | 9999 |  |  | N | Hydro | [13 empty] | 0 | 0 | 0 | 0 | [11 empty] | PUD No 1 of Chelan County | 100 | PUD No 1 of Chelan County | 100
hydro | Rocky Reach | 3883_G_C-4 | 3883 | G | C-4 |  | Hydro |  | WECC_PNW | Washington | 53 | Chelan | 7 | 53007 | 104.9 | 0 | 1961 | 9999 |  |  | N | Hydro | [13 empty] | 0 | 0 | 0 | 0 | [11 empty] | PUD No 1 of Chelan County | 100 | PUD No 1 of Chelan County | 100
hydro | Rocky Reach | 3883_G_C-5 | 3883 | G | C-5 |  | Hydro |  | WECC_PNW | Washington | 53 | Chelan | 7 | 53007 | 104.9 | 0 | 1961 | 9999 |  |  | N | Hydro | [13 empty] | 0 | 0 | 0 | 0 | [11 empty] | PUD No 1 of Chelan County | 100 | PUD No 1 of Chelan County | 100
hydro | Rocky Reach | 3883_G_C-6 | 3883 | G | C-6 |  | Hydro |  | WECC_PNW | Washington | 53 | Chelan | 7 | 53007 | 104.9 | 0 | 1961 | 9999 |  |  | N | Hydro | [13 empty] | 0 | 0 | 0 | 0 | [11 empty] | PUD No 1 of Chelan County | 100 | PUD No 1 of Chelan County | 100
hydro | Rocky Reach | 3883_G_C-7 | 3883 | G | C-7 |  | Hydro |  | WECC_PNW | Washington | 53 | Chelan | 7 | 53007 | 104.9 | 0 | 1961 | 9999 |  |  | N | Hydro | [13 empty] | 0 | 0 | 0 | 0 | [11 empty] | PUD No 1 of Chelan County | 100 | PUD No 1 of Chelan County | 100
hydro | Rocky Reach | 3883_G_C-8 | 3883 | G | C-8 |  | Hydro |  | WECC_PNW | Washington | 53 | Chelan | 7 | 53007 | 129.9 | 0 | 1973 | 9999 |  |  | N | Hydro | [13 empty] | 0 | 0 | 0 | 0 | [11 empty] | PUD No 1 of Chelan County | 100 | PUD No 1 of Chelan County | 100
hydro | Rocky Reach | 3883_G_C-9 | 3883 | G | C-9 |  | Hydro |  | WECC_PNW | Washington | 53 | Chelan | 7 | 53007 | 129.9 | 0 | 1973 | 9999 |  |  | N | Hydro | [13 empty] | 0 | 0 | 0 | 0 | [11 empty] | PUD No 1 of Chelan County | 100 | PUD No 1 of Chelan County | 100
hydro | Rocky Reach | 3883_G_C-10 | 3883 | G | C-10 |  | Hydro |  | WECC_PNW | Washington | 53 | Chelan | 7 | 53007 | 129.9 | 0 | 1974 | 9999 |  |  | N | Hydro | [13 empty] | 0 | 0 | 0 | 0 | [11 empty] | PUD No 1 of Chelan County | 100 | PUD No 1 of Chelan County | 100
hydro | Rocky Reach | 3883_G_C-11 | 3883 | G | C-11 |  | Hydro |  | WECC_PNW | Washington | 53 | Chelan | 7 | 53007 | 129.9 | 0 | 1974 | 9999 |  |  | N | Hydro | [13 empty] | 0 | 0 | 0 | 0 | [11 empty] | PUD No 1 of Chelan County | 100 | PUD No 1 of Chelan County | 100
hydro | Wells | 3886_G_U-1 | 3886 | G | U-1 |  | Hydro |  | WECC_PNW | Washington | 53 | Douglas | 17 | 53017 | 84 | 0 | 1967 | 9999 |  |  | N | Hydro | [13 empty] | 0 | 0 | 0 | 0 | [11 empty] | PUD No 1 of Douglas County | 100 | PUD No 1 of Douglas County | 100
hydro | Wells | 3886_G_U-2 | 3886 | G | U-2 |  | Hydro |  | WECC_PNW | Washington | 53 | Douglas | 17 | 53017 | 84 | 0 | 1967 | 9999 |  |  | N | Hydro | [13 empty] | 0 | 0 | 0 | 0 | [11 empty] | PUD No 1 of Douglas County | 100 | PUD No 1 of Douglas County | 100
hydro | Wells | 3886_G_U-3 | 3886 | G | U-3 |  | Hydro |  | WECC_PNW | Washington | 53 | Douglas | 17 | 53017 | 84 | 0 | 1967 | 9999 |  |  | N | Hydro | [13 empty] | 0 | 0 | 0 | 0 | [11 empty] | PUD No 1 of Douglas County | 100 | PUD No 1 of Douglas County | 100
hydro | Wells | 3886_G_U-4 | 3886 | G | U-4 |  | Hydro |  | WECC_PNW | Washington | 53 | Douglas | 17 | 53017 | 84 | 0 | 1967 | 9999 |  |  | N | Hydro | [13 empty] | 0 | 0 | 0 | 0 | [11 empty] | PUD No 1 of Douglas County | 100 | PUD No 1 of Douglas County | 100
hydro | Wells | 3886_G_U-5 | 3886 | G | U-5 |  | Hydro |  | WECC_PNW | Washington | 53 | Douglas | 17 | 53017 | 84 | 0 | 1967 | 9999 |  |  | N | Hydro | [13 empty] | 0 | 0 | 0 | 0 | [11 empty] | PUD No 1 of Douglas County | 100 | PUD No 1 of Douglas County | 100
hydro | Wells | 3886_G_U-6 | 3886 | G | U-6 |  | Hydro |  | WECC_PNW | Washington | 53 | Douglas | 17 | 53017 | 84 | 0 | 1967 | 9999 |  |  | N | Hydro | [13 empty] | 0 | 0 | 0 | 0 | [11 empty] | PUD No 1 of Douglas County | 100 | PUD No 1 of Douglas County | 100
hydro | Wells | 3886_G_U-7 | 3886 | G | U-7 |  | Hydro |  | WECC_PNW | Washington | 53 | Douglas | 17 | 53017 | 84 | 0 | 1967 | 9999 |  |  | N | Hydro | [13 empty] | 0 | 0 | 0 | 0 | [11 empty] | PUD No 1 of Douglas County | 100 | PUD No 1 of Douglas County | 100
hydro | Wells | 3886_G_U-8 | 3886 | G | U-8 |  | Hydro |  | WECC_PNW | Washington | 53 | Douglas | 17 | 53017 | 84 | 0 | 1968 | 9999 |  |  | N | Hydro | [13 empty] | 0 | 0 | 0 | 0 | [11 empty] | PUD No 1 of Douglas County | 100 | PUD No 1 of Douglas County | 100
hydro | Wells | 3886_G_U-10 | 3886 | G | U-10 |  | Hydro |  | WECC_PNW | Washington | 53 | Douglas | 17 | 53017 | 84 | 0 | 1969 | 9999 |  |  | N | Hydro | [13 empty] | 0 | 0 | 0 | 0 | [11 empty] | PUD No 1 of Douglas County | 100 | PUD No 1 of Douglas County | 100
hydro | Wells | 3886_G_U-9 | 3886 | G | U-9 |  | Hydro |  | WECC_PNW | Washington | 53 | Douglas | 17 | 53017 | 84 | 0 | 1969 | 9999 |  |  | N | Hydro | [13 empty] | 0 | 0 | 0 | 0 | [11 empty] | PUD No 1 of Douglas County | 100 | PUD No 1 of Douglas County | 100
hydro | Priest Rapids | 3887_G_10 | 3887 | G | 10 |  | Hydro |  | WECC_PNW | Washington | 53 | Grant | 25 | 53025 | 95 | 0 | 1959 | 9999 |  |  | N | Hydro | [13 empty] | 0 | 0 | 0 | 0 | [11 empty] | PUD No 2 of Grant County | 100 | PUD No 2 of Grant County | 100
hydro | Priest Rapids | 3887_G_8 | 3887 | G | 8 |  | Hydro |  | WECC_PNW | Washington | 53 | Grant | 25 | 53025 | 95 | 0 | 1959 | 9999 |  |  | N | Hydro | [13 empty] | 0 | 0 | 0 | 0 | [11 empty] | PUD No 2 of Grant County | 100 | PUD No 2 of Grant County | 100
hydro | Priest Rapids | 3887_G_9 | 3887 | G | 9 |  | Hydro |  | WECC_PNW | Washington | 53 | Grant | 25 | 53025 | 95 | 0 | 1959 | 9999 |  |  | N | Hydro | [13 empty] | 0 | 0 | 0 | 0 | [11 empty] | PUD No 2 of Grant County | 100 | PUD No 2 of Grant County | 100
hydro | Priest Rapids | 3887_G_3 | 3887 | G | 3 |  | Hydro |  | WECC_PNW | Washington | 53 | Grant | 25 | 53025 | 95 | 0 | 1960 | 9999 |  |  | N | Hydro | [13 empty] | 0 | 0 | 0 | 0 | [11 empty] | PUD No 2 of Grant County | 100 | PUD No 2 of Grant County | 100
hydro | Priest Rapids | 3887_G_4 | 3887 | G | 4 |  | Hydro |  | WECC_PNW | Washington | 53 | Grant | 25 | 53025 | 95 | 0 | 1960 | 9999 |  |  | N | Hydro | [13 empty] | 0 | 0 | 0 | 0 | [11 empty] | PUD No 2 of Grant County | 100 | PUD No 2 of Grant County | 100
hydro | Priest Rapids | 3887_G_5 | 3887 | G | 5 |  | Hydro |  | WECC_PNW | Washington | 53 | Grant | 25 | 53025 | 95 | 0 | 1960 | 9999 |  |  | N | Hydro | [13 empty] | 0 | 0 | 0 | 0 | [11 empty] | PUD No 2 of Grant County | 100 | PUD No 2 of Grant County | 100
hydro | Priest Rapids | 3887_G_6 | 3887 | G | 6 |  | Hydro |  | WECC_PNW | Washington | 53 | Grant | 25 | 53025 | 95 | 0 | 1960 | 9999 |  |  | N | Hydro | [13 empty] | 0 | 0 | 0 | 0 | [11 empty] | PUD No 2 of Grant County | 100 | PUD No 2 of Grant County | 100
hydro | Priest Rapids | 3887_G_7 | 3887 | G | 7 |  | Hydro |  | WECC_PNW | Washington | 53 | Grant | 25 | 53025 | 95 | 0 | 1960 | 9999 |  |  | N | Hydro | [13 empty] | 0 | 0 | 0 | 0 | [11 empty] | PUD No 2 of Grant County | 100 | PUD No 2 of Grant County | 100
hydro | Priest Rapids | 3887_G_1 | 3887 | G | 1 |  | Hydro |  | WECC_PNW | Washington | 53 | Grant | 25 | 53025 | 95 | 0 | 1961 | 9999 |  |  | N | Hydro | [13 empty] | 0 | 0 | 0 | 0 | [11 empty] | PUD No 2 of Grant County | 100 | PUD No 2 of Grant County | 100
hydro | Priest Rapids | 3887_G_2 | 3887 | G | 2 |  | Hydro |  | WECC_PNW | Washington | 53 | Grant | 25 | 53025 | 92.8 | 0 | 1961 | 9999 |  |  | N | Hydro | [13 empty] | 0 | 0 | 0 | 0 | [11 empty] | PUD No 2 of Grant County | 100 | PUD No 2 of Grant County | 100
hydro | Wanapum | 3888_G_7A | 3888 | G | 7A |  | Hydro |  | WECC_PNW | Washington | 53 | Grant | 25 | 53025 | 122 | 0 | 2011 | 9999 |  |  | N | Hydro | [13 empty] | 0 | 0 | 0 | 0 | [11 empty] | PUD No 2 of Grant County | 100 | PUD No 2 of Grant County | 100
hydro | Wanapum | 3888_G_2A | 3888 | G | 2A |  | Hydro |  | WECC_PNW | Washington | 53 | Grant | 25 | 53025 | 122 | 0 | 2012 | 9999 |  |  | N | Hydro | [13 empty] | 0 | 0 | 0 | 0 | [11 empty] | PUD No 2 of Grant County | 100 | PUD No 2 of Grant County | 100
hydro | Wanapum | 3888_G_5A | 3888 | G | 5A |  | Hydro |  | WECC_PNW | Washington | 53 | Grant | 25 | 53025 | 122 | 0 | 2012 | 9999 |  |  | N | Hydro | [13 empty] | 0 | 0 | 0 | 0 | [11 empty] | PUD No 2 of Grant County | 100 | PUD No 2 of Grant County | 100
hydro | Wanapum | 3888_G_1A | 3888 | G | 1A |  | Hydro |  | WECC_PNW | Washington | 53 | Grant | 25 | 53025 | 122 | 0 | 2013 | 9999 |  |  | N | Hydro | [13 empty] | 0 | 0 | 0 | 0 | [11 empty] | PUD No 2 of Grant County | 100 | PUD No 2 of Grant County | 100
hydro | Wanapum | 3888_G_10A | 3888 | G | 10A |  | Hydro |  | WECC_PNW | Washington | 53 | Grant | 25 | 53025 | 122 | 0 | 2014 | 9999 |  |  | N | Hydro | [13 empty] | 0 | 0 | 0 | 0 | [11 empty] | PUD No 2 of Grant County | 100 | PUD No 2 of Grant County | 100
hydro | Wanapum | 3888_G_9A | 3888 | G | 9A |  | Hydro |  | WECC_PNW | Washington | 53 | Grant | 25 | 53025 | 122 | 0 | 2015 | 9999 |  |  | N | Hydro | [13 empty] | 0 | 0 | 0 | 0 | [11 empty] | PUD No 2 of Grant County | 100 | PUD No 2 of Grant County | 100
hydro | Wanapum | 3888_G_6A | 3888 | G | 6A |  | Hydro |  | WECC_PNW | Washington | 53 | Grant | 25 | 53025 | 122 | 0 | 2016 | 9999 |  |  | N | Hydro | [13 empty] | 0 | 0 | 0 | 0 | [11 empty] | PUD No 2 of Grant County | 100 | PUD No 2 of Grant County | 100
hydro | Wanapum | 3888_G_3A | 3888 | G | 3A |  | Hydro |  | WECC_PNW | Washington | 53 | Grant | 25 | 53025 | 122 | 0 | 2017 | 9999 |  |  | N | Hydro | [13 empty] | 0 | 0 | 0 | 0 | [11 empty] | PUD No 2 of Grant County | 100 | PUD No 2 of Grant County | 100
hydro | Wanapum | 3888_G_8A | 3888 | G | 8A |  | Hydro |  | WECC_PNW | Washington | 53 | Grant | 25 | 53025 | 122 | 0 | 2018 | 9999 |  |  | N | Hydro | [13 empty] | 0 | 0 | 0 | 0 | [11 empty] | PUD No 2 of Grant County | 100 | PUD No 2 of Grant County | 100
hydro | Wanapum | 3888_G_4A | 3888 | G | 4A |  | Hydro |  | WECC_PNW | Washington | 53 | Grant | 25 | 53025 | 122 | 0 | 2020 | 9999 |  |  | N | Hydro | [13 empty] | 0 | 0 | 0 | 0 | [11 empty] | PUD No 2 of Grant County | 100 | PUD No 2 of Grant County | 100
hydro | Box Canyon | 3891_G_1 | 3891 | G | 1 |  | Hydro |  | WECC_PNW | Washington | 53 | Pend Oreille | 51 | 53051 | 22.5 | 0 | 1955 | 9999 |  |  | N | Hydro | [13 empty] | 0 | 0 | 0 | 0 | [11 empty] | PUD No 1 of Pend Oreille County | 100 | PUD No 1 of Pend Oreille County | 100
hydro | Box Canyon | 3891_G_2 | 3891 | G | 2 |  | Hydro |  | WECC_PNW | Washington | 53 | Pend Oreille | 51 | 53051 | 22.5 | 0 | 1955 | 9999 |  |  | N | Hydro | [13 empty] | 0 | 0 | 0 | 0 | [11 empty] | PUD No 1 of Pend Oreille County | 100 | PUD No 1 of Pend Oreille County | 100
hydro | Box Canyon | 3891_G_3 | 3891 | G | 3 |  | Hydro |  | WECC_PNW | Washington | 53 | Pend Oreille | 51 | 53051 | 22.5 | 0 | 1955 | 9999 |  |  | N | Hydro | [13 empty] | 0 | 0 | 0 | 0 | [11 empty] | PUD No 1 of Pend Oreille County | 100 | PUD No 1 of Pend Oreille County | 100
hydro | Box Canyon | 3891_G_4 | 3891 | G | 4 |  | Hydro |  | WECC_PNW | Washington | 53 | Pend Oreille | 51 | 53051 | 22.5 | 0 | 1955 | 9999 |  |  | N | Hydro | [13 empty] | 0 | 0 | 0 | 0 | [11 empty] | PUD No 1 of Pend Oreille County | 100 | PUD No 1 of Pend Oreille County | 100
hydro | The Dalles | 3895_G_1 | 3895 | G | 1 |  | Hydro |  | WECC_PNW | Oregon | 41 | Wasco | 65 | 41065 | 78 | 0 | 1957 | 9999 |  |  | N | Hydro | [13 empty] | 0 | 0 | 0 | 0 | [11 empty] | USACE Northwestern Division | 100 | U S Army Corps of Engineers | 100
hydro | The Dalles | 3895_G_2 | 3895 | G | 2 |  | Hydro |  | WECC_PNW | Oregon | 41 | Wasco | 65 | 41065 | 78 | 0 | 1957 | 9999 |  |  | N | Hydro | [13 empty] | 0 | 0 | 0 | 0 | [11 empty] | USACE Northwestern Division | 100 | U S Army Corps of Engineers | 100
hydro | The Dalles | 3895_G_F1 | 3895 | G | F1 |  | Hydro |  | WECC_PNW | Oregon | 41 | Wasco | 65 | 41065 | 14 | 0 | 1957 | 9999 |  |  | N | Hydro | [13 empty] | 0 | 0 | 0 | 0 | [11 empty] | USACE Northwestern Division | 100 | U S Army Corps of Engineers | 100
hydro | The Dalles | 3895_G_F2 | 3895 | G | F2 |  | Hydro |  | WECC_PNW | Oregon | 41 | Wasco | 65 | 41065 | 14 | 0 | 1957 | 9999 |  |  | N | Hydro | [13 empty] | 0 | 0 | 0 | 0 | [11 empty] | USACE Northwestern Division | 100 | U S Army Corps of Engineers | 100
hydro | The Dalles | 3895_G_3 | 3895 | G | 3 |  | Hydro |  | WECC_PNW | Oregon | 41 | Wasco | 65 | 41065 | 78 | 0 | 1958 | 9999 |  |  | N | Hydro | [13 empty] | 0 | 0 | 0 | 0 | [11 empty] | USACE Northwestern Division | 100 | U S Army Corps of Engineers | 100
hydro | The Dalles | 3895_G_4 | 3895 | G | 4 |  | Hydro |  | WECC_PNW | Oregon | 41 | Wasco | 65 | 41065 | 78 | 0 | 1958 | 9999 |  |  | N | Hydro | [13 empty] | 0 | 0 | 0 | 0 | [11 empty] | USACE Northwestern Division | 100 | U S Army Corps of Engineers | 100
hydro | The Dalles | 3895_G_5 | 3895 | G | 5 |  | Hydro |  | WECC_PNW | Oregon | 41 | Wasco | 65 | 41065 | 92.7 | 0 | 1958 | 9999 |  |  | N | Hydro | [13 empty] | 0 | 0 | 0 | 0 | [11 empty] | USACE Northwestern Division | 100 | U S Army Corps of Engineers | 100
hydro | The Dalles | 3895_G_6 | 3895 | G | 6 |  | Hydro |  | WECC_PNW | Oregon | 41 | Wasco | 65 | 41065 | 78 | 0 | 1958 | 9999 |  |  | N | Hydro | [13 empty] | 0 | 0 | 0 | 0 | [11 empty] | USACE Northwestern Division | 100 | U S Army Corps of Engineers | 100
hydro | The Dalles | 3895_G_10 | 3895 | G | 10 |  | Hydro |  | WECC_PNW | Oregon | 41 | Wasco | 65 | 41065 | 78 | 0 | 1959 | 9999 |  |  | N | Hydro | [13 empty] | 0 | 0 | 0 | 0 | [11 empty] | USACE Northwestern Division | 100 | U S Army Corps of Engineers | 100
hydro | The Dalles | 3895_G_7 | 3895 | G | 7 |  | Hydro |  | WECC_PNW | Oregon | 41 | Wasco | 65 | 41065 | 78 | 0 | 1959 | 9999 |  |  | N | Hydro | [13 empty] | 0 | 0 | 0 | 0 | [11 empty] | USACE Northwestern Division | 100 | U S Army Corps of Engineers | 100
hydro | The Dalles | 3895_G_8 | 3895 | G | 8 |  | Hydro |  | WECC_PNW | Oregon | 41 | Wasco | 65 | 41065 | 78 | 0 | 1959 | 9999 |  |  | N | Hydro | [13 empty] | 0 | 0 | 0 | 0 | [11 empty] | USACE Northwestern Division | 100 | U S Army Corps of Engineers | 100
hydro | The Dalles | 3895_G_9 | 3895 | G | 9 |  | Hydro |  | WECC_PNW | Oregon | 41 | Wasco | 65 | 41065 | 78 | 0 | 1959 | 9999 |  |  | N | Hydro | [13 empty] | 0 | 0 | 0 | 0 | [11 empty] | USACE Northwestern Division | 100 | U S Army Corps of Engineers | 100
hydro | The Dalles | 3895_G_11 | 3895 | G | 11 |  | Hydro |  | WECC_PNW | Oregon | 41 | Wasco | 65 | 41065 | 78 | 0 | 1960 | 9999 |  |  | N | Hydro | [13 empty] | 0 | 0 | 0 | 0 | [11 empty] | USACE Northwestern Division | 100 | U S Army Corps of Engineers | 100
hydro | The Dalles | 3895_G_12 | 3895 | G | 12 |  | Hydro |  | WECC_PNW | Oregon | 41 | Wasco | 65 | 41065 | 78 | 0 | 1960 | 9999 |  |  | N | Hydro | [13 empty] | 0 | 0 | 0 | 0 | [11 empty] | USACE Northwestern Division | 100 | U S Army Corps of Engineers | 100
hydro | The Dalles | 3895_G_13 | 3895 | G | 13 |  | Hydro |  | WECC_PNW | Oregon | 41 | Wasco | 65 | 41065 | 78 | 0 | 1960 | 9999 |  |  | N | Hydro | [13 empty] | 0 | 0 | 0 | 0 | [11 empty] | USACE Northwestern Division | 100 | U S Army Corps of Engineers | 100
hydro | The Dalles | 3895_G_14 | 3895 | G | 14 |  | Hydro |  | WECC_PNW | Oregon | 41 | Wasco | 65 | 41065 | 78 | 0 | 1960 | 9999 |  |  | N | Hydro | [13 empty] | 0 | 0 | 0 | 0 | [11 empty] | USACE Northwestern Division | 100 | U S Army Corps of Engineers | 100
hydro | The Dalles | 3895_G_15 | 3895 | G | 15 |  | Hydro |  | WECC_PNW | Oregon | 41 | Wasco | 65 | 41065 | 86 | 0 | 1973 | 9999 |  |  | N | Hydro | [13 empty] | 0 | 0 | 0 | 0 | [11 empty] | USACE Northwestern Division | 100 | U S Army Corps of Engineers | 100
hydro | The Dalles | 3895_G_16 | 3895 | G | 16 |  | Hydro |  | WECC_PNW | Oregon | 41 | Wasco | 65 | 41065 | 86 | 0 | 1973 | 9999 |  |  | N | Hydro | [13 empty] | 0 | 0 | 0 | 0 | [11 empty] | USACE Northwestern Division | 100 | U S Army Corps of Engineers | 100
hydro | The Dalles | 3895_G_17 | 3895 | G | 17 |  | Hydro |  | WECC_PNW | Oregon | 41 | Wasco | 65 | 41065 | 86 | 0 | 1973 | 9999 |  |  | N | Hydro | [13 empty] | 0 | 0 | 0 | 0 | [11 empty] | USACE Northwestern Division | 100 | U S Army Corps of Engineers | 100
hydro | The Dalles | 3895_G_18 | 3895 | G | 18 |  | Hydro |  | WECC_PNW | Oregon | 41 | Wasco | 65 | 41065 | 86 | 0 | 1973 | 9999 |  |  | N | Hydro | [13 empty] | 0 | 0 | 0 | 0 | [11 empty] | USACE Northwestern Division | 100 | U S Army Corps of Engineers | 100
hydro | The Dalles | 3895_G_19 | 3895 | G | 19 |  | Hydro |  | WECC_PNW | Oregon | 41 | Wasco | 65 | 41065 | 86 | 0 | 1973 | 9999 |  |  | N | Hydro | [13 empty] | 0 | 0 | 0 | 0 | [11 empty] | USACE Northwestern Division | 100 | U S Army Corps of Engineers | 100
hydro | The Dalles | 3895_G_20 | 3895 | G | 20 |  | Hydro |  | WECC_PNW | Oregon | 41 | Wasco | 65 | 41065 | 86 | 0 | 1973 | 9999 |  |  | N | Hydro | [13 empty] | 0 | 0 | 0 | 0 | [11 empty] | USACE Northwestern Division | 100 | U S Army Corps of Engineers | 100
hydro | The Dalles | 3895_G_21 | 3895 | G | 21 |  | Hydro |  | WECC_PNW | Oregon | 41 | Wasco | 65 | 41065 | 86 | 0 | 1973 | 9999 |  |  | N | Hydro | [13 empty] | 0 | 0 | 0 | 0 | [11 empty] | USACE Northwestern Division | 100 | U S Army Corps of Engineers | 100
hydro | The Dalles | 3895_G_22 | 3895 | G | 22 |  | Hydro |  | WECC_PNW | Oregon | 41 | Wasco | 65 | 41065 | 86 | 0 | 1973 | 9999 |  |  | N | Hydro | [13 empty] | 0 | 0 | 0 | 0 | [11 empty] | USACE Northwestern Division | 100 | U S Army Corps of Engineers | 100
hydro | Alder | 3913_G_12 | 3913 | G | 12 |  | Hydro |  | WECC_PNW | Washington | 53 | Pierce | 53 | 53053 | 25.2 | 0 | 1945 | 9999 |  |  | N | Hydro | [13 empty] | 0 | 0 | 0 | 0 | [11 empty] | Tacoma Public Utilities | 100 | Tacoma Public Utilities | 100
hydro | Alder | 3913_G_11 | 3913 | G | 11 |  | Hydro |  | WECC_PNW | Washington | 53 | Pierce | 53 | 53053 | 25.2 | 0 | 1947 | 9999 |  |  | N | Hydro | [13 empty] | 0 | 0 | 0 | 0 | [11 empty] | Tacoma Public Utilities | 100 | Tacoma Public Utilities | 100
hydro | Cushman 1 | 3914_G_21 | 3914 | G | 21 |  | Hydro |  | WECC_PNW | Washington | 53 | Mason | 45 | 53045 | 26.7 | 0 | 1926 | 9999 |  |  | N | Hydro | [13 empty] | 0 | 0 | 0 | 0 | [11 empty] | Tacoma Public Utilities | 100 | Tacoma Public Utilities | 100
hydro | Cushman 1 | 3914_G_22 | 3914 | G | 22 |  | Hydro |  | WECC_PNW | Washington | 53 | Mason | 45 | 53045 | 26.7 | 0 | 1926 | 9999 |  |  | N | Hydro | [13 empty] | 0 | 0 | 0 | 0 | [11 empty] | Tacoma Public Utilities | 100 | Tacoma Public Utilities | 100
hydro | Cushman 2 | 3915_G_31 | 3915 | G | 31 |  | Hydro |  | WECC_PNW | Washington | 53 | Mason | 45 | 53045 | 30 | 0 | 1930 | 9999 |  |  | N | Hydro | [13 empty] | 0 | 0 | 0 | 0 | [11 empty] | Tacoma Public Utilities | 100 | Tacoma Public Utilities | 100
hydro | Cushman 2 | 3915_G_32 | 3915 | G | 32 |  | Hydro |  | WECC_PNW | Washington | 53 | Mason | 45 | 53045 | 30 | 0 | 1931 | 9999 |  |  | N | Hydro | [13 empty] | 0 | 0 | 0 | 0 | [11 empty] | Tacoma Public Utilities | 100 | Tacoma Public Utilities | 100
hydro | Cushman 2 | 3915_G_33 | 3915 | G | 33 |  | Hydro |  | WECC_PNW | Washington | 53 | Mason | 45 | 53045 | 30 | 0 | 1952 | 9999 |  |  | N | Hydro | [13 empty] | 0 | 0 | 0 | 0 | [11 empty] | Tacoma Public Utilities | 100 | Tacoma Public Utilities | 100
hydro | Cushman 2 | 3915_G_34 | 3915 | G | 34 |  | Hydro |  | WECC_PNW | Washington | 53 | Mason | 45 | 53045 | 1.8 | 0 | 2013 | 9999 |  |  | N | Hydro | [13 empty] | 0 | 0 | 0 | 0 | [11 empty] | Tacoma Public Utilities | 100 | Tacoma Public Utilities | 100
hydro | Cushman 2 | 3915_G_35 | 3915 | G | 35 |  | Hydro |  | WECC_PNW | Washington | 53 | Mason | 45 | 53045 | 1.8 | 0 | 2013 | 9999 |  |  | N | Hydro | [13 empty] | 0 | 0 | 0 | 0 | [11 empty] | Tacoma Public Utilities | 100 | Tacoma Public Utilities | 100
hydro | LaGrande | 3916_G_1 | 3916 | G | 1 |  | Hydro |  | WECC_PNW | Washington | 53 | Pierce | 53 | 53053 | 6 | 0 | 1912 | 9999 |  |  | N | Hydro | [13 empty] | 0 | 0 | 0 | 0 | [11 empty] | Tacoma Public Utilities | 100 | Tacoma Public Utilities | 100
hydro | LaGrande | 3916_G_2 | 3916 | G | 2 |  | Hydro |  | WECC_PNW | Washington | 53 | Pierce | 53 | 53053 | 6 | 0 | 1912 | 9999 |  |  | N | Hydro | [13 empty] | 0 | 0 | 0 | 0 | [11 empty] | Tacoma Public Utilities | 100 | Tacoma Public Utilities | 100
hydro | LaGrande | 3916_G_3 | 3916 | G | 3 |  | Hydro |  | WECC_PNW | Washington | 53 | Pierce | 53 | 53053 | 6 | 0 | 1912 | 9999 |  |  | N | Hydro | [13 empty] | 0 | 0 | 0 | 0 | [11 empty] | Tacoma Public Utilities | 100 | Tacoma Public Utilities | 100
hydro | LaGrande | 3916_G_4 | 3916 | G | 4 |  | Hydro |  | WECC_PNW | Washington | 53 | Pierce | 53 | 53053 | 6 | 0 | 1912 | 9999 |  |  | N | Hydro | [13 empty] | 0 | 0 | 0 | 0 | [11 empty] | Tacoma Public Utilities | 100 | Tacoma Public Utilities | 100
hydro | LaGrande | 3916_G_5 | 3916 | G | 5 |  | Hydro |  | WECC_PNW | Washington | 53 | Pierce | 53 | 53053 | 40 | 0 | 1945 | 9999 |  |  | N | Hydro | [13 empty] | 0 | 0 | 0 | 0 | [11 empty] | Tacoma Public Utilities | 100 | Tacoma Public Utilities | 100
hydro | Mayfield | 3917_G_43 | 3917 | G | 43 |  | Hydro |  | WECC_PNW | Washington | 53 | Lewis | 41 | 53041 | 41 | 0 | 1963 | 9999 |  |  | N | Hydro | [13 empty] | 0 | 0 | 0 | 0 | [11 empty] | Tacoma Public Utilities | 100 | Tacoma Public Utilities | 100
hydro | Mayfield | 3917_G_44 | 3917 | G | 44 |  | Hydro |  | WECC_PNW | Washington | 53 | Lewis | 41 | 53041 | 41 | 0 | 1963 | 9999 |  |  | N | Hydro | [13 empty] | 0 | 0 | 0 | 0 | [11 empty] | Tacoma Public Utilities | 100 | Tacoma Public Utilities | 100
hydro | Mayfield | 3917_G_42 | 3917 | G | 42 |  | Hydro |  | WECC_PNW | Washington | 53 | Lewis | 41 | 53041 | 41 | 0 | 1963 | 9999 |  |  | N | Hydro | [13 empty] | 0 | 0 | 0 | 0 | [11 empty] | Tacoma Public Utilities | 100 | Tacoma Public Utilities | 100
hydro | Mayfield | 3917_G_41 | 3917 | G | 41 |  | Hydro |  | WECC_PNW | Washington | 53 | Lewis | 41 | 53041 | 41 | 0 | 1983 | 9999 |  |  | N | Hydro | [13 empty] | 0 | 0 | 0 | 0 | [11 empty] | Tacoma Public Utilities | 100 | Tacoma Public Utilities | 100
hydro | Mossyrock | 3918_G_51 | 3918 | G | 51 |  | Hydro |  | WECC_PNW | Washington | 53 | Lewis | 41 | 53041 | 186 | 0 | 1968 | 9999 |  |  | N | Hydro | [13 empty] | 0 | 0 | 0 | 0 | [11 empty] | Tacoma Public Utilities | 100 | Tacoma Public Utilities | 100
hydro | Mossyrock | 3918_G_52 | 3918 | G | 52 |  | Hydro |  | WECC_PNW | Washington | 53 | Lewis | 41 | 53041 | 157 | 0 | 1968 | 9999 |  |  | N | Hydro | [13 empty] | 0 | 0 | 0 | 0 | [11 empty] | Tacoma Public Utilities | 100 | Tacoma Public Utilities | 100
hydro | Chief Joseph | 3921_G_10 | 3921 | G | 10 |  | Hydro |  | WECC_PNW | Washington | 53 | Douglas | 17 | 53017 | 88.2 | 0 | 1955 | 9999 |  |  | N | Hydro | [13 empty] | 0 | 0 | 0 | 0 | [11 empty] | USACE Northwestern Division | 100 | U S Army Corps of Engineers | 100
hydro | Chief Joseph | 3921_G_11 | 3921 | G | 11 |  | Hydro |  | WECC_PNW | Washington | 53 | Douglas | 17 | 53017 | 65 | 0 | 1955 | 9999 |  |  | N | Hydro | [13 empty] | 0 | 0 | 0 | 0 | [11 empty] | USACE Northwestern Division | 100 | U S Army Corps of Engineers | 100
hydro | Chief Joseph | 3921_G_12 | 3921 | G | 12 |  | Hydro |  | WECC_PNW | Washington | 53 | Douglas | 17 | 53017 | 88.2 | 0 | 1955 | 9999 |  |  | N | Hydro | [13 empty] | 0 | 0 | 0 | 0 | [11 empty] | USACE Northwestern Division | 100 | U S Army Corps of Engineers | 100
hydro | Chief Joseph | 3921_G_9 | 3921 | G | 9 |  | Hydro |  | WECC_PNW | Washington | 53 | Douglas | 17 | 53017 | 88.2 | 0 | 1955 | 9999 |  |  | N | Hydro | [13 empty] | 0 | 0 | 0 | 0 | [11 empty] | USACE Northwestern Division | 100 | U S Army Corps of Engineers | 100
hydro | Chief Joseph | 3921_G_6 | 3921 | G | 6 |  | Hydro |  | WECC_PNW | Washington | 53 | Douglas | 17 | 53017 | 88.2 | 0 | 1956 | 9999 |  |  | N | Hydro | [13 empty] | 0 | 0 | 0 | 0 | [11 empty] | USACE Northwestern Division | 100 | U S Army Corps of Engineers | 100
hydro | Chief Joseph | 3921_G_7 | 3921 | G | 7 |  | Hydro |  | WECC_PNW | Washington | 53 | Douglas | 17 | 53017 | 88.2 | 0 | 1956 | 9999 |  |  | N | Hydro | [13 empty] | 0 | 0 | 0 | 0 | [11 empty] | USACE Northwestern Division | 100 | U S Army Corps of Engineers | 100
hydro | Chief Joseph | 3921_G_8 | 3921 | G | 8 |  | Hydro |  | WECC_PNW | Washington | 53 | Douglas | 17 | 53017 | 88.2 | 0 | 1956 | 9999 |  |  | N | Hydro | [13 empty] | 0 | 0 | 0 | 0 | [11 empty] | USACE Northwestern Division | 100 | U S Army Corps of Engineers | 100
hydro | Chief Joseph | 3921_G_13 | 3921 | G | 13 |  | Hydro |  | WECC_PNW | Washington | 53 | Douglas | 17 | 53017 | 65 | 0 | 1957 | 9999 |  |  | N | Hydro | [13 empty] | 0 | 0 | 0 | 0 | [11 empty] | USACE Northwestern Division | 100 | U S Army Corps of Engineers | 100
hydro | Chief Joseph | 3921_G_14 | 3921 | G | 14 |  | Hydro |  | WECC_PNW | Washington | 53 | Douglas | 17 | 53017 | 65 | 0 | 1957 | 9999 |  |  | N | Hydro | [13 empty] | 0 | 0 | 0 | 0 | [11 empty] | USACE Northwestern Division | 100 | U S Army Corps of Engineers | 100
hydro | Chief Joseph | 3921_G_15 | 3921 | G | 15 |  | Hydro |  | WECC_PNW | Washington | 53 | Douglas | 17 | 53017 | 88.2 | 0 | 1957 | 9999 |  |  | N | Hydro | [13 empty] | 0 | 0 | 0 | 0 | [11 empty] | USACE Northwestern Division | 100 | U S Army Corps of Engineers | 100
hydro | Chief Joseph | 3921_G_16 | 3921 | G | 16 |  | Hydro |  | WECC_PNW | Washington | 53 | Douglas | 17 | 53017 | 65 | 0 | 1957 | 9999 |  |  | N | Hydro | [13 empty] | 0 | 0 | 0 | 0 | [11 empty] | USACE Northwestern Division | 100 | U S Army Corps of Engineers | 100
hydro | Chief Joseph | 3921_G_5 | 3921 | G | 5 |  | Hydro |  | WECC_PNW | Washington | 53 | Douglas | 17 | 53017 | 88.2 | 0 | 1957 | 9999 |  |  | N | Hydro | [13 empty] | 0 | 0 | 0 | 0 | [11 empty] | USACE Northwestern Division | 100 | U S Army Corps of Engineers | 100
hydro | Chief Joseph | 3921_G_1 | 3921 | G | 1 |  | Hydro |  | WECC_PNW | Washington | 53 | Douglas | 17 | 53017 | 88.2 | 0 | 1958 | 9999 |  |  | N | Hydro | [13 empty] | 0 | 0 | 0 | 0 | [11 empty] | USACE Northwestern Division | 100 | U S Army Corps of Engineers | 100
hydro | Chief Joseph | 3921_G_2 | 3921 | G | 2 |  | Hydro |  | WECC_PNW | Washington | 53 | Douglas | 17 | 53017 | 88.2 | 0 | 1958 | 9999 |  |  | N | Hydro | [13 empty] | 0 | 0 | 0 | 0 | [11 empty] | USACE Northwestern Division | 100 | U S Army Corps of Engineers | 100
hydro | Chief Joseph | 3921_G_3 | 3921 | G | 3 |  | Hydro |  | WECC_PNW | Washington | 53 | Douglas | 17 | 53017 | 88.2 | 0 | 1958 | 9999 |  |  | N | Hydro | [13 empty] | 0 | 0 | 0 | 0 | [11 empty] | USACE Northwestern Division | 100 | U S Army Corps of Engineers | 100
hydro | Chief Joseph | 3921_G_4 | 3921 | G | 4 |  | Hydro |  | WECC_PNW | Washington | 53 | Douglas | 17 | 53017 | 88.2 | 0 | 1958 | 9999 |  |  | N | Hydro | [13 empty] | 0 | 0 | 0 | 0 | [11 empty] | USACE Northwestern Division | 100 | U S Army Corps of Engineers | 100
hydro | Chief Joseph | 3921_G_17 | 3921 | G | 17 |  | Hydro |  | WECC_PNW | Washington | 53 | Douglas | 17 | 53017 | 95 | 0 | 1977 | 9999 |  |  | N | Hydro | [13 empty] | 0 | 0 | 0 | 0 | [11 empty] | USACE Northwestern Division | 100 | U S Army Corps of Engineers | 100
hydro | Chief Joseph | 3921_G_18 | 3921 | G | 18 |  | Hydro |  | WECC_PNW | Washington | 53 | Douglas | 17 | 53017 | 95 | 0 | 1977 | 9999 |  |  | N | Hydro | [13 empty] | 0 | 0 | 0 | 0 | [11 empty] | USACE Northwestern Division | 100 | U S Army Corps of Engineers | 100
hydro | Chief Joseph | 3921_G_19 | 3921 | G | 19 |  | Hydro |  | WECC_PNW | Washington | 53 | Douglas | 17 | 53017 | 95 | 0 | 1977 | 9999 |  |  | N | Hydro | [13 empty] | 0 | 0 | 0 | 0 | [11 empty] | USACE Northwestern Division | 100 | U S Army Corps of Engineers | 100
hydro | Chief Joseph | 3921_G_20 | 3921 | G | 20 |  | Hydro |  | WECC_PNW | Washington | 53 | Douglas | 17 | 53017 | 95 | 0 | 1978 | 9999 |  |  | N | Hydro | [13 empty] | 0 | 0 | 0 | 0 | [11 empty] | USACE Northwestern Division | 100 | U S Army Corps of Engineers | 100
hydro | Chief Joseph | 3921_G_21 | 3921 | G | 21 |  | Hydro |  | WECC_PNW | Washington | 53 | Douglas | 17 | 53017 | 95 | 0 | 1978 | 9999 |  |  | N | Hydro | [13 empty] | 0 | 0 | 0 | 0 | [11 empty] | USACE Northwestern Division | 100 | U S Army Corps of Engineers | 100
hydro | Chief Joseph | 3921_G_22 | 3921 | G | 22 |  | Hydro |  | WECC_PNW | Washington | 53 | Douglas | 17 | 53017 | 95 | 0 | 1978 | 9999 |  |  | N | Hydro | [13 empty] | 0 | 0 | 0 | 0 | [11 empty] | USACE Northwestern Division | 100 | U S Army Corps of Engineers | 100
hydro | Chief Joseph | 3921_G_23 | 3921 | G | 23 |  | Hydro |  | WECC_PNW | Washington | 53 | Douglas | 17 | 53017 | 95 | 0 | 1978 | 9999 |  |  | N | Hydro | [13 empty] | 0 | 0 | 0 | 0 | [11 empty] | USACE Northwestern Division | 100 | U S Army Corps of Engineers | 100
hydro | Chief Joseph | 3921_G_24 | 3921 | G | 24 |  | Hydro |  | WECC_PNW | Washington | 53 | Douglas | 17 | 53017 | 95 | 0 | 1979 | 9999 |  |  | N | Hydro | [13 empty] | 0 | 0 | 0 | 0 | [11 empty] | USACE Northwestern Division | 100 | U S Army Corps of Engineers | 100
hydro | Chief Joseph | 3921_G_25 | 3921 | G | 25 |  | Hydro |  | WECC_PNW | Washington | 53 | Douglas | 17 | 53017 | 95 | 0 | 1979 | 9999 |  |  | N | Hydro | [13 empty] | 0 | 0 | 0 | 0 | [11 empty] | USACE Northwestern Division | 100 | U S Army Corps of Engineers | 100
hydro | Chief Joseph | 3921_G_26 | 3921 | G | 26 |  | Hydro |  | WECC_PNW | Washington | 53 | Douglas | 17 | 53017 | 95 | 0 | 1979 | 9999 |  |  | N | Hydro | [13 empty] | 0 | 0 | 0 | 0 | [11 empty] | USACE Northwestern Division | 100 | U S Army Corps of Engineers | 100
hydro | Chief Joseph | 3921_G_27 | 3921 | G | 27 |  | Hydro |  | WECC_PNW | Washington | 53 | Douglas | 17 | 53017 | 95 | 0 | 1979 | 9999 |  |  | N | Hydro | [13 empty] | 0 | 0 | 0 | 0 | [11 empty] | USACE Northwestern Division | 100 | U S Army Corps of Engineers | 100
hydro | Ice Harbor | 3925_G_1 | 3925 | G | 1 |  | Hydro |  | WECC_PNW | Washington | 53 | Walla Walla | 71 | 53071 | 72 | 0 | 1962 | 9999 |  |  | N | Hydro | [13 empty] | 0 | 0 | 0 | 0 | [11 empty] | USACE Northwestern Division | 100 | U S Army Corps of Engineers | 100
hydro | Ice Harbor | 3925_G_2 | 3925 | G | 2 |  | Hydro |  | WECC_PNW | Washington | 53 | Walla Walla | 71 | 53071 | 90 | 0 | 1962 | 9999 |  |  | N | Hydro | [13 empty] | 0 | 0 | 0 | 0 | [11 empty] | USACE Northwestern Division | 100 | U S Army Corps of Engineers | 100
hydro | Ice Harbor | 3925_G_3 | 3925 | G | 3 |  | Hydro |  | WECC_PNW | Washington | 53 | Walla Walla | 71 | 53071 | 76 | 0 | 1962 | 9999 |  |  | N | Hydro | [13 empty] | 0 | 0 | 0 | 0 | [11 empty] | USACE Northwestern Division | 100 | U S Army Corps of Engineers | 100
hydro | Ice Harbor | 3925_G_4 | 3925 | G | 4 |  | Hydro |  | WECC_PNW | Washington | 53 | Walla Walla | 71 | 53071 | 111 | 0 | 1975 | 9999 |  |  | N | Hydro | [13 empty] | 0 | 0 | 0 | 0 | [11 empty] | USACE Northwestern Division | 100 | U S Army Corps of Engineers | 100
hydro | Ice Harbor | 3925_G_5 | 3925 | G | 5 |  | Hydro |  | WECC_PNW | Washington | 53 | Walla Walla | 71 | 53071 | 87 | 0 | 1975 | 9999 |  |  | N | Hydro | [13 empty] | 0 | 0 | 0 | 0 | [11 empty] | USACE Northwestern Division | 100 | U S Army Corps of Engineers | 100
hydro | Ice Harbor | 3925_G_6 | 3925 | G | 6 |  | Hydro |  | WECC_PNW | Washington | 53 | Walla Walla | 71 | 53071 | 111 | 0 | 1976 | 9999 |  |  | N | Hydro | [13 empty] | 0 | 0 | 0 | 0 | [11 empty] | USACE Northwestern Division | 100 | U S Army Corps of Engineers | 100
hydro | Little Goose | 3926_G_1 | 3926 | G | 1 |  | Hydro |  | WECC_PNW | Washington | 53 | Columbia | 13 | 53013 | 135 | 0 | 1970 | 9999 |  |  | N | Hydro | [13 empty] | 0 | 0 | 0 | 0 | [11 empty] | USACE Northwestern Division | 100 | U S Army Corps of Engineers | 100
hydro | Little Goose | 3926_G_2 | 3926 | G | 2 |  | Hydro |  | WECC_PNW | Washington | 53 | Columbia | 13 | 53013 | 135 | 0 | 1970 | 9999 |  |  | N | Hydro | [13 empty] | 0 | 0 | 0 | 0 | [11 empty] | USACE Northwestern Division | 100 | U S Army Corps of Engineers | 100
hydro | Little Goose | 3926_G_3 | 3926 | G | 3 |  | Hydro |  | WECC_PNW | Washington | 53 | Columbia | 13 | 53013 | 135 | 0 | 1971 | 9999 |  |  | N | Hydro | [13 empty] | 0 | 0 | 0 | 0 | [11 empty] | USACE Northwestern Division | 100 | U S Army Corps of Engineers | 100
hydro | Little Goose | 3926_G_4 | 3926 | G | 4 |  | Hydro |  | WECC_PNW | Washington | 53 | Columbia | 13 | 53013 | 135 | 0 | 1978 | 9999 |  |  | N | Hydro | [13 empty] | 0 | 0 | 0 | 0 | [11 empty] | USACE Northwestern Division | 100 | U S Army Corps of Engineers | 100
hydro | Little Goose | 3926_G_5 | 3926 | G | 5 |  | Hydro |  | WECC_PNW | Washington | 53 | Columbia | 13 | 53013 | 135 | 0 | 1978 | 9999 |  |  | N | Hydro | [13 empty] | 0 | 0 | 0 | 0 | [11 empty] | USACE Northwestern Division | 100 | U S Army Corps of Engineers | 100
hydro | Little Goose | 3926_G_6 | 3926 | G | 6 |  | Hydro |  | WECC_PNW | Washington | 53 | Columbia | 13 | 53013 | 135 | 0 | 1978 | 9999 |  |  | N | Hydro | [13 empty] | 0 | 0 | 0 | 0 | [11 empty] | USACE Northwestern Division | 100 | U S Army Corps of Engineers | 100
hydro | Lower Monumental | 3927_G_1 | 3927 | G | 1 |  | Hydro |  | WECC_PNW | Washington | 53 | Walla Walla | 71 | 53071 | 135 | 0 | 1969 | 9999 |  |  | N | Hydro | [13 empty] | 0 | 0 | 0 | 0 | [11 empty] | USACE Northwestern Division | 100 | U S Army Corps of Engineers | 100
hydro | Lower Monumental | 3927_G_2 | 3927 | G | 2 |  | Hydro |  | WECC_PNW | Washington | 53 | Walla Walla | 71 | 53071 | 95 | 0 | 1969 | 9999 |  |  | N | Hydro | [13 empty] | 0 | 0 | 0 | 0 | [11 empty] | USACE Northwestern Division | 100 | U S Army Corps of Engineers | 100
hydro | Lower Monumental | 3927_G_3 | 3927 | G | 3 |  | Hydro |  | WECC_PNW | Washington | 53 | Walla Walla | 71 | 53071 | 117 | 0 | 1970 | 9999 |  |  | N | Hydro | [13 empty] | 0 | 0 | 0 | 0 | [11 empty] | USACE Northwestern Division | 100 | U S Army Corps of Engineers | 100
hydro | Lower Monumental | 3927_G_4 | 3927 | G | 4 |  | Hydro |  | WECC_PNW | Washington | 53 | Walla Walla | 71 | 53071 | 135 | 0 | 1979 | 9999 |  |  | N | Hydro | [13 empty] | 0 | 0 | 0 | 0 | [11 empty] | USACE Northwestern Division | 100 | U S Army Corps of Engineers | 100
hydro | Lower Monumental | 3927_G_5 | 3927 | G | 5 |  | Hydro |  | WECC_PNW | Washington | 53 | Walla Walla | 71 | 53071 | 135 | 0 | 1979 | 9999 |  |  | N | Hydro | [13 empty] | 0 | 0 | 0 | 0 | [11 empty] | USACE Northwestern Division | 100 | U S Army Corps of Engineers | 100
hydro | Lower Monumental | 3927_G_6 | 3927 | G | 6 |  | Hydro |  | WECC_PNW | Washington | 53 | Walla Walla | 71 | 53071 | 135 | 0 | 1979 | 9999 |  |  | N | Hydro | [13 empty] | 0 | 0 | 0 | 0 | [11 empty] | USACE Northwestern Division | 100 | U S Army Corps of Engineers | 100
hydro | Packwood | 3929_G_1 | 3929 | G | 1 |  | Hydro |  | WECC_PNW | Washington | 53 | Lewis | 41 | 53041 | 26 | 0 | 1964 | 9999 |  |  | N | Hydro | [13 empty] | 0 | 0 | 0 | 0 | [11 empty] | Energy Northwest | 100 | Energy Northwest | 100
hard coal | John E Amos | 3935_B_1 | 3935 | B | 1 | 2538 | Coal Steam |  | PJM_West | West Virginia | 54 | Putnam | 79 | 54079 | 800 | 9891 | 1971 | 2040 | wall | dry | N | Bituminous | Wet Scrubber | 2011 | 0.98 | LNB | SCR | 2005 |  | ESPC | No |  |  |  | 1 | 0.5246 | 0.07137 | 0.5246 | 0.07137 | 0.05 | 0.1 | 0.56 | 0.99 | [7 empty] | Appalachian Power Co | 100 | American Electric Power Co Inc | 100
hard coal | John E Amos | 3935_B_2 | 3935 | B | 2 | 2539 | Coal Steam |  | PJM_West | West Virginia | 54 | Putnam | 79 | 54079 | 800 | 9911 | 1972 | 2040 | wall | dry | N | Bituminous | Wet Scrubber | 2010 | 0.98 | LNB | SCR | 2004 |  | ESPC | No |  |  |  | 1 | 0.5289 | 0.07716 | 0.5289 | 0.07716 | 0.05 | 0.1 | 0.56 | 0.99 | [7 empty] | Appalachian Power Co | 100 | American Electric Power Co Inc | 100
hard coal | John E Amos | 3935_B_3 | 3935 | B | 3 | 2540 | Coal Steam |  | PJM_West | West Virginia | 54 | Putnam | 79 | 54079 | 1300 | 10019 | 1973 | 2040 | cell | dry | N | Bituminous | Wet Scrubber | 2009 | 0.98 | LNB + LNCB | SCR | 2002 |  | ESPC | No |  |  |  | 1 | 0.7342 | 0.11655 | 0.7342 | 0.11655 | 0.05 | 0.1 | 0.56 | 0.99 | [7 empty] | AEP Generation Resources Inc | 66.7 | American Electric Power Co Inc | 100
hard coal | FirstEnergy Fort Martin Power Station | 3943_B_1 | 3943 | B | 1 | 2551 | Coal Steam |  | PJM_AP | West Virginia | 54 | Monongalia | 61 | 54061 | 552 | 10223 | 1967 | 2036 | tangential | dry | N | Bituminous, Subbituminous | Wet Scrubber | 2009 | 0.95 | LNC1 | SNCR |  | 2004 | ESPC + WS | No | ACI | 2016 |  | 3.1 | 0.32218 | 0.27854 | 0.1469 | 0.127 | 0.05 | 0.1 | 0.1 | 0.99 | [7 empty] | Monongahela Power Co | 100 | FirstEnergy Corp | 100
hard coal | FirstEnergy Fort Martin Power Station | 3943_B_2 | 3943 | B | 2 | 2552 | Coal Steam |  | PJM_AP | West Virginia | 54 | Monongalia | 61 | 54061 | 546 | 10240 | 1968 | 2036 | cell | dry | N | Bituminous, Subbituminous | Wet Scrubber | 2008 | 0.95 | LNCB | SNCR |  | 2004 | ESPC + WS | No | ACI | 2016 |  | 3.1 | 0.32974 | 0.29325 | 0.32974 | 0.29325 | 0.05 | 0.1 | 0.1 | 0.99 | [7 empty] | Monongahela Power Co | 100 | FirstEnergy Corp | 100
hard coal | FirstEnergy Harrison Power Station | 3944_B_1 | 3944 | B | 1 | 2553 | Coal Steam |  | PJM_AP | West Virginia | 54 | Harrison | 33 | 54033 | 652 | 10184 | 1972 | 2040 | wall | dry | N | Bituminous | Wet Scrubber | 1994 | 0.98 | LNB | SCR | 2002 |  | ESPC + WS | No |  |  |  | 5.12 | 0.27874 | 0.0997 | 0.27874 | 0.0997 | 0.05 | 0.1 | 0.56 | 0.99 | [7 empty] | Monongahela Power Co | 100 | FirstEnergy Corp | 100
hard coal | FirstEnergy Harrison Power Station | 3944_B_2 | 3944 | B | 2 | 2554 | Coal Steam |  | PJM_AP | West Virginia | 54 | Harrison | 33 | 54033 | 651 | 10116 | 1973 | 2040 | wall | dry | N | Bituminous | Wet Scrubber | 1994 | 0.98 | LNB | SCR | 2002 |  | ESPC + WS | No |  |  |  | 5.12 | 0.24394 | 0.07247 | 0.24394 | 0.07247 | 0.05 | 0.1 | 0.56 | 0.99 | [7 empty] | Monongahela Power Co | 100 | FirstEnergy Corp | 100
hard coal | FirstEnergy Harrison Power Station | 3944_B_3 | 3944 | B | 3 | 2555 | Coal Steam |  | PJM_AP | West Virginia | 54 | Harrison | 33 | 54033 | 651 | 10120 | 1974 | 2040 | wall | dry | N | Bituminous | Wet Scrubber | 1994 | 0.98 | LNB | SCR | 2003 |  | ESPC + WS | No |  |  |  | 5.12 | 0.27488 | 0.09417 | 0.27488 | 0.09417 | 0.05 | 0.1 | 0.56 | 0.99 | [7 empty] | Monongahela Power Co | 100 | FirstEnergy Corp | 100
hard coal | Mitchell (WV) | 3948_B_1 | 3948 | B | 1 | 2563 | Coal Steam |  | PJM_West | West Virginia | 54 | Marshall | 51 | 54051 | 770 | 10248 | 1971 | 2040 | wall | dry | N | Bituminous | Wet Scrubber | 2007 | 0.98 | LNB | SCR | 2007 |  | ESPC | No |  |  |  | 1.2 | 0.5447 | 0.08695 | 0.5447 | 0.08695 | 0.05 | 0.1 | 0.56 | 0.99 | [7 empty] | AEP Generation Resources Inc | 50 | American Electric Power Co Inc | 100
hard coal | Mitchell (WV) | 3948_B_2 | 3948 | B | 2 | 2564 | Coal Steam |  | PJM_West | West Virginia | 54 | Marshall | 51 | 54051 | 790 | 9996 | 1971 | 2040 | wall | dry | N | Bituminous | Wet Scrubber | 2007 | 0.98 | LNB | SCR | 2007 |  | ESPC | No |  |  |  | 1.2 | 0.5006 | 0.0808 | 0.5006 | 0.0808 | 0.05 | 0.1 | 0.56 | 0.99 | [7 empty] | AEP Generation Resources Inc | 50 | American Electric Power Co Inc | 100
hard coal | Mt Storm | 3954_B_1 | 3954 | B | 1 | 2565 | Coal Steam |  | PJM_AP | West Virginia | 54 | Grant | 23 | 54023 | 554 | 10094 | 1965 | 9999 | tangential | dry | N | Bituminous | Wet Scrubber | 2002 | 0.95 | LNC1 | SCR | 2003 |  | ESPC + WS | No |  |  |  | 0.15 | 0.5697 | 0.07401 | 0.5697 | 0.07401 | 0.05 | 0.1 | 0.56 | 0.99 | [7 empty] | Virginia Electric & Power Co | 100 | Dominion Energy Inc | 100
hard coal | Mt Storm | 3954_B_2 | 3954 | B | 2 | 2566 | Coal Steam |  | PJM_AP | West Virginia | 54 | Grant | 23 | 54023 | 555 | 10069 | 1966 | 9999 | tangential | dry | N | Bituminous | Wet Scrubber | 2002 | 0.95 | LNC1 | SCR | 2003 |  | ESPC + WS | No |  |  |  | 0.15 | 0.5698 | 0.07822 | 0.5698 | 0.07822 | 0.05 | 0.1 | 0.56 | 0.99 | [7 empty] | Virginia Electric & Power Co | 100 | Dominion Energy Inc | 100
natural gas peaker | Mt Storm | 3954_G_JF1 | 3954 | G | JF1 |  | Combustion Turbine |  | PJM_AP | West Virginia | 54 | Grant | 23 | 54023 | 11 | 16079 | 1967 | 9999 |  |  | N | Distillate Fuel Oil | [12 empty] | 2.7 | 0.88153 | 0.88153 | 0.88153 | 0.88153 | [11 empty] | Virginia Electric & Power Co | 100 | Dominion Energy Inc | 100
hard coal | Mt Storm | 3954_B_3 | 3954 | B | 3 | 2567 | Coal Steam |  | PJM_AP | West Virginia | 54 | Grant | 23 | 54023 | 520 | 10433 | 1973 | 9999 | tangential | dry | N | Bituminous | Wet Scrubber | 1994 | 0.935 | LNC1 | SCR | 2004 |  | ESPC + WS | No |  |  |  | 0.15 | 0.6351 | 0.07097 | 0.6351 | 0.07097 | 0.05 | 0.1 | 0.56 | 0.985 | [7 empty] | Virginia Electric & Power Co | 100 | Dominion Energy Inc | 100
hydro | Biron | 3971_G_6 | 3971 | G | 6 |  | Hydro |  | MIS_WUMS | Wisconsin | 55 | Wood | 141 | 55141 | 0.4 | 0 | 1896 | 9999 |  |  | N | Hydro | [13 empty] | 0 | 0 | 0 | 0 | [11 empty] | Consolidated Water Power Co | 100 | Verso Paper Corp | 100
hydro | Biron | 3971_G_9 | 3971 | G | 9 |  | Hydro |  | MIS_WUMS | Wisconsin | 55 | Wood | 141 | 55141 | 0.8 | 0 | 1896 | 9999 |  |  | N | Hydro | [13 empty] | 0 | 0 | 0 | 0 | [11 empty] | Consolidated Water Power Co | 100 | Verso Paper Corp | 100
hydro | Biron | 3971_G_1 | 3971 | G | 1 |  | Hydro |  | MIS_WUMS | Wisconsin | 55 | Wood | 141 | 55141 | 1.3 | 0 | 1921 | 9999 |  |  | N | Hydro | [13 empty] | 0 | 0 | 0 | 0 | [11 empty] | Consolidated Water Power Co | 100 | Verso Paper Corp | 100
hydro | Biron | 3971_G_2 | 3971 | G | 2 |  | Hydro |  | MIS_WUMS | Wisconsin | 55 | Wood | 141 | 55141 | 1.3 | 0 | 1921 | 9999 |  |  | N | Hydro | [13 empty] | 0 | 0 | 0 | 0 | [11 empty] | Consolidated Water Power Co | 100 | Verso Paper Corp | 100
hydro | Du Bay | 3972_G_1 | 3972 | G | 1 |  | Hydro |  | MIS_WUMS | Wisconsin | 55 | Portage | 97 | 55097 | 1.2 | 0 | 1942 | 9999 |  |  | N | Hydro | [13 empty] | 0 | 0 | 0 | 0 | [11 empty] | Consolidated Water Power Co | 100 | Verso Paper Corp | 100
hydro | Du Bay | 3972_G_2 | 3972 | G | 2 |  | Hydro |  | MIS_WUMS | Wisconsin | 55 | Portage | 97 | 55097 | 2 | 0 | 1942 | 9999 |  |  | N | Hydro | [13 empty] | 0 | 0 | 0 | 0 | [11 empty] | Consolidated Water Power Co | 100 | Verso Paper Corp | 100
hydro | Du Bay | 3972_G_3 | 3972 | G | 3 |  | Hydro |  | MIS_WUMS | Wisconsin | 55 | Portage | 97 | 55097 | 2 | 0 | 1942 | 9999 |  |  | N | Hydro | [13 empty] | 0 | 0 | 0 | 0 | [11 empty] | Consolidated Water Power Co | 100 | Verso Paper Corp | 100
hydro | Du Bay | 3972_G_4 | 3972 | G | 4 |  | Hydro |  | MIS_WUMS | Wisconsin | 55 | Portage | 97 | 55097 | 2 | 0 | 1942 | 9999 |  |  | N | Hydro | [13 empty] | 0 | 0 | 0 | 0 | [11 empty] | Consolidated Water Power Co | 100 | Verso Paper Corp | 100
hydro | Stevens Point | 3973_G_1 | 3973 | G | 1 |  | Hydro |  | MIS_WUMS | Wisconsin | 55 | Portage | 97 | 55097 | 0.8 | 0 | 1918 | 9999 |  |  | N | Hydro | [13 empty] | 0 | 0 | 0 | 0 | [11 empty] | Consolidated Water Power Co | 100 | Verso Paper Corp | 100
hydro | Stevens Point | 3973_G_2 | 3973 | G | 2 |  | Hydro |  | MIS_WUMS | Wisconsin | 55 | Portage | 97 | 55097 | 0.8 | 0 | 1918 | 9999 |  |  | N | Hydro | [13 empty] | 0 | 0 | 0 | 0 | [11 empty] | Consolidated Water Power Co | 100 | Verso Paper Corp | 100
hydro | Stevens Point | 3973_G_3 | 3973 | G | 3 |  | Hydro |  | MIS_WUMS | Wisconsin | 55 | Portage | 97 | 55097 | 0.8 | 0 | 1918 | 9999 |  |  | N | Hydro | [13 empty] | 0 | 0 | 0 | 0 | [11 empty] | Consolidated Water Power Co | 100 | Verso Paper Corp | 100
hydro | Stevens Point | 3973_G_4 | 3973 | G | 4 |  | Hydro |  | MIS_WUMS | Wisconsin | 55 | Portage | 97 | 55097 | 0.8 | 0 | 1918 | 9999 |  |  | N | Hydro | [13 empty] | 0 | 0 | 0 | 0 | [11 empty] | Consolidated Water Power Co | 100 | Verso Paper Corp | 100
hydro | Stevens Point | 3973_G_5 | 3973 | G | 5 |  | Hydro |  | MIS_WUMS | Wisconsin | 55 | Portage | 97 | 55097 | 0.8 | 0 | 1918 | 9999 |  |  | N | Hydro | [13 empty] | 0 | 0 | 0 | 0 | [11 empty] | Consolidated Water Power Co | 100 | Verso Paper Corp | 100
hydro | Wisconsin Rapids | 3974_G_10 | 3974 | G | 10 |  | Hydro |  | MIS_WUMS | Wisconsin | 55 | Wood | 141 | 55141 | 0.6 | 0 | 1903 | 9999 |  |  | N | Hydro | [13 empty] | 0 | 0 | 0 | 0 | [11 empty] | Consolidated Water Power Co | 100 | Verso Paper Corp | 100
hydro | Wisconsin Rapids | 3974_G_3 | 3974 | G | 3 |  | Hydro |  | MIS_WUMS | Wisconsin | 55 | Wood | 141 | 55141 | 0.6 | 0 | 1903 | 9999 |  |  | N | Hydro | [13 empty] | 0 | 0 | 0 | 0 | [11 empty] | Consolidated Water Power Co | 100 | Verso Paper Corp | 100
hydro | Wisconsin Rapids | 3974_G_4 | 3974 | G | 4 |  | Hydro |  | MIS_WUMS | Wisconsin | 55 | Wood | 141 | 55141 | 0.6 | 0 | 1903 | 9999 |  |  | N | Hydro | [13 empty] | 0 | 0 | 0 | 0 | [11 empty] | Consolidated Water Power Co | 100 | Verso Paper Corp | 100
hydro | Wisconsin Rapids | 3974_G_5 | 3974 | G | 5 |  | Hydro |  | MIS_WUMS | Wisconsin | 55 | Wood | 141 | 55141 | 0.6 | 0 | 1903 | 9999 |  |  | N | Hydro | [13 empty] | 0 | 0 | 0 | 0 | [11 empty] | Consolidated Water Power Co | 100 | Verso Paper Corp | 100
hydro | Wisconsin Rapids | 3974_G_6 | 3974 | G | 6 |  | Hydro |  | MIS_WUMS | Wisconsin | 55 | Wood | 141 | 55141 | 0.3 | 0 | 1903 | 9999 |  |  | N | Hydro | [13 empty] | 0 | 0 | 0 | 0 | [11 empty] | Consolidated Water Power Co | 100 | Verso Paper Corp | 100
hydro | Wisconsin Rapids | 3974_G_7 | 3974 | G | 7 |  | Hydro |  | MIS_WUMS | Wisconsin | 55 | Wood | 141 | 55141 | 0.6 | 0 | 1903 | 9999 |  |  | N | Hydro | [13 empty] | 0 | 0 | 0 | 0 | [11 empty] | Consolidated Water Power Co | 100 | Verso Paper Corp | 100
hydro | Wisconsin Rapids | 3974_G_8 | 3974 | G | 8 |  | Hydro |  | MIS_WUMS | Wisconsin | 55 | Wood | 141 | 55141 | 0.3 | 0 | 1903 | 9999 |  |  | N | Hydro | [13 empty] | 0 | 0 | 0 | 0 | [11 empty] | Consolidated Water Power Co | 100 | Verso Paper Corp | 100
hydro | Wisconsin Rapids | 3974_G_9 | 3974 | G | 9 |  | Hydro |  | MIS_WUMS | Wisconsin | 55 | Wood | 141 | 55141 | 0.6 | 0 | 1903 | 9999 |  |  | N | Hydro | [13 empty] | 0 | 0 | 0 | 0 | [11 empty] | Consolidated Water Power Co | 100 | Verso Paper Corp | 100
hydro | Wisconsin Rapids | 3974_G_1 | 3974 | G | 1 |  | Hydro |  | MIS_WUMS | Wisconsin | 55 | Wood | 141 | 55141 | 2.3 | 0 | 1920 | 9999 |  |  | N | Hydro | [13 empty] | 0 | 0 | 0 | 0 | [11 empty] | Consolidated Water Power Co | 100 | Verso Paper Corp | 100
hydro | Wisconsin Rapids | 3974_G_2 | 3974 | G | 2 |  | Hydro |  | MIS_WUMS | Wisconsin | 55 | Wood | 141 | 55141 | 2.3 | 0 | 1920 | 9999 |  |  | N | Hydro | [13 empty] | 0 | 0 | 0 | 0 | [11 empty] | Consolidated Water Power Co | 100 | Verso Paper Corp | 100
hydro | Whiting | 3975_G_10 | 3975 | G | 10 |  | Hydro |  | MIS_WUMS | Wisconsin | 55 | Portage | 97 | 55097 | 0.3 | 0 | 1891 | 9999 |  |  | N | Hydro | [13 empty] | 0 | 0 | 0 | 0 | [11 empty] | Consolidated Water Power Co | 100 | Verso Paper Corp | 100
hydro | Whiting | 3975_G_2 | 3975 | G | 2 |  | Hydro |  | MIS_WUMS | Wisconsin | 55 | Portage | 97 | 55097 | 0.5 | 0 | 1891 | 9999 |  |  | N | Hydro | [13 empty] | 0 | 0 | 0 | 0 | [11 empty] | Consolidated Water Power Co | 100 | Verso Paper Corp | 100
hydro | Whiting | 3975_G_4 | 3975 | G | 4 |  | Hydro |  | MIS_WUMS | Wisconsin | 55 | Portage | 97 | 55097 | 0.5 | 0 | 1891 | 9999 |  |  | N | Hydro | [13 empty] | 0 | 0 | 0 | 0 | [11 empty] | Consolidated Water Power Co | 100 | Verso Paper Corp | 100
hydro | Whiting | 3975_G_5 | 3975 | G | 5 |  | Hydro |  | MIS_WUMS | Wisconsin | 55 | Portage | 97 | 55097 | 0.5 | 0 | 1891 | 9999 |  |  | N | Hydro | [13 empty] | 0 | 0 | 0 | 0 | [11 empty] | Consolidated Water Power Co | 100 | Verso Paper Corp | 100
hydro | Whiting | 3975_G_6 | 3975 | G | 6 |  | Hydro |  | MIS_WUMS | Wisconsin | 55 | Portage | 97 | 55097 | 0.5 | 0 | 1891 | 9999 |  |  | N | Hydro | [13 empty] | 0 | 0 | 0 | 0 | [11 empty] | Consolidated Water Power Co | 100 | Verso Paper Corp | 100
hydro | Whiting | 3975_G_7 | 3975 | G | 7 |  | Hydro |  | MIS_WUMS | Wisconsin | 55 | Portage | 97 | 55097 | 0.5 | 0 | 1891 | 9999 |  |  | N | Hydro | [13 empty] | 0 | 0 | 0 | 0 | [11 empty] | Consolidated Water Power Co | 100 | Verso Paper Corp | 100
hydro | Whiting | 3975_G_8 | 3975 | G | 8 |  | Hydro |  | MIS_WUMS | Wisconsin | 55 | Portage | 97 | 55097 | 0.3 | 0 | 1891 | 9999 |  |  | N | Hydro | [13 empty] | 0 | 0 | 0 | 0 | [11 empty] | Consolidated Water Power Co | 100 | Verso Paper Corp | 100
hydro | Whiting | 3975_G_9 | 3975 | G | 9 |  | Hydro |  | MIS_WUMS | Wisconsin | 55 | Portage | 97 | 55097 | 0.3 | 0 | 1891 | 9999 |  |  | N | Hydro | [13 empty] | 0 | 0 | 0 | 0 | [11 empty] | Consolidated Water Power Co | 100 | Verso Paper Corp | 100
natural gas peaker | Gordon | 3976_G_4 | 3976 | G | 4 |  | Combustion Turbine | IC Engine | MIS_MNWI | Wisconsin | 55 | Douglas | 31 | 55031 | 0.7 | 13522 | 1949 | 9999 |  |  | N | Distillate Fuel Oil | [12 empty] | 3 | 1.6498 | 1.6498 | 1.6498 | 1.6498 | [11 empty] | Dahlberg Light & Power Co | 100 | Dahlberg Light & Power Co | 100
natural gas peaker | Gordon | 3976_G_3 | 3976 | G | 3 |  | Combustion Turbine | IC Engine | MIS_MNWI | Wisconsin | 55 | Douglas | 31 | 55031 | 0.7 | 14212 | 1955 | 9999 |  |  | N | Distillate Fuel Oil | [12 empty] | 3 | 1.6498 | 1.6498 | 1.6498 | 1.6498 | [11 empty] | Dahlberg Light & Power Co | 100 | Dahlberg Light & Power Co | 100
natural gas peaker | Gordon | 3976_G_5 | 3976 | G | 5 |  | Combustion Turbine | IC Engine | MIS_MNWI | Wisconsin | 55 | Douglas | 31 | 55031 | 0.7 | 13300 | 2001 | 9999 |  |  | N | Distillate Fuel Oil | [12 empty] | 3 | 1.6498 | 1.6498 | 1.6498 | 1.6498 | [11 empty] | Dahlberg Light & Power Co | 100 | Dahlberg Light & Power Co | 100
natural gas peaker | Gordon | 3976_G_6 | 3976 | G | 6 |  | Combustion Turbine | IC Engine | MIS_MNWI | Wisconsin | 55 | Douglas | 31 | 55031 | 0.7 | 13522 | 2001 | 9999 |  |  | N | Distillate Fuel Oil | [12 empty] | 3 | 1.6498 | 1.6498 | 1.6498 | 1.6498 | [11 empty] | Dahlberg Light & Power Co | 100 | Dahlberg Light & Power Co | 100
biomass | Bay Front | 3982_B_2 | 3982 | B | 2 | 2569 | Biomass |  | MIS_MNWI | Wisconsin | 55 | Ashland | 3 | 55003 | 13.7 | 17913 | 1954 | 9999 | stoker/SPR |  | N | Biomass |  |  |  | OFA + other | SNCR |  |  | B | NA | ACI | 2014 |  | 0.08 | 0.3978 | 0.2191 | 0.3978 | 0.2191 | 0.1 | 0.1 | 0.1 | [8 empty] | Northern States Power Co (Wisconsin) | 100 | Xcel Energy Inc | 100
biomass | Bay Front | 3982_B_1 | 3982 | B | 1 | 2568 | Biomass |  | MIS_MNWI | Wisconsin | 55 | Ashland | 3 | 55003 | 13.7 | 17913 | 1959 | 9999 | stoker/SPR |  | N | Biomass |  |  |  | OFA + other | SNCR |  |  | B | NA | ACI | 2014 |  | 0.08 | 0.3496 | 0.2193 | 0.3496 | 0.2193 | 0.1 | 0.1 | 0.1 | [8 empty] | Northern States Power Co (Wisconsin) | 100 | Xcel Energy Inc | 100
biomass | Bay Front | 3982_B_5 | 3982 | B | 5 | 2572 | Biomass |  | MIS_MNWI | Wisconsin | 55 | Ashland | 3 | 55003 | 13.7 | 17913 | 1959 | 9999 | cyclone |  | N | Biomass |  |  |  |  | SNCR |  |  | C | NA | ACI | 2014 |  | 0.006 | 0.3778 | 0.06097 | 0.3778 | 0.06097 | 0.1 | 0.1 | 0.1 | [8 empty] | Northern States Power Co (Wisconsin) | 100 | Xcel Energy Inc | 100
hydro | Big Falls | 3983_G_1 | 3983 | G | 1 |  | Hydro |  | MIS_MNWI | Wisconsin | 55 | Rusk | 107 | 55107 | 1.1 | 0 | 1922 | 9999 |  |  | N | Hydro | [13 empty] | 0 | 0 | 0 | 0 | [11 empty] | Northern States Power Co (Wisconsin) | 100 | Xcel Energy Inc | 100
hydro | Big Falls | 3983_G_2 | 3983 | G | 2 |  | Hydro |  | MIS_MNWI | Wisconsin | 55 | Rusk | 107 | 55107 | 1.1 | 0 | 1922 | 9999 |  |  | N | Hydro | [13 empty] | 0 | 0 | 0 | 0 | [11 empty] | Northern States Power Co (Wisconsin) | 100 | Xcel Energy Inc | 100
hydro | Big Falls | 3983_G_3 | 3983 | G | 3 |  | Hydro |  | MIS_MNWI | Wisconsin | 55 | Rusk | 107 | 55107 | 1.1 | 0 | 1993 | 9999 |  |  | N | Hydro | [13 empty] | 0 | 0 | 0 | 0 | [11 empty] | Northern States Power Co (Wisconsin) | 100 | Xcel Energy Inc | 100
hydro | Ladysmith Dam | 3986_G_1 | 3986 | G | 1 |  | Hydro |  | MIS_MNWI | Wisconsin | 55 | Rusk | 107 | 55107 | 0.3 | 0 | 1940 | 9999 |  |  | N | Hydro | [13 empty] | 0 | 0 | 0 | 0 | [11 empty] | Northern States Power Co (Wisconsin) | 100 | Xcel Energy Inc | 100
hydro | Ladysmith Dam | 3986_G_2 | 3986 | G | 2 |  | Hydro |  | MIS_MNWI | Wisconsin | 55 | Rusk | 107 | 55107 | 0.3 | 0 | 1940 | 9999 |  |  | N | Hydro | [13 empty] | 0 | 0 | 0 | 0 | [11 empty] | Northern States Power Co (Wisconsin) | 100 | Xcel Energy Inc | 100
hydro | Ladysmith Dam | 3986_G_3 | 3986 | G | 3 |  | Hydro |  | MIS_MNWI | Wisconsin | 55 | Rusk | 107 | 55107 | 0.4 | 0 | 1983 | 9999 |  |  | N | Hydro | [13 empty] | 0 | 0 | 0 | 0 | [11 empty] | Northern States Power Co (Wisconsin) | 100 | Xcel Energy Inc | 100
hydro | Thornapple | 3988_G_1 | 3988 | G | 1 |  | Hydro |  | MIS_MNWI | Wisconsin | 55 | Rusk | 107 | 55107 | 0.4 | 0 | 1927 | 9999 |  |  | N | Hydro | [13 empty] | 0 | 0 | 0 | 0 | [11 empty] | Northern States Power Co (Wisconsin) | 100 | Xcel Energy Inc | 100
hydro | Thornapple | 3988_G_2 | 3988 | G | 2 |  | Hydro |  | MIS_MNWI | Wisconsin | 55 | Rusk | 107 | 55107 | 0.4 | 0 | 1929 | 9999 |  |  | N | Hydro | [13 empty] | 0 | 0 | 0 | 0 | [11 empty] | Northern States Power Co (Wisconsin) | 100 | Xcel Energy Inc | 100
natural gas steam turbine | Blount Street | 3992_B_8 | 3992 | B | 8 | 2578 | O/G Steam |  | MIS_WUMS | Wisconsin | 55 | Dane | 25 | 55025 | 47 | 14500 | 1957 | 9999 | wall | dry | N | Natural Gas |  |  |  | LNB | [8 empty] | 2.01 | 0.20553 | 0.20553 | 0.20553 | 0.20553 | [11 empty] | Madison Gas & Electric Co | 100 | MGE Energy Inc | 100
natural gas steam turbine | Blount Street | 3992_B_9 | 3992 | B | 9 | 2579 | O/G Steam |  | MIS_WUMS | Wisconsin | 55 | Dane | 25 | 55025 | 47 | 14500 | 1961 | 9999 | wall | dry | N | Natural Gas |  |  |  | LNB | [8 empty] | 2.01 | 0.35011 | 0.35011 | 0.35011 | 0.35011 | [11 empty] | Madison Gas & Electric Co | 100 | MGE Energy Inc | 100
hydro | Arpin Dam | 3995_G_1 | 3995 | G | 1 |  | Hydro |  | MIS_MNWI | Wisconsin | 55 | Sawyer | 113 | 55113 | 0.6 | 0 | 1971 | 9999 |  |  | N | Hydro | [13 empty] | 0 | 0 | 0 | 0 | [11 empty] | Flambeau Hydro LLC | 100 | Renewable World Energies LLC | 100
hydro | Arpin Dam | 3995_G_2 | 3995 | G | 2 |  | Hydro |  | MIS_MNWI | Wisconsin | 55 | Sawyer | 113 | 55113 | 0.6 | 0 | 1971 | 9999 |  |  | N | Hydro | [13 empty] | 0 | 0 | 0 | 0 | [11 empty] | Flambeau Hydro LLC | 100 | Renewable World Energies LLC | 100
hydro | Arpin Dam | 3995_G_3 | 3995 | G | 3 |  | Hydro |  | MIS_MNWI | Wisconsin | 55 | Sawyer | 113 | 55113 | 0.2 | 0 | 1973 | 9999 |  |  | N | Hydro | [13 empty] | 0 | 0 | 0 | 0 | [11 empty] | Flambeau Hydro LLC | 100 | Renewable World Energies LLC | 100
hydro | Cedar Falls (WI) | 3998_G_3 | 3998 | G | 3 |  | Hydro |  | MIS_MNWI | Wisconsin | 55 | Dunn | 33 | 55033 | 1.2 | 0 | 1910 | 9999 |  |  | N | Hydro | [13 empty] | 0 | 0 | 0 | 0 | [11 empty] | Northern States Power Co (Wisconsin) | 100 | Xcel Energy Inc | 100
hydro | Cedar Falls (WI) | 3998_G_2 | 3998 | G | 2 |  | Hydro |  | MIS_MNWI | Wisconsin | 55 | Dunn | 33 | 55033 | 1.1 | 0 | 1911 | 9999 |  |  | N | Hydro | [13 empty] | 0 | 0 | 0 | 0 | [11 empty] | Northern States Power Co (Wisconsin) | 100 | Xcel Energy Inc | 100
hydro | Cedar Falls (WI) | 3998_G_1 | 3998 | G | 1 |  | Hydro |  | MIS_MNWI | Wisconsin | 55 | Dunn | 33 | 55033 | 1.3 | 0 | 1915 | 9999 |  |  | N | Hydro | [13 empty] | 0 | 0 | 0 | 0 | [11 empty] | Northern States Power Co (Wisconsin) | 100 | Xcel Energy Inc | 100
hydro | Chippewa Falls | 4000_G_1 | 4000 | G | 1 |  | Hydro |  | MIS_MNWI | Wisconsin | 55 | Chippewa | 17 | 55017 | 1.9 | 0 | 1928 | 9999 |  |  | N | Hydro | [13 empty] | 0 | 0 | 0 | 0 | [11 empty] | Northern States Power Co (Wisconsin) | 100 | Xcel Energy Inc | 100
hydro | Chippewa Falls | 4000_G_2 | 4000 | G | 2 |  | Hydro |  | MIS_MNWI | Wisconsin | 55 | Chippewa | 17 | 55017 | 2.1 | 0 | 1928 | 9999 |  |  | N | Hydro | [13 empty] | 0 | 0 | 0 | 0 | [11 empty] | Northern States Power Co (Wisconsin) | 100 | Xcel Energy Inc | 100
hydro | Chippewa Falls | 4000_G_3 | 4000 | G | 3 |  | Hydro |  | MIS_MNWI | Wisconsin | 55 | Chippewa | 17 | 55017 | 2 | 0 | 1928 | 9999 |  |  | N | Hydro | [13 empty] | 0 | 0 | 0 | 0 | [11 empty] | Northern States Power Co (Wisconsin) | 100 | Xcel Energy Inc | 100
hydro | Chippewa Falls | 4000_G_4 | 4000 | G | 4 |  | Hydro |  | MIS_MNWI | Wisconsin | 55 | Chippewa | 17 | 55017 | 2 | 0 | 1928 | 9999 |  |  | N | Hydro | [13 empty] | 0 | 0 | 0 | 0 | [11 empty] | Northern States Power Co (Wisconsin) | 100 | Xcel Energy Inc | 100
hydro | Chippewa Falls | 4000_G_5 | 4000 | G | 5 |  | Hydro |  | MIS_MNWI | Wisconsin | 55 | Chippewa | 17 | 55017 | 2 | 0 | 1928 | 9999 |  |  | N | Hydro | [13 empty] | 0 | 0 | 0 | 0 | [11 empty] | Northern States Power Co (Wisconsin) | 100 | Xcel Energy Inc | 100
hydro | Chippewa Falls | 4000_G_6 | 4000 | G | 6 |  | Hydro |  | MIS_MNWI | Wisconsin | 55 | Chippewa | 17 | 55017 | 2.1 | 0 | 1928 | 9999 |  |  | N | Hydro | [13 empty] | 0 | 0 | 0 | 0 | [11 empty] | Northern States Power Co (Wisconsin) | 100 | Xcel Energy Inc | 100
hydro | Dells | 4002_G_1 | 4002 | G | 1 |  | Hydro |  | MIS_MNWI | Wisconsin | 55 | Eau Claire | 35 | 55035 | 1.9 | 0 | 1923 | 9999 |  |  | N | Hydro | [13 empty] | 0 | 0 | 0 | 0 | [11 empty] | Northern States Power Co (Wisconsin) | 100 | Xcel Energy Inc | 100
hydro | Dells | 4002_G_2 | 4002 | G | 2 |  | Hydro |  | MIS_MNWI | Wisconsin | 55 | Eau Claire | 35 | 55035 | 1.5 | 0 | 1924 | 9999 |  |  | N | Hydro | [13 empty] | 0 | 0 | 0 | 0 | [11 empty] | Northern States Power Co (Wisconsin) | 100 | Xcel Energy Inc | 100
hydro | Dells | 4002_G_3 | 4002 | G | 3 |  | Hydro |  | MIS_MNWI | Wisconsin | 55 | Eau Claire | 35 | 55035 | 1.5 | 0 | 1924 | 9999 |  |  | N | Hydro | [13 empty] | 0 | 0 | 0 | 0 | [11 empty] | Northern States Power Co (Wisconsin) | 100 | Xcel Energy Inc | 100
hydro | Dells | 4002_G_4 | 4002 | G | 4 |  | Hydro |  | MIS_MNWI | Wisconsin | 55 | Eau Claire | 35 | 55035 | 1.5 | 0 | 1924 | 9999 |  |  | N | Hydro | [13 empty] | 0 | 0 | 0 | 0 | [11 empty] | Northern States Power Co (Wisconsin) | 100 | Xcel Energy Inc | 100
hydro | Dells | 4002_G_5 | 4002 | G | 5 |  | Hydro |  | MIS_MNWI | Wisconsin | 55 | Eau Claire | 35 | 55035 | 0.9 | 0 | 1924 | 9999 |  |  | N | Hydro | [13 empty] | 0 | 0 | 0 | 0 | [11 empty] | Northern States Power Co (Wisconsin) | 100 | Xcel Energy Inc | 100
biomass | French Island | 4005_B_1 | 4005 | B | 1 |  | Biomass |  | MIS_MNWI | Wisconsin | 55 | La Crosse | 63 | 55063 | 8 | 21545 | 1987 | 9999 |  |  | N | Biomass | Wet Scrubber | 2002 | 0.75 |  | SNCR |  |  | B | NA | ACI | 2008 |  | 0.11 | 0.4173 | 0.4173 | 0.4173 | 0.4173 | 0.1 | 0.1 | 0.1 | [8 empty] | Northern States Power Co (Wisconsin) | 100 | Xcel Energy Inc | 100
biomass | French Island | 4005_B_2 | 4005 | B | 2 |  | Biomass |  | MIS_MNWI | Wisconsin | 55 | La Crosse | 63 | 55063 | 8 | 21545 | 1987 | 9999 |  |  | N | Biomass | Wet Scrubber | 2002 | 0.75 |  | SNCR |  |  | B | NA | ACI | 2007 |  | 0.11 | 0.35405 | 0.35405 | 0.35405 | 0.35405 | 0.1 | 0.1 | 0.1 | [8 empty] | Northern States Power Co (Wisconsin) | 100 | Xcel Energy Inc | 100
hydro | Holcombe | 4007_G_1 | 4007 | G | 1 |  | Hydro |  | MIS_MNWI | Wisconsin | 55 | Chippewa | 17 | 55017 | 9.1 | 0 | 1950 | 9999 |  |  | N | Hydro | [13 empty] | 0 | 0 | 0 | 0 | [11 empty] | Northern States Power Co (Wisconsin) | 100 | Xcel Energy Inc | 100
hydro | Holcombe | 4007_G_2 | 4007 | G | 2 |  | Hydro |  | MIS_MNWI | Wisconsin | 55 | Chippewa | 17 | 55017 | 7.3 | 0 | 1950 | 9999 |  |  | N | Hydro | [13 empty] | 0 | 0 | 0 | 0 | [11 empty] | Northern States Power Co (Wisconsin) | 100 | Xcel Energy Inc | 100
hydro | Holcombe | 4007_G_3 | 4007 | G | 3 |  | Hydro |  | MIS_MNWI | Wisconsin | 55 | Chippewa | 17 | 55017 | 7.3 | 0 | 1950 | 9999 |  |  | N | Hydro | [13 empty] | 0 | 0 | 0 | 0 | [11 empty] | Northern States Power Co (Wisconsin) | 100 | Xcel Energy Inc | 100
hydro | Jim Falls | 4008_G_1 | 4008 | G | 1 |  | Hydro |  | MIS_MNWI | Wisconsin | 55 | Chippewa | 17 | 55017 | 12.3 | 0 | 1988 | 9999 |  |  | N | Hydro | [13 empty] | 0 | 0 | 0 | 0 | [11 empty] | Northern States Power Co (Wisconsin) | 100 | Xcel Energy Inc | 100
hydro | Jim Falls | 4008_G_2 | 4008 | G | 2 |  | Hydro |  | MIS_MNWI | Wisconsin | 55 | Chippewa | 17 | 55017 | 12.5 | 0 | 1988 | 9999 |  |  | N | Hydro | [13 empty] | 0 | 0 | 0 | 0 | [11 empty] | Northern States Power Co (Wisconsin) | 100 | Xcel Energy Inc | 100
hydro | Jim Falls | 4008_G_4 | 4008 | G | 4 |  | Hydro |  | MIS_MNWI | Wisconsin | 55 | Chippewa | 17 | 55017 | 0.2 | 0 | 1988 | 9999 |  |  | N | Hydro | [13 empty] | 0 | 0 | 0 | 0 | [11 empty] | Northern States Power Co (Wisconsin) | 100 | Xcel Energy Inc | 100
hydro | Menomonie | 4009_G_1 | 4009 | G | 1 |  | Hydro |  | MIS_MNWI | Wisconsin | 55 | Dunn | 33 | 55033 | 1.1 | 0 | 1958 | 9999 |  |  | N | Hydro | [13 empty] | 0 | 0 | 0 | 0 | [11 empty] | Northern States Power Co (Wisconsin) | 100 | Xcel Energy Inc | 100
hydro | Menomonie | 4009_G_2 | 4009 | G | 2 |  | Hydro |  | MIS_MNWI | Wisconsin | 55 | Dunn | 33 | 55033 | 1.1 | 0 | 1958 | 9999 |  |  | N | Hydro | [13 empty] | 0 | 0 | 0 | 0 | [11 empty] | Northern States Power Co (Wisconsin) | 100 | Xcel Energy Inc | 100
hydro | Wissota | 4015_G_1 | 4015 | G | 1 |  | Hydro |  | MIS_MNWI | Wisconsin | 55 | Chippewa | 17 | 55017 | 3 | 0 | 1917 | 9999 |  |  | N | Hydro | [13 empty] | 0 | 0 | 0 | 0 | [11 empty] | Northern States Power Co (Wisconsin) | 100 | Xcel Energy Inc | 100
hydro | Wissota | 4015_G_2 | 4015 | G | 2 |  | Hydro |  | MIS_MNWI | Wisconsin | 55 | Chippewa | 17 | 55017 | 3.1 | 0 | 1917 | 9999 |  |  | N | Hydro | [13 empty] | 0 | 0 | 0 | 0 | [11 empty] | Northern States Power Co (Wisconsin) | 100 | Xcel Energy Inc | 100
hydro | Wissota | 4015_G_3 | 4015 | G | 3 |  | Hydro |  | MIS_MNWI | Wisconsin | 55 | Chippewa | 17 | 55017 | 3 | 0 | 1917 | 9999 |  |  | N | Hydro | [13 empty] | 0 | 0 | 0 | 0 | [11 empty] | Northern States Power Co (Wisconsin) | 100 | Xcel Energy Inc | 100
hydro | Wissota | 4015_G_4 | 4015 | G | 4 |  | Hydro |  | MIS_MNWI | Wisconsin | 55 | Chippewa | 17 | 55017 | 3 | 0 | 1917 | 9999 |  |  | N | Hydro | [13 empty] | 0 | 0 | 0 | 0 | [11 empty] | Northern States Power Co (Wisconsin) | 100 | Xcel Energy Inc | 100
hydro | Wissota | 4015_G_5 | 4015 | G | 5 |  | Hydro |  | MIS_MNWI | Wisconsin | 55 | Chippewa | 17 | 55017 | 2.9 | 0 | 1917 | 9999 |  |  | N | Hydro | [13 empty] | 0 | 0 | 0 | 0 | [11 empty] | Northern States Power Co (Wisconsin) | 100 | Xcel Energy Inc | 100
hydro | Wissota | 4015_G_6 | 4015 | G | 6 |  | Hydro |  | MIS_MNWI | Wisconsin | 55 | Chippewa | 17 | 55017 | 3 | 0 | 1917 | 9999 |  |  | N | Hydro | [13 empty] | 0 | 0 | 0 | 0 | [11 empty] | Northern States Power Co (Wisconsin) | 100 | Xcel Energy Inc | 100
hydro | Clam River Dam | 4018_G_1 | 4018 | G | 1 |  | Hydro |  | MIS_MNWI | Wisconsin | 55 | Burnett | 13 | 55013 | 0.4 | 0 | 1942 | 9999 |  |  | N | Hydro | [13 empty] | 0 | 0 | 0 | 0 | [11 empty] | Flambeau Hydro LLC | 100 | Renewable World Energies LLC | 100
hydro | Clam River Dam | 4018_G_2 | 4018 | G | 2 |  | Hydro |  | MIS_MNWI | Wisconsin | 55 | Burnett | 13 | 55013 | 0.4 | 0 | 1942 | 9999 |  |  | N | Hydro | [13 empty] | 0 | 0 | 0 | 0 | [11 empty] | Flambeau Hydro LLC | 100 | Renewable World Energies LLC | 100
hydro | Clam River Dam | 4018_G_3 | 4018 | G | 3 |  | Hydro |  | MIS_MNWI | Wisconsin | 55 | Burnett | 13 | 55013 | 0.4 | 0 | 1967 | 9999 |  |  | N | Hydro | [13 empty] | 0 | 0 | 0 | 0 | [11 empty] | Flambeau Hydro LLC | 100 | Renewable World Energies LLC | 100
hydro | Danbury Dam | 4019_G_1 | 4019 | G | 1 |  | Hydro |  | MIS_MNWI | Wisconsin | 55 | Burnett | 13 | 55013 | 0.1 | 0 | 1921 | 9999 |  |  | N | Hydro | [13 empty] | 0 | 0 | 0 | 0 | [11 empty] | Flambeau Hydro LLC | 100 | Renewable World Energies LLC | 100
hydro | Danbury Dam | 4019_G_2 | 4019 | G | 2 |  | Hydro |  | MIS_MNWI | Wisconsin | 55 | Burnett | 13 | 55013 | 0.3 | 0 | 1927 | 9999 |  |  | N | Hydro | [13 empty] | 0 | 0 | 0 | 0 | [11 empty] | Flambeau Hydro LLC | 100 | Renewable World Energies LLC | 100
hydro | Danbury Dam | 4019_G_HY3 | 4019 | G | HY3 |  | Hydro |  | MIS_MNWI | Wisconsin | 55 | Burnett | 13 | 55013 | 0.6 | 0 | 1950 | 9999 |  |  | N | Hydro | [13 empty] | 0 | 0 | 0 | 0 | [11 empty] | Flambeau Hydro LLC | 100 | Renewable World Energies LLC | 100
natural gas peaker | Frederic Diesel | 4020_G_2 | 4020 | G | 2 |  | Combustion Turbine | IC Engine | MIS_MNWI | Wisconsin | 55 | Polk | 95 | 55095 | 0.7 | 12283 | 1948 | 9999 |  |  | N | Distillate Fuel Oil | [12 empty] | 3 | 1.6498 | 1.6498 | 1.6498 | 1.6498 | [11 empty] | Northwestern Wisconsin Electric Co | 100 | Northwestern Wisconsin Electric Co | 100
natural gas peaker | Frederic Diesel | 4020_G_3 | 4020 | G | 3 |  | Combustion Turbine | IC Engine | MIS_MNWI | Wisconsin | 55 | Polk | 95 | 55095 | 0.7 | 12283 | 1949 | 9999 |  |  | N | Distillate Fuel Oil | [12 empty] | 3 | 1.6498 | 1.6498 | 1.6498 | 1.6498 | [11 empty] | Northwestern Wisconsin Electric Co | 100 | Northwestern Wisconsin Electric Co | 100
natural gas peaker | Frederic Diesel | 4020_G_4 | 4020 | G | 4 |  | Combustion Turbine | IC Engine | MIS_MNWI | Wisconsin | 55 | Polk | 95 | 55095 | 0.6 | 12283 | 1955 | 9999 |  |  | N | Distillate Fuel Oil | [12 empty] | 3 | 1.6498 | 1.6498 | 1.6498 | 1.6498 | [11 empty] | Northwestern Wisconsin Electric Co | 100 | Northwestern Wisconsin Electric Co | 100
natural gas peaker | Frederic Diesel | 4020_G_5 | 4020 | G | 5 |  | Combustion Turbine | IC Engine | MIS_MNWI | Wisconsin | 55 | Polk | 95 | 55095 | 0.5 | 12283 | 1955 | 9999 |  |  | N | Distillate Fuel Oil | [12 empty] | 3 | 1.6498 | 1.6498 | 1.6498 | 1.6498 | [11 empty] | Northwestern Wisconsin Electric Co | 100 | Northwestern Wisconsin Electric Co | 100
natural gas peaker | Frederic Diesel | 4020_G_6 | 4020 | G | 6 |  | Combustion Turbine | IC Engine | MIS_MNWI | Wisconsin | 55 | Polk | 95 | 55095 | 1.7 | 12283 | 1970 | 9999 |  |  | N | Distillate Fuel Oil | [12 empty] | 3 | 1.6498 | 1.6498 | 1.6498 | 1.6498 | [11 empty] | Northwestern Wisconsin Electric Co | 100 | Northwestern Wisconsin Electric Co | 100
natural gas peaker | Frederic Diesel | 4020_G_7 | 4020 | G | 7 |  | Combustion Turbine | IC Engine | MIS_MNWI | Wisconsin | 55 | Polk | 95 | 55095 | 1.8 | 12283 | 1975 | 9999 |  |  | N | Distillate Fuel Oil | [12 empty] | 3 | 1.6498 | 1.6498 | 1.6498 | 1.6498 | [11 empty] | Northwestern Wisconsin Electric Co | 100 | Northwestern Wisconsin Electric Co | 100
natural gas peaker | Frederic Diesel | 4020_G_10 | 4020 | G | 10 |  | Combustion Turbine | IC Engine | MIS_MNWI | Wisconsin | 55 | Polk | 95 | 55095 | 2.5 | 12283 | 2000 | 9999 |  |  | N | Distillate Fuel Oil | [12 empty] | 3 | 1.6498 | 1.6498 | 1.6498 | 1.6498 | [11 empty] | Northwestern Wisconsin Electric Co | 100 | Northwestern Wisconsin Electric Co | 100
natural gas peaker | Frederic Diesel | 4020_G_8 | 4020 | G | 8 |  | Combustion Turbine | IC Engine | MIS_MNWI | Wisconsin | 55 | Polk | 95 | 55095 | 2.5 | 12283 | 2000 | 9999 |  |  | N | Distillate Fuel Oil | [12 empty] | 3 | 1.6498 | 1.6498 | 1.6498 | 1.6498 | [11 empty] | Northwestern Wisconsin Electric Co | 100 | Northwestern Wisconsin Electric Co | 100
natural gas peaker | Frederic Diesel | 4020_G_9 | 4020 | G | 9 |  | Combustion Turbine | IC Engine | MIS_MNWI | Wisconsin | 55 | Polk | 95 | 55095 | 2.5 | 12283 | 2000 | 9999 |  |  | N | Distillate Fuel Oil | [12 empty] | 3 | 1.6498 | 1.6498 | 1.6498 | 1.6498 | [11 empty] | Northwestern Wisconsin Electric Co | 100 | Northwestern Wisconsin Electric Co | 100
natural gas peaker | Grantsburg Diesel | 4021_G_2 | 4021 | G | 2 |  | Combustion Turbine | IC Engine | MIS_MNWI | Wisconsin | 55 | Burnett | 13 | 55013 | 0.8 | 12283 | 1963 | 9999 |  |  | N | Distillate Fuel Oil | [12 empty] | 3 | 1.6498 | 1.6498 | 1.6498 | 1.6498 | [11 empty] | Northwestern Wisconsin Electric Co | 100 | Northwestern Wisconsin Electric Co | 100
natural gas peaker | Grantsburg Diesel | 4021_G_3 | 4021 | G | 3 |  | Combustion Turbine | IC Engine | MIS_MNWI | Wisconsin | 55 | Burnett | 13 | 55013 | 0.9 | 12283 | 1968 | 9999 |  |  | N | Distillate Fuel Oil | [12 empty] | 3 | 1.6498 | 1.6498 | 1.6498 | 1.6498 | [11 empty] | Northwestern Wisconsin Electric Co | 100 | Northwestern Wisconsin Electric Co | 100
natural gas peaker | Grantsburg Diesel | 4021_G_4 | 4021 | G | 4 |  | Combustion Turbine | IC Engine | MIS_MNWI | Wisconsin | 55 | Burnett | 13 | 55013 | 2 | 12283 | 1975 | 9999 |  |  | N | Distillate Fuel Oil | [12 empty] | 3 | 1.6498 | 1.6498 | 1.6498 | 1.6498 | [11 empty] | Northwestern Wisconsin Electric Co | 100 | Northwestern Wisconsin Electric Co | 100
natural gas peaker | Grantsburg Diesel | 4021_G_1A | 4021 | G | 1A |  | Combustion Turbine | IC Engine | MIS_MNWI | Wisconsin | 55 | Burnett | 13 | 55013 | 0.8 | 12283 | 1995 | 9999 |  |  | N | Distillate Fuel Oil | [12 empty] | 3 | 1.6498 | 1.6498 | 1.6498 | 1.6498 | [11 empty] | Northwestern Wisconsin Electric Co | 100 | Northwestern Wisconsin Electric Co | 100
natural gas peaker | Grantsburg Diesel | 4021_G_8 | 4021 | G | 8 |  | Combustion Turbine | IC Engine | MIS_MNWI | Wisconsin | 55 | Burnett | 13 | 55013 | 1.8 | 12283 | 2007 | 9999 |  |  | N | Distillate Fuel Oil | [13 empty] | 1.6498 | 1.6498 | 1.6498 | 1.6498 | [11 empty] | Northwestern Wisconsin Electric Co | 100 | Northwestern Wisconsin Electric Co | 100
natural gas combined cycle | Port Washington Generating Station | 4040_G_2CT1 | 4040 | G | 2CT1 | 89431 | Combined Cycle |  | MIS_WUMS | Wisconsin | 55 | Ozaukee | 89 | 55089 | 171.9 | 7050 | 2005 | 9999 |  |  | N | Natural Gas |  |  |  | DLNB | SCR | [8 empty] | 0.0099198 | 0.0099198 | 0.0099198 | 0.0099198 | [11 empty] | Wisconsin Electric Power Co | 100 | WEC Energy Group Inc | 100
natural gas combined cycle | Port Washington Generating Station | 4040_G_2CT2 | 4040 | G | 2CT2 | 89432 | Combined Cycle |  | MIS_WUMS | Wisconsin | 55 | Ozaukee | 89 | 55089 | 171.9 | 7050 | 2005 | 9999 |  |  | N | Natural Gas |  |  |  | DLNB | SCR | [8 empty] | 0.0099198 | 0.0099198 | 0.0099198 | 0.0099198 | [11 empty] | Wisconsin Electric Power Co | 100 | WEC Energy Group Inc | 100
natural gas combined cycle | Port Washington Generating Station | 4040_G_ST2 | 4040 | G | ST2 | 89431 | Combined Cycle |  | MIS_WUMS | Wisconsin | 55 | Ozaukee | 89 | 55089 | 264.6 | 7050 | 2005 | 9999 |  |  | N | Natural Gas |  |  |  | DLNB | SCR | [8 empty] | 0.0099198 | 0.0099198 | 0.0099198 | 0.0099198 | [11 empty] | Wisconsin Electric Power Co | 100 | WEC Energy Group Inc | 100
natural gas combined cycle | Port Washington Generating Station | 4040_G_1CT1 | 4040 | G | 1CT1 | 89429 | Combined Cycle |  | MIS_WUMS | Wisconsin | 55 | Ozaukee | 89 | 55089 | 171.9 | 7050 | 2008 | 9999 |  |  | N | Natural Gas |  |  |  | DLNB | SCR | [8 empty] | 0.0094375 | 0.0094375 | 0.0094375 | 0.0094375 | [11 empty] | Wisconsin Electric Power Co | 100 | WEC Energy Group Inc | 100
natural gas combined cycle | Port Washington Generating Station | 4040_G_1CT2 | 4040 | G | 1CT2 | 89430 | Combined Cycle |  | MIS_WUMS | Wisconsin | 55 | Ozaukee | 89 | 55089 | 171.9 | 7050 | 2008 | 9999 |  |  | N | Natural Gas |  |  |  | DLNB | SCR | [8 empty] | 0.0094375 | 0.0094375 | 0.0094375 | 0.0094375 | [11 empty] | Wisconsin Electric Power Co | 100 | WEC Energy Group Inc | 100
natural gas combined cycle | Port Washington Generating Station | 4040_G_ST1 | 4040 | G | ST1 | 89429 | Combined Cycle |  | MIS_WUMS | Wisconsin | 55 | Ozaukee | 89 | 55089 | 264.6 | 7050 | 2008 | 9999 |  |  | N | Natural Gas |  |  |  | DLNB | SCR | [8 empty] | 0.0094375 | 0.0094375 | 0.0094375 | 0.0094375 | [11 empty] | Wisconsin Electric Power Co | 100 | WEC Energy Group Inc | 100
natural gas steam turbine | Valley (WI) | 4042_B_1 | 4042 | B | 1 | 2594 | O/G Steam |  | MIS_WUMS | Wisconsin | 55 | Milwaukee | 79 | 55079 | 64 | 9632 | 1968 | 9999 | wall | dry | Y | Natural Gas |  |  |  | LNB | [8 empty] | 0.78 | 0.06355 | 0.06355 | 0.06355 | 0.06355 | [11 empty] | Wisconsin Electric Power Co | 100 | WEC Energy Group Inc | 100
natural gas steam turbine | Valley (WI) | 4042_B_2 | 4042 | B | 2 | 2595 | O/G Steam |  | MIS_WUMS | Wisconsin | 55 | Milwaukee | 79 | 55079 | 64 | 9632 | 1968 | 9999 | wall | dry | Y | Natural Gas |  |  |  | LNB | [8 empty] | 0.78 | 0.06348 | 0.06348 | 0.06348 | 0.06348 | [11 empty] | Wisconsin Electric Power Co | 100 | WEC Energy Group Inc | 100
natural gas steam turbine | Valley (WI) | 4042_B_3 | 4042 | B | 3 | 2596 | O/G Steam |  | MIS_WUMS | Wisconsin | 55 | Milwaukee | 79 | 55079 | 70 | 9632 | 1969 | 9999 | wall | dry | Y | Natural Gas |  |  |  | LNB | [8 empty] | 0.78 | 0.06422 | 0.06422 | 0.06422 | 0.06422 | [11 empty] | Wisconsin Electric Power Co | 100 | WEC Energy Group Inc | 100
natural gas steam turbine | Valley (WI) | 4042_B_4 | 4042 | B | 4 | 2597 | O/G Steam |  | MIS_WUMS | Wisconsin | 55 | Milwaukee | 79 | 55079 | 70 | 9632 | 1969 | 9999 | wall | dry | Y | Natural Gas |  |  |  | LNB | [8 empty] | 0.78 | 0.06427 | 0.06427 | 0.06427 | 0.06427 | [11 empty] | Wisconsin Electric Power Co | 100 | WEC Energy Group Inc | 100
natural gas peaker | Valley (WI) | 4042_G_3 | 4042 | G | 3 |  | Combustion Turbine | IC Engine | MIS_WUMS | Wisconsin | 55 | Milwaukee | 79 | 55079 | 2.7 | 25000 | 1969 | 9999 | wall | dry | N | Distillate Fuel Oil | [12 empty] | 0.78 | 0.08 | 0.08 | 0.08 | 0.08 | [11 empty] | Wisconsin Electric Power Co | 100 | WEC Energy Group Inc | 100
hydro | Appleton | 4043_G_5 | 4043 | G | 5 |  | Hydro |  | MIS_WUMS | Wisconsin | 55 | Outagamie | 87 | 55087 | 0.5 | 0 | 1916 | 9999 |  |  | N | Hydro | [13 empty] | 0 | 0 | 0 | 0 | [11 empty] | Wisconsin Electric Power Co | 100 | WEC Energy Group Inc | 100
hydro | Appleton | 4043_G_6 | 4043 | G | 6 |  | Hydro |  | MIS_WUMS | Wisconsin | 55 | Outagamie | 87 | 55087 | 0.5 | 0 | 1916 | 9999 |  |  | N | Hydro | [13 empty] | 0 | 0 | 0 | 0 | [11 empty] | Wisconsin Electric Power Co | 100 | WEC Energy Group Inc | 100
hydro | Appleton | 4043_G_4 | 4043 | G | 4 |  | Hydro |  | MIS_WUMS | Wisconsin | 55 | Outagamie | 87 | 55087 | 1.2 | 0 | 1980 | 9999 |  |  | N | Hydro | [13 empty] | 0 | 0 | 0 | 0 | [11 empty] | Wisconsin Electric Power Co | 100 | WEC Energy Group Inc | 100
hydro | Oconto Falls Upper | 4044_G_3 | 4044 | G | 3 |  | Hydro |  | MIS_WUMS | Wisconsin | 55 | Oconto | 83 | 55083 | 0.3 | 0 | 1918 | 9999 |  |  | N | Hydro | [13 empty] | 0 | 0 | 0 | 0 | [11 empty] | N E W Hydro LLC | 100 | Hudson Clean Energy Partners LP | 100
hydro | Oconto Falls Upper | 4044_G_2 | 4044 | G | 2 |  | Hydro |  | MIS_WUMS | Wisconsin | 55 | Oconto | 83 | 55083 | 0.4 | 0 | 1921 | 9999 |  |  | N | Hydro | [13 empty] | 0 | 0 | 0 | 0 | [11 empty] | N E W Hydro LLC | 100 | Hudson Clean Energy Partners LP | 100
hydro | Oconto Falls Upper | 4044_G_1 | 4044 | G | 1 |  | Hydro |  | MIS_WUMS | Wisconsin | 55 | Oconto | 83 | 55083 | 0.4 | 0 | 1924 | 9999 |  |  | N | Hydro | [13 empty] | 0 | 0 | 0 | 0 | [11 empty] | N E W Hydro LLC | 100 | Hudson Clean Energy Partners LP | 100
hydro | Pine | 4045_G_1 | 4045 | G | 1 |  | Hydro |  | MIS_WUMS | Wisconsin | 55 | Florence | 37 | 55037 | 1.8 | 0 | 1922 | 9999 |  |  | N | Hydro | [13 empty] | 0 | 0 | 0 | 0 | [11 empty] | Wisconsin Electric Power Co | 100 | WEC Energy Group Inc | 100
hydro | Pine | 4045_G_2 | 4045 | G | 2 |  | Hydro |  | MIS_WUMS | Wisconsin | 55 | Florence | 37 | 55037 | 1.8 | 0 | 1922 | 9999 |  |  | N | Hydro | [13 empty] | 0 | 0 | 0 | 0 | [11 empty] | Wisconsin Electric Power Co | 100 | WEC Energy Group Inc | 100
natural gas peaker | Point Beach Nuclear Plant | 4046_G_5 | 4046 | G | 5 |  | Combustion Turbine |  | MIS_WUMS | Wisconsin | 55 | Manitowoc | 71 | 55071 | 15 | 25000 | 1969 | 9999 |  |  | N | Distillate Fuel Oil | [12 empty] | 3 | 1.2001 | 1.2001 | 1.2001 | 1.2001 | [11 empty] | NextEra Energy Point Beach LLC | 100 | NextEra Energy Inc | 100
nuclear | Point Beach Nuclear Plant | 4046_G_1 | 4046 | G | 1 |  | Nuclear |  | MIS_WUMS | Wisconsin | 55 | Manitowoc | 71 | 55071 | 595.9 | 10456 | 1970 | 9999 |  |  | N | Nuclear Fuel | [13 empty] | 0 | 0 | 0 | 0 | [11 empty] | NextEra Energy Point Beach LLC | 100 | NextEra Energy Inc | 100
nuclear | Point Beach Nuclear Plant | 4046_G_2 | 4046 | G | 2 |  | Nuclear |  | MIS_WUMS | Wisconsin | 55 | Manitowoc | 71 | 55071 | 599.9 | 10456 | 1972 | 9999 |  |  | N | Nuclear Fuel | [13 empty] | 0 | 0 | 0 | 0 | [11 empty] | NextEra Energy Point Beach LLC | 100 | NextEra Energy Inc | 100
hydro | Kilbourn | 4053_G_HC1 | 4053 | G | HC1 |  | Hydro |  | MIS_WUMS | Wisconsin | 55 | Columbia | 21 | 55021 | 2.2 | 0 | 1926 | 9999 |  |  | N | Hydro | [13 empty] | 0 | 0 | 0 | 0 | [11 empty] | Wisconsin Power & Light Co | 100 | Alliant Energy Corp | 100
hydro | Kilbourn | 4053_G_HC5 | 4053 | G | HC5 |  | Hydro |  | MIS_WUMS | Wisconsin | 55 | Columbia | 21 | 55021 | 2.4 | 0 | 1935 | 9999 |  |  | N | Hydro | [13 empty] | 0 | 0 | 0 | 0 | [11 empty] | Wisconsin Power & Light Co | 100 | Alliant Energy Corp | 100
hydro | Kilbourn | 4053_G_HC6 | 4053 | G | HC6 |  | Hydro |  | MIS_WUMS | Wisconsin | 55 | Columbia | 21 | 55021 | 2.4 | 0 | 1937 | 9999 |  |  | N | Hydro | [13 empty] | 0 | 0 | 0 | 0 | [11 empty] | Wisconsin Power & Light Co | 100 | Alliant Energy Corp | 100
hydro | Kilbourn | 4053_G_2 | 4053 | G | 2 |  | Hydro |  | MIS_WUMS | Wisconsin | 55 | Columbia | 21 | 55021 | 2.4 | 0 | 1939 | 9999 |  |  | N | Hydro | [13 empty] | 0 | 0 | 0 | 0 | [11 empty] | Wisconsin Power & Light Co | 100 | Alliant Energy Corp | 100
hydro | Prairie Du Sac | 4056_G_1 | 4056 | G | 1 |  | Hydro |  | MIS_WUMS | Wisconsin | 55 | Sauk | 111 | 55111 | 3 | 0 | 1915 | 9999 |  |  | N | Hydro | [13 empty] | 0 | 0 | 0 | 0 | [11 empty] | Wisconsin Power & Light Co | 100 | Alliant Energy Corp | 100
hydro | Prairie Du Sac | 4056_G_2 | 4056 | G | 2 |  | Hydro |  | MIS_WUMS | Wisconsin | 55 | Sauk | 111 | 55111 | 3.7 | 0 | 1915 | 9999 |  |  | N | Hydro | [13 empty] | 0 | 0 | 0 | 0 | [11 empty] | Wisconsin Power & Light Co | 100 | Alliant Energy Corp | 100
hydro | Prairie Du Sac | 4056_G_3 | 4056 | G | 3 |  | Hydro |  | MIS_WUMS | Wisconsin | 55 | Sauk | 111 | 55111 | 4.2 | 0 | 1920 | 9999 |  |  | N | Hydro | [13 empty] | 0 | 0 | 0 | 0 | [11 empty] | Wisconsin Power & Light Co | 100 | Alliant Energy Corp | 100
hydro | Prairie Du Sac | 4056_G_4 | 4056 | G | 4 |  | Hydro |  | MIS_WUMS | Wisconsin | 55 | Sauk | 111 | 55111 | 4.2 | 0 | 1922 | 9999 |  |  | N | Hydro | [13 empty] | 0 | 0 | 0 | 0 | [11 empty] | Wisconsin Power & Light Co | 100 | Alliant Energy Corp | 100
hydro | Prairie Du Sac | 4056_G_5 | 4056 | G | 5 |  | Hydro |  | MIS_WUMS | Wisconsin | 55 | Sauk | 111 | 55111 | 3.5 | 0 | 1938 | 9999 |  |  | N | Hydro | [13 empty] | 0 | 0 | 0 | 0 | [11 empty] | Wisconsin Power & Light Co | 100 | Alliant Energy Corp | 100
hydro | Prairie Du Sac | 4056_G_6 | 4056 | G | 6 |  | Hydro |  | MIS_WUMS | Wisconsin | 55 | Sauk | 111 | 55111 | 3.5 | 0 | 1938 | 9999 |  |  | N | Hydro | [13 empty] | 0 | 0 | 0 | 0 | [11 empty] | Wisconsin Power & Light Co | 100 | Alliant Energy Corp | 100
hydro | Prairie Du Sac | 4056_G_7 | 4056 | G | 7 |  | Hydro |  | MIS_WUMS | Wisconsin | 55 | Sauk | 111 | 55111 | 3.5 | 0 | 1940 | 9999 |  |  | N | Hydro | [13 empty] | 0 | 0 | 0 | 0 | [11 empty] | Wisconsin Power & Light Co | 100 | Alliant Energy Corp | 100
hydro | Prairie Du Sac | 4056_G_8 | 4056 | G | 8 |  | Hydro |  | MIS_WUMS | Wisconsin | 55 | Sauk | 111 | 55111 | 3.5 | 0 | 1940 | 9999 |  |  | N | Hydro | [13 empty] | 0 | 0 | 0 | 0 | [11 empty] | Wisconsin Power & Light Co | 100 | Alliant Energy Corp | 100
hydro | Alexander | 4060_G_1 | 4060 | G | 1 |  | Hydro |  | MIS_WUMS | Wisconsin | 55 | Lincoln | 69 | 55069 | 0.8 | 0 | 1925 | 9999 |  |  | N | Hydro | [13 empty] | 0 | 0 | 0 | 0 | [11 empty] | Wisconsin Public Service Corp | 100 | WEC Energy Group Inc | 100
hydro | Alexander | 4060_G_2 | 4060 | G | 2 |  | Hydro |  | MIS_WUMS | Wisconsin | 55 | Lincoln | 69 | 55069 | 0.8 | 0 | 1925 | 9999 |  |  | N | Hydro | [13 empty] | 0 | 0 | 0 | 0 | [11 empty] | Wisconsin Public Service Corp | 100 | WEC Energy Group Inc | 100
hydro | Alexander | 4060_G_3 | 4060 | G | 3 |  | Hydro |  | MIS_WUMS | Wisconsin | 55 | Lincoln | 69 | 55069 | 0.8 | 0 | 1925 | 9999 |  |  | N | Hydro | [13 empty] | 0 | 0 | 0 | 0 | [11 empty] | Wisconsin Public Service Corp | 100 | WEC Energy Group Inc | 100
hydro | Caldron Falls | 4061_G_1 | 4061 | G | 1 |  | Hydro |  | MIS_WUMS | Wisconsin | 55 | Marinette | 75 | 55075 | 3.4 | 0 | 1924 | 9999 |  |  | N | Hydro | [13 empty] | 0 | 0 | 0 | 0 | [11 empty] | Wisconsin Public Service Corp | 100 | WEC Energy Group Inc | 100
hydro | Caldron Falls | 4061_G_2 | 4061 | G | 2 |  | Hydro |  | MIS_WUMS | Wisconsin | 55 | Marinette | 75 | 55075 | 3.4 | 0 | 1924 | 9999 |  |  | N | Hydro | [13 empty] | 0 | 0 | 0 | 0 | [11 empty] | Wisconsin Public Service Corp | 100 | WEC Energy Group Inc | 100
hydro | Grandfather Falls | 4063_G_1 | 4063 | G | 1 |  | Hydro |  | MIS_WUMS | Wisconsin | 55 | Lincoln | 69 | 55069 | 10.9 | 0 | 1938 | 9999 |  |  | N | Hydro | [13 empty] | 0 | 0 | 0 | 0 | [11 empty] | Wisconsin Public Service Corp | 100 | WEC Energy Group Inc | 100
hydro | Grandfather Falls | 4063_G_2 | 4063 | G | 2 |  | Hydro |  | MIS_WUMS | Wisconsin | 55 | Lincoln | 69 | 55069 | 6.2 | 0 | 1938 | 9999 |  |  | N | Hydro | [13 empty] | 0 | 0 | 0 | 0 | [11 empty] | Wisconsin Public Service Corp | 100 | WEC Energy Group Inc | 100
hydro | Hat Rapids | 4064_G_1 | 4064 | G | 1 |  | Hydro |  | MIS_WUMS | Wisconsin | 55 | Oneida | 85 | 55085 | 0.3 | 0 | 1923 | 9999 |  |  | N | Hydro | [13 empty] | 0 | 0 | 0 | 0 | [11 empty] | Wisconsin Public Service Corp | 100 | WEC Energy Group Inc | 100
hydro | Hat Rapids | 4064_G_2A | 4064 | G | 2A |  | Hydro |  | MIS_WUMS | Wisconsin | 55 | Oneida | 85 | 55085 | 0.2 | 0 | 1984 | 9999 |  |  | N | Hydro | [13 empty] | 0 | 0 | 0 | 0 | [11 empty] | Wisconsin Public Service Corp | 100 | WEC Energy Group Inc | 100
hydro | Hat Rapids | 4064_G_3A | 4064 | G | 3A |  | Hydro |  | MIS_WUMS | Wisconsin | 55 | Oneida | 85 | 55085 | 0.2 | 0 | 1984 | 9999 |  |  | N | Hydro | [13 empty] | 0 | 0 | 0 | 0 | [11 empty] | Wisconsin Public Service Corp | 100 | WEC Energy Group Inc | 100
hydro | High Falls (WI) | 4065_G_1 | 4065 | G | 1 |  | Hydro |  | MIS_WUMS | Wisconsin | 55 | Marinette | 75 | 55075 | 0.3 | 0 | 1910 | 9999 |  |  | N | Hydro | [13 empty] | 0 | 0 | 0 | 0 | [11 empty] | Wisconsin Public Service Corp | 100 | WEC Energy Group Inc | 100
hydro | High Falls (WI) | 4065_G_2 | 4065 | G | 2 |  | Hydro |  | MIS_WUMS | Wisconsin | 55 | Marinette | 75 | 55075 | 0.3 | 0 | 1910 | 9999 |  |  | N | Hydro | [13 empty] | 0 | 0 | 0 | 0 | [11 empty] | Wisconsin Public Service Corp | 100 | WEC Energy Group Inc | 100
hydro | High Falls (WI) | 4065_G_3 | 4065 | G | 3 |  | Hydro |  | MIS_WUMS | Wisconsin | 55 | Marinette | 75 | 55075 | 0.3 | 0 | 1910 | 9999 |  |  | N | Hydro | [13 empty] | 0 | 0 | 0 | 0 | [11 empty] | Wisconsin Public Service Corp | 100 | WEC Energy Group Inc | 100
hydro | High Falls (WI) | 4065_G_4 | 4065 | G | 4 |  | Hydro |  | MIS_WUMS | Wisconsin | 55 | Marinette | 75 | 55075 | 0.3 | 0 | 1910 | 9999 |  |  | N | Hydro | [13 empty] | 0 | 0 | 0 | 0 | [11 empty] | Wisconsin Public Service Corp | 100 | WEC Energy Group Inc | 100
hydro | High Falls (WI) | 4065_G_5 | 4065 | G | 5 |  | Hydro |  | MIS_WUMS | Wisconsin | 55 | Marinette | 75 | 55075 | 0.3 | 0 | 1910 | 9999 |  |  | N | Hydro | [13 empty] | 0 | 0 | 0 | 0 | [11 empty] | Wisconsin Public Service Corp | 100 | WEC Energy Group Inc | 100
hydro | Johnson Falls | 4067_G_1 | 4067 | G | 1 |  | Hydro |  | MIS_WUMS | Wisconsin | 55 | Marinette | 75 | 55075 | 0.5 | 0 | 1923 | 9999 |  |  | N | Hydro | [13 empty] | 0 | 0 | 0 | 0 | [11 empty] | Wisconsin Public Service Corp | 100 | WEC Energy Group Inc | 100
hydro | Johnson Falls | 4067_G_2 | 4067 | G | 2 |  | Hydro |  | MIS_WUMS | Wisconsin | 55 | Marinette | 75 | 55075 | 0.5 | 0 | 1923 | 9999 |  |  | N | Hydro | [13 empty] | 0 | 0 | 0 | 0 | [11 empty] | Wisconsin Public Service Corp | 100 | WEC Energy Group Inc | 100
hydro | Merrill | 4068_G_1 | 4068 | G | 1 |  | Hydro |  | MIS_WUMS | Wisconsin | 55 | Lincoln | 69 | 55069 | 0.2 | 0 | 1917 | 9999 |  |  | N | Hydro | [13 empty] | 0 | 0 | 0 | 0 | [11 empty] | Wisconsin Public Service Corp | 100 | WEC Energy Group Inc | 100
hydro | Merrill | 4068_G_2 | 4068 | G | 2 |  | Hydro |  | MIS_WUMS | Wisconsin | 55 | Lincoln | 69 | 55069 | 0.2 | 0 | 1917 | 9999 |  |  | N | Hydro | [13 empty] | 0 | 0 | 0 | 0 | [11 empty] | Wisconsin Public Service Corp | 100 | WEC Energy Group Inc | 100
hydro | Merrill | 4068_G_3 | 4068 | G | 3 |  | Hydro |  | MIS_WUMS | Wisconsin | 55 | Lincoln | 69 | 55069 | 0.7 | 0 | 1984 | 9999 |  |  | N | Hydro | [13 empty] | 0 | 0 | 0 | 0 | [11 empty] | Wisconsin Public Service Corp | 100 | WEC Energy Group Inc | 100
hydro | Potato Rapids | 4071_G_2 | 4071 | G | 2 |  | Hydro |  | MIS_WUMS | Wisconsin | 55 | Marinette | 75 | 55075 | 0.1 | 0 | 1921 | 9999 |  |  | N | Hydro | [13 empty] | 0 | 0 | 0 | 0 | [11 empty] | Wisconsin Public Service Corp | 100 | WEC Energy Group Inc | 100
hydro | Potato Rapids | 4071_G_3 | 4071 | G | 3 |  | Hydro |  | MIS_WUMS | Wisconsin | 55 | Marinette | 75 | 55075 | 0.1 | 0 | 1921 | 9999 |  |  | N | Hydro | [13 empty] | 0 | 0 | 0 | 0 | [11 empty] | Wisconsin Public Service Corp | 100 | WEC Energy Group Inc | 100
hydro | Potato Rapids | 4071_G_1 | 4071 | G | 1 |  | Hydro |  | MIS_WUMS | Wisconsin | 55 | Marinette | 75 | 55075 | 0.2 | 0 | 1926 | 9999 |  |  | N | Hydro | [13 empty] | 0 | 0 | 0 | 0 | [11 empty] | Wisconsin Public Service Corp | 100 | WEC Energy Group Inc | 100
natural gas peaker | Pulliam | 4072_G_31 | 4072 | G | 31 | 9282 | Combustion Turbine |  | MIS_WUMS | Wisconsin | 55 | Brown | 9 | 55009 | 81.5 | 12567 | 2003 | 9999 |  |  | N | Natural Gas, Distillate Fuel Oil |  |  |  | DLNB + H2O | [9 empty] | 0.0256 | 0.0256 | 0.0256 | 0.0256 | [11 empty] | Wisconsin Public Service Corp | 100 | WEC Energy Group Inc | 100
hydro | Sandstone Rapids | 4074_G_1 | 4074 | G | 1 |  | Hydro |  | MIS_WUMS | Wisconsin | 55 | Marinette | 75 | 55075 | 0.5 | 0 | 1925 | 9999 |  |  | N | Hydro | [13 empty] | 0 | 0 | 0 | 0 | [11 empty] | Wisconsin Public Service Corp | 100 | WEC Energy Group Inc | 100
hydro | Sandstone Rapids | 4074_G_2 | 4074 | G | 2 |  | Hydro |  | MIS_WUMS | Wisconsin | 55 | Marinette | 75 | 55075 | 0.5 | 0 | 1925 | 9999 |  |  | N | Hydro | [13 empty] | 0 | 0 | 0 | 0 | [11 empty] | Wisconsin Public Service Corp | 100 | WEC Energy Group Inc | 100
hydro | Tomahawk | 4075_G_1 | 4075 | G | 1 |  | Hydro |  | MIS_WUMS | Wisconsin | 55 | Lincoln | 69 | 55069 | 1.2 | 0 | 1938 | 9999 |  |  | N | Hydro | [13 empty] | 0 | 0 | 0 | 0 | [11 empty] | Wisconsin Public Service Corp | 100 | WEC Energy Group Inc | 100
hydro | Tomahawk | 4075_G_2 | 4075 | G | 2 |  | Hydro |  | MIS_WUMS | Wisconsin | 55 | Lincoln | 69 | 55069 | 1.2 | 0 | 1938 | 9999 |  |  | N | Hydro | [13 empty] | 0 | 0 | 0 | 0 | [11 empty] | Wisconsin Public Service Corp | 100 | WEC Energy Group Inc | 100
natural gas peaker | West Marinette | 4076_G_33 | 4076 | G | 33 | 2611 | Combustion Turbine |  | MIS_WUMS | Wisconsin | 55 | Marinette | 75 | 55075 | 82.9 | 15549 | 1993 | 9999 |  |  | N | Natural Gas, Distillate Fuel Oil |  |  |  | H2O | [9 empty] | 0.12722 | 0.12722 | 0.12722 | 0.12722 | [11 empty] | Wisconsin Public Service Corp | 68 | WEC Energy Group Inc | 68
hydro | Wausau | 4077_G_1 | 4077 | G | 1 |  | Hydro |  | MIS_WUMS | Wisconsin | 55 | Marathon | 73 | 55073 | 1 | 0 | 1921 | 9999 |  |  | N | Hydro | [13 empty] | 0 | 0 | 0 | 0 | [11 empty] | Wisconsin Public Service Corp | 100 | WEC Energy Group Inc | 100
hydro | Wausau | 4077_G_2 | 4077 | G | 2 |  | Hydro |  | MIS_WUMS | Wisconsin | 55 | Marathon | 73 | 55073 | 1 | 0 | 1921 | 9999 |  |  | N | Hydro | [13 empty] | 0 | 0 | 0 | 0 | [11 empty] | Wisconsin Public Service Corp | 100 | WEC Energy Group Inc | 100
hydro | Wausau | 4077_G_3 | 4077 | G | 3 |  | Hydro |  | MIS_WUMS | Wisconsin | 55 | Marathon | 73 | 55073 | 1 | 0 | 1924 | 9999 |  |  | N | Hydro | [13 empty] | 0 | 0 | 0 | 0 | [11 empty] | Wisconsin Public Service Corp | 100 | WEC Energy Group Inc | 100
hard coal | Weston | 4078_B_3 | 4078 | B | 3 | 2615 | Coal Steam |  | MIS_WUMS | Wisconsin | 55 | Marathon | 73 | 55073 | 327 | 9994 | 1981 | 9999 | tangential | dry | N | Subbituminous |  |  | 0.9916 | LNC2 + LNC1 | ReACT |  |  | B | NA | ACI | 2009 |  | 0.08 | 0.05653 | 0.05653 | 0.05653 | 0.05653 | 0.1 | 0.1 | 0.1 | 0.98 | Yes | 2016 | [5 empty] | Wisconsin Public Service Corp | 100 | WEC Energy Group Inc | 100
hard coal | Weston | 4078_B_4 | 4078 | B | 4 | 89565 | Coal Steam |  | MIS_WUMS | Wisconsin | 55 | Marathon | 73 | 55073 | 550 | 9679 | 2008 | 9999 | wall | dry | N | Subbituminous | Dry Scrubber | 2008 | 0.9 | LNB + OFA | SCR | 2008 |  | B | NA | ACI | 2008 |  | 0.08 | 0.05377 | 0.05377 | 0.05377 | 0.05377 | 0.1 | 0.1 | 0.1 | 0.95 | [7 empty] | Wisconsin Public Service Corp | 70 | WEC Energy Group Inc | 70
hydro | Castle Rock | 4079_G_2 | 4079 | G | 2 |  | Hydro |  | MIS_WUMS | Wisconsin | 55 | Adams | 1 | 55001 | 3.3 | 0 | 1950 | 9999 |  |  | N | Hydro | [13 empty] | 0 | 0 | 0 | 0 | [11 empty] | Wisconsin River Power Co | 100 | Alliant Energy Corp | 100
hydro | Castle Rock | 4079_G_3 | 4079 | G | 3 |  | Hydro |  | MIS_WUMS | Wisconsin | 55 | Adams | 1 | 55001 | 3.3 | 0 | 1950 | 9999 |  |  | N | Hydro | [13 empty] | 0 | 0 | 0 | 0 | [11 empty] | Wisconsin River Power Co | 100 | Alliant Energy Corp | 100
hydro | Castle Rock | 4079_G_4 | 4079 | G | 4 |  | Hydro |  | MIS_WUMS | Wisconsin | 55 | Adams | 1 | 55001 | 3.4 | 0 | 1950 | 9999 |  |  | N | Hydro | [13 empty] | 0 | 0 | 0 | 0 | [11 empty] | Wisconsin River Power Co | 100 | Alliant Energy Corp | 100
hydro | Castle Rock | 4079_G_5 | 4079 | G | 5 |  | Hydro |  | MIS_WUMS | Wisconsin | 55 | Adams | 1 | 55001 | 3.4 | 0 | 1950 | 9999 |  |  | N | Hydro | [13 empty] | 0 | 0 | 0 | 0 | [11 empty] | Wisconsin River Power Co | 100 | Alliant Energy Corp | 100
hydro | Castle Rock | 4079_G_1 | 4079 | G | 1 |  | Hydro |  | MIS_WUMS | Wisconsin | 55 | Adams | 1 | 55001 | 3.3 | 0 | 1951 | 9999 |  |  | N | Hydro | [13 empty] | 0 | 0 | 0 | 0 | [11 empty] | Wisconsin River Power Co | 100 | Alliant Energy Corp | 100
hydro | Petenwell | 4080_G_1 | 4080 | G | 1 |  | Hydro |  | MIS_WUMS | Wisconsin | 55 | Juneau | 57 | 55057 | 5.1 | 0 | 1949 | 9999 |  |  | N | Hydro | [13 empty] | 0 | 0 | 0 | 0 | [11 empty] | Wisconsin River Power Co | 100 | Alliant Energy Corp | 100
hydro | Petenwell | 4080_G_2 | 4080 | G | 2 |  | Hydro |  | MIS_WUMS | Wisconsin | 55 | Juneau | 57 | 55057 | 5.1 | 0 | 1949 | 9999 |  |  | N | Hydro | [13 empty] | 0 | 0 | 0 | 0 | [11 empty] | Wisconsin River Power Co | 100 | Alliant Energy Corp | 100
hydro | Petenwell | 4080_G_3 | 4080 | G | 3 |  | Hydro |  | MIS_WUMS | Wisconsin | 55 | Juneau | 57 | 55057 | 5.1 | 0 | 1949 | 9999 |  |  | N | Hydro | [13 empty] | 0 | 0 | 0 | 0 | [11 empty] | Wisconsin River Power Co | 100 | Alliant Energy Corp | 100
hydro | Petenwell | 4080_G_4 | 4080 | G | 4 |  | Hydro |  | MIS_WUMS | Wisconsin | 55 | Juneau | 57 | 55057 | 5 | 0 | 1950 | 9999 |  |  | N | Hydro | [13 empty] | 0 | 0 | 0 | 0 | [11 empty] | Wisconsin River Power Co | 100 | Alliant Energy Corp | 100
natural gas peaker | Arcadia Electric | 4100_G_4 | 4100 | G | 4 |  | Combustion Turbine | IC Engine | MIS_MNWI | Wisconsin | 55 | Trempealeau | 121 | 55121 | 0.2 | 25000 | 1930 | 9999 |  |  | N | Distillate Fuel Oil | [12 empty] | 3 | 1.6498 | 1.6498 | 1.6498 | 1.6498 | [11 empty] | Arcadia Electric Utility | 100 | Arcadia Electric Utility | 100
natural gas peaker | Arcadia Electric | 4100_G_3 | 4100 | G | 3 |  | Combustion Turbine | IC Engine | MIS_MNWI | Wisconsin | 55 | Trempealeau | 121 | 55121 | 0.4 | 25000 | 1940 | 9999 |  |  | N | Distillate Fuel Oil | [12 empty] | 3 | 1.6498 | 1.6498 | 1.6498 | 1.6498 | [11 empty] | Arcadia Electric Utility | 100 | Arcadia Electric Utility | 100
natural gas peaker | Arcadia Electric | 4100_G_2 | 4100 | G | 2 |  | Combustion Turbine | IC Engine | MIS_MNWI | Wisconsin | 55 | Trempealeau | 121 | 55121 | 1 | 25000 | 1947 | 9999 |  |  | N | Distillate Fuel Oil | [12 empty] | 3 | 1.6498 | 1.6498 | 1.6498 | 1.6498 | [11 empty] | Arcadia Electric Utility | 100 | Arcadia Electric Utility | 100
natural gas peaker | Arcadia Electric | 4100_G_1 | 4100 | G | 1 |  | Combustion Turbine | IC Engine | MIS_MNWI | Wisconsin | 55 | Trempealeau | 121 | 55121 | 1.3 | 25000 | 1956 | 9999 |  |  | N | Distillate Fuel Oil | [12 empty] | 3 | 1.6498 | 1.6498 | 1.6498 | 1.6498 | [11 empty] | Arcadia Electric Utility | 100 | Arcadia Electric Utility | 100
natural gas peaker | Arcadia Electric | 4100_G_5 | 4100 | G | 5 |  | Combustion Turbine | IC Engine | MIS_MNWI | Wisconsin | 55 | Trempealeau | 121 | 55121 | 3 | 18000 | 1972 | 9999 |  |  | N | Natural Gas, Distillate Fuel Oil | [12 empty] | 3 | 1.061 | 1.061 | 1.061 | 1.061 | [11 empty] | Arcadia Electric Utility | 100 | Arcadia Electric Utility | 100
natural gas peaker | Arcadia Electric | 4100_G_6 | 4100 | G | 6 |  | Combustion Turbine | IC Engine | MIS_MNWI | Wisconsin | 55 | Trempealeau | 121 | 55121 | 3 | 18000 | 1987 | 9999 |  |  | N | Natural Gas, Distillate Fuel Oil | [12 empty] | 3 | 1.061 | 1.061 | 1.061 | 1.061 | [11 empty] | Arcadia Electric Utility | 100 | Arcadia Electric Utility | 100
natural gas peaker | Arcadia Electric | 4100_G_7 | 4100 | G | 7 |  | Combustion Turbine | IC Engine | MIS_MNWI | Wisconsin | 55 | Trempealeau | 121 | 55121 | 2 | 25000 | 2002 | 9999 |  |  | N | Distillate Fuel Oil | [12 empty] | 3 | 1.6498 | 1.6498 | 1.6498 | 1.6498 | [11 empty] | Arcadia Electric Utility | 100 | Arcadia Electric Utility | 100
natural gas peaker | Arcadia Electric | 4100_G_8 | 4100 | G | 8 |  | Combustion Turbine | IC Engine | MIS_MNWI | Wisconsin | 55 | Trempealeau | 121 | 55121 | 2 | 25000 | 2002 | 9999 |  |  | N | Distillate Fuel Oil | [12 empty] | 3 | 1.6498 | 1.6498 | 1.6498 | 1.6498 | [11 empty] | Arcadia Electric Utility | 100 | Arcadia Electric Utility | 100
natural gas peaker | Arcadia Electric | 4100_G_9 | 4100 | G | 9 |  | Combustion Turbine | IC Engine | MIS_MNWI | Wisconsin | 55 | Trempealeau | 121 | 55121 | 2 | 25000 | 2002 | 9999 |  |  | N | Distillate Fuel Oil | [12 empty] | 3 | 1.6498 | 1.6498 | 1.6498 | 1.6498 | [11 empty] | Arcadia Electric Utility | 100 | Arcadia Electric Utility | 100
natural gas peaker | Arcadia Electric | 4100_G_10 | 4100 | G | 10 |  | Combustion Turbine | IC Engine | MIS_MNWI | Wisconsin | 55 | Trempealeau | 121 | 55121 | 2 | 25000 | 2007 | 9999 |  |  | N | Distillate Fuel Oil | [13 empty] | 1.6498 | 1.6498 | 1.6498 | 1.6498 | [11 empty] | Arcadia Electric Utility | 100 | Arcadia Electric Utility | 100
hydro | Barron | 4102_G_H2 | 4102 | G | H2 |  | Hydro |  | MIS_MNWI | Wisconsin | 55 | Barron | 5 | 55005 | 0.1 | 0 | 1923 | 9999 |  |  | N | Hydro | [13 empty] | 0 | 0 | 0 | 0 | [11 empty] | Barron WI (City of) | 100 | Barron WI (City of) | 100
natural gas peaker | Barron | 4102_G_8 | 4102 | G | 8 |  | Combustion Turbine | IC Engine | MIS_MNWI | Wisconsin | 55 | Barron | 5 | 55005 | 1.3 | 12283 | 1954 | 9999 |  |  | N | Distillate Fuel Oil | [12 empty] | 3 | 1.6498 | 1.6498 | 1.6498 | 1.6498 | [11 empty] | Barron WI (City of) | 100 | Barron WI (City of) | 100
natural gas peaker | Barron | 4102_G_9 | 4102 | G | 9 |  | Combustion Turbine | IC Engine | MIS_MNWI | Wisconsin | 55 | Barron | 5 | 55005 | 2 | 12283 | 1960 | 9999 |  |  | N | Distillate Fuel Oil | [12 empty] | 3 | 1.6498 | 1.6498 | 1.6498 | 1.6498 | [11 empty] | Barron WI (City of) | 100 | Barron WI (City of) | 100
natural gas peaker | Barron | 4102_G_1A | 4102 | G | 1A |  | Combustion Turbine | IC Engine | MIS_MNWI | Wisconsin | 55 | Barron | 5 | 55005 | 1.1 | 12283 | 1998 | 9999 |  |  | N | Distillate Fuel Oil | [12 empty] | 3 | 1.6498 | 1.6498 | 1.6498 | 1.6498 | [11 empty] | Barron WI (City of) | 100 | Barron WI (City of) | 100
natural gas peaker | Barron | 4102_G_2A | 4102 | G | 2A |  | Combustion Turbine | IC Engine | MIS_MNWI | Wisconsin | 55 | Barron | 5 | 55005 | 1.1 | 12283 | 1998 | 9999 |  |  | N | Distillate Fuel Oil | [12 empty] | 3 | 1.6498 | 1.6498 | 1.6498 | 1.6498 | [11 empty] | Barron WI (City of) | 100 | Barron WI (City of) | 100
natural gas peaker | Barron | 4102_G_3A | 4102 | G | 3A |  | Combustion Turbine | IC Engine | MIS_MNWI | Wisconsin | 55 | Barron | 5 | 55005 | 1.1 | 12283 | 1998 | 9999 |  |  | N | Distillate Fuel Oil | [12 empty] | 3 | 1.6498 | 1.6498 | 1.6498 | 1.6498 | [11 empty] | Barron WI (City of) | 100 | Barron WI (City of) | 100
natural gas peaker | Barron | 4102_G_4 | 4102 | G | 4 |  | Combustion Turbine | IC Engine | MIS_MNWI | Wisconsin | 55 | Barron | 5 | 55005 | 1.1 | 12283 | 1998 | 9999 |  |  | N | Distillate Fuel Oil | [12 empty] | 3 | 1.6498 | 1.6498 | 1.6498 | 1.6498 | [11 empty] | Barron WI (City of) | 100 | Barron WI (City of) | 100
natural gas peaker | Cashton | 4107_G_3 | 4107 | G | 3 |  | Combustion Turbine | IC Engine | MIS_WUMS | Wisconsin | 55 | Monroe | 81 | 55081 | 0.4 | 11874 | 1932 | 9999 |  |  | N | Distillate Fuel Oil | [12 empty] | 3 | 1.6498 | 1.6498 | 1.6498 | 1.6498 | [11 empty] | Cashton WI (Village of) | 100 | Cashton WI (Village of) | 100
natural gas peaker | Cashton | 4107_G_5 | 4107 | G | 5 |  | Combustion Turbine | IC Engine | MIS_WUMS | Wisconsin | 55 | Monroe | 81 | 55081 | 1.1 | 12035 | 1970 | 9999 |  |  | N | Natural Gas, Distillate Fuel Oil | [12 empty] | 3 | 1.061 | 1.061 | 1.061 | 1.061 | [11 empty] | Cashton WI (Village of) | 100 | Cashton WI (Village of) | 100
natural gas peaker | Cashton | 4107_G_6 | 4107 | G | 6 |  | Combustion Turbine | IC Engine | MIS_WUMS | Wisconsin | 55 | Monroe | 81 | 55081 | 2 | 13680 | 2002 | 9999 |  |  | N | Distillate Fuel Oil | [12 empty] | 3 | 1.6498 | 1.6498 | 1.6498 | 1.6498 | [11 empty] | Cashton WI (Village of) | 100 | Cashton WI (Village of) | 100
natural gas peaker | Cumberland (WI) | 4112_G_2 | 4112 | G | 2 |  | Combustion Turbine | IC Engine | MIS_MNWI | Wisconsin | 55 | Barron | 5 | 55005 | 0.3 | 12418 | 1939 | 9999 |  |  | N | Distillate Fuel Oil | [12 empty] | 3 | 1.6498 | 1.6498 | 1.6498 | 1.6498 | [11 empty] | Cumberland Utility WI (City of) | 100 | Cumberland Utility WI (City of) | 100
natural gas peaker | Cumberland (WI) | 4112_G_3 | 4112 | G | 3 |  | Combustion Turbine | IC Engine | MIS_MNWI | Wisconsin | 55 | Barron | 5 | 55005 | 0.3 | 12418 | 1939 | 9999 |  |  | N | Distillate Fuel Oil | [12 empty] | 3 | 1.6498 | 1.6498 | 1.6498 | 1.6498 | [11 empty] | Cumberland Utility WI (City of) | 100 | Cumberland Utility WI (City of) | 100
natural gas peaker | Cumberland (WI) | 4112_G_1 | 4112 | G | 1 |  | Combustion Turbine | IC Engine | MIS_MNWI | Wisconsin | 55 | Barron | 5 | 55005 | 0.7 | 11957 | 1945 | 9999 |  |  | N | Distillate Fuel Oil | [12 empty] | 3 | 1.6498 | 1.6498 | 1.6498 | 1.6498 | [11 empty] | Cumberland Utility WI (City of) | 100 | Cumberland Utility WI (City of) | 100
natural gas peaker | Cumberland (WI) | 4112_G_4 | 4112 | G | 4 |  | Combustion Turbine | IC Engine | MIS_MNWI | Wisconsin | 55 | Barron | 5 | 55005 | 1.2 | 12042 | 1954 | 9999 |  |  | N | Distillate Fuel Oil | [12 empty] | 3 | 1.6498 | 1.6498 | 1.6498 | 1.6498 | [11 empty] | Cumberland Utility WI (City of) | 100 | Cumberland Utility WI (City of) | 100
natural gas peaker | Cumberland (WI) | 4112_G_5 | 4112 | G | 5 |  | Combustion Turbine | IC Engine | MIS_MNWI | Wisconsin | 55 | Barron | 5 | 55005 | 2.1 | 11939 | 1966 | 9999 |  |  | N | Natural Gas, Distillate Fuel Oil | [12 empty] | 3 | 1.061 | 1.061 | 1.061 | 1.061 | [11 empty] | Cumberland Utility WI (City of) | 100 | Cumberland Utility WI (City of) | 100
natural gas peaker | Cumberland (WI) | 4112_G_6 | 4112 | G | 6 |  | Combustion Turbine | IC Engine | MIS_MNWI | Wisconsin | 55 | Barron | 5 | 55005 | 6.7 | 11930 | 1979 | 9999 |  |  | N | Distillate Fuel Oil | [12 empty] | 3 | 1.6498 | 1.6498 | 1.6498 | 1.6498 | [11 empty] | Cumberland Utility WI (City of) | 100 | Cumberland Utility WI (City of) | 100
natural gas peaker | Cumberland (WI) | 4112_G_7 | 4112 | G | 7 |  | Combustion Turbine | IC Engine | MIS_MNWI | Wisconsin | 55 | Barron | 5 | 55005 | 6.2 | 11977 | 2001 | 9999 |  |  | N | Natural Gas, Distillate Fuel Oil | [12 empty] | 3 | 1.061 | 1.061 | 1.061 | 1.061 | [11 empty] | Cumberland Utility WI (City of) | 100 | Cumberland Utility WI (City of) | 100
natural gas peaker | Cumberland (WI) | 4112_G_8 | 4112 | G | 8 |  | Combustion Turbine | IC Engine | MIS_MNWI | Wisconsin | 55 | Barron | 5 | 55005 | 3.5 | 11994 | 2001 | 9999 |  |  | N | Natural Gas, Distillate Fuel Oil | [12 empty] | 3 | 1.061 | 1.061 | 1.061 | 1.061 | [11 empty] | Cumberland Utility WI (City of) | 100 | Cumberland Utility WI (City of) | 100
natural gas peaker | Elroy | 4113_G_5 | 4113 | G | 5 |  | Combustion Turbine | IC Engine | MIS_MNWI | Wisconsin | 55 | Juneau | 57 | 55057 | 2.2 | 10745 | 1973 | 9999 |  |  | N | Natural Gas, Distillate Fuel Oil | [12 empty] | 5.5 | 1.6498 | 1.6498 | 1.6498 | 1.6498 | [11 empty] | Elroy Municipal Electric Utility | 100 | Elroy Municipal Electric Utility | 100
natural gas peaker | Elroy | 4113_G_1A | 4113 | G | 1A |  | Combustion Turbine | IC Engine | MIS_MNWI | Wisconsin | 55 | Juneau | 57 | 55057 | 2.2 | 10745 | 2005 | 9999 |  |  | N | Distillate Fuel Oil | [12 empty] | 5.5 | 1.6498 | 1.6498 | 1.6498 | 1.6498 | [11 empty] | Elroy Municipal Electric Utility | 100 | Elroy Municipal Electric Utility | 100
natural gas peaker | Elroy | 4113_G_2A | 4113 | G | 2A |  | Combustion Turbine | IC Engine | MIS_MNWI | Wisconsin | 55 | Juneau | 57 | 55057 | 2.2 | 10745 | 2005 | 9999 |  |  | N | Distillate Fuel Oil | [12 empty] | 5.5 | 1.6498 | 1.6498 | 1.6498 | 1.6498 | [11 empty] | Elroy Municipal Electric Utility | 100 | Elroy Municipal Electric Utility | 100
natural gas peaker | Fennimore | 4114_G_5 | 4114 | G | 5 |  | Combustion Turbine | IC Engine | MIS_MNWI | Wisconsin | 55 | Grant | 43 | 55043 | 0.9 | 12931 | 1952 | 9999 |  |  | N | Distillate Fuel Oil | [12 empty] | 3 | 1.6498 | 1.6498 | 1.6498 | 1.6498 | [11 empty] | Fennimore Water & Light | 100 | Fennimore Water & Light | 100
natural gas peaker | Fennimore | 4114_G_4 | 4114 | G | 4 |  | Combustion Turbine | IC Engine | MIS_MNWI | Wisconsin | 55 | Grant | 43 | 55043 | 1.1 | 13554 | 1964 | 9999 |  |  | N | Distillate Fuel Oil | [12 empty] | 3 | 1.6498 | 1.6498 | 1.6498 | 1.6498 | [11 empty] | Fennimore Water & Light | 100 | Fennimore Water & Light | 100
natural gas peaker | Fennimore | 4114_G_6 | 4114 | G | 6 |  | Combustion Turbine | IC Engine | MIS_MNWI | Wisconsin | 55 | Grant | 43 | 55043 | 2 | 13052 | 1999 | 9999 |  |  | N | Distillate Fuel Oil | [12 empty] | 3 | 1.6498 | 1.6498 | 1.6498 | 1.6498 | [11 empty] | Fennimore Water & Light | 100 | Fennimore Water & Light | 100
natural gas peaker | Fennimore | 4114_G_7 | 4114 | G | 7 |  | Combustion Turbine | IC Engine | MIS_MNWI | Wisconsin | 55 | Grant | 43 | 55043 | 2 | 13582 | 1999 | 9999 |  |  | N | Distillate Fuel Oil | [12 empty] | 3 | 1.6498 | 1.6498 | 1.6498 | 1.6498 | [11 empty] | Fennimore Water & Light | 100 | Fennimore Water & Light | 100
natural gas peaker | Fennimore | 4114_G_8 | 4114 | G | 8 |  | Combustion Turbine | IC Engine | MIS_MNWI | Wisconsin | 55 | Grant | 43 | 55043 | 2 | 13582 | 1999 | 9999 |  |  | N | Distillate Fuel Oil | [12 empty] | 3 | 1.6498 | 1.6498 | 1.6498 | 1.6498 | [11 empty] | Fennimore Water & Light | 100 | Fennimore Water & Light | 100
natural gas peaker | Kaukauna Gas Turbine | 4118_G_GT1 | 4118 | G | GT1 |  | Combustion Turbine |  | MIS_WUMS | Wisconsin | 55 | Outagamie | 87 | 55087 | 15.8 | 13741 | 1969 | 9999 |  |  | N | Natural Gas | [12 empty] | 3 | 0.35529 | 0.35529 | 0.35529 | 0.35529 | [11 empty] | Kaukauna WI (City of) | 100 | Kaukauna WI (City of) | 100
hydro | Little Chute | 4119_G_1 | 4119 | G | 1 |  | Hydro |  | MIS_WUMS | Wisconsin | 55 | Outagamie | 87 | 55087 | 1.1 | 0 | 1948 | 9999 |  |  | N | Hydro | [13 empty] | 0 | 0 | 0 | 0 | [11 empty] | Kaukauna WI (City of) | 100 | Kaukauna WI (City of) | 100
hydro | Little Chute | 4119_G_2 | 4119 | G | 2 |  | Hydro |  | MIS_WUMS | Wisconsin | 55 | Outagamie | 87 | 55087 | 1.1 | 0 | 1948 | 9999 |  |  | N | Hydro | [13 empty] | 0 | 0 | 0 | 0 | [11 empty] | Kaukauna WI (City of) | 100 | Kaukauna WI (City of) | 100
hydro | Little Chute | 4119_G_3 | 4119 | G | 3 |  | Hydro |  | MIS_WUMS | Wisconsin | 55 | Outagamie | 87 | 55087 | 1.1 | 0 | 1948 | 9999 |  |  | N | Hydro | [13 empty] | 0 | 0 | 0 | 0 | [11 empty] | Kaukauna WI (City of) | 100 | Kaukauna WI (City of) | 100
hydro | New Badger | 4120_G_3 | 4120 | G | 3 |  | Hydro |  | MIS_WUMS | Wisconsin | 55 | Outagamie | 87 | 55087 | 4 | 0 | 2014 | 9999 |  |  | N | Hydro | [13 empty] | 0 | 0 | 0 | 0 | [11 empty] | Kaukauna WI (City of) | 100 | Kaukauna WI (City of) | 100
hydro | New Badger | 4120_G_4 | 4120 | G | 4 |  | Hydro |  | MIS_WUMS | Wisconsin | 55 | Outagamie | 87 | 55087 | 4 | 0 | 2014 | 9999 |  |  | N | Hydro | [13 empty] | 0 | 0 | 0 | 0 | [11 empty] | Kaukauna WI (City of) | 100 | Kaukauna WI (City of) | 100
hydro | Rapide Croche | 4122_G_1 | 4122 | G | 1 |  | Hydro |  | MIS_WUMS | Wisconsin | 55 | Outagamie | 87 | 55087 | 0.6 | 0 | 1926 | 9999 |  |  | N | Hydro | [13 empty] | 0 | 0 | 0 | 0 | [11 empty] | Kaukauna WI (City of) | 100 | Kaukauna WI (City of) | 100
hydro | Rapide Croche | 4122_G_2 | 4122 | G | 2 |  | Hydro |  | MIS_WUMS | Wisconsin | 55 | Outagamie | 87 | 55087 | 0.6 | 0 | 1926 | 9999 |  |  | N | Hydro | [13 empty] | 0 | 0 | 0 | 0 | [11 empty] | Kaukauna WI (City of) | 100 | Kaukauna WI (City of) | 100
hydro | Rapide Croche | 4122_G_3 | 4122 | G | 3 |  | Hydro |  | MIS_WUMS | Wisconsin | 55 | Outagamie | 87 | 55087 | 0.6 | 0 | 1926 | 9999 |  |  | N | Hydro | [13 empty] | 0 | 0 | 0 | 0 | [11 empty] | Kaukauna WI (City of) | 100 | Kaukauna WI (City of) | 100
hydro | Rapide Croche | 4122_G_4 | 4122 | G | 4 |  | Hydro |  | MIS_WUMS | Wisconsin | 55 | Outagamie | 87 | 55087 | 0.6 | 0 | 1926 | 9999 |  |  | N | Hydro | [13 empty] | 0 | 0 | 0 | 0 | [11 empty] | Kaukauna WI (City of) | 100 | Kaukauna WI (City of) | 100
natural gas peaker | La Farge | 4124_G_2A | 4124 | G | 2A |  | Combustion Turbine | IC Engine | MIS_MNWI | Wisconsin | 55 | Vernon | 123 | 55123 | 1.5 | 13273 | 1990 | 9999 |  |  | N | Distillate Fuel Oil | [12 empty] | 3 | 1.6498 | 1.6498 | 1.6498 | 1.6498 | [11 empty] | La Farge Municipal Electric Co | 100 | La Farge Municipal Electric Co | 100
biomass | Manitowoc | 4125_B_8 | 4125 | B | 8 | 2621 | Biomass |  | MIS_WUMS | Wisconsin | 55 | Manitowoc | 71 | 55071 | 44 | 13500 | 1990 | 9999 | FBC | dry | N | Biomass | Reagent Injection | 1990 | 0.75 | CF |  |  |  | B | NA |  |  |  | 0.89 | 0.08849 | 0.08849 | 0.08849 | 0.08849 | 0.05 | 0.43 | 0.43 |  | Yes | 2016 | [5 empty] | Manitowoc Public Utilities | 100 | Manitowoc Public Utilities | 100
hard coal | Manitowoc | 4125_B_9 | 4125 | B | 9 | 2622 | Coal Steam |  | MIS_WUMS | Wisconsin | 55 | Manitowoc | 71 | 55071 | 58 | 12066 | 2005 | 9999 | FBC | dry | Y | Bituminous, Subbituminous, Petroleum Coke | Reagent Injection | 2007 | 0.893 | CF | SNCR |  | 2005 | B + C | NA |  |  |  | 0.3 | 0.04644 | 0.04644 | 0.04644 | 0.04644 | 0.05 | 0.1 | 0.43 | 0.98 | Yes | 2016 | [5 empty] | Manitowoc Public Utilities | 100 | Manitowoc Public Utilities | 100
natural gas peaker | New Lisbon | 4130_G_2 | 4130 | G | 2 |  | Combustion Turbine | IC Engine | MIS_MNWI | Wisconsin | 55 | Juneau | 57 | 55057 | 1.2 | 10852 | 1966 | 9999 |  |  | N | Distillate Fuel Oil | [12 empty] | 5.5 | 1.6498 | 1.6498 | 1.6498 | 1.6498 | [11 empty] | New Lisbon WI (City of) | 100 | New Lisbon WI (City of) | 100
natural gas peaker | New Lisbon | 4130_G_5 | 4130 | G | 5 |  | Combustion Turbine | IC Engine | MIS_MNWI | Wisconsin | 55 | Juneau | 57 | 55057 | 2.4 | 10745 | 1977 | 9999 |  |  | N | Distillate Fuel Oil | [12 empty] | 5.5 | 1.6498 | 1.6498 | 1.6498 | 1.6498 | [11 empty] | New Lisbon WI (City of) | 100 | New Lisbon WI (City of) | 100
natural gas peaker | New Lisbon | 4130_G_6 | 4130 | G | 6 |  | Combustion Turbine | IC Engine | MIS_MNWI | Wisconsin | 55 | Juneau | 57 | 55057 | 2 | 10745 | 2005 | 9999 |  |  | N | Distillate Fuel Oil | [12 empty] | 5.5 | 1.6498 | 1.6498 | 1.6498 | 1.6498 | [11 empty] | New Lisbon WI (City of) | 100 | New Lisbon WI (City of) | 100
natural gas peaker | New Lisbon | 4130_G_7 | 4130 | G | 7 |  | Combustion Turbine | IC Engine | MIS_MNWI | Wisconsin | 55 | Juneau | 57 | 55057 | 2 | 10745 | 2005 | 9999 |  |  | N | Distillate Fuel Oil | [12 empty] | 5.5 | 1.6498 | 1.6498 | 1.6498 | 1.6498 | [11 empty] | New Lisbon WI (City of) | 100 | New Lisbon WI (City of) | 100
natural gas peaker | Viola | 4139_G_3 | 4139 | G | 3 |  | Combustion Turbine | IC Engine | MIS_MNWI | Wisconsin | 55 | Richland | 103 | 55103 | 1.8 | 10745 | 2002 | 9999 |  |  | N | Distillate Fuel Oil | [12 empty] | 3 | 1.6498 | 1.6498 | 1.6498 | 1.6498 | [11 empty] | Viola Municipal Electric Utility | 100 | Viola Municipal Electric Utility | 100
hydro | Flambeau Hydroelectric Station | 4142_G_1 | 4142 | G | 1 |  | Hydro |  | MIS_MNWI | Wisconsin | 55 | Rusk | 107 | 55107 | 8.1 | 0 | 1951 | 9999 |  |  | N | Hydro | [13 empty] | 0 | 0 | 0 | 0 | [11 empty] | Dairyland Power Coop | 100 | Dairyland Power Coop | 100
hydro | Flambeau Hydroelectric Station | 4142_G_2 | 4142 | G | 2 |  | Hydro |  | MIS_MNWI | Wisconsin | 55 | Rusk | 107 | 55107 | 8 | 0 | 1951 | 9999 |  |  | N | Hydro | [13 empty] | 0 | 0 | 0 | 0 | [11 empty] | Dairyland Power Coop | 100 | Dairyland Power Coop | 100
hydro | Flambeau Hydroelectric Station | 4142_G_3 | 4142 | G | 3 |  | Hydro |  | MIS_MNWI | Wisconsin | 55 | Rusk | 107 | 55107 | 8 | 0 | 1951 | 9999 |  |  | N | Hydro | [13 empty] | 0 | 0 | 0 | 0 | [11 empty] | Dairyland Power Coop | 100 | Dairyland Power Coop | 100
hydro | Stiles | 4147_G_1 | 4147 | G | 1 |  | Hydro |  | MIS_WUMS | Wisconsin | 55 | Oconto | 83 | 55083 | 0.3 | 0 | 1949 | 9999 |  |  | N | Hydro | [13 empty] | 0 | 0 | 0 | 0 | [11 empty] | Oconto Electric Coop | 100 | Oconto Electric Coop | 100
hydro | Stiles | 4147_G_2 | 4147 | G | 2 |  | Hydro |  | MIS_WUMS | Wisconsin | 55 | Oconto | 83 | 55083 | 0.3 | 0 | 1949 | 9999 |  |  | N | Hydro | [13 empty] | 0 | 0 | 0 | 0 | [11 empty] | Oconto Electric Coop | 100 | Oconto Electric Coop | 100
natural gas peaker | Washington Island | 4148_G_3 | 4148 | G | 3 |  | Combustion Turbine | IC Engine | MIS_WUMS | Wisconsin | 55 | Door | 29 | 55029 | 0.1 | 10745 | 1945 | 9999 |  |  | N | Distillate Fuel Oil | [12 empty] | 3 | 1.6498 | 1.6498 | 1.6498 | 1.6498 | [11 empty] | Washington Island Electric Coop Inc | 100 | Washington Island Electric Coop Inc | 100
natural gas peaker | Washington Island | 4148_G_4 | 4148 | G | 4 |  | Combustion Turbine | IC Engine | MIS_WUMS | Wisconsin | 55 | Door | 29 | 55029 | 0.2 | 10967 | 1951 | 9999 |  |  | N | Distillate Fuel Oil | [12 empty] | 3 | 1.6498 | 1.6498 | 1.6498 | 1.6498 | [11 empty] | Washington Island Electric Coop Inc | 100 | Washington Island Electric Coop Inc | 100
natural gas peaker | Washington Island | 4148_G_2 | 4148 | G | 2 |  | Combustion Turbine | IC Engine | MIS_WUMS | Wisconsin | 55 | Door | 29 | 55029 | 0.1 | 10745 | 1952 | 9999 |  |  | N | Distillate Fuel Oil | [12 empty] | 3 | 1.6498 | 1.6498 | 1.6498 | 1.6498 | [11 empty] | Washington Island Electric Coop Inc | 100 | Washington Island Electric Coop Inc | 100
natural gas peaker | Washington Island | 4148_G_5 | 4148 | G | 5 |  | Combustion Turbine | IC Engine | MIS_WUMS | Wisconsin | 55 | Door | 29 | 55029 | 0.5 | 10889 | 1968 | 9999 |  |  | N | Distillate Fuel Oil | [12 empty] | 3 | 1.6498 | 1.6498 | 1.6498 | 1.6498 | [11 empty] | Washington Island Electric Coop Inc | 100 | Washington Island Electric Coop Inc | 100
natural gas peaker | Washington Island | 4148_G_6 | 4148 | G | 6 |  | Combustion Turbine | IC Engine | MIS_WUMS | Wisconsin | 55 | Door | 29 | 55029 | 0.9 | 10924 | 1972 | 9999 |  |  | N | Distillate Fuel Oil | [12 empty] | 3 | 1.6498 | 1.6498 | 1.6498 | 1.6498 | [11 empty] | Washington Island Electric Coop Inc | 100 | Washington Island Electric Coop Inc | 100
natural gas peaker | Washington Island | 4148_G_7 | 4148 | G | 7 |  | Combustion Turbine | IC Engine | MIS_WUMS | Wisconsin | 55 | Door | 29 | 55029 | 1.6 | 11019 | 1997 | 9999 |  |  | N | Distillate Fuel Oil | [12 empty] | 3 | 1.6498 | 1.6498 | 1.6498 | 1.6498 | [11 empty] | Washington Island Electric Coop Inc | 100 | Washington Island Electric Coop Inc | 100
natural gas peaker | Washington Island | 4148_G_8 | 4148 | G | 8 |  | Combustion Turbine | IC Engine | MIS_WUMS | Wisconsin | 55 | Door | 29 | 55029 | 1.6 | 10891 | 1997 | 9999 |  |  | N | Distillate Fuel Oil | [12 empty] | 3 | 1.6498 | 1.6498 | 1.6498 | 1.6498 | [11 empty] | Washington Island Electric Coop Inc | 100 | Washington Island Electric Coop Inc | 100
hard coal | Dave Johnston | 4158_B_BW41 | 4158 | B | BW41 | 2633 | Coal Steam |  | WECC_WY | Wyoming | 56 | Converse | 9 | 56009 | 93 | 11001 | 1959 | 2029 | wall | dry | N | Subbituminous |  |  |  | LNB |  |  |  | ESPC | No | ACI | 2015 |  | 1.2 | 0.37118 | 0.37118 | 0.1987 | 0.1987 | 0.1 | 0.1 | 0.1 | 0 | [7 empty] | PacifiCorp | 100 | Berkshire Hathaway Inc | 100
hard coal | Dave Johnston | 4158_B_BW44 | 4158 | B | BW44 | 2636 | Coal Steam |  | WECC_WY | Wyoming | 56 | Converse | 9 | 56009 | 330 | 11341 | 1959 | 2039 | tangential | dry | N | Subbituminous | Dry Scrubber | 2012 | 0.907 | LNC2 |  |  |  | B | NA | ACI | 2015 |  | 0.15 | 0.13319 | 0.13319 | 0.13319 | 0.13319 | 0.1 | 0.1 | 0.1 | 0.957 | [6 empty] | Yes | PacifiCorp | 100 | Berkshire Hathaway Inc | 100
hard coal | Dave Johnston | 4158_B_BW42 | 4158 | B | BW42 | 2634 | Coal Steam |  | WECC_WY | Wyoming | 56 | Converse | 9 | 56009 | 105 | 10996 | 1961 | 2029 | wall | dry | N | Subbituminous |  |  |  | LNB |  |  |  | ESPC | No | ACI | 2015 |  | 1.2 | 0.39384 | 0.39384 | 0.1987 | 0.1987 | 0.1 | 0.1 | 0.1 | 0 | [7 empty] | PacifiCorp | 100 | Berkshire Hathaway Inc | 100
hard coal | Naughton | 4162_B_3 | 4162 | B | 3 | 2639 | Coal Steam |  | WECC_WY | Wyoming | 56 | Lincoln | 23 | 56023 | 330 | 10804 | 1963 | 2029 | tangential | dry | N | Subbituminous |  |  |  | LNC2 |  |  |  | ESPC | Yes |  |  |  | 0.5 | 0.24287 | 0.24287 | 0.1469 | 0.1469 | 0.64 | 0.1 | 1 | 0 |  |  |  |  | C2G | 2019 | Yes | PacifiCorp | 100 | Berkshire Hathaway Inc | 100
hydro | Fremont Canyon | 4176_G_2 | 4176 | G | 2 |  | Hydro |  | WECC_WY | Wyoming | 56 | Natrona | 25 | 56025 | 33.4 | 0 | 1960 | 9999 |  |  | N | Hydro | [13 empty] | 0 | 0 | 0 | 0 | [11 empty] | U S Bureau of Reclamation | 100 | U S Bureau of Reclamation | 100
hydro | Fremont Canyon | 4176_G_1 | 4176 | G | 1 |  | Hydro |  | WECC_WY | Wyoming | 56 | Natrona | 25 | 56025 | 33.4 | 0 | 1961 | 9999 |  |  | N | Hydro | [13 empty] | 0 | 0 | 0 | 0 | [11 empty] | U S Bureau of Reclamation | 100 | U S Bureau of Reclamation | 100
hydro | Glendo | 4177_G_1 | 4177 | G | 1 |  | Hydro |  | WECC_WY | Wyoming | 56 | Platte | 31 | 56031 | 19 | 0 | 1958 | 9999 |  |  | N | Hydro | [13 empty] | 0 | 0 | 0 | 0 | [11 empty] | U S Bureau of Reclamation | 100 | U S Bureau of Reclamation | 100
hydro | Glendo | 4177_G_2 | 4177 | G | 2 |  | Hydro |  | WECC_WY | Wyoming | 56 | Platte | 31 | 56031 | 19 | 0 | 1959 | 9999 |  |  | N | Hydro | [13 empty] | 0 | 0 | 0 | 0 | [11 empty] | U S Bureau of Reclamation | 100 | U S Bureau of Reclamation | 100
hydro | Guernsey | 4178_G_1 | 4178 | G | 1 |  | Hydro |  | WECC_WY | Wyoming | 56 | Platte | 31 | 56031 | 3.2 | 0 | 1927 | 9999 |  |  | N | Hydro | [13 empty] | 0 | 0 | 0 | 0 | [11 empty] | U S Bureau of Reclamation | 100 | U S Bureau of Reclamation | 100
hydro | Guernsey | 4178_G_2 | 4178 | G | 2 |  | Hydro |  | WECC_WY | Wyoming | 56 | Platte | 31 | 56031 | 3.2 | 0 | 1928 | 9999 |  |  | N | Hydro | [13 empty] | 0 | 0 | 0 | 0 | [11 empty] | U S Bureau of Reclamation | 100 | U S Bureau of Reclamation | 100
hydro | Kortes | 4180_G_2 | 4180 | G | 2 |  | Hydro |  | WECC_WY | Wyoming | 56 | Carbon | 7 | 56007 | 12.2 | 0 | 1950 | 9999 |  |  | N | Hydro | [13 empty] | 0 | 0 | 0 | 0 | [11 empty] | U S Bureau of Reclamation | 100 | U S Bureau of Reclamation | 100
hydro | Kortes | 4180_G_3 | 4180 | G | 3 |  | Hydro |  | WECC_WY | Wyoming | 56 | Carbon | 7 | 56007 | 12.2 | 0 | 1950 | 9999 |  |  | N | Hydro | [13 empty] | 0 | 0 | 0 | 0 | [11 empty] | U S Bureau of Reclamation | 100 | U S Bureau of Reclamation | 100
hydro | Kortes | 4180_G_1 | 4180 | G | 1 |  | Hydro |  | WECC_WY | Wyoming | 56 | Carbon | 7 | 56007 | 12.2 | 0 | 1951 | 9999 |  |  | N | Hydro | [13 empty] | 0 | 0 | 0 | 0 | [11 empty] | U S Bureau of Reclamation | 100 | U S Bureau of Reclamation | 100
hydro | Seminoe | 4182_G_1 | 4182 | G | 1 |  | Hydro |  | WECC_WY | Wyoming | 56 | Carbon | 7 | 56007 | 17.2 | 0 | 1939 | 9999 |  |  | N | Hydro | [13 empty] | 0 | 0 | 0 | 0 | [11 empty] | U S Bureau of Reclamation | 100 | U S Bureau of Reclamation | 100
hydro | Seminoe | 4182_G_2 | 4182 | G | 2 |  | Hydro |  | WECC_WY | Wyoming | 56 | Carbon | 7 | 56007 | 17.2 | 0 | 1939 | 9999 |  |  | N | Hydro | [13 empty] | 0 | 0 | 0 | 0 | [11 empty] | U S Bureau of Reclamation | 100 | U S Bureau of Reclamation | 100
hydro | Seminoe | 4182_G_3 | 4182 | G | 3 |  | Hydro |  | WECC_WY | Wyoming | 56 | Carbon | 7 | 56007 | 17.2 | 0 | 1939 | 9999 |  |  | N | Hydro | [13 empty] | 0 | 0 | 0 | 0 | [11 empty] | U S Bureau of Reclamation | 100 | U S Bureau of Reclamation | 100
hydro | Shoshone (WY) | 4183_G_1 | 4183 | G | 1 |  | Hydro |  | WECC_WY | Wyoming | 56 | Park | 29 | 56029 | 3 | 0 | 1922 | 9999 |  |  | N | Hydro | [13 empty] | 0 | 0 | 0 | 0 | [11 empty] | U S Bureau of Reclamation | 100 | U S Bureau of Reclamation | 100
hydro | Fontenelle | 4185_G_1 | 4185 | G | 1 |  | Hydro |  | WECC_WY | Wyoming | 56 | Lincoln | 23 | 56023 | 11.2 | 0 | 1968 | 9999 |  |  | N | Hydro | [13 empty] | 0 | 0 | 0 | 0 | [11 empty] | U S Bureau of Reclamation | 100 | U S Bureau of Reclamation | 100
natural gas steam turbine | Powerlane Plant | 4195_B_1 | 4195 | B | 1 |  | O/G Steam |  | ERC_REST | Texas | 48 | Hunt | 231 | 48231 | 17.5 | 14500 | 1965 | 9999 |  |  | N | Natural Gas | [12 empty] | 1.157 | 0.21238 | 0.21238 | 0.21238 | 0.21238 | [11 empty] | Greenville Electric Utility System | 100 | Greenville Electric Utility System | 100
natural gas steam turbine | Powerlane Plant | 4195_B_2 | 4195 | B | 2 | 2640 | O/G Steam |  | ERC_REST | Texas | 48 | Hunt | 231 | 48231 | 24 | 14500 | 1967 | 9999 | wall | dry | N | Natural Gas |  |  |  | OFA | [8 empty] | 1.157 | 0.1983 | 0.1983 | 0.1983 | 0.1983 | [11 empty] | Greenville Electric Utility System | 100 | Greenville Electric Utility System | 100
natural gas steam turbine | Powerlane Plant | 4195_B_3 | 4195 | B | 3 | 2641 | O/G Steam |  | ERC_REST | Texas | 48 | Hunt | 231 | 48231 | 41 | 14500 | 1977 | 9999 | wall | dry | N | Natural Gas |  |  |  | OFA | [8 empty] | 1.157 | 0.19927 | 0.19927 | 0.19927 | 0.19927 | [11 empty] | Greenville Electric Utility System | 100 | Greenville Electric Utility System | 100
natural gas peaker | Powerlane Plant | 4195_G_EP | 4195 | G | EP |  | Combustion Turbine | IC Engine | ERC_REST | Texas | 48 | Hunt | 231 | 48231 | 8.2 | 12400 | 2010 | 9999 |  |  | N | Natural Gas | [13 empty] | 0.06938 | 0.06938 | 0.06938 | 0.06938 | [11 empty] | Greenville Electric Utility System | 100 | Greenville Electric Utility System | 100
natural gas peaker | Powerlane Plant | 4195_G_EP2 | 4195 | G | EP2 |  | Combustion Turbine | IC Engine | ERC_REST | Texas | 48 | Hunt | 231 | 48231 | 8.2 | 12399 | 2010 | 9999 |  |  | N | Natural Gas | [13 empty] | 0.06553 | 0.06553 | 0.06553 | 0.06553 | [11 empty] | Greenville Electric Utility System | 100 | Greenville Electric Utility System | 100
natural gas peaker | Powerlane Plant | 4195_G_EP3 | 4195 | G | EP3 |  | Combustion Turbine | IC Engine | ERC_REST | Texas | 48 | Hunt | 231 | 48231 | 8.2 | 12399 | 2010 | 9999 |  |  | N | Natural Gas | [13 empty] | 0.06728 | 0.06728 | 0.06728 | 0.06728 | [11 empty] | Greenville Electric Utility System | 100 | Greenville Electric Utility System | 100
hydro | Combined Locks | 4201_G_HC1 | 4201 | G | HC1 |  | Hydro |  | MIS_WUMS | Wisconsin | 55 | Outagamie | 87 | 55087 | 3.1 | 0 | 1988 | 9999 |  |  | N | Hydro | [13 empty] | 0 | 0 | 0 | 0 | [11 empty] | Kaukauna WI (City of) | 100 | Kaukauna WI (City of) | 100
hydro | Combined Locks | 4201_G_HC2 | 4201 | G | HC2 |  | Hydro |  | MIS_WUMS | Wisconsin | 55 | Outagamie | 87 | 55087 | 3.1 | 0 | 1988 | 9999 |  |  | N | Hydro | [13 empty] | 0 | 0 | 0 | 0 | [11 empty] | Kaukauna WI (City of) | 100 | Kaukauna WI (City of) | 100
hydro | Island Park | 4204_G_HY1 | 4204 | G | HY1 |  | Hydro |  | WECC_ID | Idaho | 16 | Fremont | 43 | 16043 | 2.4 | 0 | 1994 | 9999 |  |  | N | Hydro | [13 empty] | 0 | 0 | 0 | 0 | [11 empty] | Fall River Rural Electric Coop Inc | 100 | Fall River Rural Electric Coop Inc | 100
hydro | Island Park | 4204_G_HY2 | 4204 | G | HY2 |  | Hydro |  | WECC_ID | Idaho | 16 | Fremont | 43 | 16043 | 2.4 | 0 | 1994 | 9999 |  |  | N | Hydro | [13 empty] | 0 | 0 | 0 | 0 | [11 empty] | Fall River Rural Electric Coop Inc | 100 | Fall River Rural Electric Coop Inc | 100
hydro | PHP 1 | 4213_G_1 | 4213 | G | 1 |  | Hydro |  | WECC_PNW | Oregon | 41 | Multnomah | 51 | 41051 | 24 | 0 | 1982 | 9999 |  |  | N | Hydro | [13 empty] | 0 | 0 | 0 | 0 | [11 empty] | Portland OR (City of) | 100 | Portland (City of) | 100
hydro | PHP 2 | 4214_G_2 | 4214 | G | 2 |  | Hydro |  | WECC_PNW | Oregon | 41 | Clackamas | 5 | 41005 | 13.5 | 0 | 1982 | 9999 |  |  | N | Hydro | [13 empty] | 0 | 0 | 0 | 0 | [11 empty] | Portland OR (City of) | 100 | Portland (City of) | 100
natural gas peaker | Logan City | 4251_G_1 | 4251 | G | 1 |  | Combustion Turbine |  | WECC_UT | Utah | 49 | Cache | 5 | 49005 | 4.5 | 25000 | 2002 | 9999 |  |  | N | Natural Gas | [12 empty] | 0.85 | 0.23894 | 0.23894 | 0.23894 | 0.23894 | [11 empty] | Logan City Light & Power | 100 | Logan City Light & Power | 100
natural gas peaker | Logan City | 4251_G_2 | 4251 | G | 2 |  | Combustion Turbine |  | WECC_UT | Utah | 49 | Cache | 5 | 49005 | 4.5 | 25000 | 2002 | 9999 |  |  | N | Natural Gas | [12 empty] | 0.85 | 0.23894 | 0.23894 | 0.23894 | 0.23894 | [11 empty] | Logan City Light & Power | 100 | Logan City Light & Power | 100
natural gas peaker | Logan City | 4251_G_3 | 4251 | G | 3 |  | Combustion Turbine |  | WECC_UT | Utah | 49 | Cache | 5 | 49005 | 4.5 | 25000 | 2002 | 9999 |  |  | N | Natural Gas | [12 empty] | 0.85 | 0.23894 | 0.23894 | 0.23894 | 0.23894 | [11 empty] | Logan City Light & Power | 100 | Logan City Light & Power | 100
natural gas peaker | Walnut | 4256_G_1 | 4256 | G | 1 |  | Combustion Turbine |  | WEC_CALN | California | 6 | Stanislaus | 99 | 06099 | 23.5 | 25000 | 1986 | 9999 |  |  | N | Natural Gas, Distillate Fuel Oil | [12 empty] | 0.74 | 0.14108 | 0.14108 | 0.14108 | 0.14108 | [11 empty] | Turlock Irrigation District | 100 | Turlock Irrigation District | 100
natural gas peaker | Walnut | 4256_G_2 | 4256 | G | 2 |  | Combustion Turbine |  | WEC_CALN | California | 6 | Stanislaus | 99 | 06099 | 23.5 | 25000 | 1986 | 9999 |  |  | N | Natural Gas, Distillate Fuel Oil | [12 empty] | 0.74 | 0.03189 | 0.03189 | 0.03189 | 0.03189 | [11 empty] | Turlock Irrigation District | 100 | Turlock Irrigation District | 100
natural gas peaker | Easton 2 | 4257_G_21 | 4257 | G | 21 |  | Combustion Turbine | IC Engine | PJM_EMAC | Maryland | 24 | Talbot | 41 | 24041 | 6.2 | 12656 | 1978 | 9999 |  |  | N | Distillate Fuel Oil | [12 empty] | 2.106 | 2.9151 | 2.9151 | 2.9151 | 2.9151 | [11 empty] | Easton Utilities Commission | 100 | Easton Utilities | 100
natural gas peaker | Easton 2 | 4257_G_22 | 4257 | G | 22 |  | Combustion Turbine | IC Engine | PJM_EMAC | Maryland | 24 | Talbot | 41 | 24041 | 6.2 | 12656 | 1978 | 9999 |  |  | N | Distillate Fuel Oil | [12 empty] | 2.106 | 3.0907 | 3.0907 | 3.0907 | 3.0907 | [11 empty] | Easton Utilities Commission | 100 | Easton Utilities | 100
natural gas peaker | Easton 2 | 4257_G_23 | 4257 | G | 23 |  | Combustion Turbine | IC Engine | PJM_EMAC | Maryland | 24 | Talbot | 41 | 24041 | 6.3 | 12655 | 1989 | 9999 |  |  | N | Distillate Fuel Oil | [12 empty] | 2.106 | 3.0374 | 3.0374 | 3.0374 | 3.0374 | [11 empty] | Easton Utilities Commission | 100 | Easton Utilities | 100
natural gas peaker | Easton 2 | 4257_G_24 | 4257 | G | 24 |  | Combustion Turbine | IC Engine | PJM_EMAC | Maryland | 24 | Talbot | 41 | 24041 | 6.3 | 12656 | 1989 | 9999 |  |  | N | Distillate Fuel Oil | [12 empty] | 2.106 | 3.0374 | 3.0374 | 3.0374 | 3.0374 | [11 empty] | Easton Utilities Commission | 100 | Easton Utilities | 100
natural gas peaker | Easton 2 | 4257_G_201 | 4257 | G | 201 |  | Combustion Turbine | IC Engine | PJM_EMAC | Maryland | 24 | Talbot | 41 | 24041 | 1.5 | 12658 | 1995 | 9999 |  |  | N | Distillate Fuel Oil | [12 empty] | 0.3 | 2.3378 | 2.3378 | 2.3378 | 2.3378 | [11 empty] | Easton Utilities Commission | 100 | Easton Utilities | 100
natural gas peaker | Easton 2 | 4257_G_202 | 4257 | G | 202 |  | Combustion Turbine | IC Engine | PJM_EMAC | Maryland | 24 | Talbot | 41 | 24041 | 1.5 | 12658 | 1995 | 9999 |  |  | N | Distillate Fuel Oil | [12 empty] | 0.3 | 2.5367 | 2.5367 | 2.5367 | 2.5367 | [11 empty] | Easton Utilities Commission | 100 | Easton Utilities | 100
natural gas peaker | Easton 2 | 4257_G_203 | 4257 | G | 203 |  | Combustion Turbine |  | PJM_EMAC | Maryland | 24 | Talbot | 41 | 24041 | 4.5 | 13367 | 2004 | 9999 |  |  | N | Distillate Fuel Oil | [12 empty] | 0.3 | 0.10188 | 0.10188 | 0.10188 | 0.10188 | [11 empty] | Easton Utilities Commission | 100 | Easton Utilities | 100
natural gas peaker | Easton 2 | 4257_G_204 | 4257 | G | 204 |  | Combustion Turbine |  | PJM_EMAC | Maryland | 24 | Talbot | 41 | 24041 | 4.5 | 13382 | 2004 | 9999 |  |  | N | Distillate Fuel Oil | [12 empty] | 0.3 | 0.11883 | 0.11883 | 0.11883 | 0.11883 | [11 empty] | Easton Utilities Commission | 100 | Easton Utilities | 100
hydro | Greenup Hydro | 4258_G_1 | 4258 | G | 1 |  | Hydro |  | PJM_West | Ohio | 39 | Scioto | 145 | 39145 | 23.4 | 0 | 1982 | 9999 |  |  | N | Hydro | [13 empty] | 0 | 0 | 0 | 0 | [11 empty] | Hamilton Dept of Public Utilities | 100 | Hamilton Dept of Public Utilities | 100
hydro | Greenup Hydro | 4258_G_2 | 4258 | G | 2 |  | Hydro |  | PJM_West | Ohio | 39 | Scioto | 145 | 39145 | 23.4 | 0 | 1982 | 9999 |  |  | N | Hydro | [13 empty] | 0 | 0 | 0 | 0 | [11 empty] | Hamilton Dept of Public Utilities | 100 | Hamilton Dept of Public Utilities | 100
hydro | Greenup Hydro | 4258_G_3 | 4258 | G | 3 |  | Hydro |  | PJM_West | Ohio | 39 | Scioto | 145 | 39145 | 23.4 | 0 | 1982 | 9999 |  |  | N | Hydro | [13 empty] | 0 | 0 | 0 | 0 | [11 empty] | Hamilton Dept of Public Utilities | 100 | Hamilton Dept of Public Utilities | 100
hydro | Echo Dam | 4263_G_3 | 4263 | G | 3 |  | Hydro |  | WECC_UT | Utah | 49 | Summit | 43 | 49043 | 1 | 0 | 1987 | 9999 |  |  | N | Hydro | [13 empty] | 0 | 0 | 0 | 0 | [11 empty] | Bountiful City Light & Power | 100 | Bountiful City Light & Power | 100
hydro | Echo Dam | 4263_G_NA1 | 4263 | G | NA1 |  | Hydro |  | WECC_UT | Utah | 49 | Summit | 43 | 49043 | 1.7 | 0 | 1987 | 9999 |  |  | N | Hydro | [13 empty] | 0 | 0 | 0 | 0 | [11 empty] | Bountiful City Light & Power | 100 | Bountiful City Light & Power | 100
hydro | Echo Dam | 4263_G_NA2 | 4263 | G | NA2 |  | Hydro |  | WECC_UT | Utah | 49 | Summit | 43 | 49043 | 1.7 | 0 | 1987 | 9999 |  |  | N | Hydro | [13 empty] | 0 | 0 | 0 | 0 | [11 empty] | Bountiful City Light & Power | 100 | Bountiful City Light & Power | 100
natural gas steam turbine | Spencer | 4266_B_4 | 4266 | B | 4 | 2651 | O/G Steam |  | ERC_REST | Texas | 48 | Denton | 121 | 48121 | 61 | 11615 | 1966 | 9999 | wall | dry | N | Natural Gas |  |  |  | FR + LNB | [8 empty] | 0.006 | 0.05472 | 0.05472 | 0.05472 | 0.05472 | [11 empty] | Garland Power & Light | 100 | Garland Power & Light | 100
natural gas steam turbine | Spencer | 4266_B_5 | 4266 | B | 5 | 2652 | O/G Steam |  | ERC_REST | Texas | 48 | Denton | 121 | 48121 | 61 | 11615 | 1973 | 9999 | wall | dry | N | Natural Gas |  |  |  | FR + LNB | [8 empty] | 0.006 | 0.05744 | 0.05744 | 0.05744 | 0.05744 | [11 empty] | Garland Power & Light | 100 | Garland Power & Light | 100
nuclear | Waterford 3 | 4270_G_3 | 4270 | G | 3 |  | Nuclear |  | MIS_AMSO | Louisiana | 22 | St Charles | 89 | 22089 | 1165.4 | 10456 | 1985 | 9999 |  |  | N | Nuclear Fuel | [13 empty] | 0 | 0 | 0 | 0 | [11 empty] | Entergy Louisiana LLC | 100 | Entergy Corp | 100
hard coal | John P Madgett | 4271_B_B1 | 4271 | B | B1 | 2653 | Coal Steam |  | MIS_MNWI | Wisconsin | 55 | Buffalo | 11 | 55011 | 390 | 11241 | 1979 | 9999 | wall | dry | N | Subbituminous |  |  | 0.8385 | LNB | SCR | 2016 |  | ESPH + B | No | ACI | 2015 |  | 0.09 | 0.22684 | 0.07598 | 0.22684 | 0.07598 | 0.1 | 0.1 | 0.1 | 0.98 | Yes | 2015 | [5 empty] | Dairyland Power Coop | 100 | Dairyland Power Coop | 100
natural gas combined cycle | Thomas C Ferguson | 4937_G_CT-1 | 4937 | G | CT-1 | 90812 | Combined Cycle |  | ERC_REST | Texas | 48 | Llano | 299 | 48299 | 168 | 7050 | 2014 | 9999 |  |  | N | Natural Gas |  |  |  | DLNB + NH3 | SCR | [8 empty] | 0.0061904 | 0.0061904 | 0.0061904 | 0.0061904 | [11 empty] | Lower Colorado River Authority | 96.48 | Lower Colorado River Authority | 96.48
natural gas combined cycle | Thomas C Ferguson | 4937_G_CT-2 | 4937 | G | CT-2 | 90813 | Combined Cycle |  | ERC_REST | Texas | 48 | Llano | 299 | 48299 | 168 | 7050 | 2014 | 9999 |  |  | N | Natural Gas |  |  |  | DLNB + NH3 | SCR | [8 empty] | 0.0061904 | 0.0061904 | 0.0061904 | 0.0061904 | [11 empty] | Lower Colorado River Authority | 96.48 | Lower Colorado River Authority | 96.48
natural gas combined cycle | Thomas C Ferguson | 4937_G_STG | 4937 | G | STG | 90812 | Combined Cycle |  | ERC_REST | Texas | 48 | Llano | 299 | 48299 | 180 | 7050 | 2014 | 9999 | other |  | N | Natural Gas |  |  |  | NH3 | SCR | [8 empty] | 0.0061904 | 0.0061904 | 0.0061904 | 0.0061904 | [11 empty] | Lower Colorado River Authority | 96.48 | Lower Colorado River Authority | 96.48
natural gas steam turbine | Barney M Davis | 4939_B_1 | 4939 | B | 1 | 2658 | O/G Steam |  | ERC_REST | Texas | 48 | Nueces | 355 | 48355 | 300 | 11615 | 1974 | 9999 | tangential |  | N | Natural Gas | [12 empty] | 1.157 | 0.14328 | 0.14328 | 0.14328 | 0.14328 | [11 empty] | Topaz Power Group LLC | 100 | Carlyle Group (The) | 100
natural gas combined cycle | Barney M Davis | 4939_G_2 | 4939 | G | 2 | 90244 | Combined Cycle |  | ERC_REST | Texas | 48 | Nueces | 355 | 48355 | 319 | 7722 | 1976 | 9999 | tangential |  | N | Natural Gas |  |  |  |  | SCR | [8 empty] | 0.016704 | 0.016704 | 0.016704 | 0.016704 | [11 empty] | Topaz Power Group LLC | 100 | Carlyle Group (The) | 100
natural gas combined cycle | Barney M Davis | 4939_G_3 | 4939 | G | 3 | 90244 | Combined Cycle |  | ERC_REST | Texas | 48 | Nueces | 355 | 48355 | 157 | 7722 | 2010 | 9999 |  |  | N | Natural Gas |  |  |  | NH3 | SCR | [7 empty] | 0.06 | 0.016704 | 0.016704 | 0.016704 | 0.016704 | [11 empty] | Topaz Power Group LLC | 100 | Carlyle Group (The) | 100
natural gas combined cycle | Barney M Davis | 4939_G_4 | 4939 | G | 4 | 90245 | Combined Cycle |  | ERC_REST | Texas | 48 | Nueces | 355 | 48355 | 157 | 7722 | 2010 | 9999 |  |  | N | Natural Gas |  |  |  | NH3 | SCR | [7 empty] | 0.06 | 0.016704 | 0.016704 | 0.016704 | 0.016704 | [11 empty] | Topaz Power Group LLC | 100 | Carlyle Group (The) | 100
natural gas steam turbine | Riverside (OK) | 4940_B_1501 | 4940 | B | 1501 | 2660 | O/G Steam |  | SPP_WEST | Oklahoma | 40 | Tulsa | 143 | 40143 | 454 | 12031 | 1974 | 9999 | wall | dry | N | Natural Gas |  |  |  | LNB + OFA | [8 empty] | 0.52 | 0.23602 | 0.23602 | 0.23602 | 0.23602 | [11 empty] | Public Service Co of Oklahoma | 100 | American Electric Power Co Inc | 100
natural gas steam turbine | Riverside (OK) | 4940_B_1502 | 4940 | B | 1502 | 2661 | O/G Steam |  | SPP_WEST | Oklahoma | 40 | Tulsa | 143 | 40143 | 455 | 11920 | 1976 | 9999 | wall | dry | N | Natural Gas |  |  |  | LNB + OFA | [8 empty] | 0.52 | 0.25459 | 0.25459 | 0.25459 | 0.25459 | [11 empty] | Public Service Co of Oklahoma | 100 | American Electric Power Co Inc | 100
natural gas peaker | Riverside (OK) | 4940_G_IC1 | 4940 | G | IC1 |  | Combustion Turbine | IC Engine | SPP_WEST | Oklahoma | 40 | Tulsa | 143 | 40143 | 2.8 | 12283 | 1976 | 9999 |  |  | N | Distillate Fuel Oil | [12 empty] | 0.8 | 1.6498 | 1.6498 | 1.6498 | 1.6498 | [11 empty] | Public Service Co of Oklahoma | 100 | American Electric Power Co Inc | 100
natural gas peaker | Riverside (OK) | 4940_G_3 | 4940 | G | 3 | 91251 | Combustion Turbine |  | SPP_WEST | Oklahoma | 40 | Tulsa | 143 | 40143 | 79 | 12093 | 2008 | 9999 |  |  | N | Natural Gas |  |  |  | CM | [9 empty] | 0.12796 | 0.12796 | 0.12796 | 0.12796 | [11 empty] | Public Service Co of Oklahoma | 100 | American Electric Power Co Inc | 100
natural gas peaker | Riverside (OK) | 4940_G_4 | 4940 | G | 4 | 91252 | Combustion Turbine |  | SPP_WEST | Oklahoma | 40 | Tulsa | 143 | 40143 | 79 | 12094 | 2008 | 9999 |  |  | N | Natural Gas |  |  |  | CM | [9 empty] | 0.10776 | 0.10776 | 0.10776 | 0.10776 | [11 empty] | Public Service Co of Oklahoma | 100 | American Electric Power Co Inc | 100
natural gas peaker | Cumberland (NJ) | 5083_G_CUMB | 5083 | G | CUMB | 2668 | Combustion Turbine |  | PJM_EMAC | New Jersey | 34 | Cumberland | 11 | 34011 | 86.6 | 10745 | 1990 | 9999 |  |  | N | Natural Gas, Distillate Fuel Oil |  |  |  | H2O | [8 empty] | 0.21 | 0.08341 | 0.08341 | 0.08341 | 0.08341 | [11 empty] | Calpine New Jersey Generation LLC | 100 | Energy Capital Partners | 100
natural gas peaker | Cumberland (NJ) | 5083_G_CUMB2 | 5083 | G | CUMB2 | 90246 | Combustion Turbine |  | PJM_EMAC | New Jersey | 34 | Cumberland | 11 | 34011 | 96.5 | 10745 | 2009 | 9999 |  |  | N | Natural Gas, Distillate Fuel Oil |  |  |  | H2O | SCR | [8 empty] | 0.00934 | 0.00883 | 0.00934 | 0.00883 | [11 empty] | Calpine New Jersey Generation LLC | 100 | Energy Capital Partners | 100
nuclear | Donald C Cook | 6000_G_1 | 6000 | G | 1 |  | Nuclear |  | PJM_West | Michigan | 26 | Berrien | 21 | 26021 | 1009 | 10456 | 1975 | 9999 |  |  | N | Nuclear Fuel | [13 empty] | 0 | 0 | 0 | 0 | [11 empty] | Indiana Michigan Power Co | 100 | American Electric Power Co Inc | 100
nuclear | Donald C Cook | 6000_G_2 | 6000 | G | 2 |  | Nuclear |  | PJM_West | Michigan | 26 | Berrien | 21 | 26021 | 1168 | 10456 | 1978 | 9999 |  |  | N | Nuclear Fuel | [13 empty] | 0 | 0 | 0 | 0 | [11 empty] | Indiana Michigan Power Co | 100 | American Electric Power Co Inc | 100
nuclear | Joseph M Farley | 6001_G_1 | 6001 | G | 1 |  | Nuclear |  | S_SOU | Alabama | 1 | Houston | 69 | 01069 | 908 | 10456 | 1977 | 9999 |  |  | N | Nuclear Fuel | [13 empty] | 0 | 0 | 0 | 0 | [11 empty] | Alabama Power Co | 100 | Southern Co | 100
nuclear | Joseph M Farley | 6001_G_2 | 6001 | G | 2 |  | Nuclear |  | S_SOU | Alabama | 1 | Houston | 69 | 01069 | 920 | 10456 | 1981 | 9999 |  |  | N | Nuclear Fuel | [13 empty] | 0 | 0 | 0 | 0 | [11 empty] | Alabama Power Co | 100 | Southern Co | 100
hard coal | James H Miller Jr | 6002_B_1 | 6002 | B | 1 | 2669 | Coal Steam |  | S_SOU | Alabama | 1 | Jefferson | 73 | 01073 | 688 | 10102 | 1978 | 9999 | wall | dry | N | Subbituminous | Wet Scrubber | 2011 | 0.95 | LNB | SCR | 2005 |  | ESPC + WS | No | ACI | 2016 |  | 1.2 | 0.2653 | 0.06354 | 0.2653 | 0.06354 | 0.1 | 0.1 | 0.1 | 0.99 | [7 empty] | Alabama Power Co | 91.84 | Southern Co | 91.84
hard coal | James H Miller Jr | 6002_B_2 | 6002 | B | 2 | 2670 | Coal Steam |  | S_SOU | Alabama | 1 | Jefferson | 73 | 01073 | 695 | 10098 | 1985 | 9999 | wall | dry | N | Subbituminous | Wet Scrubber | 2010 | 0.95 | LNB | SCR | 2005 |  | ESPC + WS | No | ACI | 2016 |  | 1.2 | 0.2713 | 0.06641 | 0.2713 | 0.06641 | 0.1 | 0.1 | 0.1 | 0.99 | [7 empty] | Alabama Power Co | 91.84 | Southern Co | 91.84
hard coal | James H Miller Jr | 6002_B_3 | 6002 | B | 3 | 2671 | Coal Steam |  | S_SOU | Alabama | 1 | Jefferson | 73 | 01073 | 687 | 10001 | 1989 | 9999 | wall | dry | N | Subbituminous | Wet Scrubber | 2009 | 0.95 | LNB | SCR | 2003 |  | ESPC + WS | No | ACI | 2016 |  | 1.2 | 0.3303 | 0.07753 | 0.3303 | 0.07753 | 0.1 | 0.1 | 0.1 | 0.99 | [7 empty] | Alabama Power Co | 100 | Southern Co | 100
hard coal | James H Miller Jr | 6002_B_4 | 6002 | B | 4 | 2672 | Coal Steam |  | S_SOU | Alabama | 1 | Jefferson | 73 | 01073 | 699 | 10011 | 1991 | 9999 | wall | dry | N | Subbituminous | Wet Scrubber | 2010 | 0.95 | LNB | SCR | 2003 |  | ESPC + WS | No | ACI | 2016 |  | 1.2 | 0.3166 | 0.06564 | 0.3166 | 0.06564 | 0.1 | 0.1 | 0.1 | 0.99 | [7 empty] | Alabama Power Co | 100 | Southern Co | 100
hydro | Racine | 6006_G_2 | 6006 | G | 2 |  | Hydro |  | PJM_West | Ohio | 39 | Meigs | 105 | 39105 | 10 | 0 | 1982 | 9999 |  |  | N | Hydro | [13 empty] | 0 | 0 | 0 | 0 | [11 empty] | Eagle Creek Racine Hydro LLC | 100 | Ontario Power Generation Inc | 100
hydro | Racine | 6006_G_1 | 6006 | G | 1 |  | Hydro |  | PJM_West | Ohio | 39 | Meigs | 105 | 39105 | 10 | 0 | 1983 | 9999 |  |  | N | Hydro | [13 empty] | 0 | 0 | 0 | 0 | [11 empty] | Eagle Creek Racine Hydro LLC | 100 | Ontario Power Generation Inc | 100
nuclear | Palo Verde | 6008_G_1 | 6008 | G | 1 |  | Nuclear |  | WECC_AZ | Arizona | 4 | Maricopa | 13 | 04013 | 1311 | 10456 | 1986 | 9999 |  |  | N | Nuclear Fuel | [13 empty] | 0 | 0 | 0 | 0 | [11 empty] | Arizona Public Service Co | 29.1 | Pinnacle West Capital Corp | 29.1
nuclear | Palo Verde | 6008_G_2 | 6008 | G | 2 |  | Nuclear |  | WECC_AZ | Arizona | 4 | Maricopa | 13 | 04013 | 1314 | 10456 | 1986 | 9999 |  |  | N | Nuclear Fuel | [13 empty] | 0 | 0 | 0 | 0 | [11 empty] | Arizona Public Service Co | 29.1 | Pinnacle West Capital Corp | 29.1
nuclear | Palo Verde | 6008_G_3 | 6008 | G | 3 |  | Nuclear |  | WECC_AZ | Arizona | 4 | Maricopa | 13 | 04013 | 1312 | 10456 | 1988 | 9999 |  |  | N | Nuclear Fuel | [13 empty] | 0 | 0 | 0 | 0 | [11 empty] | Arizona Public Service Co | 29.1 | Pinnacle West Capital Corp | 29.1
hard coal | White Bluff | 6009_B_1 | 6009 | B | 1 | 2675 | Coal Steam |  | MIS_AR | Arkansas | 5 | Jefferson | 69 | 05069 | 818 | 10338 | 1980 | 9999 | tangential | dry | N | Subbituminous |  |  |  | LNC2 |  |  |  | ESPC | No | ACI | 2016 |  | 1.2 | 0.14692 | 0.14692 | 0.1469 | 0.1469 | 0.1 | 0.1 | 0.1 | 0 |  |  |  |  | C2G/Retire | 2029 | Yes | Entergy Arkansas LLC | 57 | Entergy Corp | 57
hard coal | White Bluff | 6009_B_2 | 6009 | B | 2 | 2676 | Coal Steam |  | MIS_AR | Arkansas | 5 | Jefferson | 69 | 05069 | 819 | 10206 | 1981 | 9999 | tangential | dry | N | Subbituminous |  |  |  | LNC2 |  |  |  | ESPC | No | ACI | 2016 |  | 1.2 | 0.15145 | 0.15145 | 0.1469 | 0.1469 | 0.1 | 0.1 | 0.1 | 0 |  |  |  |  | C2G/Retire | 2029 | Yes | Entergy Arkansas LLC | 57 | Entergy Corp | 57
nuclear | Calvert Cliffs Nuclear Power Plant | 6011_G_1 | 6011 | G | 1 |  | Nuclear |  | PJM_SMAC | Maryland | 24 | Calvert | 9 | 24009 | 872 | 10456 | 1975 | 9999 |  |  | N | Nuclear Fuel | [13 empty] | 0 | 0 | 0 | 0 | [11 empty] | Calvert Cliffs Nuclear Power Plant Inc | 100 | Exelon Corp | 100
nuclear | Calvert Cliffs Nuclear Power Plant | 6011_G_2 | 6011 | G | 2 |  | Nuclear |  | PJM_SMAC | Maryland | 24 | Calvert | 9 | 24009 | 853.8 | 10456 | 1977 | 9999 |  |  | N | Nuclear Fuel | [13 empty] | 0 | 0 | 0 | 0 | [11 empty] | Calvert Cliffs Nuclear Power Plant Inc | 100 | Exelon Corp | 100
hydro | Sherman | 6012_G_GEN1 | 6012 | G | GEN1 |  | Hydro |  | NENGREST | Massachusetts | 25 | Franklin | 11 | 25011 | 6.1 | 0 | 1926 | 9999 |  |  | N | Hydro | [13 empty] | 0 | 0 | 0 | 0 | [11 empty] | Great River Hydro LLC | 100 | ArcLight Capital Partners LLC | 100
natural gas steam turbine | Olive | 6013_G_O1 | 6013 | G | O1 | 2677 | O/G Steam |  | WEC_LADW | California | 6 | Los Angeles | 37 | 06037 | 44 | 14500 | 1959 | 9999 | wall | dry | N | Natural Gas |  |  |  | NH3 | SCR | [8 empty] | 0.13345 | 0.02669 | 0.13345 | 0.02669 | [11 empty] | Burbank Water & Power | 100 | Burbank Water & Power | 100
natural gas steam turbine | Olive | 6013_G_O2 | 6013 | G | O2 | 2678 | O/G Steam |  | WEC_LADW | California | 6 | Los Angeles | 37 | 06037 | 55 | 13587 | 1964 | 9999 | wall | dry | N | Natural Gas |  |  |  | NH3 | SCR | [8 empty] | 0.00212 | 0.00212 | 0.00212 | 0.00212 | [11 empty] | Burbank Water & Power | 100 | Burbank Water & Power | 100
nuclear | Brunswick Nuclear | 6014_G_2 | 6014 | G | 2 |  | Nuclear |  | S_VACA | North Carolina | 37 | Brunswick | 19 | 37019 | 932 | 10456 | 1975 | 9999 |  |  | N | Nuclear Fuel | [13 empty] | 0 | 0 | 0 | 0 | [11 empty] | Duke Energy Progress | 100 | Duke Energy Corp | 100
nuclear | Brunswick Nuclear | 6014_G_1 | 6014 | G | 1 |  | Nuclear |  | S_VACA | North Carolina | 37 | Brunswick | 19 | 37019 | 938 | 10456 | 1977 | 9999 |  |  | N | Nuclear Fuel | [13 empty] | 0 | 0 | 0 | 0 | [11 empty] | Duke Energy Progress | 100 | Duke Energy Corp | 100
nuclear | Harris | 6015_G_1 | 6015 | G | 1 |  | Nuclear |  | S_VACA | North Carolina | 37 | Wake | 183 | 37183 | 968 | 10456 | 1987 | 9999 |  |  | N | Nuclear Fuel | [13 empty] | 0 | 0 | 0 | 0 | [11 empty] | Duke Energy Progress | 100 | Duke Energy Corp | 100
hard coal | East Bend | 6018_B_2 | 6018 | B | 2 | 2682 | Coal Steam |  | PJM_West | Kentucky | 21 | Boone | 15 | 21015 | 600 | 10919 | 1981 | 2041 | wall | dry | N | Bituminous | Wet Scrubber | 1981 | 0.983 | LNB + OFA | SCR | 2002 |  | ESPH | No |  |  |  | 1.2 | 0.21412 | 0.09712 | 0.21412 | 0.09712 | 0.05 | 0.1 | 1 | 0.99 | [7 empty] | Duke Energy Kentucky | 100 | Duke Energy Corp | 100
hard coal | Craig (CO) | 6021_B_C2 | 6021 | B | C2 | 2685 | Coal Steam |  | WECC_CO | Colorado | 8 | Moffat | 81 | 08081 | 410 | 10240 | 1979 | 2029 | wall | dry | N | Subbituminous | Wet Scrubber | 1979 | 0.95 | LNBO | SCR | 2017 |  | B | NA |  |  |  | 0.11 | 0.24781 | 0.06288 | 0.24781 | 0.06288 | 0.1 | 0.1 | 0.56 | 0.99 | [6 empty] | Yes | Salt River Project | 29 | Salt River Project | 29
hard coal | Craig (CO) | 6021_B_C3 | 6021 | B | C3 | 2686 | Coal Steam |  | WECC_CO | Colorado | 8 | Moffat | 81 | 08081 | 448 | 10014 | 1984 | 2030 | wall | dry | N | Subbituminous | Dry Scrubber | 1984 | 0.85 | LNBO | SNCR |  | 2017 | B | NA | ACI | 2015 |  | 0.15 | 0.3241 | 0.2322 | 0.3241 | 0.2322 | 0.1 | 0.1 | 0.1 | 0.9 | [7 empty] | Tri State Generation & Transmission Association Inc | 100 | Tri State Generation & Transmission Association Inc | 100
nuclear | Braidwood Generation Station | 6022_G_1 | 6022 | G | 1 |  | Nuclear |  | PJM_COMD | Illinois | 17 | Will | 197 | 17197 | 1183 | 10456 | 1988 | 9999 |  |  | N | Nuclear Fuel | [13 empty] | 0 | 0 | 0 | 0 | [11 empty] | Exelon Generation Supply LLC | 100 | Exelon Corp | 100
nuclear | Braidwood Generation Station | 6022_G_2 | 6022 | G | 2 |  | Nuclear |  | PJM_COMD | Illinois | 17 | Will | 197 | 17197 | 1154 | 10456 | 1988 | 9999 |  |  | N | Nuclear Fuel | [13 empty] | 0 | 0 | 0 | 0 | [11 empty] | Exelon Generation Supply LLC | 100 | Exelon Corp | 100
nuclear | Byron Generating Station | 6023_G_1 | 6023 | G | 1 |  | Nuclear |  | PJM_COMD | Illinois | 17 | Ogle | 141 | 17141 | 1164 | 10456 | 1985 | 9999 |  |  | N | Nuclear Fuel | [13 empty] | 0 | 0 | 0 | 0 | [11 empty] | Exelon Generation Supply LLC | 100 | Exelon Corp | 100
nuclear | Byron Generating Station | 6023_G_2 | 6023 | G | 2 |  | Nuclear |  | PJM_COMD | Illinois | 17 | Ogle | 141 | 17141 | 1136 | 10456 | 1987 | 9999 |  |  | N | Nuclear Fuel | [13 empty] | 0 | 0 | 0 | 0 | [11 empty] | Exelon Generation Supply LLC | 100 | Exelon Corp | 100
nuclear | LaSalle Generating Station | 6026_G_1 | 6026 | G | 1 |  | Nuclear |  | PJM_COMD | Illinois | 17 | LaSalle | 99 | 17099 | 1130.5 | 10456 | 1984 | 9999 |  |  | N | Nuclear Fuel | [13 empty] | 0 | 0 | 0 | 0 | [11 empty] | Exelon Generation Supply LLC | 100 | Exelon Corp | 100
nuclear | LaSalle Generating Station | 6026_G_2 | 6026 | G | 2 |  | Nuclear |  | PJM_COMD | Illinois | 17 | LaSalle | 99 | 17099 | 1133.9 | 10456 | 1984 | 9999 |  |  | N | Nuclear Fuel | [13 empty] | 0 | 0 | 0 | 0 | [11 empty] | Exelon Generation Supply LLC | 100 | Exelon Corp | 100
hard coal | Coal Creek | 6030_B_1 | 6030 | B | 1 | 2692 | Coal Steam |  | MIS_MNWI | North Dakota | 38 | McLean | 55 | 38055 | 574 | 9950 | 1979 | 9999 | tangential | dry | Y | Lignite | Wet Scrubber | 1979 | 0.94 | LNC3 |  |  |  | ESPC | No | ACI | 2015 |  | 1.2 | 0.16493 | 0.16493 | 0.16493 | 0.16493 | 0.1 | 0.1 | 0.1 | 0.99 | [6 empty] | Yes | Great River Energy | 100 | Great River Energy | 100
hard coal | Coal Creek | 6030_B_2 | 6030 | B | 2 | 2693 | Coal Steam |  | MIS_MNWI | North Dakota | 38 | McLean | 55 | 38055 | 573 | 9950 | 1981 | 9999 | tangential | dry | Y | Lignite | Wet Scrubber | 1981 | 0.94 | LNC3 + OFA |  |  |  | ESPC | No | ACI | 2015 |  | 1.2 | 0.13067 | 0.13067 | 0.13067 | 0.13067 | 0.1 | 0.1 | 0.1 | 0.99 | [6 empty] | Yes | Great River Energy | 100 | Great River Energy | 100
natural gas peaker | Coal Creek | 6030_G_4 | 6030 | G | 4 |  | Combustion Turbine | IC Engine | MIS_MNWI | North Dakota | 38 | McLean | 55 | 38055 | 3 | 12283 | 2016 | 9999 |  |  | N | Distillate Fuel Oil | [13 empty] | 1.6498 | 1.6498 | 1.6498 | 1.6498 | [11 empty] | Great River Energy | 100 | Great River Energy | 100
natural gas peaker | Coal Creek | 6030_G_5 | 6030 | G | 5 |  | Combustion Turbine | IC Engine | MIS_MNWI | North Dakota | 38 | McLean | 55 | 38055 | 3 | 12283 | 2016 | 9999 |  |  | N | Distillate Fuel Oil | [13 empty] | 1.6498 | 1.6498 | 1.6498 | 1.6498 | [11 empty] | Great River Energy | 100 | Great River Energy | 100
natural gas peaker | Belle River | 6034_G_3 | 6034 | G | 3 |  | Combustion Turbine | IC Engine | MIS_LMI | Michigan | 26 | St Clair | 147 | 26147 | 3 | 15819 | 1981 | 9999 |  |  | N | Distillate Fuel Oil | [12 empty] | 1.67 | 1.6498 | 1.6498 | 1.6498 | 1.6498 | [11 empty] | DTE Electric Co | 100 | DTE Energy Co | 100
natural gas peaker | Belle River | 6034_G_4 | 6034 | G | 4 |  | Combustion Turbine | IC Engine | MIS_LMI | Michigan | 26 | St Clair | 147 | 26147 | 3 | 15947 | 1981 | 9999 |  |  | N | Distillate Fuel Oil | [12 empty] | 1.67 | 1.6498 | 1.6498 | 1.6498 | 1.6498 | [11 empty] | DTE Electric Co | 100 | DTE Energy Co | 100
natural gas peaker | Belle River | 6034_G_5 | 6034 | G | 5 |  | Combustion Turbine | IC Engine | MIS_LMI | Michigan | 26 | St Clair | 147 | 26147 | 3 | 15958 | 1981 | 9999 |  |  | N | Distillate Fuel Oil | [12 empty] | 1.67 | 1.6498 | 1.6498 | 1.6498 | 1.6498 | [11 empty] | DTE Electric Co | 100 | DTE Energy Co | 100
natural gas peaker | Belle River | 6034_G_IC1 | 6034 | G | IC1 |  | Combustion Turbine | IC Engine | MIS_LMI | Michigan | 26 | St Clair | 147 | 26147 | 2 | 15958 | 1981 | 9999 |  |  | N | Distillate Fuel Oil | [12 empty] | 1.67 | 1.6498 | 1.6498 | 1.6498 | 1.6498 | [11 empty] | DTE Electric Co | 100 | DTE Energy Co | 100
natural gas peaker | Belle River | 6034_G_IC2 | 6034 | G | IC2 |  | Combustion Turbine | IC Engine | MIS_LMI | Michigan | 26 | St Clair | 147 | 26147 | 3 | 15786 | 1981 | 9999 |  |  | N | Distillate Fuel Oil | [12 empty] | 1.67 | 1.6498 | 1.6498 | 1.6498 | 1.6498 | [11 empty] | DTE Electric Co | 100 | DTE Energy Co | 100
hard coal | Belle River | 6034_B_1 | 6034 | B | 1 | 2695 | Coal Steam |  | MIS_LMI | Michigan | 26 | St Clair | 147 | 26147 | 635 | 10336 | 1984 | 9999 | wall | dry | N | Subbituminous |  |  | 0.1981 | LNB |  |  |  | ESPC | No | ACI | 2015 |  | 1.2 | 0.18291 | 0.18291 | 0.18291 | 0.18291 | 0.1 | 0.1 | 0.1 | 0.98 | Yes | 2015 |  |  | C2G | 2026 |  | DTE Electric Co | 81.39 | DTE Energy Co | 81.39
hard coal | Belle River | 6034_B_2 | 6034 | B | 2 | 2696 | Coal Steam |  | MIS_LMI | Michigan | 26 | St Clair | 147 | 26147 | 635 | 10284 | 1985 | 9999 | wall | dry | N | Subbituminous |  |  | 0.1943 | LNB |  |  |  | ESPC | No | ACI | 2015 |  | 1.2 | 0.19163 | 0.19163 | 0.19163 | 0.19163 | 0.1 | 0.1 | 0.1 | 0.98 | Yes | 2015 |  |  | C2G | 2025 |  | DTE Electric Co | 81.39 | DTE Energy Co | 81.39
natural gas peaker | Belle River | 6034_G_12-1 | 6034 | G | 12-1 | 2697 | Combustion Turbine |  | MIS_LMI | Michigan | 26 | St Clair | 147 | 26147 | 75 | 12234 | 1999 | 9999 |  |  | N | Natural Gas |  |  |  | other | [8 empty] | 1.67 | 0.02801 | 0.02801 | 0.02801 | 0.02801 | [11 empty] | DTE Electric Co | 100 | DTE Energy Co | 100
natural gas peaker | Belle River | 6034_G_12-2 | 6034 | G | 12-2 | 2698 | Combustion Turbine |  | MIS_LMI | Michigan | 26 | St Clair | 147 | 26147 | 75 | 12234 | 1999 | 9999 |  |  | N | Natural Gas |  |  |  | other | [8 empty] | 1.67 | 0.03045 | 0.03045 | 0.03045 | 0.03045 | [11 empty] | DTE Electric Co | 100 | DTE Energy Co | 100
natural gas peaker | Belle River | 6034_G_13-1 | 6034 | G | 13-1 | 2699 | Combustion Turbine |  | MIS_LMI | Michigan | 26 | St Clair | 147 | 26147 | 74 | 12234 | 1999 | 9999 |  |  | N | Natural Gas |  |  |  | other | [8 empty] | 1.67 | 0.03242 | 0.03242 | 0.03242 | 0.03242 | [11 empty] | DTE Electric Co | 100 | DTE Energy Co | 100
natural gas steam turbine | Greenwood (MI) | 6035_B_1 | 6035 | B | 1 | 2700 | O/G Steam |  | MIS_LMI | Michigan | 26 | St Clair | 147 | 26147 | 785 | 10625 | 1979 | 9999 | wall | dry | N | Natural Gas, Distillate Fuel Oil |  |  |  | LNB | [8 empty] | 0.8 | 0.12916 | 0.12916 | 0.12916 | 0.12916 | [11 empty] | DTE Electric Co | 100 | DTE Energy Co | 100
natural gas peaker | Greenwood (MI) | 6035_G_11-1 | 6035 | G | 11-1 | 2701 | Combustion Turbine |  | MIS_LMI | Michigan | 26 | St Clair | 147 | 26147 | 75 | 12084 | 1999 | 9999 |  |  | N | Natural Gas | [12 empty] | 1.67 | 0.0301 | 0.0301 | 0.0301 | 0.0301 | [11 empty] | DTE Electric Co | 100 | DTE Energy Co | 100
natural gas peaker | Greenwood (MI) | 6035_G_11-2 | 6035 | G | 11-2 | 2702 | Combustion Turbine |  | MIS_LMI | Michigan | 26 | St Clair | 147 | 26147 | 75 | 12084 | 1999 | 9999 |  |  | N | Natural Gas | [12 empty] | 1.67 | 0.02951 | 0.02951 | 0.02951 | 0.02951 | [11 empty] | DTE Electric Co | 100 | DTE Energy Co | 100
natural gas peaker | Greenwood (MI) | 6035_G_11-3 | 6035 | G | 11-3 | 2703 | Combustion Turbine |  | MIS_LMI | Michigan | 26 | St Clair | 147 | 26147 | 74 | 12084 | 1999 | 9999 |  |  | N | Natural Gas | [12 empty] | 1.67 | 0.02593 | 0.02593 | 0.02593 | 0.02593 | [11 empty] | DTE Electric Co | 100 | DTE Energy Co | 100
nuclear | Catawba | 6036_G_1 | 6036 | G | 1 |  | Nuclear |  | S_VACA | South Carolina | 45 | York | 91 | 45091 | 1160.1 | 10456 | 1985 | 9999 |  |  | N | Nuclear Fuel | [13 empty] | 0 | 0 | 0 | 0 | [11 empty] | North Carolina Electric Membership Corp | 61.51 | North Carolina Electric Membership Corp | 61.51
nuclear | Catawba | 6036_G_2 | 6036 | G | 2 |  | Nuclear |  | S_VACA | South Carolina | 45 | York | 91 | 45091 | 1150.1 | 10456 | 1986 | 9999 |  |  | N | Nuclear Fuel | [13 empty] | 0 | 0 | 0 | 0 | [11 empty] | North Carolina Municipal Power Agency No 1 | 75 | North Carolina Municipal Power Agency No 1 | 75
nuclear | McGuire | 6038_G_1 | 6038 | G | 1 |  | Nuclear |  | S_VACA | North Carolina | 37 | Mecklenburg | 119 | 37119 | 1158 | 10456 | 1981 | 9999 |  |  | N | Nuclear Fuel | [13 empty] | 0 | 0 | 0 | 0 | [11 empty] | Duke Energy Carolinas | 100 | Duke Energy Corp | 100
nuclear | McGuire | 6038_G_2 | 6038 | G | 2 |  | Nuclear |  | S_VACA | North Carolina | 37 | Mecklenburg | 119 | 37119 | 1157.6 | 10456 | 1984 | 9999 |  |  | N | Nuclear Fuel | [13 empty] | 0 | 0 | 0 | 0 | [11 empty] | Duke Energy Carolinas | 100 | Duke Energy Corp | 100
nuclear | Beaver Valley | 6040_G_1 | 6040 | G | 1 |  | Nuclear |  | PJM_West | Pennsylvania | 42 | Beaver | 7 | 42007 | 907 | 10456 | 1976 | 9999 |  |  | N | Nuclear Fuel | [13 empty] | 0 | 0 | 0 | 0 | [11 empty] | Energy Harbor Nuclear Generation LLC | 100 | FirstEnergy Corp | 100
nuclear | Beaver Valley | 6040_G_2 | 6040 | G | 2 |  | Nuclear |  | PJM_West | Pennsylvania | 42 | Beaver | 7 | 42007 | 901 | 10456 | 1987 | 9999 |  |  | N | Nuclear Fuel | [13 empty] | 0 | 0 | 0 | 0 | [11 empty] | Energy Harbor Nuclear Generation LLC | 60.08 | FirstEnergy Corp | 100
hard coal | H L Spurlock | 6041_B_1 | 6041 | B | 1 | 2704 | Coal Steam |  | PJM_West | Kentucky | 21 | Mason | 161 | 21161 | 300 | 10121 | 1977 | 9999 | wall | dry | Y | Bituminous | Wet Scrubber | 2008 | 0.98 | LNB | SCR | 2008 |  | ESPC + WESP | No |  |  |  | 3 | 0.3723 | 0.08961 | 0.3723 | 0.08961 | 0.05 | 0.1 | 0.56 | 0.99 | [6 empty] | Yes | East Kentucky Power Coop | 100 | East Kentucky Power Coop | 100
hard coal | H L Spurlock | 6041_B_2 | 6041 | B | 2 | 2705 | Coal Steam |  | PJM_West | Kentucky | 21 | Mason | 161 | 21161 | 510 | 10048 | 1981 | 9999 | tangential | dry | Y | Bituminous | Wet Scrubber | 2008 | 0.95 | LNC1 | SCR | 2008 |  | ESPH + WESP | No |  |  |  | 1.2 | 0.2386 | 0.09032 | 0.2386 | 0.09032 | 0.05 | 0.1 | 1 | 0.99 | [6 empty] | Yes | East Kentucky Power Coop | 100 | East Kentucky Power Coop | 100
hard coal | H L Spurlock | 6041_B_3 | 6041 | B | 3 | 89571 | Coal Steam |  | PJM_West | Kentucky | 21 | Mason | 161 | 21161 | 268 | 10121 | 2005 | 9999 | FBC | dry | Y | Bituminous | Dry Scrubber | 2005 | 0.712 | CF | SNCR |  | 2005 | B | NA |  |  |  | 0.2 | 0.06645 | 0.06645 | 0.06645 | 0.06645 | 0.05 | 0.1 | 0.43 | 0.9782 | [7 empty] | East Kentucky Power Coop | 100 | East Kentucky Power Coop | 100
hard coal | H L Spurlock | 6041_B_4 | 6041 | B | 4 | 90241 | Coal Steam |  | PJM_West | Kentucky | 21 | Mason | 161 | 21161 | 268 | 10121 | 2009 | 9999 | FBC | dry | Y | Bituminous | Dry Scrubber | 2009 | 0.87 | CF | SNCR |  | 2009 | B | NA |  |  |  | 0.15 | 0.06234 | 0.06234 | 0.06234 | 0.06234 | 0.05 | 0.1 | 0.43 | 0.979 | [7 empty] | East Kentucky Power Coop | 100 | East Kentucky Power Coop | 100
natural gas steam turbine | Manatee | 6042_B_PMT1 | 6042 | B | PMT1 | 2706 | O/G Steam |  | FRCC | Florida | 12 | Manatee | 81 | 12081 | 809 | 11861 | 1976 | 9999 | wall | dry | N | Natural Gas, Residual Fuel Oil |  |  |  | FU + LNB + OFA | [8 empty] | 0.8 | 0.05722 | 0.05722 | 0.05722 | 0.05722 | [11 empty] | Florida Power & Light Co | 100 | NextEra Energy Inc | 100
natural gas steam turbine | Manatee | 6042_B_PMT2 | 6042 | B | PMT2 | 2707 | O/G Steam |  | FRCC | Florida | 12 | Manatee | 81 | 12081 | 809 | 11770 | 1977 | 9999 | wall | dry | N | Natural Gas, Residual Fuel Oil |  |  |  | FU + LNB + OFA | [8 empty] | 0.8 | 0.05297 | 0.05297 | 0.05297 | 0.05297 | [11 empty] | Florida Power & Light Co | 100 | NextEra Energy Inc | 100
natural gas combined cycle | Manatee | 6042_G_3 | 6042 | G | 3 | 88110 | Combined Cycle |  | FRCC | Florida | 12 | Manatee | 81 | 12081 | 453 | 7050 | 2005 | 9999 |  |  | N | Natural Gas |  |  |  | DLNB | SCR | [7 empty] | 0.001 | 0.0083838 | 0.0083838 | 0.0083838 | 0.0083838 | [11 empty] | Florida Power & Light Co | 100 | NextEra Energy Inc | 100
natural gas combined cycle | Manatee | 6042_G_A | 6042 | G | A | 88110 | Combined Cycle |  | FRCC | Florida | 12 | Manatee | 81 | 12081 | 199 | 7050 | 2005 | 9999 |  |  | N | Natural Gas |  |  |  | DLNB | SCR | [7 empty] | 0.001 | 0.0083838 | 0.0083838 | 0.0083838 | 0.0083838 | [11 empty] | Florida Power & Light Co | 100 | NextEra Energy Inc | 100
natural gas combined cycle | Manatee | 6042_G_B | 6042 | G | B | 88111 | Combined Cycle |  | FRCC | Florida | 12 | Manatee | 81 | 12081 | 199 | 7050 | 2005 | 9999 |  |  | N | Natural Gas |  |  |  | DLNB | SCR | [7 empty] | 0.001 | 0.0083838 | 0.0083838 | 0.0083838 | 0.0083838 | [11 empty] | Florida Power & Light Co | 100 | NextEra Energy Inc | 100
natural gas combined cycle | Manatee | 6042_G_C | 6042 | G | C | 88112 | Combined Cycle |  | FRCC | Florida | 12 | Manatee | 81 | 12081 | 199 | 7050 | 2005 | 9999 |  |  | N | Natural Gas |  |  |  | DLNB | SCR | [7 empty] | 0.001 | 0.0083838 | 0.0083838 | 0.0083838 | 0.0083838 | [11 empty] | Florida Power & Light Co | 100 | NextEra Energy Inc | 100
natural gas combined cycle | Manatee | 6042_G_D | 6042 | G | D | 88113 | Combined Cycle |  | FRCC | Florida | 12 | Manatee | 81 | 12081 | 173.5 | 7050 | 2005 | 9999 |  |  | N | Natural Gas |  |  |  | DLNB | SCR | [7 empty] | 0.001 | 0.0083838 | 0.0083838 | 0.0083838 | 0.0083838 | [11 empty] | Florida Power & Light Co | 100 | NextEra Energy Inc | 100
natural gas combined cycle | Martin | 6043_G_3GT1 | 6043 | G | 3GT1 | 2710 | Combined Cycle |  | FRCC | Florida | 12 | Martin | 85 | 12085 | 165 | 7230 | 1994 | 9999 |  |  | N | Natural Gas |  |  |  | DLNB | SCR | [7 empty] | 0.001 | 0.026791 | 0.026791 | 0.026791 | 0.026791 | [11 empty] | Florida Power & Light Co | 100 | NextEra Energy Inc | 100
natural gas combined cycle | Martin | 6043_G_3GT2 | 6043 | G | 3GT2 | 2711 | Combined Cycle |  | FRCC | Florida | 12 | Martin | 85 | 12085 | 165 | 7230 | 1994 | 9999 |  |  | N | Natural Gas |  |  |  | DLNB | SCR | [7 empty] | 0.001 | 0.026791 | 0.026791 | 0.026791 | 0.026791 | [11 empty] | Florida Power & Light Co | 100 | NextEra Energy Inc | 100
natural gas combined cycle | Martin | 6043_G_3ST | 6043 | G | 3ST | 2710 | Combined Cycle |  | FRCC | Florida | 12 | Martin | 85 | 12085 | 157 | 7230 | 1994 | 9999 | other |  | N | Natural Gas |  |  |  | DLNB | SCR | [7 empty] | 0.001 | 0.026791 | 0.026791 | 0.026791 | 0.026791 | [11 empty] | Florida Power & Light Co | 100 | NextEra Energy Inc | 100
natural gas combined cycle | Martin | 6043_G_4GT1 | 6043 | G | 4GT1 | 2712 | Combined Cycle |  | FRCC | Florida | 12 | Martin | 85 | 12085 | 165 | 7230 | 1994 | 9999 |  |  | N | Natural Gas |  |  |  | DLNB | SCR | [7 empty] | 0.001 | 0.026177 | 0.026177 | 0.026177 | 0.026177 | [11 empty] | Florida Power & Light Co | 100 | NextEra Energy Inc | 100
natural gas combined cycle | Martin | 6043_G_4GT2 | 6043 | G | 4GT2 | 2713 | Combined Cycle |  | FRCC | Florida | 12 | Martin | 85 | 12085 | 165 | 7230 | 1994 | 9999 |  |  | N | Natural Gas |  |  |  | DLNB | SCR | [7 empty] | 0.001 | 0.026177 | 0.026177 | 0.026177 | 0.026177 | [11 empty] | Florida Power & Light Co | 100 | NextEra Energy Inc | 100
natural gas combined cycle | Martin | 6043_G_4ST | 6043 | G | 4ST | 2712 | Combined Cycle |  | FRCC | Florida | 12 | Martin | 85 | 12085 | 157 | 7230 | 1994 | 9999 | other |  | N | Natural Gas |  |  |  | DLNB | SCR | [7 empty] | 0.001 | 0.026177 | 0.026177 | 0.026177 | 0.026177 | [11 empty] | Florida Power & Light Co | 100 | NextEra Energy Inc | 100
natural gas combined cycle | Martin | 6043_G_8A | 6043 | G | 8A | 2716 | Combined Cycle |  | FRCC | Florida | 12 | Martin | 85 | 12085 | 196.8 | 7230 | 2001 | 9999 |  |  | N | Natural Gas, Distillate Fuel Oil |  |  |  | DLNB + H2O | SCR | [8 empty] | 0.0073332 | 0.0073332 | 0.0073332 | 0.0073332 | [11 empty] | Florida Power & Light Co | 100 | NextEra Energy Inc | 100
natural gas combined cycle | Martin | 6043_G_8B | 6043 | G | 8B | 2717 | Combined Cycle |  | FRCC | Florida | 12 | Martin | 85 | 12085 | 196.8 | 7230 | 2001 | 9999 |  |  | N | Natural Gas, Distillate Fuel Oil |  |  |  | DLNB + H2O | SCR | [8 empty] | 0.0073332 | 0.0073332 | 0.0073332 | 0.0073332 | [11 empty] | Florida Power & Light Co | 100 | NextEra Energy Inc | 100
natural gas combined cycle | Martin | 6043_G_8 | 6043 | G | 8 | 2716 | Combined Cycle |  | FRCC | Florida | 12 | Martin | 85 | 12085 | 447.8 | 7230 | 2005 | 9999 |  |  | N | Natural Gas, Distillate Fuel Oil |  |  |  | LNB + NH3 | SCR | [7 empty] | 0.001 | 0.0073332 | 0.0073332 | 0.0073332 | 0.0073332 | [11 empty] | Florida Power & Light Co | 100 | NextEra Energy Inc | 100
natural gas combined cycle | Martin | 6043_G_8C | 6043 | G | 8C | 88114 | Combined Cycle |  | FRCC | Florida | 12 | Martin | 85 | 12085 | 196.8 | 7230 | 2005 | 9999 |  |  | N | Natural Gas, Distillate Fuel Oil |  |  |  | DLNB + H2O | SCR | [7 empty] | 0.001 | 0.0073332 | 0.0073332 | 0.0073332 | 0.0073332 | [11 empty] | Florida Power & Light Co | 100 | NextEra Energy Inc | 100
natural gas combined cycle | Martin | 6043_G_8D | 6043 | G | 8D | 88115 | Combined Cycle |  | FRCC | Florida | 12 | Martin | 85 | 12085 | 196.8 | 7230 | 2005 | 9999 |  |  | N | Natural Gas, Distillate Fuel Oil |  |  |  | DLNB + H2O | SCR | [7 empty] | 0.001 | 0.0073332 | 0.0073332 | 0.0073332 | 0.0073332 | [11 empty] | Florida Power & Light Co | 100 | NextEra Energy Inc | 100
nuclear | St Lucie | 6045_G_1 | 6045 | G | 1 |  | Nuclear |  | FRCC | Florida | 12 | St Lucie | 111 | 12111 | 981 | 10456 | 1976 | 9999 |  |  | N | Nuclear Fuel | [13 empty] | 0 | 0 | 0 | 0 | [11 empty] | Florida Power & Light Co | 100 | NextEra Energy Inc | 100
nuclear | St Lucie | 6045_G_2 | 6045 | G | 2 |  | Nuclear |  | FRCC | Florida | 12 | St Lucie | 111 | 12111 | 987 | 10456 | 1983 | 9999 |  |  | N | Nuclear Fuel | [13 empty] | 0 | 0 | 0 | 0 | [11 empty] | Florida Power & Light Co | 85.11 | NextEra Energy Inc | 85.11
natural gas peaker | DeBary | 6046_G_3 | 6046 | G | 3 |  | Combustion Turbine |  | FRCC | Florida | 12 | Volusia | 127 | 12127 | 50 | 13804 | 1975 | 9999 |  |  | N | Distillate Fuel Oil | [12 empty] | 0.501 | 0.46023 | 0.46023 | 0.46023 | 0.46023 | [11 empty] | Duke Energy Florida | 100 | Duke Energy Corp | 100
natural gas peaker | DeBary | 6046_G_5 | 6046 | G | 5 |  | Combustion Turbine |  | FRCC | Florida | 12 | Volusia | 127 | 12127 | 50 | 13800 | 1975 | 9999 |  |  | N | Distillate Fuel Oil | [12 empty] | 0.501 | 0.42462 | 0.42462 | 0.42462 | 0.42462 | [11 empty] | Duke Energy Florida | 100 | Duke Energy Corp | 100
natural gas peaker | DeBary | 6046_G_2 | 6046 | G | 2 |  | Combustion Turbine |  | FRCC | Florida | 12 | Volusia | 127 | 12127 | 48 | 13806 | 1976 | 9999 |  |  | N | Distillate Fuel Oil | [12 empty] | 0.501 | 0.46332 | 0.46332 | 0.46332 | 0.46332 | [11 empty] | Duke Energy Florida | 100 | Duke Energy Corp | 100
natural gas peaker | DeBary | 6046_G_4 | 6046 | G | 4 |  | Combustion Turbine |  | FRCC | Florida | 12 | Volusia | 127 | 12127 | 50 | 13802 | 1976 | 9999 |  |  | N | Distillate Fuel Oil | [12 empty] | 0.501 | 0.46873 | 0.46873 | 0.46873 | 0.46873 | [11 empty] | Duke Energy Florida | 100 | Duke Energy Corp | 100
natural gas peaker | DeBary | 6046_G_6 | 6046 | G | 6 |  | Combustion Turbine |  | FRCC | Florida | 12 | Volusia | 127 | 12127 | 51 | 13802 | 1976 | 9999 |  |  | N | Distillate Fuel Oil | [12 empty] | 0.501 | 0.40136 | 0.40136 | 0.40136 | 0.40136 | [11 empty] | Duke Energy Florida | 100 | Duke Energy Corp | 100
natural gas peaker | DeBary | 6046_G_10 | 6046 | G | 10 | 2718 | Combustion Turbine |  | FRCC | Florida | 12 | Volusia | 127 | 12127 | 75 | 13806 | 1992 | 9999 |  |  | N | Distillate Fuel Oil |  |  |  | H2O | [8 empty] | 0.301 | 0.13138 | 0.13138 | 0.13138 | 0.13138 | [11 empty] | Duke Energy Florida | 100 | Duke Energy Corp | 100
natural gas peaker | DeBary | 6046_G_7 | 6046 | G | 7 | 2719 | Combustion Turbine |  | FRCC | Florida | 12 | Volusia | 127 | 12127 | 79 | 13805 | 1992 | 9999 |  |  | N | Natural Gas, Distillate Fuel Oil |  |  |  | H2O | [8 empty] | 0.301 | 0.07673 | 0.07673 | 0.07673 | 0.07673 | [11 empty] | Duke Energy Florida | 100 | Duke Energy Corp | 100
natural gas peaker | DeBary | 6046_G_8 | 6046 | G | 8 | 2720 | Combustion Turbine |  | FRCC | Florida | 12 | Volusia | 127 | 12127 | 78 | 13806 | 1992 | 9999 |  |  | N | Natural Gas, Distillate Fuel Oil |  |  |  | H2O | [8 empty] | 0.301 | 0.07843 | 0.07843 | 0.07843 | 0.07843 | [11 empty] | Duke Energy Florida | 100 | Duke Energy Corp | 100
natural gas peaker | DeBary | 6046_G_9 | 6046 | G | 9 | 2721 | Combustion Turbine |  | FRCC | Florida | 12 | Volusia | 127 | 12127 | 80 | 13801 | 1992 | 9999 |  |  | N | Natural Gas, Distillate Fuel Oil |  |  |  | H2O | [8 empty] | 0.301 | 0.0758 | 0.0758 | 0.0758 | 0.0758 | [11 empty] | Duke Energy Florida | 100 | Duke Energy Corp | 100
hydro | Deerfield 2 | 6047_G_GEN1 | 6047 | G | GEN1 |  | Hydro |  | NENGREST | Massachusetts | 25 | Franklin | 11 | 25011 | 2.2 | 0 | 1913 | 9999 |  |  | N | Hydro | [13 empty] | 0 | 0 | 0 | 0 | [11 empty] | Great River Hydro LLC | 100 | ArcLight Capital Partners LLC | 100
hydro | Deerfield 2 | 6047_G_GEN2 | 6047 | G | GEN2 |  | Hydro |  | NENGREST | Massachusetts | 25 | Franklin | 11 | 25011 | 2.2 | 0 | 1913 | 9999 |  |  | N | Hydro | [13 empty] | 0 | 0 | 0 | 0 | [11 empty] | Great River Hydro LLC | 100 | ArcLight Capital Partners LLC | 100
hydro | Deerfield 2 | 6047_G_GEN3 | 6047 | G | GEN3 |  | Hydro |  | NENGREST | Massachusetts | 25 | Franklin | 11 | 25011 | 2.2 | 0 | 1913 | 9999 |  |  | N | Hydro | [13 empty] | 0 | 0 | 0 | 0 | [11 empty] | Great River Hydro LLC | 100 | ArcLight Capital Partners LLC | 100
natural gas peaker | West Tisbury Generating Facility | 6049_G_UN1 | 6049 | G | UN1 |  | Combustion Turbine | IC Engine | NENGREST | Massachusetts | 25 | Dukes | 7 | 25007 | 2.8 | 12153 | 1975 | 9999 |  |  | N | Distillate Fuel Oil | [12 empty] | 0.789 | 2.038 | 2.038 | 2.038 | 2.038 | [11 empty] | Stonepeak Kestrel Holdings LLC | 100 | Stonepeak Infrastructure Partners | 100
natural gas peaker | West Tisbury Generating Facility | 6049_G_UN2 | 6049 | G | UN2 |  | Combustion Turbine | IC Engine | NENGREST | Massachusetts | 25 | Dukes | 7 | 25007 | 2.8 | 12186 | 1975 | 9999 |  |  | N | Distillate Fuel Oil | [12 empty] | 0.789 | 2.7639 | 2.7639 | 2.7639 | 2.7639 | [11 empty] | Stonepeak Kestrel Holdings LLC | 100 | Stonepeak Infrastructure Partners | 100
nuclear | Edwin I Hatch | 6051_G_1 | 6051 | G | 1 |  | Nuclear |  | S_SOU | Georgia | 13 | Appling | 1 | 13001 | 876 | 10456 | 1975 | 9999 |  |  | N | Nuclear Fuel | [13 empty] | 0 | 0 | 0 | 0 | [11 empty] | Georgia Power Co | 50.1 | Southern Co | 50.1
nuclear | Edwin I Hatch | 6051_G_2 | 6051 | G | 2 |  | Nuclear |  | S_SOU | Georgia | 13 | Appling | 1 | 13001 | 883 | 10456 | 1979 | 9999 |  |  | N | Nuclear Fuel | [13 empty] | 0 | 0 | 0 | 0 | [11 empty] | Georgia Power Co | 50.1 | Southern Co | 50.1
natural gas peaker | Wansley | 6052_G_5A | 6052 | G | 5A | 90257 | Combustion Turbine |  | S_SOU | Georgia | 13 | Heard | 149 | 13149 | 49 | 25000 | 1980 | 9999 |  |  | N | Distillate Fuel Oil |  |  |  | H2O | [8 empty] | 0.052 | 1.1995 | 1.1995 | 1.1995 | 1.1995 | [11 empty] | Georgia Power Co | 53.5 | Southern Co | 53.5
hard coal | Big Cajun 2 | 6055_B_2B1 | 6055 | B | 2B1 | 2724 | Coal Steam |  | MIS_LA | Louisiana | 22 | Pointe Coupee | 77 | 22077 | 568 | 10438 | 1981 | 9999 | wall | dry | N | Subbituminous |  |  | 0.5237 | LNBO | SNCR |  | 2014 | ESPC | No | ACI | 2015 |  | 0.38 | 0.12481 | 0.12481 | 0.12481 | 0.12481 | 0.1 | 0.1 | 0.1 | 0.98 | Yes | 2015 |  |  |  |  | Yes | Louisiana Generating LLC | 100 | Cleco Corp | 100
hard coal | Big Cajun 2 | 6055_B_2B3 | 6055 | B | 2B3 | 2726 | Coal Steam |  | MIS_LA | Louisiana | 22 | Pointe Coupee | 77 | 22077 | 580 | 10438 | 1981 | 2032 | wall | dry | N | Subbituminous |  |  | 0.14 | LNBO | SNCR |  | 2014 | ESPC | No | ACI | 2015 |  | 0.45 | 0.12215 | 0.12215 | 0.12215 | 0.12215 | 0.1 | 0.1 | 0.1 | 0 | [7 empty] | Louisiana Generating LLC | 58 | Cleco Corp | 58
natural gas steam turbine | Big Cajun 2 | 6055_B_2B2 | 6055 | B | 2B2 | 2725 | O/G Steam |  | MIS_LA | Louisiana | 22 | Pointe Coupee | 77 | 22077 | 575 | 11615 | 1982 | 2032 | wall | dry | N | Natural Gas |  |  |  | LNBO + other | SNCR | [7 empty] | 1.2 | 0.08393 | 0.08393 | 0.08393 | 0.08393 | [11 empty] | Louisiana Generating LLC | 100 | Cleco Corp | 100
natural gas peaker | Cascade Creek | 6058_G_1 | 6058 | G | 1 | 90209 | Combustion Turbine |  | MIS_MNWI | Minnesota | 27 | Olmsted | 109 | 27109 | 27.9 | 10745 | 1975 | 9999 |  |  | N | Natural Gas, Distillate Fuel Oil |  |  |  | H2O | [9 empty] | 0.71728 | 0.71728 | 0.71728 | 0.71728 | [11 empty] | Rochester Dept Public Utilities | 100 | Rochester Dept Public Utilities | 100
natural gas peaker | Cascade Creek | 6058_G_2 | 6058 | G | 2 | 2727 | Combustion Turbine |  | MIS_MNWI | Minnesota | 27 | Olmsted | 109 | 27109 | 49.5 | 10745 | 2002 | 9999 |  |  | N | Natural Gas, Distillate Fuel Oil |  |  |  | H2O | [9 empty] | 0.11042 | 0.11042 | 0.11042 | 0.11042 | [11 empty] | Rochester Dept Public Utilities | 100 | Rochester Dept Public Utilities | 100
natural gas peaker | Coachella | 6060_G_1 | 6060 | G | 1 |  | Combustion Turbine |  | WECC_IID | California | 6 | Riverside | 65 | 06065 | 20.1 | 20519 | 1973 | 9999 |  |  | N | Natural Gas, Distillate Fuel Oil | [12 empty] | 0.74 | 0.33954 | 0.33954 | 0.33954 | 0.33954 | [11 empty] | Imperial Irrigation District | 100 | Imperial Irrigation District | 100
natural gas peaker | Coachella | 6060_G_2 | 6060 | G | 2 |  | Combustion Turbine |  | WECC_IID | California | 6 | Riverside | 65 | 06065 | 20 | 20520 | 1973 | 9999 |  |  | N | Natural Gas, Distillate Fuel Oil | [12 empty] | 0.74 | 0.33954 | 0.33954 | 0.33954 | 0.33954 | [11 empty] | Imperial Irrigation District | 100 | Imperial Irrigation District | 100
natural gas peaker | Coachella | 6060_G_3 | 6060 | G | 3 |  | Combustion Turbine |  | WECC_IID | California | 6 | Riverside | 65 | 06065 | 20.7 | 20520 | 1974 | 9999 |  |  | N | Natural Gas, Distillate Fuel Oil | [12 empty] | 0.74 | 0.05668 | 0.05668 | 0.05668 | 0.05668 | [11 empty] | Imperial Irrigation District | 100 | Imperial Irrigation District | 100
natural gas peaker | Coachella | 6060_G_4 | 6060 | G | 4 |  | Combustion Turbine |  | WECC_IID | California | 6 | Riverside | 65 | 06065 | 20.8 | 20519 | 1976 | 9999 |  |  | N | Natural Gas, Distillate Fuel Oil | [12 empty] | 0.74 | 0.33954 | 0.33954 | 0.33954 | 0.33954 | [11 empty] | Imperial Irrigation District | 100 | Imperial Irrigation District | 100
natural gas peaker | Electrifarm | 6063_G_1 | 6063 | G | 1 | 90086 | Combustion Turbine |  | MIS_MIDA | Iowa | 19 | Black Hawk | 13 | 19013 | 56.4 | 19079 | 1975 | 9999 |  |  | N | Natural Gas, Distillate Fuel Oil | [12 empty] | 0.7 | 0.38604 | 0.38604 | 0.38604 | 0.38604 | [11 empty] | MidAmerican Energy Co | 100 | Berkshire Hathaway Inc | 100
natural gas peaker | Electrifarm | 6063_G_2 | 6063 | G | 2 | 90087 | Combustion Turbine |  | MIS_MIDA | Iowa | 19 | Black Hawk | 13 | 19013 | 65.6 | 19091 | 1978 | 9999 |  |  | N | Natural Gas, Distillate Fuel Oil |  |  |  | H2O | [8 empty] | 0.7 | 0.25499 | 0.25499 | 0.25499 | 0.25499 | [11 empty] | MidAmerican Energy Co | 100 | Berkshire Hathaway Inc | 100
natural gas peaker | Electrifarm | 6063_G_3 | 6063 | G | 3 | 90088 | Combustion Turbine |  | MIS_MIDA | Iowa | 19 | Black Hawk | 13 | 19013 | 67.8 | 19087 | 1978 | 9999 |  |  | N | Natural Gas, Distillate Fuel Oil |  |  |  | H2O | [8 empty] | 0.7 | 0.26991 | 0.26991 | 0.26991 | 0.26991 | [11 empty] | MidAmerican Energy Co | 100 | Berkshire Hathaway Inc | 100
hard coal | Nearman Creek | 6064_B_N1 | 6064 | B | N1 | 2731 | Coal Steam |  | SPP_N | Kansas | 20 | Wyandotte | 209 | 20209 | 240 | 11426 | 1981 | 9999 | wall | dry | N | Subbituminous | Dry Scrubber | 2016 | 0.961 | LNBO | SCR | 2016 |  | ESPC + B | Yes | ACI | 2016 |  | 3 | 0.21735 | 0.05 | 0.21735 | 0.05 | 0.1 | 0.1 | 0.1 | 0.99 | Yes | 2016 | [5 empty] | Kansas City Board Public Utilities | 100 | Kansas City Board Public Utilities | 100
natural gas peaker | Nearman Creek | 6064_G_CT4 | 6064 | G | CT4 | 89528 | Combustion Turbine |  | SPP_N | Kansas | 20 | Wyandotte | 209 | 20209 | 76 | 15466 | 2006 | 9999 |  |  | N | Natural Gas, Distillate Fuel Oil |  |  |  | DLNB + H2O | [8 empty] | 3 | 0.08612 | 0.08612 | 0.08612 | 0.08612 | [11 empty] | Kansas City Board Public Utilities | 100 | Kansas City Board Public Utilities | 100
hard coal | Iatan | 6065_B_1 | 6065 | B | 1 | 2733 | Coal Steam |  | SPP_N | Missouri | 29 | Platte | 165 | 29165 | 700 | 9632 | 1980 | 2039 | wall | dry | N | Subbituminous | Wet Scrubber | 2009 | 0.98 | LNB + OFA | SCR | 2009 |  | B | NA | ACI | 2009 |  | 0.07 | 0.3142 | 0.07154 | 0.3142 | 0.07154 | 0.1 | 0.1 | 0.1 | 0.99 | [7 empty] | Evergy Metro Inc | 70 | Evergy Inc | 88
hard coal | Iatan | 6065_B_2 | 6065 | B | 2 | 2732 | Coal Steam |  | SPP_N | Missouri | 29 | Platte | 165 | 29165 | 882 | 9502 | 2010 | 9999 | wall | dry | N | Subbituminous | Wet Scrubber | 2010 | 0.98 | LNBO + OFA | SCR | 2010 |  | B | NA | ACI | 2010 |  | 0.06 | 0.05316 | 0.05316 | 0.05316 | 0.05316 | 0.1 | 0.1 | 0.1 | 0.99 | [7 empty] | Evergy Metro Inc | 54.71 | Evergy Inc | 72.71
hard coal | Jeffrey Energy Center | 6068_B_1 | 6068 | B | 1 | 2734 | Coal Steam |  | SPP_N | Kansas | 20 | Pottawatomie | 149 | 20149 | 728 | 10990 | 1978 | 2039 | tangential | dry | N | Subbituminous | Wet Scrubber | 2008 | 0.983 | LNC3 | SCR | 2014 |  | ESPC | No | ACI | 2016 |  | 0.08 | 0.2287 | 0.03992 | 0.2287 | 0.03992 | 0.1 | 0.1 | 0.1 | 0.99 | [6 empty] | Yes | Evergy Kansas Central Inc | 72 | Evergy Inc | 100
hard coal | Jeffrey Energy Center | 6068_B_2 | 6068 | B | 2 | 2735 | Coal Steam |  | SPP_N | Kansas | 20 | Pottawatomie | 149 | 20149 | 733 | 11132 | 1980 | 2039 | tangential | dry | N | Subbituminous | Wet Scrubber | 2009 | 0.983 | LNC3 | SNCR |  | 2015 | ESPC | No | ACI | 2016 |  | 0.08 | 0.3597 | 0.11995 | 0.3597 | 0.11995 | 0.1 | 0.1 | 0.1 | 0.99 | [6 empty] | Yes | Evergy Kansas Central Inc | 72 | Evergy Inc | 100
hard coal | Jeffrey Energy Center | 6068_B_3 | 6068 | B | 3 | 2736 | Coal Steam |  | SPP_N | Kansas | 20 | Pottawatomie | 149 | 20149 | 728 | 11180 | 1983 | 2030 | tangential | dry | N | Subbituminous | Wet Scrubber | 2008 | 0.983 | LNC3 | SNCR |  | 2015 | ESPC | No | ACI | 2016 |  | 0.08 | 0.12395 | 0.12395 | 0.12395 | 0.12395 | 0.1 | 0.1 | 0.1 | 0.99 | [7 empty] | Evergy Kansas Central Inc | 72 | Evergy Inc | 100
hard coal | Trimble County | 6071_B_1 | 6071 | B | 1 | 2737 | Coal Steam |  | S_C_KY | Kentucky | 21 | Trimble | 223 | 21223 | 511 | 10039 | 1990 | 2045 | tangential | dry | N | Bituminous | Wet Scrubber | 1990 | 0.98 | LNC1 | SCR | 2002 |  | ESPC + B | No | ACI | 2015 |  | 0.84 | 0.3445 | 0.09253 | 0.3445 | 0.09253 | 0.05 | 0.1 | 0.1 | 0.99 | Yes | 2015 | [5 empty] | Louisville Gas & Electric Co | 75 | PPL Corp | 75
natural gas peaker | Trimble County | 6071_G_5 | 6071 | G | 5 | 2739 | Combustion Turbine |  | S_C_KY | Kentucky | 21 | Trimble | 223 | 21223 | 159 | 11505 | 2002 | 9999 |  |  | N | Natural Gas |  |  |  | DLNB | [8 empty] | 4 | 0.03438 | 0.03438 | 0.03438 | 0.03438 | [11 empty] | Kentucky Utilities Co | 71 | PPL Corp | 100
natural gas peaker | Trimble County | 6071_G_6 | 6071 | G | 6 | 2740 | Combustion Turbine |  | S_C_KY | Kentucky | 21 | Trimble | 223 | 21223 | 159 | 11505 | 2002 | 9999 |  |  | N | Natural Gas |  |  |  | DLNB | [8 empty] | 4 | 0.03357 | 0.03357 | 0.03357 | 0.03357 | [11 empty] | Kentucky Utilities Co | 71 | PPL Corp | 100
natural gas peaker | Trimble County | 6071_G_10 | 6071 | G | 10 | 2738 | Combustion Turbine |  | S_C_KY | Kentucky | 21 | Trimble | 223 | 21223 | 159 | 11505 | 2004 | 9999 |  |  | N | Natural Gas |  |  |  | DLNB | [8 empty] | 4 | 0.03286 | 0.03286 | 0.03286 | 0.03286 | [11 empty] | Kentucky Utilities Co | 63 | PPL Corp | 100
natural gas peaker | Trimble County | 6071_G_7 | 6071 | G | 7 | 2741 | Combustion Turbine |  | S_C_KY | Kentucky | 21 | Trimble | 223 | 21223 | 159 | 11505 | 2004 | 9999 |  |  | N | Natural Gas |  |  |  | DLNB | [8 empty] | 4 | 0.03617 | 0.03617 | 0.03617 | 0.03617 | [11 empty] | Kentucky Utilities Co | 63 | PPL Corp | 100
natural gas peaker | Trimble County | 6071_G_8 | 6071 | G | 8 | 2742 | Combustion Turbine |  | S_C_KY | Kentucky | 21 | Trimble | 223 | 21223 | 159 | 11505 | 2004 | 9999 |  |  | N | Natural Gas |  |  |  | DLNB | [8 empty] | 4 | 0.03176 | 0.03176 | 0.03176 | 0.03176 | [11 empty] | Kentucky Utilities Co | 63 | PPL Corp | 100
natural gas peaker | Trimble County | 6071_G_9 | 6071 | G | 9 | 2743 | Combustion Turbine |  | S_C_KY | Kentucky | 21 | Trimble | 223 | 21223 | 159 | 11505 | 2004 | 9999 |  |  | N | Natural Gas |  |  |  | DLNB | [8 empty] | 4 | 0.03259 | 0.03259 | 0.03259 | 0.03259 | [11 empty] | Kentucky Utilities Co | 63 | PPL Corp | 100
hard coal | Trimble County | 6071_B_2 | 6071 | B | 2 | 90433 | Coal Steam |  | S_C_KY | Kentucky | 21 | Trimble | 223 | 21223 | 732 | 9716 | 2011 | 2066 | wall | dry | N | Bituminous, Subbituminous | Wet Scrubber | 2011 | 0.98 | LNB + OFA | SCR | 2011 |  | ESPC + B | No | ACI | 2011 |  | 1.2 | 0.04198 | 0.04198 | 0.04198 | 0.04198 | 0.05 | 0.1 | 0.1 | 0.99 | Yes | 2011 | [5 empty] | Kentucky Utilities Co | 60.75 | PPL Corp | 75
nuclear | Grand Gulf | 6072_G_1 | 6072 | G | 1 |  | Nuclear |  | MIS_MS | Mississippi | 28 | Claiborne | 21 | 28021 | 1401 | 10456 | 1985 | 9999 |  |  | N | Nuclear Fuel | [13 empty] | 0 | 0 | 0 | 0 | [11 empty] | System Energy Resources Inc | 90 | Entergy Corp | 90
natural gas combined cycle | Victor J Daniel Jr | 6073_G_3 | 6073 | G | 3 | 2746 | Combined Cycle |  | S_SOU | Mississippi | 28 | Jackson | 59 | 28059 | 177.2 | 7065 | 2001 | 9999 |  |  | N | Natural Gas |  |  |  | DLNB | SCR | [7 empty] | 0.001 | 0.0079037 | 0.0079037 | 0.0079037 | 0.0079037 | [11 empty] | Mississippi Power Co | 100 | Southern Co | 100
natural gas combined cycle | Victor J Daniel Jr | 6073_G_3CT | 6073 | G | 3CT | 2747 | Combined Cycle |  | S_SOU | Mississippi | 28 | Jackson | 59 | 28059 | 177.2 | 7065 | 2001 | 9999 |  |  | N | Natural Gas |  |  |  | DLNB | SCR | [7 empty] | 0.001 | 0.0079037 | 0.0079037 | 0.0079037 | 0.0079037 | [11 empty] | Mississippi Power Co | 100 | Southern Co | 100
natural gas combined cycle | Victor J Daniel Jr | 6073_G_3ST | 6073 | G | 3ST | 2746 | Combined Cycle |  | S_SOU | Mississippi | 28 | Jackson | 59 | 28059 | 186.5 | 7065 | 2001 | 9999 |  |  | N | Natural Gas |  |  |  | DLNB | SCR | [7 empty] | 0.001 | 0.0079037 | 0.0079037 | 0.0079037 | 0.0079037 | [11 empty] | Mississippi Power Co | 100 | Southern Co | 100
natural gas combined cycle | Victor J Daniel Jr | 6073_G_4 | 6073 | G | 4 | 2748 | Combined Cycle |  | S_SOU | Mississippi | 28 | Jackson | 59 | 28059 | 176.9 | 7065 | 2001 | 9999 |  |  | N | Natural Gas |  |  |  | DLNB | SCR | [7 empty] | 0.001 | 0.0070583 | 0.0070583 | 0.0070583 | 0.0070583 | [11 empty] | Mississippi Power Co | 100 | Southern Co | 100
natural gas combined cycle | Victor J Daniel Jr | 6073_G_4CT | 6073 | G | 4CT | 2749 | Combined Cycle |  | S_SOU | Mississippi | 28 | Jackson | 59 | 28059 | 176.9 | 7065 | 2001 | 9999 |  |  | N | Natural Gas |  |  |  | DLNB | SCR | [7 empty] | 0.001 | 0.0070583 | 0.0070583 | 0.0070583 | 0.0070583 | [11 empty] | Mississippi Power Co | 100 | Southern Co | 100
natural gas combined cycle | Victor J Daniel Jr | 6073_G_4ST | 6073 | G | 4ST | 2748 | Combined Cycle |  | S_SOU | Mississippi | 28 | Jackson | 59 | 28059 | 186.2 | 7065 | 2001 | 9999 |  |  | N | Natural Gas |  |  |  | DLNB | SCR | [7 empty] | 0.001 | 0.0070583 | 0.0070583 | 0.0070583 | 0.0070583 | [11 empty] | Mississippi Power Co | 100 | Southern Co | 100
natural gas peaker | Greenwood (MO) | 6074_G_1 | 6074 | G | 1 | 90007 | Combustion Turbine |  | SPP_N | Missouri | 29 | Jackson | 95 | 29095 | 61.2 | 25000 | 1975 | 9999 |  |  | N | Natural Gas | [12 empty] | 2.3 | 0.18124 | 0.18124 | 0.18124 | 0.18124 | [11 empty] | Evergy Missouri West Inc | 100 | Evergy Inc | 100
natural gas peaker | Greenwood (MO) | 6074_G_2 | 6074 | G | 2 | 90008 | Combustion Turbine |  | SPP_N | Missouri | 29 | Jackson | 95 | 29095 | 59.7 | 25000 | 1975 | 9999 |  |  | N | Natural Gas | [12 empty] | 2.3 | 0.1484 | 0.1484 | 0.1484 | 0.1484 | [11 empty] | Evergy Missouri West Inc | 100 | Evergy Inc | 100
natural gas peaker | Greenwood (MO) | 6074_G_3 | 6074 | G | 3 | 90009 | Combustion Turbine |  | SPP_N | Missouri | 29 | Jackson | 95 | 29095 | 62.9 | 25000 | 1977 | 9999 |  |  | N | Natural Gas | [12 empty] | 2.3 | 0.1521 | 0.1521 | 0.1521 | 0.1521 | [11 empty] | Evergy Missouri West Inc | 100 | Evergy Inc | 100
natural gas peaker | Greenwood (MO) | 6074_G_4 | 6074 | G | 4 | 90010 | Combustion Turbine |  | SPP_N | Missouri | 29 | Jackson | 95 | 29095 | 58.3 | 25000 | 1979 | 9999 |  |  | N | Natural Gas | [12 empty] | 2.3 | 0.14049 | 0.14049 | 0.14049 | 0.14049 | [11 empty] | Evergy Missouri West Inc | 100 | Evergy Inc | 100
solar pv | Greenwood (MO) | 6074_G_5 | 6074 | G | 5 |  | Solar PV |  | SPP_N | Missouri | 29 | Jackson | 95 | 29095 | 3 | 0 | 2016 | 9999 |  |  | N | Solar | [13 empty] | 0 | 0 | 0 | 0 | [11 empty] | Evergy Missouri West Inc | 100 | Evergy Inc | 100
hard coal | Colstrip | 6076_B_3 | 6076 | B | 3 | 2752 | Coal Steam |  | WECC_MT | Montana | 30 | Rosebud | 87 | 30087 | 740 | 10791 | 1984 | 9999 | tangential | dry | N | Subbituminous | Wet Scrubber | 1984 | 0.95 | LNC3 |  |  |  | WS | NA | ACI | 2010 |  | 0.1 | 0.15308 | 0.15308 | 0.15308 | 0.15308 | 0.1 | 0.1 | 0.1 | 0.99 | [7 empty] | Talen Montana LLC | 30 | Riverstone Holdings LLC | 30
hard coal | Colstrip | 6076_B_4 | 6076 | B | 4 | 2753 | Coal Steam |  | WECC_MT | Montana | 30 | Rosebud | 87 | 30087 | 740 | 10803 | 1986 | 9999 | tangential | dry | N | Subbituminous | Wet Scrubber | 1986 | 0.95 | LNC3 |  |  |  | WS | NA | ACI | 2010 |  | 0.1 | 0.14912 | 0.14912 | 0.14912 | 0.14912 | 0.1 | 0.1 | 0.1 | 0.99 | [7 empty] | NorthWestern Corp | 30 | NorthWestern Corp | 30
hard coal | Gerald Gentleman | 6077_B_1 | 6077 | B | 1 | 2754 | Coal Steam |  | SPP_NEBR | Nebraska | 31 | Lincoln | 111 | 31111 | 665 | 10041 | 1979 | 9999 | wall | dry | N | Subbituminous |  |  |  | LNBO |  |  |  | B | NA | ACI | 2016 |  | 0.615 | 0.20599 | 0.20599 | 0.20599 | 0.20599 | 0.1 | 0.1 | 0.1 | 0 | [6 empty] | Yes | Nebraska Public Power District | 100 | Nebraska Public Power District | 100
hard coal | Gerald Gentleman | 6077_B_2 | 6077 | B | 2 | 2755 | Coal Steam |  | SPP_NEBR | Nebraska | 31 | Lincoln | 111 | 31111 | 700 | 10068 | 1982 | 9999 | wall | dry | N | Subbituminous |  |  |  | LNBO |  |  |  | B | NA | ACI | 2016 |  | 0.601 | 0.1577 | 0.1577 | 0.1577 | 0.1577 | 0.1 | 0.1 | 0.1 | 0 | [6 empty] | Yes | Nebraska Public Power District | 100 | Nebraska Public Power District | 100
natural gas combined cycle | Stony Brook | 6081_G_CA1 | 6081 | G | CA1 | 2756 | Combined Cycle |  | NENGREST | Massachusetts | 25 | Hampden | 13 | 25013 | 96 | 9451 | 1981 | 9999 |  |  | N | Natural Gas, Distillate Fuel Oil |  |  |  | STM | [8 empty] | 1.2 | 0.20444 | 0.20444 | 0.20444 | 0.20444 | [11 empty] | Massachusetts Municipal Wholesale Electric Co | 88.44 | Massachusetts Municipal Wholesale Electric Co | 88.44
natural gas combined cycle | Stony Brook | 6081_G_CT1 | 6081 | G | CT1 | 2756 | Combined Cycle |  | NENGREST | Massachusetts | 25 | Hampden | 13 | 25013 | 69.7 | 9451 | 1981 | 9999 |  |  | N | Natural Gas, Distillate Fuel Oil |  |  |  | STM | [8 empty] | 1.2 | 0.20444 | 0.20444 | 0.20444 | 0.20444 | [11 empty] | Massachusetts Municipal Wholesale Electric Co | 88.44 | Massachusetts Municipal Wholesale Electric Co | 88.44
natural gas combined cycle | Stony Brook | 6081_G_CT2 | 6081 | G | CT2 | 2757 | Combined Cycle |  | NENGREST | Massachusetts | 25 | Hampden | 13 | 25013 | 69.7 | 9451 | 1981 | 9999 |  |  | N | Natural Gas, Distillate Fuel Oil |  |  |  | DLNB + H2O + STM | [8 empty] | 1.2 | 0.20444 | 0.20444 | 0.20444 | 0.20444 | [11 empty] | Massachusetts Municipal Wholesale Electric Co | 88.44 | Massachusetts Municipal Wholesale Electric Co | 88.44
natural gas combined cycle | Stony Brook | 6081_G_CT3 | 6081 | G | CT3 | 2758 | Combined Cycle |  | NENGREST | Massachusetts | 25 | Hampden | 13 | 25013 | 69.7 | 9451 | 1981 | 9999 |  |  | N | Natural Gas, Distillate Fuel Oil |  |  |  | DLNB + H2O + STM | [8 empty] | 1.2 | 0.20444 | 0.20444 | 0.20444 | 0.20444 | [11 empty] | Massachusetts Municipal Wholesale Electric Co | 88.44 | Massachusetts Municipal Wholesale Electric Co | 88.44
natural gas peaker | Stony Brook | 6081_G_EDSI | 6081 | G | EDSI |  | Combustion Turbine | IC Engine | NENGREST | Massachusetts | 25 | Hampden | 13 | 25013 | 0.6 | 12283 | 1981 | 9999 |  |  | N | Distillate Fuel Oil |  |  |  | STM | [8 empty] | 0.789 | 1.6498 | 1.6498 | 1.6498 | 1.6498 | [11 empty] | Massachusetts Municipal Wholesale Electric Co | 83.32 | Massachusetts Municipal Wholesale Electric Co | 83.32
natural gas peaker | Stony Brook | 6081_G_1 | 6081 | G | 1 | 2759 | Combustion Turbine |  | NENGREST | Massachusetts | 25 | Hampden | 13 | 25013 | 65 | 19139 | 1982 | 9999 |  |  | N | Distillate Fuel Oil |  |  |  | STM | [8 empty] | 1.2 | 1.2 | 1.2 | 1.2 | 1.2 | [11 empty] | Massachusetts Municipal Wholesale Electric Co | 100 | Massachusetts Municipal Wholesale Electric Co | 100
natural gas peaker | Stony Brook | 6081_G_2 | 6081 | G | 2 | 2760 | Combustion Turbine |  | NENGREST | Massachusetts | 25 | Hampden | 13 | 25013 | 65 | 19141 | 1982 | 9999 |  |  | N | Distillate Fuel Oil |  |  |  | DLNB + H2O | [8 empty] | 1.2 | 1.2001 | 1.2001 | 1.2001 | 1.2001 | [11 empty] | Massachusetts Municipal Wholesale Electric Co | 100 | Massachusetts Municipal Wholesale Electric Co | 100
natural gas peaker | Stony Brook | 6081_G_BS#1 | 6081 | G | BS#1 |  | Combustion Turbine | IC Engine | NENGREST | Massachusetts | 25 | Hampden | 13 | 25013 | 2 | 12283 | 2007 | 9999 |  |  | N | Distillate Fuel Oil | [13 empty] | 1.6498 | 1.6498 | 1.6498 | 1.6498 | [11 empty] | Massachusetts Municipal Wholesale Electric Co | 100 | Massachusetts Municipal Wholesale Electric Co | 100
natural gas peaker | Stony Brook | 6081_G_BS#2 | 6081 | G | BS#2 |  | Combustion Turbine | IC Engine | NENGREST | Massachusetts | 25 | Hampden | 13 | 25013 | 2 | 12283 | 2007 | 9999 |  |  | N | Distillate Fuel Oil | [13 empty] | 1.6498 | 1.6498 | 1.6498 | 1.6498 | [11 empty] | Massachusetts Municipal Wholesale Electric Co | 100 | Massachusetts Municipal Wholesale Electric Co | 100
hydro | Deerfield 3 | 6083_G_GEN1 | 6083 | G | GEN1 |  | Hydro |  | NENGREST | Massachusetts | 25 | Franklin | 11 | 25011 | 2 | 0 | 1912 | 9999 |  |  | N | Hydro | [13 empty] | 0 | 0 | 0 | 0 | [11 empty] | Great River Hydro LLC | 100 | ArcLight Capital Partners LLC | 100
hydro | Deerfield 3 | 6083_G_GEN2 | 6083 | G | GEN2 |  | Hydro |  | NENGREST | Massachusetts | 25 | Franklin | 11 | 25011 | 2 | 0 | 1912 | 9999 |  |  | N | Hydro | [13 empty] | 0 | 0 | 0 | 0 | [11 empty] | Great River Hydro LLC | 100 | ArcLight Capital Partners LLC | 100
hydro | Deerfield 3 | 6083_G_GEN3 | 6083 | G | GEN3 |  | Hydro |  | NENGREST | Massachusetts | 25 | Franklin | 11 | 25011 | 2 | 0 | 1912 | 9999 |  |  | N | Hydro | [13 empty] | 0 | 0 | 0 | 0 | [11 empty] | Great River Hydro LLC | 100 | ArcLight Capital Partners LLC | 100
natural gas peaker | R M Schahfer | 6085_G_16A | 6085 | G | 16A | 9095 | Combustion Turbine |  | MIS_INKY | Indiana | 18 | Jasper | 73 | 18073 | 78 | 16270 | 1979 | 9999 |  |  | N | Natural Gas | [12 empty] | 1.6 | 0.21918 | 0.21918 | 0.21918 | 0.21918 | [11 empty] | Northern Indiana Public Service Co LLC | 100 | NiSource Inc | 100
natural gas peaker | R M Schahfer | 6085_G_16B | 6085 | G | 16B | 9096 | Combustion Turbine |  | MIS_INKY | Indiana | 18 | Jasper | 73 | 18073 | 77 | 16270 | 1979 | 9999 |  |  | N | Natural Gas | [12 empty] | 1.6 | 0.2298 | 0.2298 | 0.2298 | 0.2298 | [11 empty] | Northern Indiana Public Service Co LLC | 100 | NiSource Inc | 100
hydro | Cornell | 6086_G_1 | 6086 | G | 1 |  | Hydro |  | MIS_MNWI | Wisconsin | 55 | Chippewa | 17 | 55017 | 6.2 | 0 | 1976 | 9999 |  |  | N | Hydro | [13 empty] | 0 | 0 | 0 | 0 | [11 empty] | Northern States Power Co (Wisconsin) | 100 | Xcel Energy Inc | 100
hydro | Cornell | 6086_G_2 | 6086 | G | 2 |  | Hydro |  | MIS_MNWI | Wisconsin | 55 | Chippewa | 17 | 55017 | 6.4 | 0 | 1976 | 9999 |  |  | N | Hydro | [13 empty] | 0 | 0 | 0 | 0 | [11 empty] | Northern States Power Co (Wisconsin) | 100 | Xcel Energy Inc | 100
hydro | Cornell | 6086_G_3 | 6086 | G | 3 |  | Hydro |  | MIS_MNWI | Wisconsin | 55 | Chippewa | 17 | 55017 | 6.9 | 0 | 1976 | 9999 |  |  | N | Hydro | [13 empty] | 0 | 0 | 0 | 0 | [11 empty] | Northern States Power Co (Wisconsin) | 100 | Xcel Energy Inc | 100
hydro | Cornell | 6086_G_4 | 6086 | G | 4 |  | Hydro |  | MIS_MNWI | Wisconsin | 55 | Chippewa | 17 | 55017 | 0.4 | 0 | 1977 | 9999 |  |  | N | Hydro | [13 empty] | 0 | 0 | 0 | 0 | [11 empty] | Northern States Power Co (Wisconsin) | 100 | Xcel Energy Inc | 100
0 | Wallace Dam | 6087_G_6 | 6087 | G | 6 |  | Pumped Storage |  | S_SOU | Georgia | 13 | Hancock | 141 | 13141 | 53.3 | 0 | 1979 | 9999 |  |  | N | Pumped Storage | [13 empty] | 0 | 0 | 0 | 0 | [11 empty] | Georgia Power Co | 100 | Southern Co | 100
0 | Wallace Dam | 6087_G_1 | 6087 | G | 1 |  | Pumped Storage |  | S_SOU | Georgia | 13 | Hancock | 141 | 13141 | 53.3 | 0 | 1980 | 9999 |  |  | N | Pumped Storage | [13 empty] | 0 | 0 | 0 | 0 | [11 empty] | Georgia Power Co | 100 | Southern Co | 100
0 | Wallace Dam | 6087_G_2 | 6087 | G | 2 |  | Pumped Storage |  | S_SOU | Georgia | 13 | Hancock | 141 | 13141 | 53.3 | 0 | 1980 | 9999 |  |  | N | Pumped Storage | [13 empty] | 0 | 0 | 0 | 0 | [11 empty] | Georgia Power Co | 100 | Southern Co | 100
hydro | Wallace Dam | 6087_G_3 | 6087 | G | 3 |  | Hydro |  | S_SOU | Georgia | 13 | Hancock | 141 | 13141 | 57.4 | 0 | 1980 | 9999 |  |  | N | Hydro | [13 empty] | 0 | 0 | 0 | 0 | [11 empty] | Georgia Power Co | 100 | Southern Co | 100
hydro | Wallace Dam | 6087_G_4 | 6087 | G | 4 |  | Hydro |  | S_SOU | Georgia | 13 | Hancock | 141 | 13141 | 57.4 | 0 | 1980 | 9999 |  |  | N | Hydro | [13 empty] | 0 | 0 | 0 | 0 | [11 empty] | Georgia Power Co | 100 | Southern Co | 100
0 | Wallace Dam | 6087_G_5 | 6087 | G | 5 |  | Pumped Storage |  | S_SOU | Georgia | 13 | Hancock | 141 | 13141 | 53.3 | 0 | 1980 | 9999 |  |  | N | Pumped Storage | [13 empty] | 0 | 0 | 0 | 0 | [11 empty] | Georgia Power Co | 100 | Southern Co | 100
natural gas peaker | North Loop | 6088_G_1 | 6088 | G | 1 |  | Combustion Turbine |  | WECC_AZ | Arizona | 4 | Pima | 19 | 04019 | 25 | 10745 | 1972 | 9999 |  |  | N | Natural Gas, Distillate Fuel Oil | [12 empty] | 0.8 | 0.06357 | 0.06357 | 0.06357 | 0.06357 | [11 empty] | Tucson Electric Power Co | 100 | Uns Energy Corp | 100
natural gas peaker | North Loop | 6088_G_2 | 6088 | G | 2 |  | Combustion Turbine |  | WECC_AZ | Arizona | 4 | Pima | 19 | 04019 | 25 | 16189 | 1972 | 9999 |  |  | N | Natural Gas, Distillate Fuel Oil | [12 empty] | 0.8 | 0.06357 | 0.06357 | 0.06357 | 0.06357 | [11 empty] | Tucson Electric Power Co | 100 | Uns Energy Corp | 100
natural gas peaker | North Loop | 6088_G_3 | 6088 | G | 3 |  | Combustion Turbine |  | WECC_AZ | Arizona | 4 | Pima | 19 | 04019 | 25 | 16189 | 1972 | 9999 |  |  | N | Natural Gas, Distillate Fuel Oil | [12 empty] | 0.8 | 0.06357 | 0.06357 | 0.06357 | 0.06357 | [11 empty] | Tucson Electric Power Co | 100 | Uns Energy Corp | 100
natural gas peaker | North Loop | 6088_G_4 | 6088 | G | 4 |  | Combustion Turbine |  | WECC_AZ | Arizona | 4 | Pima | 19 | 04019 | 20 | 16187 | 2001 | 9999 |  |  | N | Natural Gas | [13 empty] | 0.23894 | 0.23894 | 0.23894 | 0.23894 | [11 empty] | Tucson Electric Power Co | 100 | Uns Energy Corp | 100
natural gas peaker | Lewis & Clark | 6089_G_2 | 6089 | G | 2 |  | Combustion Turbine | IC Engine | MIS_MAPP | Montana | 30 | Richland | 83 | 30083 | 9.1 | 10745 | 2016 | 9999 |  |  | N | Natural Gas | [13 empty] | 1.061 | 1.061 | 1.061 | 1.061 | [11 empty] | MDU Resources Group Inc | 100 | MDU Resources Group Inc | 100
natural gas peaker | Lewis & Clark | 6089_G_3 | 6089 | G | 3 |  | Combustion Turbine | IC Engine | MIS_MAPP | Montana | 30 | Richland | 83 | 30083 | 9.1 | 10745 | 2016 | 9999 |  |  | N | Natural Gas | [13 empty] | 0.00501 | 0.00501 | 0.00501 | 0.00501 | [11 empty] | MDU Resources Group Inc | 100 | MDU Resources Group Inc | 100
hard coal | Sherburne County | 6090_B_3 | 6090 | B | 3 | 2769 | Coal Steam |  | MIS_MNWI | Minnesota | 27 | Sherburne | 141 | 27141 | 876 | 10018 | 1987 | 2030 | wall | dry | N | Subbituminous | Dry Scrubber | 1987 | 0.723 | LNB |  |  |  | B | NA | ACI | 2009 |  | 0.29 | 0.12257 | 0.12257 | 0.12257 | 0.12257 | 0.1 | 0.1 | 0.1 | 0.773 | [6 empty] | Yes | Northern States Power Co (Minnesota) | 59 | Xcel Energy Inc | 59
natural gas peaker | Spirit Mound | 6092_G_1 | 6092 | G | 1 |  | Combustion Turbine |  | SPP_WAUE | South Dakota | 46 | Clay | 27 | 46027 | 54.6 | 15525 | 1978 | 9999 |  |  | N | Distillate Fuel Oil | [12 empty] | 3 | 1.0529 | 1.0529 | 1.0529 | 1.0529 | [11 empty] | Basin Electric Power Coop | 100 | Basin Electric Power Coop | 100
natural gas peaker | Spirit Mound | 6092_G_2 | 6092 | G | 2 |  | Combustion Turbine |  | SPP_WAUE | South Dakota | 46 | Clay | 27 | 46027 | 45.5 | 15524 | 1978 | 9999 |  |  | N | Distillate Fuel Oil | [12 empty] | 3 | 1.01 | 1.01 | 1.01 | 1.01 | [11 empty] | Basin Electric Power Coop | 100 | Basin Electric Power Coop | 100
hard coal | Sooner | 6095_B_1 | 6095 | B | 1 | 2773 | Coal Steam |  | SPP_WEST | Oklahoma | 40 | Noble | 103 | 40103 | 520 | 10621 | 1979 | 2044 | tangential | dry | N | Subbituminous | Dry Scrubber | 2019 | 0.95 | LNC3 + OFA |  |  |  | ESPC | No | ACI | 2016 |  | 1.2 | 0.12322 | 0.12322 | 0.12322 | 0.12322 | 0.1 | 0.1 | 0.1 | 0.99 | [6 empty] | Yes | Oklahoma Gas & Electric Co | 100 | OGE Energy Corp | 100
hard coal | Sooner | 6095_B_2 | 6095 | B | 2 | 2774 | Coal Steam |  | SPP_WEST | Oklahoma | 40 | Noble | 103 | 40103 | 520 | 10479 | 1980 | 2045 | tangential | dry | N | Subbituminous | Dry Scrubber | 2019 | 0.95 | LNC3 + OFA |  |  |  | ESPC | No | ACI | 2016 |  | 1.2 | 0.12938 | 0.12938 | 0.12938 | 0.12938 | 0.1 | 0.1 | 0.1 | 0.99 | [6 empty] | Yes | Oklahoma Gas & Electric Co | 100 | OGE Energy Corp | 100
hard coal | Nebraska City | 6096_B_1 | 6096 | B | 1 | 2775 | Coal Steam |  | SPP_NEBR | Nebraska | 31 | Otoe | 131 | 31131 | 654 | 9818 | 1979 | 9999 | wall | dry | N | Subbituminous |  |  |  | LNBO |  |  |  | ESPC | Yes | ACI | 2016 |  | 0.727 | 0.1874 | 0.1874 | 0.1874 | 0.1874 | 0.1 | 0.1 | 0.1 | 0.98 | Yes | 2016 |  |  |  |  | Yes | Omaha Public Power District | 100 | Omaha Public Power District | 100
hard coal | Nebraska City | 6096_B_2 | 6096 | B | 2 | 90278 | Coal Steam |  | SPP_NEBR | Nebraska | 31 | Otoe | 131 | 31131 | 691 | 10016 | 2009 | 9999 | wall | dry | N | Subbituminous | Dry Scrubber | 2009 | 0.95 | LNB + OFA | SCR | 2009 |  | B | NA | ACI | 2009 |  | 0.095 | 0.5446 | 0.05884 | 0.5446 | 0.05884 | 0.1 | 0.1 | 0.1 | 0.99 | Yes | 2016 | [5 empty] | Omaha Public Power District | 100 | Omaha Public Power District | 100
hard coal | Big Stone | 6098_B_1 | 6098 | B | 1 | 2776 | Coal Steam |  | MIS_MAPP | South Dakota | 46 | Grant | 51 | 46051 | 474 | 10230 | 1975 | 9999 | cyclone | wet | Y | Subbituminous | Dry Scrubber | 2015 | 0.94 | OFA | SCR | 2015 |  | B | NA | ACI | 2015 |  | 3 | 0.38882 | 0.07343 | 0.38882 | 0.07343 | 0.1 | 0.1 | 0.1 | 0.99 | [6 empty] | Yes | Otter Tail Power Co | 53.9 | Otter Tail Corp | 53.9
natural gas peaker | Big Stone | 6098_G_D1 | 6098 | G | D1 |  | Combustion Turbine | IC Engine | MIS_MAPP | South Dakota | 46 | Grant | 51 | 46051 | 0.6 | 12283 | 1975 | 9999 |  |  | N | Distillate Fuel Oil | [12 empty] | 3 | 1.6498 | 1.6498 | 1.6498 | 1.6498 | [11 empty] | Otter Tail Power Co | 53.9 | Otter Tail Corp | 53.9
0 | Helms Pumped Storage | 6100_G_2 | 6100 | G | 2 |  | Pumped Storage |  | WEC_CALN | California | 6 | Fresno | 19 | 06019 | 404 | 0 | 1984 | 9999 |  |  | N | Pumped Storage | [13 empty] | 0 | 0 | 0 | 0 | [11 empty] | Pacific Gas & Electric Co | 100 | PG&E Corp | 100
0 | Helms Pumped Storage | 6100_G_3 | 6100 | G | 3 |  | Pumped Storage |  | WEC_CALN | California | 6 | Fresno | 19 | 06019 | 404 | 0 | 1984 | 9999 |  |  | N | Pumped Storage | [13 empty] | 0 | 0 | 0 | 0 | [11 empty] | Pacific Gas & Electric Co | 100 | PG&E Corp | 100
hard coal | Wyodak | 6101_B_BW91 | 6101 | B | BW91 | 2777 | Coal Steam |  | WECC_WY | Wyoming | 56 | Campbell | 5 | 56005 | 332 | 12221 | 1978 | 2039 | wall | dry | N | Subbituminous | Dry Scrubber | 1986 | 0.83 | LNBO |  |  |  | B | NA | ACI | 2015 |  | 0.16 | 0.22628 | 0.22628 | 0.22628 | 0.22628 | 0.1 | 0.1 | 0.1 | 0.802 | [7 empty] | PacifiCorp | 80 | Berkshire Hathaway Inc | 80
nuclear | TalenEnergy Susquehanna | 6103_G_1 | 6103 | G | 1 |  | Nuclear |  | PJM_WMAC | Pennsylvania | 42 | Luzerne | 79 | 42079 | 1247 | 10456 | 1983 | 9999 |  |  | N | Nuclear Fuel | [13 empty] | 0 | 0 | 0 | 0 | [11 empty] | Susquehanna Nuclear LLC | 90 | Riverstone Holdings LLC | 90
nuclear | TalenEnergy Susquehanna | 6103_G_2 | 6103 | G | 2 |  | Nuclear |  | PJM_WMAC | Pennsylvania | 42 | Luzerne | 79 | 42079 | 1247 | 10456 | 1985 | 9999 |  |  | N | Nuclear Fuel | [13 empty] | 0 | 0 | 0 | 0 | [11 empty] | Susquehanna Nuclear LLC | 90 | Riverstone Holdings LLC | 90
nuclear | Limerick | 6105_G_1 | 6105 | G | 1 |  | Nuclear |  | PJM_EMAC | Pennsylvania | 42 | Montgomery | 91 | 42091 | 1119.7 | 10456 | 1986 | 9999 |  |  | N | Nuclear Fuel | [13 empty] | 0 | 0 | 0 | 0 | [11 empty] | Exelon Generation Supply LLC | 100 | Exelon Corp | 100
nuclear | Limerick | 6105_G_2 | 6105 | G | 2 |  | Nuclear |  | PJM_EMAC | Pennsylvania | 42 | Montgomery | 91 | 42091 | 1122.1 | 10456 | 1990 | 9999 |  |  | N | Nuclear Fuel | [13 empty] | 0 | 0 | 0 | 0 | [11 empty] | Exelon Generation Supply LLC | 100 | Exelon Corp | 100
nuclear | James A Fitzpatrick | 6110_G_1 | 6110 | G | 1 |  | Nuclear |  | NY_Z_C&E | New York | 36 | Oswego | 75 | 36075 | 848.1 | 10456 | 1976 | 9999 |  |  | N | Nuclear Fuel | [13 empty] | 0 | 0 | 0 | 0 | [11 empty] | Exelon Generation Supply LLC | 100 | Exelon Corp | 100
natural gas combined cycle | Fort St Vrain | 6112_G_2 | 6112 | G | 2 | 2779 | Combined Cycle |  | WECC_CO | Colorado | 8 | Weld | 123 | 08123 | 123 | 7735 | 1996 | 9999 |  |  | N | Natural Gas |  |  |  | DLNB | SCR | [7 empty] | 0.06 | 0.028969 | 0.028969 | 0.028969 | 0.028969 | [11 empty] | Public Service Co of Colorado | 100 | Xcel Energy Inc | 100
natural gas combined cycle | Fort St Vrain | 6112_G_1 | 6112 | G | 1 | 2779 | Combined Cycle |  | WECC_CO | Colorado | 8 | Weld | 123 | 08123 | 301 | 7735 | 1998 | 9999 |  |  | N | Natural Gas |  |  |  | LNB | SCR | [7 empty] | 0.06 | 0.028969 | 0.028969 | 0.028969 | 0.028969 | [11 empty] | Public Service Co of Colorado | 100 | Xcel Energy Inc | 100
natural gas combined cycle | Fort St Vrain | 6112_G_3 | 6112 | G | 3 | 2780 | Combined Cycle |  | WECC_CO | Colorado | 8 | Weld | 123 | 08123 | 128 | 7735 | 1999 | 9999 |  |  | N | Natural Gas |  |  |  | DLNB | SCR | [7 empty] | 0.06 | 0.028969 | 0.028969 | 0.028969 | 0.028969 | [11 empty] | Public Service Co of Colorado | 100 | Xcel Energy Inc | 100
natural gas combined cycle | Fort St Vrain | 6112_G_4 | 6112 | G | 4 | 2781 | Combined Cycle |  | WECC_CO | Colorado | 8 | Weld | 123 | 08123 | 128 | 7735 | 2001 | 9999 |  |  | N | Natural Gas |  |  |  | DLNB | SCR | [7 empty] | 0.06 | 0.028969 | 0.028969 | 0.028969 | 0.028969 | [11 empty] | Public Service Co of Colorado | 100 | Xcel Energy Inc | 100
natural gas peaker | Fort St Vrain | 6112_G_5 | 6112 | G | 5 | 90254 | Combustion Turbine |  | WECC_CO | Colorado | 8 | Weld | 123 | 08123 | 144 | 11455 | 2009 | 9999 |  |  | N | Natural Gas |  |  |  | DLNB | [8 empty] | 0.06 | 0.03923 | 0.03923 | 0.03923 | 0.03923 | [11 empty] | Public Service Co of Colorado | 100 | Xcel Energy Inc | 100
natural gas peaker | Fort St Vrain | 6112_G_6 | 6112 | G | 6 | 90255 | Combustion Turbine |  | WECC_CO | Colorado | 8 | Weld | 123 | 08123 | 144 | 11455 | 2009 | 9999 |  |  | N | Natural Gas |  |  |  | DLNB | [8 empty] | 0.06 | 0.03366 | 0.03366 | 0.03366 | 0.03366 | [11 empty] | Public Service Co of Colorado | 100 | Xcel Energy Inc | 100
hard coal | Gibson | 6113_B_1 | 6113 | B | 1 | 2782 | Coal Steam |  | MIS_INKY | Indiana | 18 | Gibson | 51 | 18051 | 630 | 10394 | 1975 | 2035 | wall | dry | N | Bituminous | Wet Scrubber | 2007 | 0.97 | LNBO | SCR | 2005 |  | ESPC | No | ACI | 2015 |  | 3.19 | 0.3884 | 0.15009 | 0.3884 | 0.15009 | 0.05 | 0.1 | 0.1 | 0.99 | [7 empty] | Duke Energy Indiana | 100 | Duke Energy Corp | 100
hard coal | Gibson | 6113_B_2 | 6113 | B | 2 | 2783 | Coal Steam |  | MIS_INKY | Indiana | 18 | Gibson | 51 | 18051 | 630 | 10508 | 1975 | 2035 | wall | dry | N | Bituminous | Wet Scrubber | 2007 | 0.97 | LNBO | SCR | 2002 |  | ESPC | No | ACI | 2015 |  | 3.19 | 0.2389 | 0.10654 | 0.2389 | 0.10654 | 0.05 | 0.1 | 0.1 | 0.99 | [7 empty] | Duke Energy Indiana | 100 | Duke Energy Corp | 100
hard coal | Gibson | 6113_B_3 | 6113 | B | 3 | 2784 | Coal Steam |  | MIS_INKY | Indiana | 18 | Gibson | 51 | 18051 | 630 | 10586 | 1978 | 2029 | wall | dry | N | Bituminous | Wet Scrubber | 2006 | 0.97 | LNBO | SCR | 2002 |  | ESPC | No | ACI | 2015 |  | 3.19 | 0.2244 | 0.12692 | 0.2244 | 0.12692 | 0.05 | 0.1 | 0.1 | 0.99 | [7 empty] | Duke Energy Indiana | 100 | Duke Energy Corp | 100
hard coal | Gibson | 6113_B_4 | 6113 | B | 4 | 2785 | Coal Steam |  | MIS_INKY | Indiana | 18 | Gibson | 51 | 18051 | 622 | 10404 | 1979 | 2029 | wall | dry | N | Bituminous | Wet Scrubber | 1995 | 0.95 | LNBO | SCR | 2003 |  | ESPC | No | ACI | 2015 |  | 0.35 | 0.4303 | 0.15285 | 0.4303 | 0.15285 | 0.05 | 0.1 | 0.1 | 0.97 | [7 empty] | Duke Energy Indiana | 100 | Duke Energy Corp | 100
nuclear | Seabrook | 6115_G_1 | 6115 | G | 1 |  | Nuclear |  | NENGREST | New Hampshire | 33 | Rockingham | 15 | 33015 | 1251.4 | 10456 | 1990 | 9999 |  |  | N | Nuclear Fuel | [13 empty] | 0 | 0 | 0 | 0 | [11 empty] | NextEra Energy Seabrook LLC | 88.23 | NextEra Energy Inc | 88.23
nuclear | PSEG Hope Creek Generating Station | 6118_G_1 | 6118 | G | 1 |  | Nuclear |  | PJM_EMAC | New Jersey | 34 | Salem | 33 | 34033 | 1172 | 10456 | 1986 | 9999 |  |  | N | Nuclear Fuel | [13 empty] | 0 | 0 | 0 | 0 | [11 empty] | PSEG Nuclear LLC | 100 | Public Service Enterprise Group Inc | 100
hydro | Deerfield 4 | 6119_G_GEN1 | 6119 | G | GEN1 |  | Hydro |  | NENGREST | Massachusetts | 25 | Franklin | 11 | 25011 | 2 | 0 | 1912 | 9999 |  |  | N | Hydro | [13 empty] | 0 | 0 | 0 | 0 | [11 empty] | Great River Hydro LLC | 100 | ArcLight Capital Partners LLC | 100
hydro | Deerfield 4 | 6119_G_GEN2 | 6119 | G | GEN2 |  | Hydro |  | NENGREST | Massachusetts | 25 | Franklin | 11 | 25011 | 2 | 0 | 1912 | 9999 |  |  | N | Hydro | [13 empty] | 0 | 0 | 0 | 0 | [11 empty] | Great River Hydro LLC | 100 | ArcLight Capital Partners LLC | 100
hydro | Deerfield 4 | 6119_G_GEN3 | 6119 | G | GEN3 |  | Hydro |  | NENGREST | Massachusetts | 25 | Franklin | 11 | 25011 | 2 | 0 | 1912 | 9999 |  |  | N | Hydro | [13 empty] | 0 | 0 | 0 | 0 | [11 empty] | Great River Hydro LLC | 100 | ArcLight Capital Partners LLC | 100
natural gas peaker | Whitehorn | 6120_G_2 | 6120 | G | 2 |  | Combustion Turbine |  | WECC_PNW | Washington | 53 | Whatcom | 73 | 53073 | 67 | 25000 | 1981 | 9999 |  |  | N | Natural Gas, Distillate Fuel Oil | [12 empty] | 2.63 | 0.32698 | 0.32698 | 0.32698 | 0.32698 | [11 empty] | Puget Sound Energy Inc | 100 | Puget Energy Inc | 100
natural gas peaker | Whitehorn | 6120_G_3 | 6120 | G | 3 |  | Combustion Turbine |  | WECC_PNW | Washington | 53 | Whatcom | 73 | 53073 | 67 | 24565 | 1981 | 9999 |  |  | N | Natural Gas, Distillate Fuel Oil | [12 empty] | 2.63 | 0.31384 | 0.31384 | 0.31384 | 0.31384 | [11 empty] | Puget Sound Energy Inc | 100 | Puget Energy Inc | 100
nuclear | R E Ginna Nuclear Power Plant | 6122_G_1 | 6122 | G | 1 |  | Nuclear |  | NY_Z_B | New York | 36 | Wayne | 117 | 36117 | 582 | 10456 | 1970 | 9999 |  |  | N | Nuclear Fuel | [13 empty] | 0 | 0 | 0 | 0 | [11 empty] | R E Ginna Nuclear Power Plant LLC | 100 | Exelon Corp | 100
natural gas peaker | McIntosh | 6124_G_CT3 | 6124 | G | CT3 | 2790 | Combustion Turbine |  | S_SOU | Georgia | 13 | Effingham | 103 | 13103 | 82.2 | 15981 | 1994 | 9999 |  |  | N | Natural Gas, Distillate Fuel Oil |  |  |  | H2O | [8 empty] | 0.052 | 0.80134 | 0.80134 | 0.80134 | 0.80134 | [11 empty] | Georgia Power Co | 100 | Southern Co | 100
natural gas peaker | McIntosh | 6124_G_CT4 | 6124 | G | CT4 | 2791 | Combustion Turbine |  | S_SOU | Georgia | 13 | Effingham | 103 | 13103 | 82.2 | 15981 | 1994 | 9999 |  |  | N | Natural Gas, Distillate Fuel Oil |  |  |  | H2O | [8 empty] | 0.052 | 0.73383 | 0.73383 | 0.73383 | 0.73383 | [11 empty] | Georgia Power Co | 100 | Southern Co | 100
natural gas peaker | McIntosh | 6124_G_CT5 | 6124 | G | CT5 | 2792 | Combustion Turbine |  | S_SOU | Georgia | 13 | Effingham | 103 | 13103 | 82.2 | 15981 | 1994 | 9999 |  |  | N | Natural Gas, Distillate Fuel Oil |  |  |  | H2O | [8 empty] | 0.052 | 0.73315 | 0.73315 | 0.73315 | 0.73315 | [11 empty] | Georgia Power Co | 100 | Southern Co | 100
natural gas peaker | McIntosh | 6124_G_CT6 | 6124 | G | CT6 | 2793 | Combustion Turbine |  | S_SOU | Georgia | 13 | Effingham | 103 | 13103 | 82.2 | 15981 | 1994 | 9999 |  |  | N | Natural Gas, Distillate Fuel Oil |  |  |  | H2O | [8 empty] | 0.052 | 0.74358 | 0.74358 | 0.74358 | 0.74358 | [11 empty] | Georgia Power Co | 100 | Southern Co | 100
natural gas peaker | McIntosh | 6124_G_CT7 | 6124 | G | CT7 | 2794 | Combustion Turbine |  | S_SOU | Georgia | 13 | Effingham | 103 | 13103 | 82.2 | 15981 | 1994 | 9999 |  |  | N | Natural Gas, Distillate Fuel Oil |  |  |  | H2O | [8 empty] | 0.052 | 0.76243 | 0.76243 | 0.76243 | 0.76243 | [11 empty] | Georgia Power Co | 100 | Southern Co | 100
natural gas peaker | McIntosh | 6124_G_CT8 | 6124 | G | CT8 | 2795 | Combustion Turbine |  | S_SOU | Georgia | 13 | Effingham | 103 | 13103 | 82.2 | 15981 | 1994 | 9999 |  |  | N | Natural Gas, Distillate Fuel Oil |  |  |  | H2O | [8 empty] | 0.052 | 0.79614 | 0.79614 | 0.79614 | 0.79614 | [11 empty] | Georgia Power Co | 100 | Southern Co | 100
natural gas peaker | McIntosh | 6124_G_CT1 | 6124 | G | CT1 | 2788 | Combustion Turbine |  | S_SOU | Georgia | 13 | Effingham | 103 | 13103 | 82.2 | 15980 | 1995 | 9999 |  |  | N | Natural Gas, Distillate Fuel Oil |  |  |  | H2O | [8 empty] | 0.052 | 0.76449 | 0.76449 | 0.76449 | 0.76449 | [11 empty] | Georgia Power Co | 100 | Southern Co | 100
natural gas peaker | McIntosh | 6124_G_CT2 | 6124 | G | CT2 | 2789 | Combustion Turbine |  | S_SOU | Georgia | 13 | Effingham | 103 | 13103 | 82.2 | 15981 | 1995 | 9999 |  |  | N | Natural Gas, Distillate Fuel Oil |  |  |  | H2O | [8 empty] | 0.052 | 0.74997 | 0.74997 | 0.74997 | 0.74997 | [11 empty] | Georgia Power Co | 100 | Southern Co | 100
natural gas peaker | Shrewsbury | 6125_G_1 | 6125 | G | 1 |  | Combustion Turbine | IC Engine | NENGREST | Massachusetts | 25 | Worcester | 27 | 25027 | 2.8 | 18506 | 1969 | 9999 |  |  | N | Distillate Fuel Oil | [12 empty] | 0.789 | 4.4459 | 4.4459 | 4.4459 | 4.4459 | [11 empty] | Shrewsbury Electric Lighting Plant | 100 | Shrewsbury Electric Lighting Plant | 100
natural gas peaker | Shrewsbury | 6125_G_2 | 6125 | G | 2 |  | Combustion Turbine | IC Engine | NENGREST | Massachusetts | 25 | Worcester | 27 | 25027 | 2.8 | 18500 | 1969 | 9999 |  |  | N | Distillate Fuel Oil | [12 empty] | 0.789 | 4.3145 | 4.3145 | 4.3145 | 4.3145 | [11 empty] | Shrewsbury Electric Lighting Plant | 100 | Shrewsbury Electric Lighting Plant | 100
natural gas peaker | Shrewsbury | 6125_G_3 | 6125 | G | 3 |  | Combustion Turbine | IC Engine | NENGREST | Massachusetts | 25 | Worcester | 27 | 25027 | 2.8 | 18500 | 1975 | 9999 |  |  | N | Distillate Fuel Oil | [12 empty] | 0.789 | 3.4866 | 3.4866 | 3.4866 | 3.4866 | [11 empty] | Shrewsbury Electric Lighting Plant | 100 | Shrewsbury Electric Lighting Plant | 100
natural gas peaker | Shrewsbury | 6125_G_4 | 6125 | G | 4 |  | Combustion Turbine | IC Engine | NENGREST | Massachusetts | 25 | Worcester | 27 | 25027 | 2.8 | 18500 | 1975 | 9999 |  |  | N | Distillate Fuel Oil | [12 empty] | 0.789 | 4.4388 | 4.4388 | 4.4388 | 4.4388 | [11 empty] | Shrewsbury Electric Lighting Plant | 100 | Shrewsbury Electric Lighting Plant | 100
natural gas peaker | Shrewsbury | 6125_G_5 | 6125 | G | 5 |  | Combustion Turbine | IC Engine | NENGREST | Massachusetts | 25 | Worcester | 27 | 25027 | 2.8 | 18500 | 1978 | 9999 |  |  | N | Distillate Fuel Oil | [12 empty] | 0.789 | 4.4337 | 4.4337 | 4.4337 | 4.4337 | [11 empty] | Shrewsbury Electric Lighting Plant | 100 | Shrewsbury Electric Lighting Plant | 100
0 | Fairfield Pumped Storage | 6126_G_1 | 6126 | G | 1 |  | Pumped Storage |  | S_VACA | South Carolina | 45 | Fairfield | 39 | 45039 | 72 | 0 | 1978 | 9999 |  |  | N | Pumped Storage | [13 empty] | 0 | 0 | 0 | 0 | [11 empty] | Dominion Energy South Carolina | 100 | Dominion Energy Inc | 100
0 | Fairfield Pumped Storage | 6126_G_2 | 6126 | G | 2 |  | Pumped Storage |  | S_VACA | South Carolina | 45 | Fairfield | 39 | 45039 | 72 | 0 | 1978 | 9999 |  |  | N | Pumped Storage | [13 empty] | 0 | 0 | 0 | 0 | [11 empty] | Dominion Energy South Carolina | 100 | Dominion Energy Inc | 100
0 | Fairfield Pumped Storage | 6126_G_3 | 6126 | G | 3 |  | Pumped Storage |  | S_VACA | South Carolina | 45 | Fairfield | 39 | 45039 | 72 | 0 | 1978 | 9999 |  |  | N | Pumped Storage | [13 empty] | 0 | 0 | 0 | 0 | [11 empty] | Dominion Energy South Carolina | 100 | Dominion Energy Inc | 100
0 | Fairfield Pumped Storage | 6126_G_4 | 6126 | G | 4 |  | Pumped Storage |  | S_VACA | South Carolina | 45 | Fairfield | 39 | 45039 | 72 | 0 | 1978 | 9999 |  |  | N | Pumped Storage | [13 empty] | 0 | 0 | 0 | 0 | [11 empty] | Dominion Energy South Carolina | 100 | Dominion Energy Inc | 100
0 | Fairfield Pumped Storage | 6126_G_5 | 6126 | G | 5 |  | Pumped Storage |  | S_VACA | South Carolina | 45 | Fairfield | 39 | 45039 | 72 | 0 | 1978 | 9999 |  |  | N | Pumped Storage | [13 empty] | 0 | 0 | 0 | 0 | [11 empty] | Dominion Energy South Carolina | 100 | Dominion Energy Inc | 100
0 | Fairfield Pumped Storage | 6126_G_6 | 6126 | G | 6 |  | Pumped Storage |  | S_VACA | South Carolina | 45 | Fairfield | 39 | 45039 | 72 | 0 | 1978 | 9999 |  |  | N | Pumped Storage | [13 empty] | 0 | 0 | 0 | 0 | [11 empty] | Dominion Energy South Carolina | 100 | Dominion Energy Inc | 100
0 | Fairfield Pumped Storage | 6126_G_7 | 6126 | G | 7 |  | Pumped Storage |  | S_VACA | South Carolina | 45 | Fairfield | 39 | 45039 | 72 | 0 | 1978 | 9999 |  |  | N | Pumped Storage | [13 empty] | 0 | 0 | 0 | 0 | [11 empty] | Dominion Energy South Carolina | 100 | Dominion Energy Inc | 100
0 | Fairfield Pumped Storage | 6126_G_8 | 6126 | G | 8 |  | Pumped Storage |  | S_VACA | South Carolina | 45 | Fairfield | 39 | 45039 | 72 | 0 | 1978 | 9999 |  |  | N | Pumped Storage | [13 empty] | 0 | 0 | 0 | 0 | [11 empty] | Dominion Energy South Carolina | 100 | Dominion Energy Inc | 100
nuclear | V C Summer | 6127_G_1 | 6127 | G | 1 |  | Nuclear |  | S_VACA | South Carolina | 45 | Fairfield | 39 | 45039 | 971 | 10456 | 1984 | 9999 |  |  | N | Nuclear Fuel | [13 empty] | 0 | 0 | 0 | 0 | [11 empty] | Dominion Energy South Carolina | 66.67 | Dominion Energy Inc | 66.67
hydro | Amistad Dam & Power | 6128_G_1 | 6128 | G | 1 |  | Hydro |  | ERC_REST | Texas | 48 | Val Verde | 465 | 48465 | 29 | 0 | 1983 | 9999 |  |  | N | Hydro | [13 empty] | 0 | 0 | 0 | 0 | [11 empty] | International Boundary & Water Commission | 100 | Intl Boundary & Water Commission | 100
hydro | Amistad Dam & Power | 6128_G_2 | 6128 | G | 2 |  | Hydro |  | ERC_REST | Texas | 48 | Val Verde | 465 | 48465 | 29 | 0 | 1983 | 9999 |  |  | N | Hydro | [13 empty] | 0 | 0 | 0 | 0 | [11 empty] | International Boundary & Water Commission | 100 | Intl Boundary & Water Commission | 100
hydro | Carters | 6130_G_1 | 6130 | G | 1 |  | Hydro |  | S_SOU | Georgia | 13 | Murray | 213 | 13213 | 143 | 0 | 1975 | 9999 |  |  | N | Hydro | [13 empty] | 0 | 0 | 0 | 0 | [11 empty] | USACE Mobile District | 100 | U S Army Corps of Engineers | 100
hydro | Carters | 6130_G_2 | 6130 | G | 2 |  | Hydro |  | S_SOU | Georgia | 13 | Murray | 213 | 13213 | 143 | 0 | 1975 | 9999 |  |  | N | Hydro | [13 empty] | 0 | 0 | 0 | 0 | [11 empty] | USACE Mobile District | 100 | U S Army Corps of Engineers | 100
0 | Carters | 6130_G_3 | 6130 | G | 3 |  | Pumped Storage |  | S_SOU | Georgia | 13 | Murray | 213 | 13213 | 143 | 0 | 1977 | 9999 |  |  | N | Pumped Storage | [13 empty] | 0 | 0 | 0 | 0 | [11 empty] | USACE Mobile District | 100 | U S Army Corps of Engineers | 100
0 | Carters | 6130_G_4 | 6130 | G | 4 |  | Pumped Storage |  | S_SOU | Georgia | 13 | Murray | 213 | 13213 | 143 | 0 | 1977 | 9999 |  |  | N | Pumped Storage | [13 empty] | 0 | 0 | 0 | 0 | [11 empty] | USACE Mobile District | 100 | U S Army Corps of Engineers | 100
hydro | Jones Bluff | 6131_G_1 | 6131 | G | 1 |  | Hydro |  | S_SOU | Alabama | 1 | Autauga | 1 | 01001 | 20.5 | 0 | 1975 | 9999 |  |  | N | Hydro | [13 empty] | 0 | 0 | 0 | 0 | [11 empty] | USACE Mobile District | 100 | U S Army Corps of Engineers | 100
hydro | Jones Bluff | 6131_G_2 | 6131 | G | 2 |  | Hydro |  | S_SOU | Alabama | 1 | Autauga | 1 | 01001 | 20.5 | 0 | 1975 | 9999 |  |  | N | Hydro | [13 empty] | 0 | 0 | 0 | 0 | [11 empty] | USACE Mobile District | 100 | U S Army Corps of Engineers | 100
hydro | Jones Bluff | 6131_G_3 | 6131 | G | 3 |  | Hydro |  | S_SOU | Alabama | 1 | Autauga | 1 | 01001 | 20.5 | 0 | 1975 | 9999 |  |  | N | Hydro | [13 empty] | 0 | 0 | 0 | 0 | [11 empty] | USACE Mobile District | 100 | U S Army Corps of Engineers | 100
hydro | Jones Bluff | 6131_G_4 | 6131 | G | 4 |  | Hydro |  | S_SOU | Alabama | 1 | Autauga | 1 | 01001 | 20.5 | 0 | 1975 | 9999 |  |  | N | Hydro | [13 empty] | 0 | 0 | 0 | 0 | [11 empty] | USACE Mobile District | 100 | U S Army Corps of Engineers | 100
hydro | Richard B Russell | 6132_G_1 | 6132 | G | 1 |  | Hydro |  | S_SOU | Georgia | 13 | Elbert | 105 | 13105 | 84 | 0 | 1985 | 9999 |  |  | N | Hydro | [13 empty] | 0 | 0 | 0 | 0 | [11 empty] | USACE Savannah District | 100 | U S Army Corps of Engineers | 100
hydro | Richard B Russell | 6132_G_2 | 6132 | G | 2 |  | Hydro |  | S_SOU | Georgia | 13 | Elbert | 105 | 13105 | 84 | 0 | 1985 | 9999 |  |  | N | Hydro | [13 empty] | 0 | 0 | 0 | 0 | [11 empty] | USACE Savannah District | 100 | U S Army Corps of Engineers | 100
hydro | Richard B Russell | 6132_G_3 | 6132 | G | 3 |  | Hydro |  | S_SOU | Georgia | 13 | Elbert | 105 | 13105 | 84 | 0 | 1985 | 9999 |  |  | N | Hydro | [13 empty] | 0 | 0 | 0 | 0 | [11 empty] | USACE Savannah District | 100 | U S Army Corps of Engineers | 100
hydro | Richard B Russell | 6132_G_4 | 6132 | G | 4 |  | Hydro |  | S_SOU | Georgia | 13 | Elbert | 105 | 13105 | 84 | 0 | 1986 | 9999 |  |  | N | Hydro | [13 empty] | 0 | 0 | 0 | 0 | [11 empty] | USACE Savannah District | 100 | U S Army Corps of Engineers | 100
0 | Richard B Russell | 6132_G_5 | 6132 | G | 5 |  | Pumped Storage |  | S_SOU | Georgia | 13 | Elbert | 105 | 13105 | 82 | 0 | 2002 | 9999 |  |  | N | Pumped Storage | [13 empty] | 0 | 0 | 0 | 0 | [11 empty] | USACE Savannah District | 100 | U S Army Corps of Engineers | 100
0 | Richard B Russell | 6132_G_6 | 6132 | G | 6 |  | Pumped Storage |  | S_SOU | Georgia | 13 | Elbert | 105 | 13105 | 82 | 0 | 2002 | 9999 |  |  | N | Pumped Storage | [13 empty] | 0 | 0 | 0 | 0 | [11 empty] | USACE Savannah District | 100 | U S Army Corps of Engineers | 100
0 | Richard B Russell | 6132_G_7 | 6132 | G | 7 |  | Pumped Storage |  | S_SOU | Georgia | 13 | Elbert | 105 | 13105 | 82 | 0 | 2002 | 9999 |  |  | N | Pumped Storage | [13 empty] | 0 | 0 | 0 | 0 | [11 empty] | USACE Savannah District | 100 | U S Army Corps of Engineers | 100
0 | Richard B Russell | 6132_G_8 | 6132 | G | 8 |  | Pumped Storage |  | S_SOU | Georgia | 13 | Elbert | 105 | 13105 | 82 | 0 | 2002 | 9999 |  |  | N | Pumped Storage | [13 empty] | 0 | 0 | 0 | 0 | [11 empty] | USACE Savannah District | 100 | U S Army Corps of Engineers | 100
hydro | West Point (GA) | 6133_G_1 | 6133 | G | 1 |  | Hydro |  | S_SOU | Georgia | 13 | Troup | 285 | 13285 | 3 | 0 | 1975 | 9999 |  |  | N | Hydro | [13 empty] | 0 | 0 | 0 | 0 | [11 empty] | USACE Mobile District | 100 | U S Army Corps of Engineers | 100
hydro | West Point (GA) | 6133_G_2 | 6133 | G | 2 |  | Hydro |  | S_SOU | Georgia | 13 | Troup | 285 | 13285 | 42 | 0 | 1975 | 9999 |  |  | N | Hydro | [13 empty] | 0 | 0 | 0 | 0 | [11 empty] | USACE Mobile District | 100 | U S Army Corps of Engineers | 100
hydro | West Point (GA) | 6133_G_3 | 6133 | G | 3 |  | Hydro |  | S_SOU | Georgia | 13 | Troup | 285 | 13285 | 42 | 0 | 1975 | 9999 |  |  | N | Hydro | [13 empty] | 0 | 0 | 0 | 0 | [11 empty] | USACE Mobile District | 100 | U S Army Corps of Engineers | 100
natural gas peaker | A B Brown | 6137_G_4 | 6137 | G | 4 | 2799 | Combustion Turbine |  | MIS_INKY | Indiana | 18 | Posey | 129 | 18129 | 80 | 13384 | 1991 | 9999 |  |  | N | Natural Gas, Distillate Fuel Oil |  |  |  | DLNB + H2O | [8 empty] | 1.6 | 0.15372 | 0.15372 | 0.15372 | 0.15372 | [11 empty] | Southern Indiana Gas & Electric Co | 100 | CenterPoint Energy Inc | 100
natural gas peaker | A B Brown | 6137_G_5 | 6137 | G | 5 | 10210 | Combustion Turbine |  | MIS_INKY | Indiana | 18 | Posey | 129 | 18129 | 80 | 13384 | 2002 | 9999 |  |  | N | Natural Gas |  |  |  | DLNB + H2O | [8 empty] | 1.6 | 0.02848 | 0.02848 | 0.02848 | 0.02848 | [11 empty] | Southern Indiana Gas & Electric Co | 100 | CenterPoint Energy Inc | 100
hard coal | Flint Creek | 6138_B_1 | 6138 | B | 1 | 2800 | Coal Steam |  | SPP_WEST | Arkansas | 5 | Benton | 7 | 05007 | 528 | 10629 | 1978 | 2039 | wall | dry | N | Subbituminous | Dry Scrubber | 2016 | 0.9 | LNBO |  |  |  | ESPH + B | No | ACI | 2016 |  | 1.2 | 0.18498 | 0.18498 | 0.18498 | 0.18498 | 0.1 | 0.1 | 0.1 | 0.95 | [6 empty] | Yes | Arkansas Electric Coop Corp | 50 | American Electric Power Co Inc | 50
hydro | Clarence Cannon | 6140_G_1 | 6140 | G | 1 |  | Hydro |  | S_D_AECI | Missouri | 29 | Ralls | 173 | 29173 | 27 | 0 | 1984 | 9999 |  |  | N | Hydro | [13 empty] | 0 | 0 | 0 | 0 | [11 empty] | USACE St Louis District | 100 | U S Army Corps of Engineers | 100
0 | Clarence Cannon | 6140_G_2 | 6140 | G | 2 |  | Pumped Storage |  | S_D_AECI | Missouri | 29 | Ralls | 173 | 29173 | 31 | 0 | 1984 | 9999 |  |  | N | Pumped Storage | [13 empty] | 0 | 0 | 0 | 0 | [11 empty] | USACE St Louis District | 100 | U S Army Corps of Engineers | 100
0 | Harry Truman | 6141_G_6 | 6141 | G | 6 |  | Pumped Storage |  | SPP_WEST | Missouri | 29 | Benton | 15 | 29015 | 31 | 0 | 1979 | 9999 |  |  | N | Pumped Storage | [13 empty] | 0 | 0 | 0 | 0 | [11 empty] | USACE Kansas City District | 100 | U S Army Corps of Engineers | 100
0 | Harry Truman | 6141_G_5 | 6141 | G | 5 |  | Pumped Storage |  | SPP_WEST | Missouri | 29 | Benton | 15 | 29015 | 31 | 0 | 1981 | 9999 |  |  | N | Pumped Storage | [13 empty] | 0 | 0 | 0 | 0 | [11 empty] | USACE Kansas City District | 100 | U S Army Corps of Engineers | 100
0 | Harry Truman | 6141_G_1 | 6141 | G | 1 |  | Pumped Storage |  | SPP_WEST | Missouri | 29 | Benton | 15 | 29015 | 31 | 0 | 1982 | 9999 |  |  | N | Pumped Storage | [13 empty] | 0 | 0 | 0 | 0 | [11 empty] | USACE Kansas City District | 100 | U S Army Corps of Engineers | 100
0 | Harry Truman | 6141_G_2 | 6141 | G | 2 |  | Pumped Storage |  | SPP_WEST | Missouri | 29 | Benton | 15 | 29015 | 31 | 0 | 1982 | 9999 |  |  | N | Pumped Storage | [13 empty] | 0 | 0 | 0 | 0 | [11 empty] | USACE Kansas City District | 100 | U S Army Corps of Engineers | 100
0 | Harry Truman | 6141_G_3 | 6141 | G | 3 |  | Pumped Storage |  | SPP_WEST | Missouri | 29 | Benton | 15 | 29015 | 31 | 0 | 1982 | 9999 |  |  | N | Pumped Storage | [13 empty] | 0 | 0 | 0 | 0 | [11 empty] | USACE Kansas City District | 100 | U S Army Corps of Engineers | 100
0 | Harry Truman | 6141_G_4 | 6141 | G | 4 |  | Pumped Storage |  | SPP_WEST | Missouri | 29 | Benton | 15 | 29015 | 31 | 0 | 1982 | 9999 |  |  | N | Pumped Storage | [13 empty] | 0 | 0 | 0 | 0 | [11 empty] | USACE Kansas City District | 100 | U S Army Corps of Engineers | 100
hydro | Ozark | 6142_G_1 | 6142 | G | 1 |  | Hydro |  | SPP_WEST | Arkansas | 5 | Franklin | 47 | 05047 | 23 | 0 | 1972 | 9999 |  |  | N | Hydro | [13 empty] | 0 | 0 | 0 | 0 | [11 empty] | USACE Little Rock District | 100 | U S Army Corps of Engineers | 100
hydro | Ozark | 6142_G_2 | 6142 | G | 2 |  | Hydro |  | SPP_WEST | Arkansas | 5 | Franklin | 47 | 05047 | 23 | 0 | 1973 | 9999 |  |  | N | Hydro | [13 empty] | 0 | 0 | 0 | 0 | [11 empty] | USACE Little Rock District | 100 | U S Army Corps of Engineers | 100
hydro | Ozark | 6142_G_3 | 6142 | G | 3 |  | Hydro |  | SPP_WEST | Arkansas | 5 | Franklin | 47 | 05047 | 23 | 0 | 1973 | 9999 |  |  | N | Hydro | [13 empty] | 0 | 0 | 0 | 0 | [11 empty] | USACE Little Rock District | 100 | U S Army Corps of Engineers | 100
hydro | Ozark | 6142_G_5 | 6142 | G | 5 |  | Hydro |  | SPP_WEST | Arkansas | 5 | Franklin | 47 | 05047 | 23 | 0 | 1974 | 9999 |  |  | N | Hydro | [13 empty] | 0 | 0 | 0 | 0 | [11 empty] | USACE Little Rock District | 100 | U S Army Corps of Engineers | 100
nuclear | Comanche Peak | 6145_G_1 | 6145 | G | 1 |  | Nuclear |  | ERC_REST | Texas | 48 | Somervell | 425 | 48425 | 1205 | 10456 | 1990 | 9999 |  |  | N | Nuclear Fuel | [13 empty] | 0 | 0 | 0 | 0 | [11 empty] | Luminant | 100 | Vistra Energy | 100
nuclear | Comanche Peak | 6145_G_2 | 6145 | G | 2 |  | Nuclear |  | ERC_REST | Texas | 48 | Somervell | 425 | 48425 | 1195 | 10456 | 1993 | 9999 |  |  | N | Nuclear Fuel | [13 empty] | 0 | 0 | 0 | 0 | [11 empty] | Luminant | 100 | Vistra Energy | 100
hard coal | Martin Lake | 6146_B_1 | 6146 | B | 1 | 2804 | Coal Steam |  | ERC_REST | Texas | 48 | Rusk | 401 | 48401 | 800 | 11495 | 1977 | 9999 | tangential | dry | N | Lignite, Subbituminous | Wet Scrubber | 1977 | 0.95 | LNC2 |  |  |  | ESPC | Yes | ACI | 2009 |  | 1.2 | 0.15171 | 0.15171 | 0.1469 | 0.1469 | 0.1 | 0.1 | 0.1 | 0.99 | [7 empty] | Luminant | 100 | Vistra Energy | 100
hard coal | Martin Lake | 6146_B_2 | 6146 | B | 2 | 2805 | Coal Steam |  | ERC_REST | Texas | 48 | Rusk | 401 | 48401 | 805 | 11314 | 1978 | 9999 | tangential | dry | N | Lignite, Subbituminous | Wet Scrubber | 1978 | 0.95 | LNC2 |  |  |  | ESPC | Yes | ACI | 2009 |  | 1.2 | 0.15356 | 0.15356 | 0.1469 | 0.1469 | 0.1 | 0.1 | 0.1 | 0.99 | [7 empty] | Luminant | 100 | Vistra Energy | 100
hard coal | Martin Lake | 6146_B_3 | 6146 | B | 3 | 2806 | Coal Steam |  | ERC_REST | Texas | 48 | Rusk | 401 | 48401 | 805 | 11423 | 1979 | 9999 | tangential | dry | N | Lignite, Subbituminous | Wet Scrubber | 1979 | 0.95 | LNC2 |  |  |  | ESPC | Yes | ACI | 2008 |  | 1.2 | 0.14162 | 0.14162 | 0.14162 | 0.14162 | 0.1 | 0.1 | 0.1 | 0.99 | [7 empty] | Luminant | 100 | Vistra Energy | 100
nuclear | Davis Besse | 6149_G_1 | 6149 | G | 1 |  | Nuclear |  | PJM_ATSI | Ohio | 39 | Ottawa | 123 | 39123 | 894 | 10456 | 1977 | 9999 |  |  | N | Nuclear Fuel | [13 empty] | 0 | 0 | 0 | 0 | [11 empty] | Energy Harbor Nuclear Generation LLC | 100 | FirstEnergy Corp | 100
0 | Raccoon Mountain | 6151_G_2 | 6151 | G | 2 |  | Pumped Storage |  | S_C_TVA | Tennessee | 47 | Hamilton | 65 | 47065 | 404.1 | 0 | 1978 | 9999 |  |  | N | Pumped Storage | [13 empty] | 0 | 0 | 0 | 0 | [11 empty] | Tennessee Valley Authority | 100 | Tennessee Valley Authority | 100
0 | Raccoon Mountain | 6151_G_1 | 6151 | G | 1 |  | Pumped Storage |  | S_C_TVA | Tennessee | 47 | Hamilton | 65 | 47065 | 404.7 | 0 | 1979 | 9999 |  |  | N | Pumped Storage | [13 empty] | 0 | 0 | 0 | 0 | [11 empty] | Tennessee Valley Authority | 100 | Tennessee Valley Authority | 100
0 | Raccoon Mountain | 6151_G_3 | 6151 | G | 3 |  | Pumped Storage |  | S_C_TVA | Tennessee | 47 | Hamilton | 65 | 47065 | 403.5 | 0 | 1979 | 9999 |  |  | N | Pumped Storage | [13 empty] | 0 | 0 | 0 | 0 | [11 empty] | Tennessee Valley Authority | 100 | Tennessee Valley Authority | 100
0 | Raccoon Mountain | 6151_G_4 | 6151 | G | 4 |  | Pumped Storage |  | S_C_TVA | Tennessee | 47 | Hamilton | 65 | 47065 | 404 | 0 | 1979 | 9999 |  |  | N | Pumped Storage | [13 empty] | 0 | 0 | 0 | 0 | [11 empty] | Tennessee Valley Authority | 100 | Tennessee Valley Authority | 100
nuclear | Sequoyah | 6152_G_1 | 6152 | G | 1 |  | Nuclear |  | S_C_TVA | Tennessee | 47 | Hamilton | 65 | 47065 | 1152 | 10456 | 1981 | 9999 |  |  | N | Nuclear Fuel | [13 empty] | 0 | 0 | 0 | 0 | [11 empty] | Tennessee Valley Authority | 100 | Tennessee Valley Authority | 100
nuclear | Sequoyah | 6152_G_2 | 6152 | G | 2 |  | Nuclear |  | S_C_TVA | Tennessee | 47 | Hamilton | 65 | 47065 | 1125.7 | 10456 | 1982 | 9999 |  |  | N | Nuclear Fuel | [13 empty] | 0 | 0 | 0 | 0 | [11 empty] | Tennessee Valley Authority | 100 | Tennessee Valley Authority | 100
nuclear | Callaway | 6153_G_1 | 6153 | G | 1 |  | Nuclear |  | MIS_MO | Missouri | 29 | Callaway | 27 | 29027 | 1190 | 10456 | 1984 | 9999 |  |  | N | Nuclear Fuel | [13 empty] | 0 | 0 | 0 | 0 | [11 empty] | Ameren Missouri | 100 | Ameren Corp | 100
natural gas steam turbine | New Haven Harbor | 6156_B_NHB1 | 6156 | B | NHB1 | 2815 | O/G Steam |  | NENG_CT | Connecticut | 9 | New Haven | 9 | 09009 | 448 | 12988 | 1975 | 9999 | tangential | dry | N | Natural Gas |  |  |  | LNB | [8 empty] | 0.33 | 0.04797 | 0.04797 | 0.04797 | 0.04797 | [11 empty] | PSEG Power Connecticut LLC | 98.21 | Public Service Enterprise Group Inc | 98.21
natural gas peaker | New Haven Harbor | 6156_G_2 | 6156 | G | 2 | 90569 | Combustion Turbine |  | NENG_CT | Connecticut | 9 | New Haven | 9 | 09009 | 42.9 | 13513 | 2012 | 9999 |  |  | N | Natural Gas, Distillate Fuel Oil |  |  |  | H2O | SCR | [7 empty] | 0.002 | 0.05681 | 0.05681 | 0.05681 | 0.05681 | [11 empty] | PSEG New Haven LLC | 100 | Public Service Enterprise Group Inc | 100
natural gas peaker | New Haven Harbor | 6156_G_3 | 6156 | G | 3 | 90570 | Combustion Turbine |  | NENG_CT | Connecticut | 9 | New Haven | 9 | 09009 | 42.9 | 13512 | 2012 | 9999 |  |  | N | Natural Gas, Distillate Fuel Oil |  |  |  | H2O | SCR | [7 empty] | 0.002 | 0.03754 | 0.03754 | 0.03754 | 0.03754 | [11 empty] | PSEG New Haven LLC | 100 | Public Service Enterprise Group Inc | 100
natural gas peaker | New Haven Harbor | 6156_G_4 | 6156 | G | 4 | 90571 | Combustion Turbine |  | NENG_CT | Connecticut | 9 | New Haven | 9 | 09009 | 42.9 | 13512 | 2012 | 9999 |  |  | N | Natural Gas, Distillate Fuel Oil |  |  |  | H2O | SCR | [7 empty] | 0.002 | 0.02806 | 0.02806 | 0.02806 | 0.02806 | [11 empty] | PSEG New Haven LLC | 100 | Public Service Enterprise Group Inc | 100
hydro | New Melones | 6158_G_1 | 6158 | G | 1 |  | Hydro |  | WEC_CALN | California | 6 | Tuolumne | 109 | 06109 | 191 | 0 | 1979 | 9999 |  |  | N | Hydro | [13 empty] | 0 | 0 | 0 | 0 | [11 empty] | U S Bureau of Reclamation | 100 | U S Bureau of Reclamation | 100
hydro | New Melones | 6158_G_2 | 6158 | G | 2 |  | Hydro |  | WEC_CALN | California | 6 | Tuolumne | 109 | 06109 | 191 | 0 | 1979 | 9999 |  |  | N | Hydro | [13 empty] | 0 | 0 | 0 | 0 | [11 empty] | U S Bureau of Reclamation | 100 | U S Bureau of Reclamation | 100
hydro | Crystal | 6159_G_1 | 6159 | G | 1 |  | Hydro |  | WECC_CO | Colorado | 8 | Montrose | 85 | 08085 | 35 | 0 | 1978 | 9999 |  |  | N | Hydro | [13 empty] | 0 | 0 | 0 | 0 | [11 empty] | U S Bureau of Reclamation | 100 | U S Bureau of Reclamation | 100
hydro | Grand Coulee | 6163_G_3 | 6163 | G | 3 |  | Hydro |  | WECC_PNW | Washington | 53 | Grant | 25 | 53025 | 125 | 0 | 1941 | 9999 |  |  | N | Hydro | [13 empty] | 0 | 0 | 0 | 0 | [11 empty] | U S Bureau of Reclamation | 100 | U S Bureau of Reclamation | 100
hydro | Grand Coulee | 6163_G_LS1 | 6163 | G | LS1 |  | Hydro |  | WECC_PNW | Washington | 53 | Grant | 25 | 53025 | 10 | 0 | 1941 | 9999 |  |  | N | Hydro | [13 empty] | 0 | 0 | 0 | 0 | [11 empty] | U S Bureau of Reclamation | 100 | U S Bureau of Reclamation | 100
hydro | Grand Coulee | 6163_G_LS2 | 6163 | G | LS2 |  | Hydro |  | WECC_PNW | Washington | 53 | Grant | 25 | 53025 | 10 | 0 | 1941 | 9999 |  |  | N | Hydro | [13 empty] | 0 | 0 | 0 | 0 | [11 empty] | U S Bureau of Reclamation | 100 | U S Bureau of Reclamation | 100
hydro | Grand Coulee | 6163_G_1 | 6163 | G | 1 |  | Hydro |  | WECC_PNW | Washington | 53 | Grant | 25 | 53025 | 125 | 0 | 1942 | 9999 |  |  | N | Hydro | [13 empty] | 0 | 0 | 0 | 0 | [11 empty] | U S Bureau of Reclamation | 100 | U S Bureau of Reclamation | 100
hydro | Grand Coulee | 6163_G_2 | 6163 | G | 2 |  | Hydro |  | WECC_PNW | Washington | 53 | Grant | 25 | 53025 | 125 | 0 | 1942 | 9999 |  |  | N | Hydro | [13 empty] | 0 | 0 | 0 | 0 | [11 empty] | U S Bureau of Reclamation | 100 | U S Bureau of Reclamation | 100
hydro | Grand Coulee | 6163_G_5 | 6163 | G | 5 |  | Hydro |  | WECC_PNW | Washington | 53 | Grant | 25 | 53025 | 125 | 0 | 1943 | 9999 |  |  | N | Hydro | [13 empty] | 0 | 0 | 0 | 0 | [11 empty] | U S Bureau of Reclamation | 100 | U S Bureau of Reclamation | 100
hydro | Grand Coulee | 6163_G_6 | 6163 | G | 6 |  | Hydro |  | WECC_PNW | Washington | 53 | Grant | 25 | 53025 | 125 | 0 | 1943 | 9999 |  |  | N | Hydro | [13 empty] | 0 | 0 | 0 | 0 | [11 empty] | U S Bureau of Reclamation | 100 | U S Bureau of Reclamation | 100
hydro | Grand Coulee | 6163_G_8 | 6163 | G | 8 |  | Hydro |  | WECC_PNW | Washington | 53 | Grant | 25 | 53025 | 125 | 0 | 1943 | 9999 |  |  | N | Hydro | [13 empty] | 0 | 0 | 0 | 0 | [11 empty] | U S Bureau of Reclamation | 100 | U S Bureau of Reclamation | 100
hydro | Grand Coulee | 6163_G_4 | 6163 | G | 4 |  | Hydro |  | WECC_PNW | Washington | 53 | Grant | 25 | 53025 | 125 | 0 | 1944 | 9999 |  |  | N | Hydro | [13 empty] | 0 | 0 | 0 | 0 | [11 empty] | U S Bureau of Reclamation | 100 | U S Bureau of Reclamation | 100
hydro | Grand Coulee | 6163_G_7 | 6163 | G | 7 |  | Hydro |  | WECC_PNW | Washington | 53 | Grant | 25 | 53025 | 125 | 0 | 1947 | 9999 |  |  | N | Hydro | [13 empty] | 0 | 0 | 0 | 0 | [11 empty] | U S Bureau of Reclamation | 100 | U S Bureau of Reclamation | 100
hydro | Grand Coulee | 6163_G_9 | 6163 | G | 9 |  | Hydro |  | WECC_PNW | Washington | 53 | Grant | 25 | 53025 | 125 | 0 | 1948 | 9999 |  |  | N | Hydro | [13 empty] | 0 | 0 | 0 | 0 | [11 empty] | U S Bureau of Reclamation | 100 | U S Bureau of Reclamation | 100
hydro | Grand Coulee | 6163_G_16 | 6163 | G | 16 |  | Hydro |  | WECC_PNW | Washington | 53 | Grant | 25 | 53025 | 125 | 0 | 1949 | 9999 |  |  | N | Hydro | [13 empty] | 0 | 0 | 0 | 0 | [11 empty] | U S Bureau of Reclamation | 100 | U S Bureau of Reclamation | 100
hydro | Grand Coulee | 6163_G_17 | 6163 | G | 17 |  | Hydro |  | WECC_PNW | Washington | 53 | Grant | 25 | 53025 | 125 | 0 | 1949 | 9999 |  |  | N | Hydro | [13 empty] | 0 | 0 | 0 | 0 | [11 empty] | U S Bureau of Reclamation | 100 | U S Bureau of Reclamation | 100
hydro | Grand Coulee | 6163_G_18 | 6163 | G | 18 |  | Hydro |  | WECC_PNW | Washington | 53 | Grant | 25 | 53025 | 125 | 0 | 1949 | 9999 |  |  | N | Hydro | [13 empty] | 0 | 0 | 0 | 0 | [11 empty] | U S Bureau of Reclamation | 100 | U S Bureau of Reclamation | 100
hydro | Grand Coulee | 6163_G_13 | 6163 | G | 13 |  | Hydro |  | WECC_PNW | Washington | 53 | Grant | 25 | 53025 | 125 | 0 | 1950 | 9999 |  |  | N | Hydro | [13 empty] | 0 | 0 | 0 | 0 | [11 empty] | U S Bureau of Reclamation | 100 | U S Bureau of Reclamation | 100
hydro | Grand Coulee | 6163_G_14 | 6163 | G | 14 |  | Hydro |  | WECC_PNW | Washington | 53 | Grant | 25 | 53025 | 125 | 0 | 1950 | 9999 |  |  | N | Hydro | [13 empty] | 0 | 0 | 0 | 0 | [11 empty] | U S Bureau of Reclamation | 100 | U S Bureau of Reclamation | 100
hydro | Grand Coulee | 6163_G_15 | 6163 | G | 15 |  | Hydro |  | WECC_PNW | Washington | 53 | Grant | 25 | 53025 | 125 | 0 | 1950 | 9999 |  |  | N | Hydro | [13 empty] | 0 | 0 | 0 | 0 | [11 empty] | U S Bureau of Reclamation | 100 | U S Bureau of Reclamation | 100
hydro | Grand Coulee | 6163_G_10 | 6163 | G | 10 |  | Hydro |  | WECC_PNW | Washington | 53 | Grant | 25 | 53025 | 125 | 0 | 1951 | 9999 |  |  | N | Hydro | [13 empty] | 0 | 0 | 0 | 0 | [11 empty] | U S Bureau of Reclamation | 100 | U S Bureau of Reclamation | 100
hydro | Grand Coulee | 6163_G_11 | 6163 | G | 11 |  | Hydro |  | WECC_PNW | Washington | 53 | Grant | 25 | 53025 | 125 | 0 | 1951 | 9999 |  |  | N | Hydro | [13 empty] | 0 | 0 | 0 | 0 | [11 empty] | U S Bureau of Reclamation | 100 | U S Bureau of Reclamation | 100
hydro | Grand Coulee | 6163_G_12 | 6163 | G | 12 |  | Hydro |  | WECC_PNW | Washington | 53 | Grant | 25 | 53025 | 125 | 0 | 1951 | 9999 |  |  | N | Hydro | [13 empty] | 0 | 0 | 0 | 0 | [11 empty] | U S Bureau of Reclamation | 100 | U S Bureau of Reclamation | 100
hydro | Grand Coulee | 6163_G_LS3 | 6163 | G | LS3 |  | Hydro |  | WECC_PNW | Washington | 53 | Grant | 25 | 53025 | 10 | 0 | 1951 | 9999 |  |  | N | Hydro | [13 empty] | 0 | 0 | 0 | 0 | [11 empty] | U S Bureau of Reclamation | 100 | U S Bureau of Reclamation | 100
0 | Grand Coulee | 6163_G_PG7 | 6163 | G | PG7 |  | Pumped Storage |  | WECC_PNW | Washington | 53 | Grant | 25 | 53025 | 50 | 0 | 1973 | 9999 |  |  | N | Pumped Storage | [13 empty] | 0 | 0 | 0 | 0 | [11 empty] | U S Bureau of Reclamation | 100 | U S Bureau of Reclamation | 100
0 | Grand Coulee | 6163_G_PG8 | 6163 | G | PG8 |  | Pumped Storage |  | WECC_PNW | Washington | 53 | Grant | 25 | 53025 | 50 | 0 | 1973 | 9999 |  |  | N | Pumped Storage | [13 empty] | 0 | 0 | 0 | 0 | [11 empty] | U S Bureau of Reclamation | 100 | U S Bureau of Reclamation | 100
hydro | Grand Coulee | 6163_G_19 | 6163 | G | 19 |  | Hydro |  | WECC_PNW | Washington | 53 | Grant | 25 | 53025 | 690 | 0 | 1975 | 9999 |  |  | N | Hydro | [13 empty] | 0 | 0 | 0 | 0 | [11 empty] | U S Bureau of Reclamation | 100 | U S Bureau of Reclamation | 100
hydro | Grand Coulee | 6163_G_20 | 6163 | G | 20 |  | Hydro |  | WECC_PNW | Washington | 53 | Grant | 25 | 53025 | 690 | 0 | 1976 | 9999 |  |  | N | Hydro | [13 empty] | 0 | 0 | 0 | 0 | [11 empty] | U S Bureau of Reclamation | 100 | U S Bureau of Reclamation | 100
hydro | Grand Coulee | 6163_G_21 | 6163 | G | 21 |  | Hydro |  | WECC_PNW | Washington | 53 | Grant | 25 | 53025 | 690 | 0 | 1976 | 9999 |  |  | N | Hydro | [13 empty] | 0 | 0 | 0 | 0 | [11 empty] | U S Bureau of Reclamation | 100 | U S Bureau of Reclamation | 100
hydro | Grand Coulee | 6163_G_22 | 6163 | G | 22 |  | Hydro |  | WECC_PNW | Washington | 53 | Grant | 25 | 53025 | 805 | 0 | 1978 | 9999 |  |  | N | Hydro | [13 empty] | 0 | 0 | 0 | 0 | [11 empty] | U S Bureau of Reclamation | 100 | U S Bureau of Reclamation | 100
hydro | Grand Coulee | 6163_G_23 | 6163 | G | 23 |  | Hydro |  | WECC_PNW | Washington | 53 | Grant | 25 | 53025 | 805 | 0 | 1979 | 9999 |  |  | N | Hydro | [13 empty] | 0 | 0 | 0 | 0 | [11 empty] | U S Bureau of Reclamation | 100 | U S Bureau of Reclamation | 100
hydro | Grand Coulee | 6163_G_24 | 6163 | G | 24 |  | Hydro |  | WECC_PNW | Washington | 53 | Grant | 25 | 53025 | 805 | 0 | 1980 | 9999 |  |  | N | Hydro | [13 empty] | 0 | 0 | 0 | 0 | [11 empty] | U S Bureau of Reclamation | 100 | U S Bureau of Reclamation | 100
0 | Grand Coulee | 6163_G_PG10 | 6163 | G | PG10 |  | Pumped Storage |  | WECC_PNW | Washington | 53 | Grant | 25 | 53025 | 53.5 | 0 | 1983 | 9999 |  |  | N | Pumped Storage | [13 empty] | 0 | 0 | 0 | 0 | [11 empty] | U S Bureau of Reclamation | 100 | U S Bureau of Reclamation | 100
0 | Grand Coulee | 6163_G_PG11 | 6163 | G | PG11 |  | Pumped Storage |  | WECC_PNW | Washington | 53 | Grant | 25 | 53025 | 53.5 | 0 | 1983 | 9999 |  |  | N | Pumped Storage | [13 empty] | 0 | 0 | 0 | 0 | [11 empty] | U S Bureau of Reclamation | 100 | U S Bureau of Reclamation | 100
0 | Grand Coulee | 6163_G_PG9 | 6163 | G | PG9 |  | Pumped Storage |  | WECC_PNW | Washington | 53 | Grant | 25 | 53025 | 53.5 | 0 | 1983 | 9999 |  |  | N | Pumped Storage | [13 empty] | 0 | 0 | 0 | 0 | [11 empty] | U S Bureau of Reclamation | 100 | U S Bureau of Reclamation | 100
0 | Grand Coulee | 6163_G_PG12 | 6163 | G | PG12 |  | Pumped Storage |  | WECC_PNW | Washington | 53 | Grant | 25 | 53025 | 53.5 | 0 | 1984 | 9999 |  |  | N | Pumped Storage | [13 empty] | 0 | 0 | 0 | 0 | [11 empty] | U S Bureau of Reclamation | 100 | U S Bureau of Reclamation | 100
hard coal | Hunter | 6165_B_1 | 6165 | B | 1 | 2816 | Coal Steam |  | WECC_UT | Utah | 49 | Emery | 15 | 49015 | 471 | 10279 | 1978 | 2031 | tangential | dry | N | Bituminous | Wet Scrubber | 1978 | 0.82 | LNC3 |  |  |  | ESPC + B | Yes |  |  |  | 0.12 | 0.20578 | 0.20578 | 0.20578 | 0.20578 | 0.05 | 0.1 | 0.56 | 0.8628 | [6 empty] | Yes | PacifiCorp | 93.75 | Berkshire Hathaway Inc | 93.75
hard coal | Hunter | 6165_B_3 | 6165 | B | 3 | 2818 | Coal Steam |  | WECC_UT | Utah | 49 | Emery | 15 | 49015 | 460 | 10156 | 1978 | 2032 | wall | dry | N | Bituminous | Wet Scrubber | 1983 | 0.9 | LNBO |  |  |  | B + WS | NA |  |  |  | 0.12 | 0.28643 | 0.28643 | 0.28643 | 0.28643 | 0.05 | 0.1 | 0.56 | 0.95 | [7 empty] | PacifiCorp | 100 | Berkshire Hathaway Inc | 100
hard coal | Hunter | 6165_B_2 | 6165 | B | 2 | 2817 | Coal Steam |  | WECC_UT | Utah | 49 | Emery | 15 | 49015 | 430 | 10244 | 1980 | 2032 | tangential | dry | N | Bituminous | Wet Scrubber | 1980 | 0.82 | LNC3 |  |  |  | B | NA |  |  |  | 0.12 | 0.20085 | 0.20085 | 0.20085 | 0.20085 | 0.05 | 0.1 | 0.56 | 0.8628 | [6 empty] | Yes | PacifiCorp | 60.31 | Berkshire Hathaway Inc | 60.31
hard coal | Rockport | 6166_B_MB1 | 6166 | B | MB1 | 2819 | Coal Steam |  | PJM_West | Indiana | 18 | Spencer | 147 | 18147 | 1300 | 10007 | 1984 | 2029 | wall | dry | N | Bituminous, Subbituminous |  |  | 0.4658 | LNB + OFA | SCR | 2017 |  | ESPC | No | ACI | 2009 |  | 0.15 | 0.20132 | 0.12467 | 0.20132 | 0.12467 | 0.1 | 0.1 | 0.1 | 0.98 | Yes | 2015 | [5 empty] | AEP Generating Co | 50 | American Electric Power Co Inc | 100
hard coal | Rockport | 6166_B_MB2 | 6166 | B | MB2 | 2820 | Coal Steam |  | PJM_West | Indiana | 18 | Spencer | 147 | 18147 | 1300 | 10032 | 1989 | 2029 | wall | dry | N | Bituminous, Subbituminous |  |  | 0.4409 | LNB + OFA | SCR | 2020 |  | ESPC | No | ACI | 2009 |  | 0.15 | 0.21203 | 0.1797 | 0.21203 | 0.1797 | 0.1 | 0.1 | 0.1 | 0.98 | Yes | 2014 | [5 empty] | AEP Generating Co | 50 | American Electric Power Co Inc | 100
0 | Bath County | 6167_G_1 | 6167 | G | 1 |  | Pumped Storage |  | PJM_Dom | Virginia | 51 | Bath | 17 | 51017 | 500 | 0 | 1985 | 9999 |  |  | N | Pumped Storage | [13 empty] | 0 | 0 | 0 | 0 | [11 empty] | Virginia Electric & Power Co | 60 | Dominion Energy Inc | 60
0 | Bath County | 6167_G_2 | 6167 | G | 2 |  | Pumped Storage |  | PJM_Dom | Virginia | 51 | Bath | 17 | 51017 | 500 | 0 | 1985 | 9999 |  |  | N | Pumped Storage | [13 empty] | 0 | 0 | 0 | 0 | [11 empty] | Virginia Electric & Power Co | 60 | Dominion Energy Inc | 60
0 | Bath County | 6167_G_3 | 6167 | G | 3 |  | Pumped Storage |  | PJM_Dom | Virginia | 51 | Bath | 17 | 51017 | 502 | 0 | 1985 | 9999 |  |  | N | Pumped Storage | [13 empty] | 0 | 0 | 0 | 0 | [11 empty] | Virginia Electric & Power Co | 60 | Dominion Energy Inc | 60
0 | Bath County | 6167_G_4 | 6167 | G | 4 |  | Pumped Storage |  | PJM_Dom | Virginia | 51 | Bath | 17 | 51017 | 500 | 0 | 1985 | 9999 |  |  | N | Pumped Storage | [13 empty] | 0 | 0 | 0 | 0 | [11 empty] | Virginia Electric & Power Co | 60 | Dominion Energy Inc | 60
0 | Bath County | 6167_G_5 | 6167 | G | 5 |  | Pumped Storage |  | PJM_Dom | Virginia | 51 | Bath | 17 | 51017 | 501 | 0 | 1985 | 9999 |  |  | N | Pumped Storage | [13 empty] | 0 | 0 | 0 | 0 | [11 empty] | Virginia Electric & Power Co | 60 | Dominion Energy Inc | 60
0 | Bath County | 6167_G_6 | 6167 | G | 6 |  | Pumped Storage |  | PJM_Dom | Virginia | 51 | Bath | 17 | 51017 | 500 | 0 | 1985 | 9999 |  |  | N | Pumped Storage | [13 empty] | 0 | 0 | 0 | 0 | [11 empty] | Virginia Electric & Power Co | 60 | Dominion Energy Inc | 60
nuclear | North Anna | 6168_G_1 | 6168 | G | 1 |  | Nuclear |  | PJM_Dom | Virginia | 51 | Louisa | 109 | 51109 | 948 | 10456 | 1978 | 9999 |  |  | N | Nuclear Fuel | [13 empty] | 0 | 0 | 0 | 0 | [11 empty] | Virginia Electric & Power Co | 88.4 | Dominion Energy Inc | 88.4
nuclear | North Anna | 6168_G_2 | 6168 | G | 2 |  | Nuclear |  | PJM_Dom | Virginia | 51 | Louisa | 109 | 51109 | 944 | 10456 | 1980 | 9999 |  |  | N | Nuclear Fuel | [13 empty] | 0 | 0 | 0 | 0 | [11 empty] | Virginia Electric & Power Co | 88.4 | Dominion Energy Inc | 88.4
hydro | North Anna | 6168_G_HC1 | 6168 | G | HC1 |  | Hydro |  | PJM_Dom | Virginia | 51 | Louisa | 109 | 51109 | 1 | 0 | 1987 | 9999 |  |  | N | Hydro | [13 empty] | 0 | 0 | 0 | 0 | [11 empty] | Virginia Electric & Power Co | 100 | Dominion Energy Inc | 100
hydro | Laurel Dam | 6171_G_1 | 6171 | G | 1 |  | Hydro |  | PJM_West | Kentucky | 21 | Laurel | 125 | 21125 | 61 | 0 | 1977 | 9999 |  |  | N | Hydro | [13 empty] | 0 | 0 | 0 | 0 | [11 empty] | East Kentucky Power Coop | 100 | East Kentucky Power Coop | 100
hydro | Libby | 6172_G_1 | 6172 | G | 1 |  | Hydro |  | WECC_MT | Montana | 30 | Lincoln | 53 | 30053 | 105 | 0 | 1975 | 9999 |  |  | N | Hydro | [13 empty] | 0 | 0 | 0 | 0 | [11 empty] | USACE Northwestern Division | 100 | U S Army Corps of Engineers | 100
hydro | Libby | 6172_G_2 | 6172 | G | 2 |  | Hydro |  | WECC_MT | Montana | 30 | Lincoln | 53 | 30053 | 105 | 0 | 1975 | 9999 |  |  | N | Hydro | [13 empty] | 0 | 0 | 0 | 0 | [11 empty] | USACE Northwestern Division | 100 | U S Army Corps of Engineers | 100
hydro | Libby | 6172_G_3 | 6172 | G | 3 |  | Hydro |  | WECC_MT | Montana | 30 | Lincoln | 53 | 30053 | 105 | 0 | 1976 | 9999 |  |  | N | Hydro | [13 empty] | 0 | 0 | 0 | 0 | [11 empty] | USACE Northwestern Division | 100 | U S Army Corps of Engineers | 100
hydro | Libby | 6172_G_4 | 6172 | G | 4 |  | Hydro |  | WECC_MT | Montana | 30 | Lincoln | 53 | 30053 | 105 | 0 | 1976 | 9999 |  |  | N | Hydro | [13 empty] | 0 | 0 | 0 | 0 | [11 empty] | USACE Northwestern Division | 100 | U S Army Corps of Engineers | 100
hydro | Libby | 6172_G_5 | 6172 | G | 5 |  | Hydro |  | WECC_MT | Montana | 30 | Lincoln | 53 | 30053 | 105 | 0 | 1984 | 9999 |  |  | N | Hydro | [13 empty] | 0 | 0 | 0 | 0 | [11 empty] | USACE Northwestern Division | 100 | U S Army Corps of Engineers | 100
hydro | Lost Creek | 6174_G_1 | 6174 | G | 1 |  | Hydro |  | WECC_PNW | Oregon | 41 | Jackson | 29 | 41029 | 24.5 | 0 | 1977 | 9999 |  |  | N | Hydro | [13 empty] | 0 | 0 | 0 | 0 | [11 empty] | USACE Northwestern Division | 100 | U S Army Corps of Engineers | 100
hydro | Lost Creek | 6174_G_2 | 6174 | G | 2 |  | Hydro |  | WECC_PNW | Oregon | 41 | Jackson | 29 | 41029 | 24.5 | 0 | 1977 | 9999 |  |  | N | Hydro | [13 empty] | 0 | 0 | 0 | 0 | [11 empty] | USACE Northwestern Division | 100 | U S Army Corps of Engineers | 100
hydro | Lower Granite | 6175_G_1 | 6175 | G | 1 |  | Hydro |  | WECC_PNW | Washington | 53 | Whitman | 75 | 53075 | 135 | 0 | 1975 | 9999 |  |  | N | Hydro | [13 empty] | 0 | 0 | 0 | 0 | [11 empty] | USACE Northwestern Division | 100 | U S Army Corps of Engineers | 100
hydro | Lower Granite | 6175_G_2 | 6175 | G | 2 |  | Hydro |  | WECC_PNW | Washington | 53 | Whitman | 75 | 53075 | 127 | 0 | 1975 | 9999 |  |  | N | Hydro | [13 empty] | 0 | 0 | 0 | 0 | [11 empty] | USACE Northwestern Division | 100 | U S Army Corps of Engineers | 100
hydro | Lower Granite | 6175_G_3 | 6175 | G | 3 |  | Hydro |  | WECC_PNW | Washington | 53 | Whitman | 75 | 53075 | 135 | 0 | 1975 | 9999 |  |  | N | Hydro | [13 empty] | 0 | 0 | 0 | 0 | [11 empty] | USACE Northwestern Division | 100 | U S Army Corps of Engineers | 100
hydro | Lower Granite | 6175_G_4 | 6175 | G | 4 |  | Hydro |  | WECC_PNW | Washington | 53 | Whitman | 75 | 53075 | 135 | 0 | 1978 | 9999 |  |  | N | Hydro | [13 empty] | 0 | 0 | 0 | 0 | [11 empty] | USACE Northwestern Division | 100 | U S Army Corps of Engineers | 100
hydro | Lower Granite | 6175_G_5 | 6175 | G | 5 |  | Hydro |  | WECC_PNW | Washington | 53 | Whitman | 75 | 53075 | 135 | 0 | 1978 | 9999 |  |  | N | Hydro | [13 empty] | 0 | 0 | 0 | 0 | [11 empty] | USACE Northwestern Division | 100 | U S Army Corps of Engineers | 100
hydro | Lower Granite | 6175_G_6 | 6175 | G | 6 |  | Hydro |  | WECC_PNW | Washington | 53 | Whitman | 75 | 53075 | 135 | 0 | 1978 | 9999 |  |  | N | Hydro | [13 empty] | 0 | 0 | 0 | 0 | [11 empty] | USACE Northwestern Division | 100 | U S Army Corps of Engineers | 100
hard coal | Coronado | 6177_B_U1B | 6177 | B | U1B | 2823 | Coal Steam |  | WECC_AZ | Arizona | 4 | Apache | 1 | 04001 | 380 | 10617 | 1979 | 2032 | wall | dry | N | Subbituminous | Wet Scrubber | 2012 | 0.99 | LNBO |  | 2025 |  | ESPH | No | ACI | 2013 |  | 0.8 | 0.24324 | 0.24324 | 0.24324 | 0.24324 | 0.1 | 0.1 | 0.1 | 0.99 | [6 empty] | Yes | Salt River Project | 100 | Salt River Project | 100
hard coal | Coronado | 6177_B_U2B | 6177 | B | U2B | 2824 | Coal Steam |  | WECC_AZ | Arizona | 4 | Apache | 1 | 04001 | 382 | 10691 | 1980 | 2032 | wall | dry | N | Subbituminous | Wet Scrubber | 2011 | 0.99 | LNBO | SCR | 2014 |  | ESPH | No | ACI | 2013 |  | 0.8 | 0.3497 | 0.05719 | 0.3497 | 0.05719 | 0.1 | 0.1 | 0.1 | 0.99 | [6 empty] | Yes | Salt River Project | 100 | Salt River Project | 100
hard coal | Fayette Power Project | 6179_B_1 | 6179 | B | 1 | 2827 | Coal Steam |  | ERC_REST | Texas | 48 | Fayette | 149 | 48149 | 590 | 10589 | 1979 | 9999 | tangential | dry | N | Subbituminous | Wet Scrubber | 2011 | 0.97 | LNC3 |  |  |  | ESPC | No | ACI | 2016 |  | 1.2 | 0.10645 | 0.10645 | 0.10645 | 0.10645 | 0.1 | 0.1 | 0.1 | 0.99 | [7 empty] | Austin Energy | 50 | Austin Energy | 50
hard coal | Fayette Power Project | 6179_B_2 | 6179 | B | 2 | 2828 | Coal Steam |  | ERC_REST | Texas | 48 | Fayette | 149 | 48149 | 590 | 10606 | 1980 | 9999 | tangential | dry | N | Subbituminous | Wet Scrubber | 2011 | 0.97 | LNC3 |  |  |  | ESPC | No | ACI | 2016 |  | 1.2 | 0.11169 | 0.11169 | 0.11169 | 0.11169 | 0.1 | 0.1 | 0.1 | 0.99 | [7 empty] | Austin Energy | 50 | Austin Energy | 50
hard coal | Fayette Power Project | 6179_B_3 | 6179 | B | 3 | 2829 | Coal Steam |  | ERC_REST | Texas | 48 | Fayette | 149 | 48149 | 435 | 10608 | 1988 | 9999 | tangential | dry | N | Subbituminous | Wet Scrubber | 1988 | 0.9 | LNC3 |  |  |  | ESPC | No | ACI | 2016 |  | 0.6 | 0.12667 | 0.12667 | 0.12667 | 0.12667 | 0.1 | 0.1 | 0.1 | 0.95 | [7 empty] | Lower Colorado River Authority | 100 | Lower Colorado River Authority | 100
hard coal | Oak Grove (TX) | 6180_B_1 | 6180 | B | 1 | 2830 | Coal Steam |  | ERC_REST | Texas | 48 | Robertson | 395 | 48395 | 855 | 10406 | 2010 | 9999 | tangential | dry | N | Lignite | Wet Scrubber | 2009 | 0.98 | LNC2 + NH3 | SCR | 2009 |  | B | NA | ACI | 2010 |  | 0.192 | 0.07309 | 0.07309 | 0.07309 | 0.07309 | 0.1 | 0.1 | 0.1 | 0.99 | [7 empty] | Oak Grove Management Co LLC | 100 | Vistra Energy | 100
hard coal | Oak Grove (TX) | 6180_B_2 | 6180 | B | 2 | 2831 | Coal Steam |  | ERC_REST | Texas | 48 | Robertson | 395 | 48395 | 855 | 10472 | 2011 | 9999 | wall | dry | N | Lignite | Wet Scrubber | 2010 | 0.98 | LNB + NH3 + OFA | SCR | 2010 |  | B | NA | ACI | 2011 |  | 0.192 | 0.07322 | 0.07322 | 0.07322 | 0.07322 | 0.1 | 0.1 | 0.1 | 0.99 | [7 empty] | Oak Grove Management Co LLC | 100 | Vistra Energy | 100
hard coal | San Miguel | 6183_B_SM-1 | 6183 | B | SM-1 | 2835 | Coal Steam |  | ERC_REST | Texas | 48 | Atascosa | 13 | 48013 | 391 | 12358 | 1982 | 9999 | wall | dry | N | Lignite | Wet Scrubber | 1982 | 0.954 | LNB + OFA | SNCR |  | 2015 | ESPC | No | ACI | 2016 |  | 1.2 | 0.15881 | 0.15881 | 0.15881 | 0.15881 | 0.1 | 0.1 | 0.1 | 0.99 | [7 empty] | San Miguel Electric Coop Inc | 100 | San Miguel Electric Coop Inc | 100
hydro | Harris Dam | 6188_G_1 | 6188 | G | 1 |  | Hydro |  | S_SOU | Alabama | 1 | Randolph | 111 | 01111 | 66.5 | 0 | 1983 | 9999 |  |  | N | Hydro | [13 empty] | 0 | 0 | 0 | 0 | [11 empty] | Alabama Power Co | 100 | Southern Co | 100
hydro | Harris Dam | 6188_G_2 | 6188 | G | 2 |  | Hydro |  | S_SOU | Alabama | 1 | Randolph | 111 | 01111 | 66.5 | 0 | 1983 | 9999 |  |  | N | Hydro | [13 empty] | 0 | 0 | 0 | 0 | [11 empty] | Alabama Power Co | 100 | Southern Co | 100
0 | Rocky Mountain Hydroelectric Plant | 6189_G_1 | 6189 | G | 1 |  | Pumped Storage |  | S_SOU | Georgia | 13 | Floyd | 115 | 13115 | 345 | 0 | 1995 | 9999 |  |  | N | Pumped Storage | [13 empty] | 0 | 0 | 0 | 0 | [11 empty] | Oglethorpe Power Corp | 74.61 | Oglethorpe Power Corp | 74.61
0 | Rocky Mountain Hydroelectric Plant | 6189_G_2 | 6189 | G | 2 |  | Pumped Storage |  | S_SOU | Georgia | 13 | Floyd | 115 | 13115 | 345 | 0 | 1995 | 9999 |  |  | N | Pumped Storage | [13 empty] | 0 | 0 | 0 | 0 | [11 empty] | Oglethorpe Power Corp | 74.61 | Oglethorpe Power Corp | 74.61
0 | Rocky Mountain Hydroelectric Plant | 6189_G_3 | 6189 | G | 3 |  | Pumped Storage |  | S_SOU | Georgia | 13 | Floyd | 115 | 13115 | 345 | 0 | 1995 | 9999 |  |  | N | Pumped Storage | [13 empty] | 0 | 0 | 0 | 0 | [11 empty] | Oglethorpe Power Corp | 74.61 | Oglethorpe Power Corp | 74.61
natural gas steam turbine | Brame Energy Center | 6190_B_1 | 6190 | B | 1 | 2836 | O/G Steam |  | MIS_LA | Louisiana | 22 | Rapides | 79 | 22079 | 416 | 10312 | 1975 | 9999 | wall | dry | N | Natural Gas, Residual Fuel Oil | [12 empty] | 1.4 | 0.19209 | 0.19209 | 0.19209 | 0.19209 | [11 empty] | CLECO Power LLC | 100 | Cleco Corp | 100
hard coal | Brame Energy Center | 6190_B_2 | 6190 | B | 2 | 2837 | Coal Steam |  | MIS_LA | Louisiana | 22 | Rapides | 79 | 22079 | 493 | 10691 | 1982 | 9999 | wall | dry | N | Subbituminous |  |  | 0.4584 | LNBO | SNCR |  | 2013 | ESPH + B | Yes | ACI | 2015 |  | 1.2 | 0.4229 | 0.21746 | 0.4229 | 0.21746 | 0.1 | 0.1 | 0.1 | 0.98 | Yes | 2015 |  |  | C2G/Retire | 2028 |  | Lafayette Public Power Authority | 50 | Lafayette Public Power Authority | 50
hard coal | Brame Energy Center | 6190_B_3-1 | 6190 | B | 3-1 | 90034 | Coal Steam |  | MIS_LA | Louisiana | 22 | Rapides | 79 | 22079 | 313 | 10177 | 2010 | 9999 | FBC | dry | N | Bituminous, Petroleum Coke | Dry Scrubber | 2010 | 0.92 | CF | SNCR |  | 2010 | B + C | NA | ACI | 2015 |  | 1.2 | 0.03962 | 0.03235 | 0.03962 | 0.03235 | 0.07 | 0.07 | 0.07 | 0.99 | Yes | 2016 | [5 empty] | CLECO Power LLC | 100 | Cleco Corp | 100
hard coal | Brame Energy Center | 6190_B_3-2 | 6190 | B | 3-2 | 90035 | Coal Steam |  | MIS_LA | Louisiana | 22 | Rapides | 79 | 22079 | 313 | 10177 | 2010 | 9999 | FBC | dry | N | Bituminous, Petroleum Coke | Dry Scrubber | 2010 | 0.92 | CF | SNCR |  | 2010 | B + C | NA | ACI | 2015 |  | 1.2 | 0.02717 | 0.02717 | 0.02717 | 0.02717 | 0.07 | 0.07 | 0.07 | 0.99 | Yes | 2016 | [5 empty] | CLECO Power LLC | 100 | Cleco Corp | 100
hard coal | Harrington | 6193_B_061B | 6193 | B | 061B | 2838 | Coal Steam |  | SPP_SPS | Texas | 48 | Potter | 375 | 48375 | 339 | 10689 | 1976 | 9999 | tangential | dry | N | Subbituminous |  |  |  | LNC2 + OFA |  |  |  | ESPC | No | ACI | 2015 |  | 1.2 | 0.17162 | 0.17162 | 0.1469 | 0.1469 | 0.1 | 0.1 | 0.1 | 0 |  |  |  |  | C2G | 2024 |  | Southwestern Public Service Co | 100 | Xcel Energy Inc | 100
hard coal | Harrington | 6193_B_062B | 6193 | B | 062B | 2839 | Coal Steam |  | SPP_SPS | Texas | 48 | Potter | 375 | 48375 | 339 | 10600 | 1978 | 9999 | tangential | dry | N | Subbituminous |  |  |  | LNC3 + OFA |  |  |  | B | NA | ACI | 2015 |  | 1.2 | 0.14082 | 0.14082 | 0.14082 | 0.14082 | 0.1 | 0.1 | 0.1 | 0 |  |  |  |  | C2G | 2024 |  | Southwestern Public Service Co | 100 | Xcel Energy Inc | 100
hard coal | Harrington | 6193_B_063B | 6193 | B | 063B | 2840 | Coal Steam |  | SPP_SPS | Texas | 48 | Potter | 375 | 48375 | 340 | 10633 | 1980 | 9999 | tangential | dry | N | Subbituminous |  |  |  | LNC3 + OFA |  |  |  | B | NA | ACI | 2015 |  | 1.2 | 0.13835 | 0.13835 | 0.13835 | 0.13835 | 0.1 | 0.1 | 0.1 | 0 |  |  |  |  | C2G | 2024 |  | Southwestern Public Service Co | 100 | Xcel Energy Inc | 100
hard coal | Tolk | 6194_B_171B | 6194 | B | 171B | 2841 | Coal Steam |  | SPP_SPS | Texas | 48 | Lamb | 279 | 48279 | 532 | 10342 | 1982 | 2029 | tangential | dry | N | Subbituminous |  |  |  | LNC2 + OFA |  |  |  | B | NA | ACI | 2015 |  | 1.2 | 0.16514 | 0.16514 | 0.1469 | 0.1469 | 0.1 | 0.1 | 0.1 | 0 | [7 empty] | Southwestern Public Service Co | 100 | Xcel Energy Inc | 100
hard coal | Tolk | 6194_B_172B | 6194 | B | 172B | 2842 | Coal Steam |  | SPP_SPS | Texas | 48 | Lamb | 279 | 48279 | 535 | 10255 | 1985 | 2029 | tangential | dry | N | Subbituminous |  |  |  | LNC2 + OFA |  |  |  | B | NA | ACI | 2014 |  | 1.2 | 0.16148 | 0.16148 | 0.1469 | 0.1469 | 0.1 | 0.1 | 0.1 | 0 | [7 empty] | Southwestern Public Service Co | 100 | Xcel Energy Inc | 100
hard coal | John Twitty Energy Center | 6195_B_1 | 6195 | B | 1 | 2843 | Coal Steam |  | SPP_N | Missouri | 29 | Greene | 77 | 29077 | 184 | 10328 | 1976 | 9999 | wall | dry | N | Subbituminous |  |  |  | LA | SCR | 2009 |  | B | NA | ACI | 2015 |  | 1.2 | 0.3705 | 0.08378 | 0.3705 | 0.08378 | 0.1 | 0.1 | 0.1 | 0 | [7 empty] | Springfield MO (City of) | 100 | Springfield MO (City of) | 100
hard coal | John Twitty Energy Center | 6195_B_2 | 6195 | B | 2 | 90438 | Coal Steam |  | SPP_N | Missouri | 29 | Greene | 77 | 29077 | 275 | 10188 | 1976 | 9999 | wall | dry | N | Subbituminous | Dry Scrubber | 2011 | 0.95 | AA + LNB | SCR | 2011 |  | B | NA | ACI | 2011 |  | 0.095 | 0.07053 | 0.07053 | 0.07053 | 0.07053 | 0.1 | 0.1 | 0.1 | 0.99 | [7 empty] | Springfield MO (City of) | 100 | Springfield MO (City of) | 100
natural gas peaker | John Twitty Energy Center | 6195_G_GT1 | 6195 | G | GT1 | 89861 | Combustion Turbine |  | SPP_N | Missouri | 29 | Greene | 77 | 29077 | 52 | 15558 | 1983 | 9999 |  |  | N | Natural Gas |  |  |  | H2O | [8 empty] | 2.3 | 0.12941 | 0.12941 | 0.12941 | 0.12941 | [11 empty] | Springfield MO (City of) | 100 | Springfield MO (City of) | 100
natural gas peaker | John Twitty Energy Center | 6195_G_GT2 | 6195 | G | GT2 | 89863 | Combustion Turbine |  | SPP_N | Missouri | 29 | Greene | 77 | 29077 | 52 | 15558 | 1983 | 9999 |  |  | N | Natural Gas |  |  |  | H2O | [8 empty] | 2.3 | 0.11342 | 0.11342 | 0.11342 | 0.11342 | [11 empty] | Springfield MO (City of) | 100 | Springfield MO (City of) | 100
hydro | W E Warne | 6196_G_1 | 6196 | G | 1 |  | Hydro |  | WECC_SCE | California | 6 | Los Angeles | 37 | 06037 | 38 | 0 | 1982 | 9999 |  |  | N | Hydro | [13 empty] | 0 | 0 | 0 | 0 | [11 empty] | California Dept Water Resources | 100 | California Dept Water Resources | 100
hydro | W E Warne | 6196_G_2 | 6196 | G | 2 |  | Hydro |  | WECC_SCE | California | 6 | Los Angeles | 37 | 06037 | 38 | 0 | 1983 | 9999 |  |  | N | Hydro | [13 empty] | 0 | 0 | 0 | 0 | [11 empty] | California Dept Water Resources | 100 | California Dept Water Resources | 100
hydro | Rock Island | 6200_G_A | 6200 | G | A |  | Hydro |  | WECC_PNW | Washington | 53 | Chelan | 7 | 53007 | 1.2 | 0 | 1931 | 9999 |  |  | N | Hydro | [13 empty] | 0 | 0 | 0 | 0 | [11 empty] | PUD No 1 of Chelan County | 100 | PUD No 1 of Chelan County | 100
hydro | Rock Island | 6200_G_B-3 | 6200 | G | B-3 |  | Hydro |  | WECC_PNW | Washington | 53 | Chelan | 7 | 53007 | 15 | 0 | 1932 | 9999 |  |  | N | Hydro | [13 empty] | 0 | 0 | 0 | 0 | [11 empty] | PUD No 1 of Chelan County | 100 | PUD No 1 of Chelan County | 100
hydro | Rock Island | 6200_G_B-4 | 6200 | G | B-4 |  | Hydro |  | WECC_PNW | Washington | 53 | Chelan | 7 | 53007 | 15 | 0 | 1932 | 9999 |  |  | N | Hydro | [13 empty] | 0 | 0 | 0 | 0 | [11 empty] | PUD No 1 of Chelan County | 100 | PUD No 1 of Chelan County | 100
hydro | Rock Island | 6200_G_B-5 | 6200 | G | B-5 |  | Hydro |  | WECC_PNW | Washington | 53 | Chelan | 7 | 53007 | 17 | 0 | 1952 | 9999 |  |  | N | Hydro | [13 empty] | 0 | 0 | 0 | 0 | [11 empty] | PUD No 1 of Chelan County | 100 | PUD No 1 of Chelan County | 100
hydro | Rock Island | 6200_G_B-6 | 6200 | G | B-6 |  | Hydro |  | WECC_PNW | Washington | 53 | Chelan | 7 | 53007 | 17 | 0 | 1952 | 9999 |  |  | N | Hydro | [13 empty] | 0 | 0 | 0 | 0 | [11 empty] | PUD No 1 of Chelan County | 100 | PUD No 1 of Chelan County | 100
hydro | Rock Island | 6200_G_B-7 | 6200 | G | B-7 |  | Hydro |  | WECC_PNW | Washington | 53 | Chelan | 7 | 53007 | 17 | 0 | 1952 | 9999 |  |  | N | Hydro | [13 empty] | 0 | 0 | 0 | 0 | [11 empty] | PUD No 1 of Chelan County | 100 | PUD No 1 of Chelan County | 100
hydro | Rock Island | 6200_G_B-10 | 6200 | G | B-10 |  | Hydro |  | WECC_PNW | Washington | 53 | Chelan | 7 | 53007 | 19 | 0 | 1953 | 9999 |  |  | N | Hydro | [13 empty] | 0 | 0 | 0 | 0 | [11 empty] | PUD No 1 of Chelan County | 100 | PUD No 1 of Chelan County | 100
hydro | Rock Island | 6200_G_B-8 | 6200 | G | B-8 |  | Hydro |  | WECC_PNW | Washington | 53 | Chelan | 7 | 53007 | 17 | 0 | 1953 | 9999 |  |  | N | Hydro | [13 empty] | 0 | 0 | 0 | 0 | [11 empty] | PUD No 1 of Chelan County | 100 | PUD No 1 of Chelan County | 100
hydro | Rock Island | 6200_G_B-9 | 6200 | G | B-9 |  | Hydro |  | WECC_PNW | Washington | 53 | Chelan | 7 | 53007 | 19 | 0 | 1953 | 9999 |  |  | N | Hydro | [13 empty] | 0 | 0 | 0 | 0 | [11 empty] | PUD No 1 of Chelan County | 100 | PUD No 1 of Chelan County | 100
hydro | Rock Island | 6200_G_U-5 | 6200 | G | U-5 |  | Hydro |  | WECC_PNW | Washington | 53 | Chelan | 7 | 53007 | 42 | 0 | 1978 | 9999 |  |  | N | Hydro | [13 empty] | 0 | 0 | 0 | 0 | [11 empty] | PUD No 1 of Chelan County | 100 | PUD No 1 of Chelan County | 100
hydro | Rock Island | 6200_G_U-6 | 6200 | G | U-6 |  | Hydro |  | WECC_PNW | Washington | 53 | Chelan | 7 | 53007 | 42 | 0 | 1978 | 9999 |  |  | N | Hydro | [13 empty] | 0 | 0 | 0 | 0 | [11 empty] | PUD No 1 of Chelan County | 100 | PUD No 1 of Chelan County | 100
hydro | Rock Island | 6200_G_U-7 | 6200 | G | U-7 |  | Hydro |  | WECC_PNW | Washington | 53 | Chelan | 7 | 53007 | 42 | 0 | 1978 | 9999 |  |  | N | Hydro | [13 empty] | 0 | 0 | 0 | 0 | [11 empty] | PUD No 1 of Chelan County | 100 | PUD No 1 of Chelan County | 100
hydro | Rock Island | 6200_G_U-8 | 6200 | G | U-8 |  | Hydro |  | WECC_PNW | Washington | 53 | Chelan | 7 | 53007 | 42 | 0 | 1978 | 9999 |  |  | N | Hydro | [13 empty] | 0 | 0 | 0 | 0 | [11 empty] | PUD No 1 of Chelan County | 100 | PUD No 1 of Chelan County | 100
hydro | Rock Island | 6200_G_U-1 | 6200 | G | U-1 |  | Hydro |  | WECC_PNW | Washington | 53 | Chelan | 7 | 53007 | 42 | 0 | 1979 | 9999 |  |  | N | Hydro | [13 empty] | 0 | 0 | 0 | 0 | [11 empty] | PUD No 1 of Chelan County | 100 | PUD No 1 of Chelan County | 100
hydro | Rock Island | 6200_G_U-2 | 6200 | G | U-2 |  | Hydro |  | WECC_PNW | Washington | 53 | Chelan | 7 | 53007 | 42 | 0 | 1979 | 9999 |  |  | N | Hydro | [13 empty] | 0 | 0 | 0 | 0 | [11 empty] | PUD No 1 of Chelan County | 100 | PUD No 1 of Chelan County | 100
hydro | Rock Island | 6200_G_U-3 | 6200 | G | U-3 |  | Hydro |  | WECC_PNW | Washington | 53 | Chelan | 7 | 53007 | 42 | 0 | 1979 | 9999 |  |  | N | Hydro | [13 empty] | 0 | 0 | 0 | 0 | [11 empty] | PUD No 1 of Chelan County | 100 | PUD No 1 of Chelan County | 100
hydro | Rock Island | 6200_G_U-4 | 6200 | G | U-4 |  | Hydro |  | WECC_PNW | Washington | 53 | Chelan | 7 | 53007 | 42 | 0 | 1979 | 9999 |  |  | N | Hydro | [13 empty] | 0 | 0 | 0 | 0 | [11 empty] | PUD No 1 of Chelan County | 100 | PUD No 1 of Chelan County | 100
hydro | Ross | 6202_G_44 | 6202 | G | 44 |  | Hydro |  | WECC_PNW | Washington | 53 | Whatcom | 73 | 53073 | 112.5 | 0 | 1952 | 9999 |  |  | N | Hydro | [13 empty] | 0 | 0 | 0 | 0 | [11 empty] | Seattle City Light | 100 | Seattle City Light | 100
hydro | Ross | 6202_G_43 | 6202 | G | 43 |  | Hydro |  | WECC_PNW | Washington | 53 | Whatcom | 73 | 53073 | 112.5 | 0 | 1953 | 9999 |  |  | N | Hydro | [13 empty] | 0 | 0 | 0 | 0 | [11 empty] | Seattle City Light | 100 | Seattle City Light | 100
hydro | Ross | 6202_G_42 | 6202 | G | 42 |  | Hydro |  | WECC_PNW | Washington | 53 | Whatcom | 73 | 53073 | 112.5 | 0 | 1954 | 9999 |  |  | N | Hydro | [13 empty] | 0 | 0 | 0 | 0 | [11 empty] | Seattle City Light | 100 | Seattle City Light | 100
hydro | Ross | 6202_G_41 | 6202 | G | 41 |  | Hydro |  | WECC_PNW | Washington | 53 | Whatcom | 73 | 53073 | 112.5 | 0 | 1956 | 9999 |  |  | N | Hydro | [13 empty] | 0 | 0 | 0 | 0 | [11 empty] | Seattle City Light | 100 | Seattle City Light | 100
hard coal | Laramie River Station | 6204_B_1 | 6204 | B | 1 | 2844 | Coal Steam |  | WECC_WY | Wyoming | 56 | Platte | 31 | 56031 | 570 | 10218 | 1980 | 9999 | wall | dry | N | Subbituminous | Wet Scrubber | 1980 | 0.9 | LNB + OFA | SCR | 2019 |  | ESPH | No | ACI | 2015 |  | 0.12 | 0.247 | 0.05999 | 0.247 | 0.05999 | 0.1 | 0.1 | 0.1 | 0.95 | [6 empty] | Yes | Western Minnesota Municipal Power Agency | 49.3 | Western Minnesota Municipal Power Agency | 49.3
hard coal | Laramie River Station | 6204_B_2 | 6204 | B | 2 | 2845 | Coal Steam |  | WECC_WY | Wyoming | 56 | Platte | 31 | 56031 | 570 | 10164 | 1981 | 9999 | wall | dry | N | Subbituminous | Wet Scrubber | 1981 | 0.9 | LNB + OFA | SNCR |  | 2018 | ESPH | No | ACI | 2015 |  | 0.12 | 0.14109 | 0.14109 | 0.14109 | 0.14109 | 0.1 | 0.1 | 0.1 | 0.95 | [6 empty] | Yes | Basin Electric Power Coop | 59.21 | Basin Electric Power Coop | 59.21
hard coal | Laramie River Station | 6204_B_3 | 6204 | B | 3 | 2846 | Coal Steam |  | WECC_WY | Wyoming | 56 | Platte | 31 | 56031 | 570 | 10137 | 1982 | 9999 | wall | dry | N | Subbituminous | Dry Scrubber | 1984 | 0.85 | LNB + OFA | SNCR |  | 2018 | ESPH | No | ACI | 2015 |  | 0.12 | 0.3034 | 0.1432 | 0.3034 | 0.1432 | 0.1 | 0.1 | 0.1 | 0.9 | [6 empty] | Yes | Basin Electric Power Coop | 59.21 | Basin Electric Power Coop | 59.21
hydro | Tacoma | 6206_G_2 | 6206 | G | 2 |  | Hydro |  | WECC_CO | Colorado | 8 | La Plata | 67 | 08067 | 2.3 | 0 | 1905 | 9999 |  |  | N | Hydro | [13 empty] | 0 | 0 | 0 | 0 | [11 empty] | Public Service Co of Colorado | 100 | Xcel Energy Inc | 100
hydro | Tacoma | 6206_G_1 | 6206 | G | 1 |  | Hydro |  | WECC_CO | Colorado | 8 | La Plata | 67 | 08067 | 2.3 | 0 | 1906 | 9999 |  |  | N | Hydro | [13 empty] | 0 | 0 | 0 | 0 | [11 empty] | Public Service Co of Colorado | 100 | Xcel Energy Inc | 100
hydro | Ames Hydro | 6207_G_1 | 6207 | G | 1 |  | Hydro |  | WECC_CO | Colorado | 8 | San Miguel | 113 | 08113 | 3.6 | 0 | 1906 | 9999 |  |  | N | Hydro | [13 empty] | 0 | 0 | 0 | 0 | [11 empty] | Public Service Co of Colorado | 100 | Xcel Energy Inc | 100
0 | Mount Elbert | 6208_G_1 | 6208 | G | 1 |  | Pumped Storage |  | WECC_CO | Colorado | 8 | Lake | 65 | 08065 | 115 | 0 | 1981 | 9999 |  |  | N | Pumped Storage | [13 empty] | 0 | 0 | 0 | 0 | [11 empty] | U S Bureau of Reclamation | 100 | U S Bureau of Reclamation | 100
0 | Mount Elbert | 6208_G_2 | 6208 | G | 2 |  | Pumped Storage |  | WECC_CO | Colorado | 8 | Lake | 65 | 08065 | 115 | 0 | 1984 | 9999 |  |  | N | Pumped Storage | [13 empty] | 0 | 0 | 0 | 0 | [11 empty] | U S Bureau of Reclamation | 100 | U S Bureau of Reclamation | 100
natural gas peaker | Northeast (WA) | 6210_G_1 | 6210 | G | 1 |  | Combustion Turbine |  | WECC_PNW | Washington | 53 | Spokane | 63 | 53063 | 45 | 12657 | 1978 | 9999 |  |  | N | Natural Gas | [12 empty] | 2.63 | 0.47388 | 0.47388 | 0.47388 | 0.47388 | [11 empty] | Avista Corp | 100 | Avista Corp | 100
natural gas peaker | Dynegy Oakland Power Plant | 6211_G_GEN1 | 6211 | G | GEN1 |  | Combustion Turbine |  | WEC_CALN | California | 6 | Alameda | 1 | 06001 | 55 | 14765 | 1978 | 9999 |  |  | N | Distillate Fuel Oil | [12 empty] | 0.74 | 0.79511 | 0.79511 | 0.79511 | 0.79511 | [11 empty] | Dynegy Oakland LLC | 100 | Vistra Energy | 100
natural gas peaker | Dynegy Oakland Power Plant | 6211_G_GEN3 | 6211 | G | GEN3 |  | Combustion Turbine |  | WEC_CALN | California | 6 | Alameda | 1 | 06001 | 55 | 14765 | 1978 | 9999 |  |  | N | Distillate Fuel Oil | [12 empty] | 0.74 | 0.39333 | 0.39333 | 0.39333 | 0.39333 | [11 empty] | Dynegy Oakland LLC | 100 | Vistra Energy | 100
hard coal | Merom | 6213_B_2SG1 | 6213 | B | 2SG1 | 2854 | Coal Steam |  | MIS_INKY | Indiana | 18 | Sullivan | 153 | 18153 | 492 | 10408 | 1982 | 9999 | wall | dry | N | Bituminous | Wet Scrubber | 1982 | 0.98 | LNBO | SCR | 2003 |  | ESPC | No | ACI | 2016 |  | 0.35 | 0.312 | 0.05968 | 0.312 | 0.05968 | 0.05 | 0.1 | 0.1 | 0.99 | Yes | 2016 | [5 empty] | Hoosier Energy R E C, Inc | 100 | Hoosier Energy R E C, Inc | 100
hard coal | Merom | 6213_B_1SG1 | 6213 | B | 1SG1 | 2853 | Coal Steam |  | MIS_INKY | Indiana | 18 | Sullivan | 153 | 18153 | 496 | 10352 | 1983 | 9999 | wall | dry | N | Bituminous | Wet Scrubber | 1983 | 0.98 | LNBO | SCR | 2003 |  | ESPC | No | ACI | 2016 |  | 0.35 | 0.2764 | 0.06005 | 0.2764 | 0.06005 | 0.05 | 0.1 | 0.1 | 0.99 | Yes | 2016 | [5 empty] | Hoosier Energy R E C, Inc | 100 | Hoosier Energy R E C, Inc | 100
natural gas peaker | Durant | 6220_G_7 | 6220 | G | 7 |  | Combustion Turbine | IC Engine | MIS_IA | Iowa | 19 | Cedar | 31 | 19031 | 1.8 | 11593 | 1998 | 9999 |  |  | N | Distillate Fuel Oil | [12 empty] | 2.5 | 1.6498 | 1.6498 | 1.6498 | 1.6498 | [11 empty] | Durant IA (City of) | 100 | Durant IA (City of) | 100
natural gas peaker | Durant | 6220_G_8 | 6220 | G | 8 |  | Combustion Turbine | IC Engine | MIS_IA | Iowa | 19 | Cedar | 31 | 19031 | 2.6 | 13444 | 2011 | 9999 |  |  | N | Distillate Fuel Oil | [13 empty] | 1.6498 | 1.6498 | 1.6498 | 1.6498 | [11 empty] | Durant IA (City of) | 100 | Durant IA (City of) | 100
natural gas peaker | Empire Energy Center | 6223_G_1 | 6223 | G | 1 | 89857 | Combustion Turbine |  | SPP_N | Missouri | 29 | Jasper | 97 | 29097 | 82 | 12621 | 1978 | 2036 |  |  | N | Natural Gas, Distillate Fuel Oil |  |  |  | H2O | [8 empty] | 2.3 | 0.48513 | 0.48513 | 0.48513 | 0.48513 | [11 empty] | Empire District Electric Co (The) | 100 | Algonquin Power & Utilities Corp | 100
natural gas peaker | Empire Energy Center | 6223_G_2 | 6223 | G | 2 | 89858 | Combustion Turbine |  | SPP_N | Missouri | 29 | Jasper | 97 | 29097 | 82 | 12621 | 1981 | 2036 |  |  | N | Natural Gas, Distillate Fuel Oil |  |  |  | H2O | [8 empty] | 2.3 | 0.39607 | 0.39607 | 0.39607 | 0.39607 | [11 empty] | Empire District Electric Co (The) | 100 | Algonquin Power & Utilities Corp | 100
natural gas peaker | Empire Energy Center | 6223_G_3 | 6223 | G | 3 | 9179 | Combustion Turbine |  | SPP_N | Missouri | 29 | Jasper | 97 | 29097 | 49 | 12621 | 2003 | 9999 |  |  | N | Natural Gas, Distillate Fuel Oil |  |  |  | H2O | [8 empty] | 2.3 | 0.08526 | 0.08526 | 0.08526 | 0.08526 | [11 empty] | Empire District Electric Co (The) | 100 | Algonquin Power & Utilities Corp | 100
natural gas peaker | Empire Energy Center | 6223_G_4 | 6223 | G | 4 | 9181 | Combustion Turbine |  | SPP_N | Missouri | 29 | Jasper | 97 | 29097 | 49 | 12621 | 2003 | 9999 |  |  | N | Natural Gas, Distillate Fuel Oil |  |  |  | H2O | [8 empty] | 2.3 | 0.08656 | 0.08656 | 0.08656 | 0.08656 | [11 empty] | Empire District Electric Co (The) | 100 | Algonquin Power & Utilities Corp | 100
natural gas peaker | Mobile | 6229_G_1 | 6229 | G | 1 |  | Combustion Turbine | IC Engine | SPP_NEBR | Nebraska | 31 | York | 185 | 31185 | 1 | 13190 | 1980 | 9999 |  |  | N | Distillate Fuel Oil | [12 empty] | 2.5 | 1.6498 | 1.6498 | 1.6498 | 1.6498 | [11 empty] | Nebraska Public Power District | 100 | Nebraska Public Power District | 100
natural gas peaker | Mobile | 6229_G_500 | 6229 | G | 500 |  | Combustion Turbine | IC Engine | SPP_NEBR | Nebraska | 31 | York | 185 | 31185 | 0.5 | 13415 | 1994 | 9999 |  |  | N | Distillate Fuel Oil | [12 empty] | 2.5 | 1.6498 | 1.6498 | 1.6498 | 1.6498 | [11 empty] | Nebraska Public Power District | 100 | Nebraska Public Power District | 100
natural gas peaker | Mobile | 6229_G_2 | 6229 | G | 2 |  | Combustion Turbine | IC Engine | SPP_NEBR | Nebraska | 31 | York | 185 | 31185 | 1.6 | 13311 | 1996 | 9999 |  |  | N | Distillate Fuel Oil | [12 empty] | 2.5 | 1.6498 | 1.6498 | 1.6498 | 1.6498 | [11 empty] | Nebraska Public Power District | 100 | Nebraska Public Power District | 100
natural gas peaker | Pearl Station | 6238_G_GT1 | 6238 | G | GT1 |  | Combustion Turbine |  | MIS_IL | Illinois | 17 | Pike | 149 | 17149 | 20.1 | 17928 | 1973 | 2030 |  |  | N | Distillate Fuel Oil | [12 empty] | 1 | 1.01 | 1.01 | 1.01 | 1.01 | [11 empty] | Prairie Power Inc | 100 | Prairie Power Inc | 100
natural gas steam turbine | Dansby | 6243_B_1 | 6243 | B | 1 | 2860 | O/G Steam |  | ERC_REST | Texas | 48 | Brazos | 41 | 48041 | 110 | 14500 | 1978 | 9999 | wall | dry | N | Natural Gas |  |  |  | LNB + OFA | [8 empty] | 0.2 | 0.0892 | 0.0892 | 0.0892 | 0.0892 | [11 empty] | Bryan Texas Utilities | 100 | Bryan Texas Utilities | 100
natural gas peaker | Dansby | 6243_G_2 | 6243 | G | 2 | 89412 | Combustion Turbine |  | ERC_REST | Texas | 48 | Brazos | 41 | 48041 | 47.1 | 10745 | 2004 | 9999 |  |  | N | Natural Gas |  |  |  | H2O | SCR | [7 empty] | 0.02 | 0.01384 | 0.01255 | 0.01384 | 0.01255 | [11 empty] | Bryan Texas Utilities | 100 | Bryan Texas Utilities | 100
natural gas peaker | Dansby | 6243_G_3 | 6243 | G | 3 | 90415 | Combustion Turbine |  | ERC_REST | Texas | 48 | Brazos | 41 | 48041 | 47.1 | 10745 | 2010 | 9999 |  |  | N | Natural Gas |  |  |  | H2O | SCR | [7 empty] | 0.014 | 0.01989 | 0.01868 | 0.01989 | 0.01868 | [11 empty] | Bryan Texas Utilities | 100 | Bryan Texas Utilities | 100
hard coal | Pawnee | 6248_B_1 | 6248 | B | 1 | 2866 | Coal Steam |  | WECC_CO | Colorado | 8 | Morgan | 87 | 08087 | 505 | 10769 | 1981 | 9999 | wall | dry | N | Subbituminous | Dry Scrubber | 2014 | 0.9 | LNBO | SCR | 2014 |  | B | NA | ACI | 2011 |  | 0.12 | 0.2342 | 0.05388 | 0.2342 | 0.05388 | 0.1 | 0.1 | 0.1 | 0.95 |  |  |  |  | C2G | 2026 | Yes | Public Service Co of Colorado | 100 | Xcel Energy Inc | 100
hard coal | Winyah | 6249_B_1 | 6249 | B | 1 | 2867 | Coal Steam |  | S_VACA | South Carolina | 45 | Georgetown | 43 | 45043 | 275 | 10751 | 1975 | 2031 | wall | dry | N | Bituminous | Wet Scrubber | 2007 | 0.982 | LNBO | SCR | 2004 |  | ESPC + WS | No |  |  |  | 2.85 | 0.08072 | 0.08072 | 0.08072 | 0.08072 | 0.05 | 0.1 | 0.56 | 0.99 | [7 empty] | Santee Cooper | 100 | Santee Cooper | 100
hard coal | Winyah | 6249_B_2 | 6249 | B | 2 | 2868 | Coal Steam |  | S_VACA | South Carolina | 45 | Georgetown | 43 | 45043 | 285 | 10687 | 1977 | 2031 | wall | dry | N | Bituminous | Wet Scrubber | 2007 | 0.98 | OFA | SCR | 2003 |  | ESPC + WS | No |  |  |  | 1.2 | 0.0875 | 0.0875 | 0.0875 | 0.0875 | 0.05 | 0.1 | 0.56 | 0.99 | [7 empty] | Santee Cooper | 100 | Santee Cooper | 100
hard coal | Winyah | 6249_B_3 | 6249 | B | 3 | 2869 | Coal Steam |  | S_VACA | South Carolina | 45 | Georgetown | 43 | 45043 | 285 | 10784 | 1980 | 2031 | wall | dry | N | Bituminous | Wet Scrubber | 1980 | 0.969 | LNB + OFA | SCR | 2004 |  | ESPC + WS | No |  |  |  | 0.52 | 0.0846 | 0.0846 | 0.0846 | 0.0846 | 0.05 | 0.1 | 0.56 | 0.99 | [7 empty] | Santee Cooper | 100 | Santee Cooper | 100
hard coal | Winyah | 6249_B_4 | 6249 | B | 4 | 2870 | Coal Steam |  | S_VACA | South Carolina | 45 | Georgetown | 43 | 45043 | 285 | 10803 | 1981 | 2031 | wall | dry | N | Bituminous | Wet Scrubber | 1981 | 0.976 | LNB + OFA | SCR | 2005 |  | ESPC + WS | No |  |  |  | 0.52 | 0.1005 | 0.1005 | 0.1005 | 0.1005 | 0.05 | 0.1 | 0.56 | 0.99 | [7 empty] | Santee Cooper | 100 | Santee Cooper | 100
hard coal | Mayo | 6250_B_1A | 6250 | B | 1A | 2871 | Coal Steam |  | S_VACA | North Carolina | 37 | Person | 145 | 37145 | 364 | 11143 | 1983 | 2029 | wall | dry | N | Bituminous | Wet Scrubber | 2009 | 0.97 | LNB | SCR | 2004 |  | ESPH | No |  |  |  | 0.326 | 0.13824 | 0.13824 | 0.13824 | 0.13824 | 0.05 | 0.1 | 1 | 0.99 | [7 empty] | Duke Energy Progress | 100 | Duke Energy Corp | 100
hard coal | Mayo | 6250_B_1B | 6250 | B | 1B | 2872 | Coal Steam |  | S_VACA | North Carolina | 37 | Person | 145 | 37145 | 364 | 11143 | 1983 | 2029 | wall | dry | N | Bituminous | Wet Scrubber | 2009 | 0.97 | LNB | SCR | 2004 |  | ESPH | No |  |  |  | 0.326 | 0.13219 | 0.13219 | 0.13219 | 0.13219 | 0.05 | 0.1 | 1 | 0.99 | [7 empty] | Duke Energy Progress | 100 | Duke Energy Corp | 100
nuclear | South Texas Project | 6251_G_1 | 6251 | G | 1 |  | Nuclear |  | ERC_REST | Texas | 48 | Matagorda | 321 | 48321 | 1280 | 10456 | 1988 | 9999 |  |  | N | Nuclear Fuel | [13 empty] | 0 | 0 | 0 | 0 | [11 empty] | NRG Texas LLC | 44 | NRG Energy Inc | 44
nuclear | South Texas Project | 6251_G_2 | 6251 | G | 2 |  | Nuclear |  | ERC_REST | Texas | 48 | Matagorda | 321 | 48321 | 1280 | 10456 | 1989 | 9999 |  |  | N | Nuclear Fuel | [13 empty] | 0 | 0 | 0 | 0 | [11 empty] | NRG Texas LLC | 44 | NRG Energy Inc | 44
natural gas peaker | Germantown | 6253_G_1 | 6253 | G | 1 | 90037 | Combustion Turbine |  | MIS_WUMS | Wisconsin | 55 | Washington | 131 | 55131 | 48.8 | 17537 | 1978 | 9999 |  |  | N | Distillate Fuel Oil | [12 empty] | 0.052 | 1.2 | 1.2 | 1.2 | 1.2 | [11 empty] | Wisconsin Electric Power Co | 100 | WEC Energy Group Inc | 100
natural gas peaker | Germantown | 6253_G_2 | 6253 | G | 2 | 90039 | Combustion Turbine |  | MIS_WUMS | Wisconsin | 55 | Washington | 131 | 55131 | 48.6 | 17541 | 1978 | 9999 |  |  | N | Distillate Fuel Oil | [12 empty] | 0.052 | 1.2 | 1.2 | 1.2 | 1.2 | [11 empty] | Wisconsin Electric Power Co | 100 | WEC Energy Group Inc | 100
natural gas peaker | Germantown | 6253_G_3 | 6253 | G | 3 | 90234 | Combustion Turbine |  | MIS_WUMS | Wisconsin | 55 | Washington | 131 | 55131 | 45.8 | 17599 | 1978 | 9999 |  |  | N | Distillate Fuel Oil | [12 empty] | 0.052 | 1.2001 | 1.2001 | 1.2001 | 1.2001 | [11 empty] | Wisconsin Electric Power Co | 100 | WEC Energy Group Inc | 100
natural gas peaker | Germantown | 6253_G_4 | 6253 | G | 4 | 90236 | Combustion Turbine |  | MIS_WUMS | Wisconsin | 55 | Washington | 131 | 55131 | 49.2 | 17529 | 1978 | 9999 |  |  | N | Distillate Fuel Oil | [12 empty] | 0.052 | 1.2004 | 1.2004 | 1.2004 | 1.2004 | [11 empty] | Wisconsin Electric Power Co | 100 | WEC Energy Group Inc | 100
natural gas peaker | Germantown | 6253_G_5 | 6253 | G | 5 | 2873 | Combustion Turbine |  | MIS_WUMS | Wisconsin | 55 | Washington | 131 | 55131 | 81.2 | 17461 | 2000 | 9999 |  |  | N | Natural Gas, Distillate Fuel Oil |  |  |  | H2O | [8 empty] | 0.05 | 0.03066 | 0.03066 | 0.03066 | 0.03066 | [11 empty] | Wisconsin Electric Power Co | 100 | WEC Energy Group Inc | 100
hard coal | Ottumwa | 6254_B_1 | 6254 | B | 1 | 2874 | Coal Steam |  | MIS_IA | Iowa | 19 | Wapello | 179 | 19179 | 725 | 10369 | 1981 | 9999 | tangential | wet | N | Subbituminous | Dry Scrubber | 2014 | 0.9 | LNC2 | SCR | 2018 |  | ESPH + B | Yes | ACI | 2014 |  | 0.075 | 0.2154 | 0.07999 | 0.2154 | 0.07999 | 0.1 | 0.1 | 0.1 | 0.95 | [7 empty] | MidAmerican Energy Co | 52 | Berkshire Hathaway Inc | 52
hard coal | Scherer | 6257_G_1 | 6257 | G | 1 | 2875 | Coal Steam |  | S_SOU | Georgia | 13 | Monroe | 207 | 13207 | 860 | 10832 | 1982 | 9999 | tangential | dry | N | Subbituminous | Wet Scrubber | 2014 | 0.98 | other | SCR | 2013 |  | ESPH + B + WS | No | ACI | 2010 |  | 1.2 | 0.26731 | 0.06043 | 0.26731 | 0.06043 | 0.1 | 0.1 | 0.1 | 0.99 | [7 empty] | Oglethorpe Power Corp | 60 | Oglethorpe Power Corp | 60
hard coal | Scherer | 6257_B_2 | 6257 | B | 2 | 2876 | Coal Steam |  | S_SOU | Georgia | 13 | Monroe | 207 | 13207 | 860 | 10756 | 1984 | 9999 | tangential | dry | N | Subbituminous | Wet Scrubber | 2013 | 0.98 | OFA | SCR | 2013 |  | ESPH + B + WS | No | ACI | 2009 |  | 1.2 | 0.20193 | 0.06349 | 0.20193 | 0.06349 | 0.1 | 0.1 | 0.1 | 0.99 | [7 empty] | Oglethorpe Power Corp | 60 | Oglethorpe Power Corp | 60
hard coal | Scherer | 6257_B_3 | 6257 | B | 3 | 2877 | Coal Steam |  | S_SOU | Georgia | 13 | Monroe | 207 | 13207 | 860 | 10740 | 1987 | 2029 | tangential | dry | N | Subbituminous | Wet Scrubber | 2011 | 0.98 | OFA | SCR | 2010 |  | ESPC + B + WS | No | ACI | 2009 |  | 1.2 | 0.23245 | 0.06289 | 0.23245 | 0.06289 | 0.1 | 0.1 | 0.1 | 0.99 | [7 empty] | Georgia Power Co | 75 | Southern Co | 75
natural gas peaker | Wilson | 6258_G_5A | 6258 | G | 5A | 89926 | Combustion Turbine |  | S_SOU | Georgia | 13 | Burke | 33 | 13033 | 41 | 25000 | 1972 | 9999 |  |  | N | Distillate Fuel Oil | [12 empty] | 2.578 | 1.2003 | 1.2003 | 1.2003 | 1.2003 | [11 empty] | Georgia Power Co | 100 | Southern Co | 100
natural gas peaker | Wilson | 6258_G_5B | 6258 | G | 5B | 89927 | Combustion Turbine |  | S_SOU | Georgia | 13 | Burke | 33 | 13033 | 56 | 25000 | 1972 | 9999 |  |  | N | Distillate Fuel Oil | [12 empty] | 2.578 | 1.1996 | 1.1996 | 1.1996 | 1.1996 | [11 empty] | Georgia Power Co | 100 | Southern Co | 100
natural gas peaker | Wilson | 6258_G_5C | 6258 | G | 5C | 89928 | Combustion Turbine |  | S_SOU | Georgia | 13 | Burke | 33 | 13033 | 49 | 25000 | 1972 | 9999 |  |  | N | Distillate Fuel Oil | [12 empty] | 2.578 | 1.1997 | 1.1997 | 1.1997 | 1.1997 | [11 empty] | Georgia Power Co | 100 | Southern Co | 100
natural gas peaker | Wilson | 6258_G_IC1 | 6258 | G | IC1 |  | Combustion Turbine | IC Engine | S_SOU | Georgia | 13 | Burke | 33 | 13033 | 2.5 | 12283 | 1972 | 9999 |  |  | N | Distillate Fuel Oil | [12 empty] | 2.578 | 1.6498 | 1.6498 | 1.6498 | 1.6498 | [11 empty] | Georgia Power Co | 100 | Southern Co | 100
natural gas peaker | Wilson | 6258_G_5D | 6258 | G | 5D | 89929 | Combustion Turbine |  | S_SOU | Georgia | 13 | Burke | 33 | 13033 | 41 | 25000 | 1973 | 9999 |  |  | N | Distillate Fuel Oil | [12 empty] | 2.578 | 1.2 | 1.2 | 1.2 | 1.2 | [11 empty] | Georgia Power Co | 100 | Southern Co | 100
natural gas peaker | Wilson | 6258_G_5E | 6258 | G | 5E | 89930 | Combustion Turbine |  | S_SOU | Georgia | 13 | Burke | 33 | 13033 | 54 | 25000 | 1973 | 9999 |  |  | N | Distillate Fuel Oil | [12 empty] | 2.578 | 1.1997 | 1.1997 | 1.1997 | 1.1997 | [11 empty] | Georgia Power Co | 100 | Southern Co | 100
natural gas peaker | Wilson | 6258_G_5F | 6258 | G | 5F | 89931 | Combustion Turbine |  | S_SOU | Georgia | 13 | Burke | 33 | 13033 | 54 | 25000 | 1973 | 9999 |  |  | N | Distillate Fuel Oil | [12 empty] | 2.578 | 1.1999 | 1.1999 | 1.1999 | 1.1999 | [11 empty] | Georgia Power Co | 100 | Southern Co | 100
hard coal | Mountaineer | 6264_B_1 | 6264 | B | 1 | 2879 | Coal Steam |  | PJM_West | West Virginia | 54 | Mason | 53 | 54053 | 1299 | 9925 | 1980 | 2040 | wall | dry | N | Bituminous | Wet Scrubber | 2007 | 0.98 | LNB | SCR | 2002 |  | ESPC | No |  |  |  | 1 | 0.4463 | 0.08699 | 0.4463 | 0.08699 | 0.05 | 0.1 | 0.56 | 0.99 | [7 empty] | Appalachian Power Co | 100 | American Electric Power Co Inc | 100
hydro | Ozark Beach | 6280_G_5 | 6280 | G | 5 |  | Hydro |  | SPP_N | Missouri | 29 | Taney | 213 | 29213 | 4 | 0 | 1931 | 9999 |  |  | N | Hydro | [13 empty] | 0 | 0 | 0 | 0 | [11 empty] | Empire District Electric Co (The) | 100 | Algonquin Power & Utilities Corp | 100
hydro | Ozark Beach | 6280_G_6 | 6280 | G | 6 |  | Hydro |  | SPP_N | Missouri | 29 | Taney | 213 | 29213 | 4 | 0 | 1931 | 9999 |  |  | N | Hydro | [13 empty] | 0 | 0 | 0 | 0 | [11 empty] | Empire District Electric Co (The) | 100 | Algonquin Power & Utilities Corp | 100
hydro | Ozark Beach | 6280_G_7 | 6280 | G | 7 |  | Hydro |  | SPP_N | Missouri | 29 | Taney | 213 | 29213 | 4 | 0 | 1931 | 9999 |  |  | N | Hydro | [13 empty] | 0 | 0 | 0 | 0 | [11 empty] | Empire District Electric Co (The) | 100 | Algonquin Power & Utilities Corp | 100
hydro | Ozark Beach | 6280_G_8 | 6280 | G | 8 |  | Hydro |  | SPP_N | Missouri | 29 | Taney | 213 | 29213 | 4 | 0 | 1931 | 9999 |  |  | N | Hydro | [13 empty] | 0 | 0 | 0 | 0 | [11 empty] | Empire District Electric Co (The) | 100 | Algonquin Power & Utilities Corp | 100
natural gas combined cycle | Hutchinson Plant #2 | 6358_G_2 | 6358 | G | 2 | 2880 | Combined Cycle |  | MIS_MNWI | Minnesota | 27 | McLeod | 85 | 27085 | 41 | 10213 | 1994 | 9999 |  |  | N | Natural Gas |  |  |  | H2O | [9 empty] | 0.1023 | 0.1023 | 0.1023 | 0.1023 | [11 empty] | Hutchinson Utilities Commission | 100 | Hutchinson Utilities Commission | 100
natural gas combined cycle | Hutchinson Plant #2 | 6358_G_3 | 6358 | G | 3 | 2880 | Combined Cycle |  | MIS_MNWI | Minnesota | 27 | McLeod | 85 | 27085 | 10 | 10213 | 1994 | 9999 |  |  | N | Natural Gas |  |  |  | H2O | [9 empty] | 0.1023 | 0.1023 | 0.1023 | 0.1023 | [11 empty] | Hutchinson Utilities Commission | 100 | Hutchinson Utilities Commission | 100
natural gas peaker | Hutchinson Plant #2 | 6358_G_9 | 6358 | G | 9 |  | Combustion Turbine |  | MIS_MNWI | Minnesota | 27 | McLeod | 85 | 27085 | 22 | 15094 | 2001 | 9999 |  |  | N | Natural Gas | [13 empty] | 0.11693 | 0.11693 | 0.11693 | 0.11693 | [11 empty] | Hutchinson Utilities Commission | 100 | Hutchinson Utilities Commission | 100
hydro | Felt | 6359_G_4 | 6359 | G | 4 |  | Hydro |  | WECC_ID | Idaho | 16 | Teton | 81 | 16081 | 0.5 | 0 | 1946 | 9999 |  |  | N | Hydro | [13 empty] | 0 | 0 | 0 | 0 | [11 empty] | Fall River Rural Electric Coop Inc | 100 | Fall River Rural Electric Coop Inc | 100
hydro | Felt | 6359_G_5 | 6359 | G | 5 |  | Hydro |  | WECC_ID | Idaho | 16 | Teton | 81 | 16081 | 0.8 | 0 | 1947 | 9999 |  |  | N | Hydro | [13 empty] | 0 | 0 | 0 | 0 | [11 empty] | Fall River Rural Electric Coop Inc | 100 | Fall River Rural Electric Coop Inc | 100
hydro | Felt | 6359_G_1 | 6359 | G | 1 |  | Hydro |  | WECC_ID | Idaho | 16 | Teton | 81 | 16081 | 2.3 | 0 | 1986 | 9999 |  |  | N | Hydro | [13 empty] | 0 | 0 | 0 | 0 | [11 empty] | Fall River Rural Electric Coop Inc | 100 | Fall River Rural Electric Coop Inc | 100
hydro | Felt | 6359_G_2 | 6359 | G | 2 |  | Hydro |  | WECC_ID | Idaho | 16 | Teton | 81 | 16081 | 2.3 | 0 | 1986 | 9999 |  |  | N | Hydro | [13 empty] | 0 | 0 | 0 | 0 | [11 empty] | Fall River Rural Electric Coop Inc | 100 | Fall River Rural Electric Coop Inc | 100
natural gas peaker | Detour | 6369_G_6 | 6369 | G | 6 |  | Combustion Turbine | IC Engine | MIS_WUMS | Michigan | 26 | Chippewa | 33 | 26033 | 2.5 | 22421 | 1973 | 9999 |  |  | N | Distillate Fuel Oil | [12 empty] | 1.67 | 2.7812 | 2.7812 | 2.7812 | 2.7812 | [11 empty] | Cloverland Electric Coop | 100 | Cloverland Electric Coop | 100
natural gas peaker | Detour | 6369_G_7 | 6369 | G | 7 |  | Combustion Turbine | IC Engine | MIS_WUMS | Michigan | 26 | Chippewa | 33 | 26033 | 2.5 | 22485 | 1976 | 9999 |  |  | N | Distillate Fuel Oil | [12 empty] | 1.67 | 2.7733 | 2.7733 | 2.7733 | 2.7733 | [11 empty] | Cloverland Electric Coop | 100 | Cloverland Electric Coop | 100
natural gas peaker | Rokeby | 6373_G_1 | 6373 | G | 1 | 90729 | Combustion Turbine |  | SPP_NEBR | Nebraska | 31 | Lancaster | 109 | 31109 | 70.5 | 13644 | 1975 | 9999 |  |  | N | Natural Gas, Distillate Fuel Oil |  |  |  | H2O | [8 empty] | 2.5 | 0.37128 | 0.37128 | 0.37128 | 0.37128 | [11 empty] | Lincoln Electric System | 100 | Lincoln Electric System | 100
natural gas peaker | Rokeby | 6373_G_2 | 6373 | G | 2 | 2883 | Combustion Turbine |  | SPP_NEBR | Nebraska | 31 | Lancaster | 109 | 31109 | 90.4 | 13650 | 1997 | 9999 |  |  | N | Natural Gas, Distillate Fuel Oil |  |  |  | DLNB + H2O | [8 empty] | 2.5 | 0.29307 | 0.29307 | 0.29307 | 0.29307 | [11 empty] | Lincoln Electric System | 100 | Lincoln Electric System | 100
natural gas peaker | Rokeby | 6373_G_BSU | 6373 | G | BSU |  | Combustion Turbine | IC Engine | SPP_NEBR | Nebraska | 31 | Lancaster | 109 | 31109 | 3.2 | 11714 | 1997 | 9999 |  |  | N | Distillate Fuel Oil | [12 empty] | 2.5 | 1.6498 | 1.6498 | 1.6498 | 1.6498 | [11 empty] | Lincoln Electric System | 100 | Lincoln Electric System | 100
natural gas peaker | Rokeby | 6373_G_3 | 6373 | G | 3 | 2884 | Combustion Turbine |  | SPP_NEBR | Nebraska | 31 | Lancaster | 109 | 31109 | 94.2 | 13647 | 2001 | 9999 |  |  | N | Natural Gas, Distillate Fuel Oil |  |  |  | DLNB + H2O | [8 empty] | 2.5 | 0.12604 | 0.12604 | 0.12604 | 0.12604 | [11 empty] | Lincoln Electric System | 100 | Lincoln Electric System | 100
natural gas peaker | Ocracoke Hybrid | 6377_G_1 | 6377 | G | 1 |  | Combustion Turbine | IC Engine | S_VACA | North Carolina | 37 | Hyde | 95 | 37095 | 3 | 25000 | 1991 | 9999 |  |  | N | Distillate Fuel Oil | [12 empty] | 2.3 | 1.6498 | 1.6498 | 1.6498 | 1.6498 | [11 empty] | North Carolina Electric Membership Corp | 100 | North Carolina Electric Membership Corp | 100
0 | Ocracoke Hybrid | 6377_G_BAT | 6377 | G | BAT |  | Energy Storage |  | S_VACA | North Carolina | 37 | Hyde | 95 | 37095 | 1 | 0 | 2017 | 9999 |  |  | N | Energy Storage | [13 empty] | 0 | 0 | 0 | 0 | [11 empty] | North Carolina Electric Membership Corp | 100 | North Carolina Electric Membership Corp | 100
hydro | Dwight | 6378_G_DW2 | 6378 | G | DW2 |  | Hydro |  | NENGREST | Massachusetts | 25 | Hampden | 13 | 25013 | 0.4 | 0 | 1920 | 9999 |  |  | N | Hydro | [13 empty] | 0 | 0 | 0 | 0 | [11 empty] | EP Energy Massachusetts LLC | 100 | Essential Power LLC | 100
hydro | Dwight | 6378_G_DW3 | 6378 | G | DW3 |  | Hydro |  | NENGREST | Massachusetts | 25 | Hampden | 13 | 25013 | 0.4 | 0 | 1920 | 9999 |  |  | N | Hydro | [13 empty] | 0 | 0 | 0 | 0 | [11 empty] | EP Energy Massachusetts LLC | 100 | Essential Power LLC | 100
hydro | Dwight | 6378_G_DW4 | 6378 | G | DW4 |  | Hydro |  | NENGREST | Massachusetts | 25 | Hampden | 13 | 25013 | 0.4 | 0 | 1920 | 9999 |  |  | N | Hydro | [13 empty] | 0 | 0 | 0 | 0 | [11 empty] | EP Energy Massachusetts LLC | 100 | Essential Power LLC | 100
hydro | Indian Orchard | 6379_G_IO3 | 6379 | G | IO3 |  | Hydro |  | NENGREST | Massachusetts | 25 | Hampden | 13 | 25013 | 1.5 | 0 | 1928 | 9999 |  |  | N | Hydro | [13 empty] | 0 | 0 | 0 | 0 | [11 empty] | EP Energy Massachusetts LLC | 100 | Essential Power LLC | 100
hydro | Indian Orchard | 6379_G_IO4 | 6379 | G | IO4 |  | Hydro |  | NENGREST | Massachusetts | 25 | Hampden | 13 | 25013 | 2.2 | 0 | 1928 | 9999 |  |  | N | Hydro | [13 empty] | 0 | 0 | 0 | 0 | [11 empty] | EP Energy Massachusetts LLC | 100 | Essential Power LLC | 100
hydro | Turners Falls | 6388_G_5 | 6388 | G | 5 |  | Hydro |  | NENGREST | Massachusetts | 25 | Franklin | 11 | 25011 | 1.4 | 0 | 1905 | 9999 |  |  | N | Hydro | [13 empty] | 0 | 0 | 0 | 0 | [11 empty] | FirstLight MA Hydro LLC | 100 | Public Sector Pension Investment Board | 100
hydro | Turners Falls | 6388_G_3 | 6388 | G | 3 |  | Hydro |  | NENGREST | Massachusetts | 25 | Franklin | 11 | 25011 | 1.3 | 0 | 1910 | 9999 |  |  | N | Hydro | [13 empty] | 0 | 0 | 0 | 0 | [11 empty] | FirstLight MA Hydro LLC | 100 | Public Sector Pension Investment Board | 100
hydro | Turners Falls | 6388_G_7 | 6388 | G | 7 |  | Hydro |  | NENGREST | Massachusetts | 25 | Franklin | 11 | 25011 | 1.4 | 0 | 1910 | 9999 |  |  | N | Hydro | [13 empty] | 0 | 0 | 0 | 0 | [11 empty] | FirstLight MA Hydro LLC | 100 | Public Sector Pension Investment Board | 100
hydro | Turners Falls | 6388_G_1 | 6388 | G | 1 |  | Hydro |  | NENGREST | Massachusetts | 25 | Franklin | 11 | 25011 | 1.9 | 0 | 1913 | 9999 |  |  | N | Hydro | [13 empty] | 0 | 0 | 0 | 0 | [11 empty] | FirstLight MA Hydro LLC | 100 | Public Sector Pension Investment Board | 100
hydro | Turners Falls | 6388_G_2 | 6388 | G | 2 |  | Hydro |  | NENGREST | Massachusetts | 25 | Franklin | 11 | 25011 | 0.4 | 0 | 1913 | 9999 |  |  | N | Hydro | [13 empty] | 0 | 0 | 0 | 0 | [11 empty] | FirstLight MA Hydro LLC | 100 | Public Sector Pension Investment Board | 100
natural gas peaker | Tangier | 6390_G_5 | 6390 | G | 5 |  | Combustion Turbine | IC Engine | PJM_EMAC | Virginia | 51 | Accomack | 1 | 51001 | 1.2 | 10745 | 1993 | 9999 |  |  | N | Distillate Fuel Oil | [12 empty] | 2.64 | 3.318 | 3.318 | 3.318 | 3.318 | [11 empty] | A & N Electric Coop | 100 | A & N Electric Coop | 100
natural gas peaker | Tangier | 6390_G_6 | 6390 | G | 6 |  | Combustion Turbine | IC Engine | PJM_EMAC | Virginia | 51 | Accomack | 1 | 51001 | 1.2 | 10745 | 1993 | 9999 |  |  | N | Distillate Fuel Oil | [12 empty] | 2.64 | 3.318 | 3.318 | 3.318 | 3.318 | [11 empty] | A & N Electric Coop | 100 | A & N Electric Coop | 100
natural gas peaker | Smith Island | 6391_G_2 | 6391 | G | 2 |  | Combustion Turbine | IC Engine | PJM_EMAC | Maryland | 24 | Somerset | 39 | 24039 | 0.4 | 11896 | 1969 | 9999 |  |  | N | Distillate Fuel Oil | [12 empty] | 0.3 | 1.6498 | 1.6498 | 1.6498 | 1.6498 | [11 empty] | A & N Electric Coop | 100 | A & N Electric Coop | 100
hydro | Strawberry Creek | 6393_G_1 | 6393 | G | 1 |  | Hydro |  | WECC_WY | Wyoming | 56 | Lincoln | 23 | 56023 | 0.5 | 0 | 1940 | 9999 |  |  | N | Hydro | [13 empty] | 0 | 0 | 0 | 0 | [11 empty] | Lower Valley Energy Inc | 100 | Lower Valley Energy Inc | 100
hydro | Strawberry Creek | 6393_G_2 | 6393 | G | 2 |  | Hydro |  | WECC_WY | Wyoming | 56 | Lincoln | 23 | 56023 | 0.5 | 0 | 1940 | 9999 |  |  | N | Hydro | [13 empty] | 0 | 0 | 0 | 0 | [11 empty] | Lower Valley Energy Inc | 100 | Lower Valley Energy Inc | 100
hydro | Strawberry Creek | 6393_G_3 | 6393 | G | 3 |  | Hydro |  | WECC_WY | Wyoming | 56 | Lincoln | 23 | 56023 | 0.5 | 0 | 1951 | 9999 |  |  | N | Hydro | [13 empty] | 0 | 0 | 0 | 0 | [11 empty] | Lower Valley Energy Inc | 100 | Lower Valley Energy Inc | 100
hydro | Swift Creek | 6394_G_3 | 6394 | G | 3 |  | Hydro |  | WECC_WY | Wyoming | 56 | Lincoln | 23 | 56023 | 0.8 | 0 | 2009 | 9999 |  |  | N | Hydro | [13 empty] | 0 | 0 | 0 | 0 | [11 empty] | Lower Valley Energy Inc | 100 | Lower Valley Energy Inc | 100
hydro | Swift Creek | 6394_G_4 | 6394 | G | 4 |  | Hydro |  | WECC_WY | Wyoming | 56 | Lincoln | 23 | 56023 | 0.6 | 0 | 2010 | 9999 |  |  | N | Hydro | [13 empty] | 0 | 0 | 0 | 0 | [11 empty] | Lower Valley Energy Inc | 100 | Lower Valley Energy Inc | 100
hydro | Swift Creek | 6394_G_5 | 6394 | G | 5 |  | Hydro |  | WECC_WY | Wyoming | 56 | Lincoln | 23 | 56023 | 0.3 | 0 | 2010 | 9999 |  |  | N | Hydro | [13 empty] | 0 | 0 | 0 | 0 | [11 empty] | Lower Valley Energy Inc | 100 | Lower Valley Energy Inc | 100
hydro | Anderson Ranch | 6395_G_1 | 6395 | G | 1 |  | Hydro |  | WECC_ID | Idaho | 16 | Elmore | 39 | 16039 | 20 | 0 | 1950 | 9999 |  |  | N | Hydro | [13 empty] | 0 | 0 | 0 | 0 | [11 empty] | U S Bureau of Reclamation | 100 | U S Bureau of Reclamation | 100
hydro | Anderson Ranch | 6395_G_2 | 6395 | G | 2 |  | Hydro |  | WECC_ID | Idaho | 16 | Elmore | 39 | 16039 | 20 | 0 | 1951 | 9999 |  |  | N | Hydro | [13 empty] | 0 | 0 | 0 | 0 | [11 empty] | U S Bureau of Reclamation | 100 | U S Bureau of Reclamation | 100
hydro | Black Canyon | 6396_G_1 | 6396 | G | 1 |  | Hydro |  | WECC_ID | Idaho | 16 | Gem | 45 | 16045 | 5.1 | 0 | 1925 | 9999 |  |  | N | Hydro | [13 empty] | 0 | 0 | 0 | 0 | [11 empty] | U S Bureau of Reclamation | 100 | U S Bureau of Reclamation | 100
hydro | Black Canyon | 6396_G_2 | 6396 | G | 2 |  | Hydro |  | WECC_ID | Idaho | 16 | Gem | 45 | 16045 | 5.1 | 0 | 1925 | 9999 |  |  | N | Hydro | [13 empty] | 0 | 0 | 0 | 0 | [11 empty] | U S Bureau of Reclamation | 100 | U S Bureau of Reclamation | 100
hydro | Boise R Diversion | 6397_G_1A | 6397 | G | 1A |  | Hydro |  | WECC_ID | Idaho | 16 | Ada | 1 | 16001 | 1.1 | 0 | 2004 | 9999 |  |  | N | Hydro | [13 empty] | 0 | 0 | 0 | 0 | [11 empty] | U S Bureau of Reclamation | 100 | U S Bureau of Reclamation | 100
hydro | Boise R Diversion | 6397_G_2A | 6397 | G | 2A |  | Hydro |  | WECC_ID | Idaho | 16 | Ada | 1 | 16001 | 1.1 | 0 | 2004 | 9999 |  |  | N | Hydro | [13 empty] | 0 | 0 | 0 | 0 | [11 empty] | U S Bureau of Reclamation | 100 | U S Bureau of Reclamation | 100
hydro | Boise R Diversion | 6397_G_3A | 6397 | G | 3A |  | Hydro |  | WECC_ID | Idaho | 16 | Ada | 1 | 16001 | 1.1 | 0 | 2004 | 9999 |  |  | N | Hydro | [13 empty] | 0 | 0 | 0 | 0 | [11 empty] | U S Bureau of Reclamation | 100 | U S Bureau of Reclamation | 100
hydro | Minidoka | 6398_G_6 | 6398 | G | 6 |  | Hydro |  | WECC_ID | Idaho | 16 | Minidoka | 67 | 16067 | 2.7 | 0 | 1927 | 9999 |  |  | N | Hydro | [13 empty] | 0 | 0 | 0 | 0 | [11 empty] | U S Bureau of Reclamation | 100 | U S Bureau of Reclamation | 100
hydro | Minidoka | 6398_G_7 | 6398 | G | 7 |  | Hydro |  | WECC_ID | Idaho | 16 | Minidoka | 67 | 16067 | 5 | 0 | 1942 | 9999 |  |  | N | Hydro | [13 empty] | 0 | 0 | 0 | 0 | [11 empty] | U S Bureau of Reclamation | 100 | U S Bureau of Reclamation | 100
hydro | Minidoka | 6398_G_8 | 6398 | G | 8 |  | Hydro |  | WECC_ID | Idaho | 16 | Minidoka | 67 | 16067 | 10 | 0 | 1997 | 9999 |  |  | N | Hydro | [13 empty] | 0 | 0 | 0 | 0 | [11 empty] | U S Bureau of Reclamation | 100 | U S Bureau of Reclamation | 100
hydro | Minidoka | 6398_G_9 | 6398 | G | 9 |  | Hydro |  | WECC_ID | Idaho | 16 | Minidoka | 67 | 16067 | 10 | 0 | 1997 | 9999 |  |  | N | Hydro | [13 empty] | 0 | 0 | 0 | 0 | [11 empty] | U S Bureau of Reclamation | 100 | U S Bureau of Reclamation | 100
hydro | Canyon Ferry | 6400_G_1 | 6400 | G | 1 |  | Hydro |  | WECC_MT | Montana | 30 | Lewis and Clark | 49 | 30049 | 19.2 | 0 | 1953 | 9999 |  |  | N | Hydro | [13 empty] | 0 | 0 | 0 | 0 | [11 empty] | U S Bureau of Reclamation | 100 | U S Bureau of Reclamation | 100
hydro | Canyon Ferry | 6400_G_2 | 6400 | G | 2 |  | Hydro |  | WECC_MT | Montana | 30 | Lewis and Clark | 49 | 30049 | 19.2 | 0 | 1954 | 9999 |  |  | N | Hydro | [13 empty] | 0 | 0 | 0 | 0 | [11 empty] | U S Bureau of Reclamation | 100 | U S Bureau of Reclamation | 100
hydro | Canyon Ferry | 6400_G_3 | 6400 | G | 3 |  | Hydro |  | WECC_MT | Montana | 30 | Lewis and Clark | 49 | 30049 | 19.2 | 0 | 1954 | 9999 |  |  | N | Hydro | [13 empty] | 0 | 0 | 0 | 0 | [11 empty] | U S Bureau of Reclamation | 100 | U S Bureau of Reclamation | 100
hydro | Elephant Butte | 6402_G_1 | 6402 | G | 1 |  | Hydro |  | WECC_NM | New Mexico | 35 | Sierra | 51 | 35051 | 9.3 | 0 | 1940 | 9999 |  |  | N | Hydro | [13 empty] | 0 | 0 | 0 | 0 | [11 empty] | U S Bureau of Reclamation | 100 | U S Bureau of Reclamation | 100
hydro | Elephant Butte | 6402_G_2 | 6402 | G | 2 |  | Hydro |  | WECC_NM | New Mexico | 35 | Sierra | 51 | 35051 | 9.3 | 0 | 1940 | 9999 |  |  | N | Hydro | [13 empty] | 0 | 0 | 0 | 0 | [11 empty] | U S Bureau of Reclamation | 100 | U S Bureau of Reclamation | 100
hydro | Elephant Butte | 6402_G_3 | 6402 | G | 3 |  | Hydro |  | WECC_NM | New Mexico | 35 | Sierra | 51 | 35051 | 9.3 | 0 | 1940 | 9999 |  |  | N | Hydro | [13 empty] | 0 | 0 | 0 | 0 | [11 empty] | U S Bureau of Reclamation | 100 | U S Bureau of Reclamation | 100
hydro | Green Springs | 6403_G_1 | 6403 | G | 1 |  | Hydro |  | WECC_PNW | Oregon | 41 | Jackson | 29 | 41029 | 17.2 | 0 | 1960 | 9999 |  |  | N | Hydro | [13 empty] | 0 | 0 | 0 | 0 | [11 empty] | U S Bureau of Reclamation | 100 | U S Bureau of Reclamation | 100
hydro | Deer Creek (UT) | 6404_G_1 | 6404 | G | 1 |  | Hydro |  | WECC_UT | Utah | 49 | Wasatch | 51 | 49051 | 2.7 | 0 | 1958 | 9999 |  |  | N | Hydro | [13 empty] | 0 | 0 | 0 | 0 | [11 empty] | U S Bureau of Reclamation | 100 | U S Bureau of Reclamation | 100
hydro | Deer Creek (UT) | 6404_G_2 | 6404 | G | 2 |  | Hydro |  | WECC_UT | Utah | 49 | Wasatch | 51 | 49051 | 2.7 | 0 | 1958 | 9999 |  |  | N | Hydro | [13 empty] | 0 | 0 | 0 | 0 | [11 empty] | U S Bureau of Reclamation | 100 | U S Bureau of Reclamation | 100
hydro | Flaming Gorge | 6405_G_1 | 6405 | G | 1 |  | Hydro |  | WECC_UT | Utah | 49 | Daggett | 9 | 49009 | 50.6 | 0 | 1963 | 9999 |  |  | N | Hydro | [13 empty] | 0 | 0 | 0 | 0 | [11 empty] | U S Bureau of Reclamation | 100 | U S Bureau of Reclamation | 100
hydro | Flaming Gorge | 6405_G_2 | 6405 | G | 2 |  | Hydro |  | WECC_UT | Utah | 49 | Daggett | 9 | 49009 | 50.6 | 0 | 1963 | 9999 |  |  | N | Hydro | [13 empty] | 0 | 0 | 0 | 0 | [11 empty] | U S Bureau of Reclamation | 100 | U S Bureau of Reclamation | 100
hydro | Flaming Gorge | 6405_G_3 | 6405 | G | 3 |  | Hydro |  | WECC_UT | Utah | 49 | Daggett | 9 | 49009 | 50.6 | 0 | 1964 | 9999 |  |  | N | Hydro | [13 empty] | 0 | 0 | 0 | 0 | [11 empty] | U S Bureau of Reclamation | 100 | U S Bureau of Reclamation | 100
hydro | Chandler | 6406_G_1 | 6406 | G | 1 |  | Hydro |  | WECC_PNW | Washington | 53 | Benton | 5 | 53005 | 6 | 0 | 1956 | 9999 |  |  | N | Hydro | [13 empty] | 0 | 0 | 0 | 0 | [11 empty] | U S Bureau of Reclamation | 100 | U S Bureau of Reclamation | 100
hydro | Chandler | 6406_G_2 | 6406 | G | 2 |  | Hydro |  | WECC_PNW | Washington | 53 | Benton | 5 | 53005 | 6 | 0 | 1956 | 9999 |  |  | N | Hydro | [13 empty] | 0 | 0 | 0 | 0 | [11 empty] | U S Bureau of Reclamation | 100 | U S Bureau of Reclamation | 100
hydro | Roza | 6407_G_1 | 6407 | G | 1 |  | Hydro |  | WECC_PNW | Washington | 53 | Yakima | 77 | 53077 | 12.9 | 0 | 1958 | 9999 |  |  | N | Hydro | [13 empty] | 0 | 0 | 0 | 0 | [11 empty] | U S Bureau of Reclamation | 100 | U S Bureau of Reclamation | 100
hydro | Heart Mountain | 6408_G_1 | 6408 | G | 1 |  | Hydro |  | WECC_WY | Wyoming | 56 | Park | 29 | 56029 | 5 | 0 | 1948 | 9999 |  |  | N | Hydro | [13 empty] | 0 | 0 | 0 | 0 | [11 empty] | U S Bureau of Reclamation | 100 | U S Bureau of Reclamation | 100
hydro | Alcova | 6409_G_1 | 6409 | G | 1 |  | Hydro |  | WECC_WY | Wyoming | 56 | Natrona | 25 | 56025 | 20.7 | 0 | 1955 | 9999 |  |  | N | Hydro | [13 empty] | 0 | 0 | 0 | 0 | [11 empty] | U S Bureau of Reclamation | 100 | U S Bureau of Reclamation | 100
hydro | Alcova | 6409_G_2 | 6409 | G | 2 |  | Hydro |  | WECC_WY | Wyoming | 56 | Natrona | 25 | 56025 | 20.7 | 0 | 1955 | 9999 |  |  | N | Hydro | [13 empty] | 0 | 0 | 0 | 0 | [11 empty] | U S Bureau of Reclamation | 100 | U S Bureau of Reclamation | 100
hydro | Falcon Dam & Power | 6410_G_1 | 6410 | G | 1 |  | Hydro |  | ERC_REST | Texas | 48 | Starr | 427 | 48427 | 10.5 | 0 | 1954 | 9999 |  |  | N | Hydro | [13 empty] | 0 | 0 | 0 | 0 | [11 empty] | International Boundary & Water Commission | 100 | Intl Boundary & Water Commission | 100
hydro | Falcon Dam & Power | 6410_G_2 | 6410 | G | 2 |  | Hydro |  | ERC_REST | Texas | 48 | Starr | 427 | 48427 | 10 | 0 | 1954 | 9999 |  |  | N | Hydro | [13 empty] | 0 | 0 | 0 | 0 | [11 empty] | International Boundary & Water Commission | 100 | Intl Boundary & Water Commission | 100
hydro | Falcon Dam & Power | 6410_G_3 | 6410 | G | 3 |  | Hydro |  | ERC_REST | Texas | 48 | Starr | 427 | 48427 | 10 | 0 | 1954 | 9999 |  |  | N | Hydro | [13 empty] | 0 | 0 | 0 | 0 | [11 empty] | International Boundary & Water Commission | 100 | Intl Boundary & Water Commission | 100
hydro | Sam Rayburn Dam | 6413_G_1 | 6413 | G | 1 |  | Hydro |  | MIS_WOTA | Texas | 48 | Jasper | 241 | 48241 | 26 | 0 | 1965 | 9999 |  |  | N | Hydro | [13 empty] | 0 | 0 | 0 | 0 | [11 empty] | USACE Fort Worth District | 100 | U S Army Corps of Engineers | 100
hydro | Sam Rayburn Dam | 6413_G_2 | 6413 | G | 2 |  | Hydro |  | MIS_WOTA | Texas | 48 | Jasper | 241 | 48241 | 26 | 0 | 1965 | 9999 |  |  | N | Hydro | [13 empty] | 0 | 0 | 0 | 0 | [11 empty] | USACE Fort Worth District | 100 | U S Army Corps of Engineers | 100
hydro | Whitney | 6414_G_1 | 6414 | G | 1 |  | Hydro |  | ERC_REST | Texas | 48 | Bosque | 35 | 48035 | 21 | 0 | 1953 | 9999 |  |  | N | Hydro | [13 empty] | 0 | 0 | 0 | 0 | [11 empty] | USACE Fort Worth District | 100 | U S Army Corps of Engineers | 100
hydro | Whitney | 6414_G_2 | 6414 | G | 2 |  | Hydro |  | ERC_REST | Texas | 48 | Bosque | 35 | 48035 | 21 | 0 | 1953 | 9999 |  |  | N | Hydro | [13 empty] | 0 | 0 | 0 | 0 | [11 empty] | USACE Fort Worth District | 100 | U S Army Corps of Engineers | 100
hydro | Broken Bow Dam | 6415_G_1 | 6415 | G | 1 |  | Hydro |  | SPP_WEST | Oklahoma | 40 | McCurtain | 89 | 40089 | 57.5 | 0 | 1970 | 9999 |  |  | N | Hydro | [13 empty] | 0 | 0 | 0 | 0 | [11 empty] | USACE Tulsa District | 100 | U S Army Corps of Engineers | 100
hydro | Broken Bow Dam | 6415_G_2 | 6415 | G | 2 |  | Hydro |  | SPP_WEST | Oklahoma | 40 | McCurtain | 89 | 40089 | 57.5 | 0 | 1970 | 9999 |  |  | N | Hydro | [13 empty] | 0 | 0 | 0 | 0 | [11 empty] | USACE Tulsa District | 100 | U S Army Corps of Engineers | 100
hydro | Denison | 6416_G_1 | 6416 | G | 1 |  | Hydro |  | ERC_REST | Texas | 48 | Grayson | 181 | 48181 | 50 | 0 | 1945 | 9999 |  |  | N | Hydro | [13 empty] | 0 | 0 | 0 | 0 | [11 empty] | USACE Tulsa District | 100 | U S Army Corps of Engineers | 100
hydro | Denison | 6416_G_2 | 6416 | G | 2 |  | Hydro |  | ERC_REST | Texas | 48 | Grayson | 181 | 48181 | 50 | 0 | 1949 | 9999 |  |  | N | Hydro | [13 empty] | 0 | 0 | 0 | 0 | [11 empty] | USACE Tulsa District | 100 | U S Army Corps of Engineers | 100
hydro | Center Hill | 6417_G_1 | 6417 | G | 1 |  | Hydro |  | S_C_TVA | Tennessee | 47 | DeKalb | 41 | 47041 | 52 | 0 | 1950 | 9999 |  |  | N | Hydro | [13 empty] | 0 | 0 | 0 | 0 | [11 empty] | USACE Nashville District | 100 | U S Army Corps of Engineers | 100
hydro | Center Hill | 6417_G_2 | 6417 | G | 2 |  | Hydro |  | S_C_TVA | Tennessee | 47 | DeKalb | 41 | 47041 | 50 | 0 | 1951 | 9999 |  |  | N | Hydro | [13 empty] | 0 | 0 | 0 | 0 | [11 empty] | USACE Nashville District | 100 | U S Army Corps of Engineers | 100
hydro | Center Hill | 6417_G_3 | 6417 | G | 3 |  | Hydro |  | S_C_TVA | Tennessee | 47 | DeKalb | 41 | 47041 | 52 | 0 | 1951 | 9999 |  |  | N | Hydro | [13 empty] | 0 | 0 | 0 | 0 | [11 empty] | USACE Nashville District | 100 | U S Army Corps of Engineers | 100
hydro | Cheatham | 6418_G_1 | 6418 | G | 1 |  | Hydro |  | S_C_TVA | Tennessee | 47 | Dickson | 43 | 47043 | 13.8 | 0 | 1958 | 9999 |  |  | N | Hydro | [13 empty] | 0 | 0 | 0 | 0 | [11 empty] | USACE Nashville District | 100 | U S Army Corps of Engineers | 100
hydro | Cheatham | 6418_G_2 | 6418 | G | 2 |  | Hydro |  | S_C_TVA | Tennessee | 47 | Dickson | 43 | 47043 | 13.8 | 0 | 1958 | 9999 |  |  | N | Hydro | [13 empty] | 0 | 0 | 0 | 0 | [11 empty] | USACE Nashville District | 100 | U S Army Corps of Engineers | 100
hydro | Cheatham | 6418_G_3 | 6418 | G | 3 |  | Hydro |  | S_C_TVA | Tennessee | 47 | Dickson | 43 | 47043 | 13.8 | 0 | 1958 | 9999 |  |  | N | Hydro | [13 empty] | 0 | 0 | 0 | 0 | [11 empty] | USACE Nashville District | 100 | U S Army Corps of Engineers | 100
hydro | Eufaula Dam | 6419_G_1 | 6419 | G | 1 |  | Hydro |  | SPP_WEST | Oklahoma | 40 | Haskell | 61 | 40061 | 34.5 | 0 | 1964 | 9999 |  |  | N | Hydro | [13 empty] | 0 | 0 | 0 | 0 | [11 empty] | USACE Tulsa District | 100 | U S Army Corps of Engineers | 100
hydro | Eufaula Dam | 6419_G_2 | 6419 | G | 2 |  | Hydro |  | SPP_WEST | Oklahoma | 40 | Haskell | 61 | 40061 | 34.5 | 0 | 1964 | 9999 |  |  | N | Hydro | [13 empty] | 0 | 0 | 0 | 0 | [11 empty] | USACE Tulsa District | 100 | U S Army Corps of Engineers | 100
hydro | Eufaula Dam | 6419_G_3 | 6419 | G | 3 |  | Hydro |  | SPP_WEST | Oklahoma | 40 | Haskell | 61 | 40061 | 34.5 | 0 | 1964 | 9999 |  |  | N | Hydro | [13 empty] | 0 | 0 | 0 | 0 | [11 empty] | USACE Tulsa District | 100 | U S Army Corps of Engineers | 100
hydro | Lemolo 2 | 6421_G_1 | 6421 | G | 1 |  | Hydro |  | WECC_PNW | Oregon | 41 | Douglas | 19 | 41019 | 38.5 | 0 | 1956 | 9999 |  |  | N | Hydro | [13 empty] | 0 | 0 | 0 | 0 | [11 empty] | PacifiCorp | 100 | Berkshire Hathaway Inc | 100
hydro | Chelan | 6424_G_A-1 | 6424 | G | A-1 |  | Hydro |  | WECC_PNW | Washington | 53 | Chelan | 7 | 53007 | 31.4 | 0 | 1927 | 9999 |  |  | N | Hydro | [13 empty] | 0 | 0 | 0 | 0 | [11 empty] | PUD No 1 of Chelan County | 100 | PUD No 1 of Chelan County | 100
hydro | Chelan | 6424_G_A-2 | 6424 | G | A-2 |  | Hydro |  | WECC_PNW | Washington | 53 | Chelan | 7 | 53007 | 30.7 | 0 | 1928 | 9999 |  |  | N | Hydro | [13 empty] | 0 | 0 | 0 | 0 | [11 empty] | PUD No 1 of Chelan County | 100 | PUD No 1 of Chelan County | 100
hydro | Cedar Falls (WA) | 6430_G_5 | 6430 | G | 5 |  | Hydro |  | WECC_PNW | Washington | 53 | King | 33 | 53033 | 15 | 0 | 1921 | 9999 |  |  | N | Hydro | [13 empty] | 0 | 0 | 0 | 0 | [11 empty] | Seattle City Light | 100 | Seattle City Light | 100
hydro | Cedar Falls (WA) | 6430_G_6 | 6430 | G | 6 |  | Hydro |  | WECC_PNW | Washington | 53 | King | 33 | 53033 | 15 | 0 | 1929 | 9999 |  |  | N | Hydro | [13 empty] | 0 | 0 | 0 | 0 | [11 empty] | Seattle City Light | 100 | Seattle City Light | 100
hydro | Gorge | 6431_G_21 | 6431 | G | 21 |  | Hydro |  | WECC_PNW | Washington | 53 | Whatcom | 73 | 53073 | 32 | 0 | 1924 | 9999 |  |  | N | Hydro | [13 empty] | 0 | 0 | 0 | 0 | [11 empty] | Seattle City Light | 100 | Seattle City Light | 100
hydro | Gorge | 6431_G_22 | 6431 | G | 22 |  | Hydro |  | WECC_PNW | Washington | 53 | Whatcom | 73 | 53073 | 32 | 0 | 1924 | 9999 |  |  | N | Hydro | [13 empty] | 0 | 0 | 0 | 0 | [11 empty] | Seattle City Light | 100 | Seattle City Light | 100
hydro | Gorge | 6431_G_23 | 6431 | G | 23 |  | Hydro |  | WECC_PNW | Washington | 53 | Whatcom | 73 | 53073 | 32 | 0 | 1929 | 9999 |  |  | N | Hydro | [13 empty] | 0 | 0 | 0 | 0 | [11 empty] | Seattle City Light | 100 | Seattle City Light | 100
hydro | Gorge | 6431_G_24 | 6431 | G | 24 |  | Hydro |  | WECC_PNW | Washington | 53 | Whatcom | 73 | 53073 | 97 | 0 | 1951 | 9999 |  |  | N | Hydro | [13 empty] | 0 | 0 | 0 | 0 | [11 empty] | Seattle City Light | 100 | Seattle City Light | 100
hydro | Diablo | 6432_G_32 | 6432 | G | 32 |  | Hydro |  | WECC_PNW | Washington | 53 | Whatcom | 73 | 53073 | 90 | 0 | 1936 | 9999 |  |  | N | Hydro | [13 empty] | 0 | 0 | 0 | 0 | [11 empty] | Seattle City Light | 100 | Seattle City Light | 100
hydro | Diablo | 6432_G_35 | 6432 | G | 35 |  | Hydro |  | WECC_PNW | Washington | 53 | Whatcom | 73 | 53073 | 1.2 | 0 | 1936 | 9999 |  |  | N | Hydro | [13 empty] | 0 | 0 | 0 | 0 | [11 empty] | Seattle City Light | 100 | Seattle City Light | 100
hydro | Diablo | 6432_G_36 | 6432 | G | 36 |  | Hydro |  | WECC_PNW | Washington | 53 | Whatcom | 73 | 53073 | 1.2 | 0 | 1936 | 9999 |  |  | N | Hydro | [13 empty] | 0 | 0 | 0 | 0 | [11 empty] | Seattle City Light | 100 | Seattle City Light | 100
hydro | Diablo | 6432_G_31 | 6432 | G | 31 |  | Hydro |  | WECC_PNW | Washington | 53 | Whatcom | 73 | 53073 | 90 | 0 | 1937 | 9999 |  |  | N | Hydro | [13 empty] | 0 | 0 | 0 | 0 | [11 empty] | Seattle City Light | 100 | Seattle City Light | 100
hydro | Boundary | 6433_G_51 | 6433 | G | 51 |  | Hydro |  | WECC_PNW | Washington | 53 | Pend Oreille | 51 | 53051 | 158.4 | 0 | 1967 | 9999 |  |  | N | Hydro | [13 empty] | 0 | 0 | 0 | 0 | [11 empty] | Seattle City Light | 100 | Seattle City Light | 100
hydro | Boundary | 6433_G_52 | 6433 | G | 52 |  | Hydro |  | WECC_PNW | Washington | 53 | Pend Oreille | 51 | 53051 | 161.5 | 0 | 1967 | 9999 |  |  | N | Hydro | [13 empty] | 0 | 0 | 0 | 0 | [11 empty] | Seattle City Light | 100 | Seattle City Light | 100
hydro | Boundary | 6433_G_53 | 6433 | G | 53 |  | Hydro |  | WECC_PNW | Washington | 53 | Pend Oreille | 51 | 53051 | 158.4 | 0 | 1967 | 9999 |  |  | N | Hydro | [13 empty] | 0 | 0 | 0 | 0 | [11 empty] | Seattle City Light | 100 | Seattle City Light | 100
hydro | Boundary | 6433_G_54 | 6433 | G | 54 |  | Hydro |  | WECC_PNW | Washington | 53 | Pend Oreille | 51 | 53051 | 161.5 | 0 | 1967 | 9999 |  |  | N | Hydro | [13 empty] | 0 | 0 | 0 | 0 | [11 empty] | Seattle City Light | 100 | Seattle City Light | 100
hydro | Boundary | 6433_G_55 | 6433 | G | 55 |  | Hydro |  | WECC_PNW | Washington | 53 | Pend Oreille | 51 | 53051 | 232 | 0 | 1985 | 9999 |  |  | N | Hydro | [13 empty] | 0 | 0 | 0 | 0 | [11 empty] | Seattle City Light | 100 | Seattle City Light | 100
hydro | Boundary | 6433_G_56 | 6433 | G | 56 |  | Hydro |  | WECC_PNW | Washington | 53 | Pend Oreille | 51 | 53051 | 232 | 0 | 1986 | 9999 |  |  | N | Hydro | [13 empty] | 0 | 0 | 0 | 0 | [11 empty] | Seattle City Light | 100 | Seattle City Light | 100
hydro | Queens Creek | 6438_G_1 | 6438 | G | 1 |  | Hydro |  | S_VACA | North Carolina | 37 | Macon | 113 | 37113 | 1.4 | 0 | 1949 | 9999 |  |  | N | Hydro | [13 empty] | 0 | 0 | 0 | 0 | [11 empty] | Duke Energy Carolinas | 100 | Duke Energy Corp | 100
hydro | Wilson Dam | 6440_G_1 | 6440 | G | 1 |  | Hydro |  | S_C_TVA | Alabama | 1 | Lauderdale | 77 | 01077 | 22 | 0 | 1925 | 9999 |  |  | N | Hydro | [13 empty] | 0 | 0 | 0 | 0 | [11 empty] | Tennessee Valley Authority | 100 | Tennessee Valley Authority | 100
hydro | Wilson Dam | 6440_G_2 | 6440 | G | 2 |  | Hydro |  | S_C_TVA | Alabama | 1 | Lauderdale | 77 | 01077 | 22.3 | 0 | 1925 | 9999 |  |  | N | Hydro | [13 empty] | 0 | 0 | 0 | 0 | [11 empty] | Tennessee Valley Authority | 100 | Tennessee Valley Authority | 100
hydro | Wilson Dam | 6440_G_3 | 6440 | G | 3 |  | Hydro |  | S_C_TVA | Alabama | 1 | Lauderdale | 77 | 01077 | 23 | 0 | 1925 | 9999 |  |  | N | Hydro | [13 empty] | 0 | 0 | 0 | 0 | [11 empty] | Tennessee Valley Authority | 100 | Tennessee Valley Authority | 100
hydro | Wilson Dam | 6440_G_4 | 6440 | G | 4 |  | Hydro |  | S_C_TVA | Alabama | 1 | Lauderdale | 77 | 01077 | 22 | 0 | 1925 | 9999 |  |  | N | Hydro | [13 empty] | 0 | 0 | 0 | 0 | [11 empty] | Tennessee Valley Authority | 100 | Tennessee Valley Authority | 100
hydro | Wilson Dam | 6440_G_5 | 6440 | G | 5 |  | Hydro |  | S_C_TVA | Alabama | 1 | Lauderdale | 77 | 01077 | 30.3 | 0 | 1925 | 9999 |  |  | N | Hydro | [13 empty] | 0 | 0 | 0 | 0 | [11 empty] | Tennessee Valley Authority | 100 | Tennessee Valley Authority | 100
hydro | Wilson Dam | 6440_G_6 | 6440 | G | 6 |  | Hydro |  | S_C_TVA | Alabama | 1 | Lauderdale | 77 | 01077 | 30.4 | 0 | 1925 | 9999 |  |  | N | Hydro | [13 empty] | 0 | 0 | 0 | 0 | [11 empty] | Tennessee Valley Authority | 100 | Tennessee Valley Authority | 100
hydro | Wilson Dam | 6440_G_7 | 6440 | G | 7 |  | Hydro |  | S_C_TVA | Alabama | 1 | Lauderdale | 77 | 01077 | 29.1 | 0 | 1925 | 9999 |  |  | N | Hydro | [13 empty] | 0 | 0 | 0 | 0 | [11 empty] | Tennessee Valley Authority | 100 | Tennessee Valley Authority | 100
hydro | Wilson Dam | 6440_G_8 | 6440 | G | 8 |  | Hydro |  | S_C_TVA | Alabama | 1 | Lauderdale | 77 | 01077 | 30.7 | 0 | 1925 | 9999 |  |  | N | Hydro | [13 empty] | 0 | 0 | 0 | 0 | [11 empty] | Tennessee Valley Authority | 100 | Tennessee Valley Authority | 100
hydro | Wilson Dam | 6440_G_10 | 6440 | G | 10 |  | Hydro |  | S_C_TVA | Alabama | 1 | Lauderdale | 77 | 01077 | 29.5 | 0 | 1942 | 9999 |  |  | N | Hydro | [13 empty] | 0 | 0 | 0 | 0 | [11 empty] | Tennessee Valley Authority | 100 | Tennessee Valley Authority | 100
hydro | Wilson Dam | 6440_G_11 | 6440 | G | 11 |  | Hydro |  | S_C_TVA | Alabama | 1 | Lauderdale | 77 | 01077 | 29.2 | 0 | 1942 | 9999 |  |  | N | Hydro | [13 empty] | 0 | 0 | 0 | 0 | [11 empty] | Tennessee Valley Authority | 100 | Tennessee Valley Authority | 100
hydro | Wilson Dam | 6440_G_12 | 6440 | G | 12 |  | Hydro |  | S_C_TVA | Alabama | 1 | Lauderdale | 77 | 01077 | 29.2 | 0 | 1942 | 9999 |  |  | N | Hydro | [13 empty] | 0 | 0 | 0 | 0 | [11 empty] | Tennessee Valley Authority | 100 | Tennessee Valley Authority | 100
hydro | Wilson Dam | 6440_G_9 | 6440 | G | 9 |  | Hydro |  | S_C_TVA | Alabama | 1 | Lauderdale | 77 | 01077 | 29.6 | 0 | 1942 | 9999 |  |  | N | Hydro | [13 empty] | 0 | 0 | 0 | 0 | [11 empty] | Tennessee Valley Authority | 100 | Tennessee Valley Authority | 100
hydro | Wilson Dam | 6440_G_13 | 6440 | G | 13 |  | Hydro |  | S_C_TVA | Alabama | 1 | Lauderdale | 77 | 01077 | 29.4 | 0 | 1943 | 9999 |  |  | N | Hydro | [13 empty] | 0 | 0 | 0 | 0 | [11 empty] | Tennessee Valley Authority | 100 | Tennessee Valley Authority | 100
hydro | Wilson Dam | 6440_G_14 | 6440 | G | 14 |  | Hydro |  | S_C_TVA | Alabama | 1 | Lauderdale | 77 | 01077 | 29.4 | 0 | 1943 | 9999 |  |  | N | Hydro | [13 empty] | 0 | 0 | 0 | 0 | [11 empty] | Tennessee Valley Authority | 100 | Tennessee Valley Authority | 100
hydro | Wilson Dam | 6440_G_15 | 6440 | G | 15 |  | Hydro |  | S_C_TVA | Alabama | 1 | Lauderdale | 77 | 01077 | 29.2 | 0 | 1949 | 9999 |  |  | N | Hydro | [13 empty] | 0 | 0 | 0 | 0 | [11 empty] | Tennessee Valley Authority | 100 | Tennessee Valley Authority | 100
hydro | Wilson Dam | 6440_G_16 | 6440 | G | 16 |  | Hydro |  | S_C_TVA | Alabama | 1 | Lauderdale | 77 | 01077 | 29.2 | 0 | 1950 | 9999 |  |  | N | Hydro | [13 empty] | 0 | 0 | 0 | 0 | [11 empty] | Tennessee Valley Authority | 100 | Tennessee Valley Authority | 100
hydro | Wilson Dam | 6440_G_17 | 6440 | G | 17 |  | Hydro |  | S_C_TVA | Alabama | 1 | Lauderdale | 77 | 01077 | 29 | 0 | 1950 | 9999 |  |  | N | Hydro | [13 empty] | 0 | 0 | 0 | 0 | [11 empty] | Tennessee Valley Authority | 100 | Tennessee Valley Authority | 100
hydro | Wilson Dam | 6440_G_18 | 6440 | G | 18 |  | Hydro |  | S_C_TVA | Alabama | 1 | Lauderdale | 77 | 01077 | 29 | 0 | 1950 | 9999 |  |  | N | Hydro | [13 empty] | 0 | 0 | 0 | 0 | [11 empty] | Tennessee Valley Authority | 100 | Tennessee Valley Authority | 100
hydro | Wilson Dam | 6440_G_19 | 6440 | G | 19 |  | Hydro |  | S_C_TVA | Alabama | 1 | Lauderdale | 77 | 01077 | 55 | 0 | 1961 | 9999 |  |  | N | Hydro | [13 empty] | 0 | 0 | 0 | 0 | [11 empty] | Tennessee Valley Authority | 100 | Tennessee Valley Authority | 100
hydro | Wilson Dam | 6440_G_20 | 6440 | G | 20 |  | Hydro |  | S_C_TVA | Alabama | 1 | Lauderdale | 77 | 01077 | 55 | 0 | 1962 | 9999 |  |  | N | Hydro | [13 empty] | 0 | 0 | 0 | 0 | [11 empty] | Tennessee Valley Authority | 100 | Tennessee Valley Authority | 100
hydro | Wilson Dam | 6440_G_21 | 6440 | G | 21 |  | Hydro |  | S_C_TVA | Alabama | 1 | Lauderdale | 77 | 01077 | 55 | 0 | 1962 | 9999 |  |  | N | Hydro | [13 empty] | 0 | 0 | 0 | 0 | [11 empty] | Tennessee Valley Authority | 100 | Tennessee Valley Authority | 100
hydro | Azusa | 6449_G_1 | 6449 | G | 1 |  | Hydro |  | WECC_SCE | California | 6 | Los Angeles | 37 | 06037 | 2 | 0 | 1949 | 9999 |  |  | N | Hydro | [13 empty] | 0 | 0 | 0 | 0 | [11 empty] | Pasadena Water & Power Dept | 100 | Pasadena Water & Power Dept | 100
hydro | Proctor | 6450_G_2 | 6450 | G | 2 |  | Hydro |  | NENGREST | Vermont | 50 | Rutland | 21 | 50021 | 0.7 | 0 | 1905 | 9999 |  |  | N | Hydro | [13 empty] | 0 | 0 | 0 | 0 | [11 empty] | Green Mountain Power Corp | 100 | Gaz Métropolitain & Co LP | 100
hydro | Proctor | 6450_G_3 | 6450 | G | 3 |  | Hydro |  | NENGREST | Vermont | 50 | Rutland | 21 | 50021 | 0.7 | 0 | 1905 | 9999 |  |  | N | Hydro | [13 empty] | 0 | 0 | 0 | 0 | [11 empty] | Green Mountain Power Corp | 100 | Gaz Métropolitain & Co LP | 100
hydro | Proctor | 6450_G_4 | 6450 | G | 4 |  | Hydro |  | NENGREST | Vermont | 50 | Rutland | 21 | 50021 | 0.7 | 0 | 1905 | 9999 |  |  | N | Hydro | [13 empty] | 0 | 0 | 0 | 0 | [11 empty] | Green Mountain Power Corp | 100 | Gaz Métropolitain & Co LP | 100
hydro | Proctor | 6450_G_1 | 6450 | G | 1 |  | Hydro |  | NENGREST | Vermont | 50 | Rutland | 21 | 50021 | 1.6 | 0 | 1927 | 9999 |  |  | N | Hydro | [13 empty] | 0 | 0 | 0 | 0 | [11 empty] | Green Mountain Power Corp | 100 | Gaz Métropolitain & Co LP | 100
hydro | Proctor | 6450_G_5 | 6450 | G | 5 |  | Hydro |  | NENGREST | Vermont | 50 | Rutland | 21 | 50021 | 2.8 | 0 | 1984 | 9999 |  |  | N | Hydro | [13 empty] | 0 | 0 | 0 | 0 | [11 empty] | Green Mountain Power Corp | 100 | Gaz Métropolitain & Co LP | 100
hydro | Beldens | 6451_G_1 | 6451 | G | 1 |  | Hydro |  | NENGREST | Vermont | 50 | Addison | 1 | 50001 | 0.6 | 0 | 1913 | 9999 |  |  | N | Hydro | [13 empty] | 0 | 0 | 0 | 0 | [11 empty] | Green Mountain Power Corp | 100 | Gaz Métropolitain & Co LP | 100
hydro | Beldens | 6451_G_2 | 6451 | G | 2 |  | Hydro |  | NENGREST | Vermont | 50 | Addison | 1 | 50001 | 0.6 | 0 | 1913 | 9999 |  |  | N | Hydro | [13 empty] | 0 | 0 | 0 | 0 | [11 empty] | Green Mountain Power Corp | 100 | Gaz Métropolitain & Co LP | 100
hydro | Beldens | 6451_G_HC3 | 6451 | G | HC3 |  | Hydro |  | NENGREST | Vermont | 50 | Addison | 1 | 50001 | 3.2 | 0 | 1988 | 9999 |  |  | N | Hydro | [13 empty] | 0 | 0 | 0 | 0 | [11 empty] | Green Mountain Power Corp | 100 | Gaz Métropolitain & Co LP | 100
hydro | Carver Falls | 6456_G_1 | 6456 | G | 1 |  | Hydro |  | NY_Z_F | New York | 36 | Washington | 115 | 36115 | 1.3 | 0 | 1922 | 9999 |  |  | N | Hydro | [13 empty] | 0 | 0 | 0 | 0 | [11 empty] | Green Mountain Power Corp | 100 | Gaz Métropolitain & Co LP | 100
hydro | Carver Falls | 6456_G_2 | 6456 | G | 2 |  | Hydro |  | NY_Z_F | New York | 36 | Washington | 115 | 36115 | 0.6 | 0 | 1922 | 9999 |  |  | N | Hydro | [13 empty] | 0 | 0 | 0 | 0 | [11 empty] | Green Mountain Power Corp | 100 | Gaz Métropolitain & Co LP | 100
hydro | Big Fork | 6459_G_3 | 6459 | G | 3 |  | Hydro |  | WECC_MT | Montana | 30 | Flathead | 29 | 30029 | 0.8 | 0 | 1910 | 9999 |  |  | N | Hydro | [13 empty] | 0 | 0 | 0 | 0 | [11 empty] | PacifiCorp | 100 | Berkshire Hathaway Inc | 100
hydro | Big Fork | 6459_G_1 | 6459 | G | 1 |  | Hydro |  | WECC_MT | Montana | 30 | Flathead | 29 | 30029 | 1.9 | 0 | 1927 | 9999 |  |  | N | Hydro | [13 empty] | 0 | 0 | 0 | 0 | [11 empty] | PacifiCorp | 100 | Berkshire Hathaway Inc | 100
hydro | Big Fork | 6459_G_2 | 6459 | G | 2 |  | Hydro |  | WECC_MT | Montana | 30 | Flathead | 29 | 30029 | 1.9 | 0 | 1928 | 9999 |  |  | N | Hydro | [13 empty] | 0 | 0 | 0 | 0 | [11 empty] | PacifiCorp | 100 | Berkshire Hathaway Inc | 100
nuclear | River Bend | 6462_G_1 | 6462 | G | 1 |  | Nuclear |  | MIS_LA | Louisiana | 22 | West Feliciana | 125 | 22125 | 967.5 | 10456 | 1986 | 9999 |  |  | N | Nuclear Fuel | [13 empty] | 0 | 0 | 0 | 0 | [11 empty] | Entergy Louisiana LLC | 100 | Entergy Corp | 100
natural gas peaker | Ames GT | 6463_G_GT1 | 6463 | G | GT1 |  | Combustion Turbine |  | MIS_MIDA | Iowa | 19 | Story | 169 | 19169 | 15.5 | 15553 | 1972 | 9999 |  |  | N | Distillate Fuel Oil | [12 empty] | 2.5 | 1.01 | 1.01 | 1.01 | 1.01 | [11 empty] | Ames Municipal Electric System | 100 | Ames Municipal Electric System | 100
natural gas peaker | Ames GT | 6463_G_GT2 | 6463 | G | GT2 | 89535 | Combustion Turbine |  | MIS_MIDA | Iowa | 19 | Story | 169 | 19169 | 26.1 | 15706 | 2005 | 9999 |  |  | N | Distillate Fuel Oil |  |  |  | H2O | [8 empty] | 0.051 | 0.14811 | 0.14811 | 0.14811 | 0.14811 | [11 empty] | Ames Municipal Electric System | 100 | Ames Municipal Electric System | 100
hard coal | Antelope Valley | 6469_B_B1 | 6469 | B | B1 | 2885 | Coal Steam |  | SPP_WAUE | North Dakota | 38 | Mercer | 57 | 38057 | 450 | 11322 | 1984 | 9999 | tangential | dry | N | Lignite | Dry Scrubber | 1983 | 0.81 | LNC3 |  |  |  | B | NA | ACI | 2015 |  | 1.2 | 0.10592 | 0.10592 | 0.10592 | 0.10592 | 0.1 | 0.1 | 0.1 | 0.86 | [6 empty] | Yes | Basin Electric Power Coop | 100 | Basin Electric Power Coop | 100
hard coal | Antelope Valley | 6469_B_B2 | 6469 | B | B2 | 2886 | Coal Steam |  | SPP_WAUE | North Dakota | 38 | Mercer | 57 | 38057 | 450 | 11263 | 1986 | 9999 | tangential | dry | N | Lignite | Dry Scrubber | 1985 | 0.81 | LNC3 |  |  |  | B | NA | ACI | 2015 |  | 1.2 | 0.10495 | 0.10495 | 0.10495 | 0.10495 | 0.1 | 0.1 | 0.1 | 0.86 | [6 empty] | Yes | Basin Electric Power Coop | 100 | Basin Electric Power Coop | 100
hydro | Gorge 18 | 6475_G_1 | 6475 | G | 1 |  | Hydro |  | NENGREST | Vermont | 50 | Chittenden | 7 | 50007 | 3 | 0 | 1928 | 9999 |  |  | N | Hydro | [13 empty] | 0 | 0 | 0 | 0 | [11 empty] | Green Mountain Power Corp | 100 | Gaz Métropolitain & Co LP | 100
hydro | San Francisquito 1 | 6479_G_3 | 6479 | G | 3 |  | Hydro |  | WEC_LADW | California | 6 | Los Angeles | 37 | 06037 | 9.8 | 0 | 1917 | 9999 |  |  | N | Hydro | [13 empty] | 0 | 0 | 0 | 0 | [11 empty] | Los Angeles Dept of Water & Power | 100 | Los Angeles Dept of Water & Power | 100
hydro | San Francisquito 1 | 6479_G_4 | 6479 | G | 4 |  | Hydro |  | WEC_LADW | California | 6 | Los Angeles | 37 | 06037 | 11.4 | 0 | 1923 | 9999 |  |  | N | Hydro | [13 empty] | 0 | 0 | 0 | 0 | [11 empty] | Los Angeles Dept of Water & Power | 100 | Los Angeles Dept of Water & Power | 100
hydro | San Francisquito 1 | 6479_G_1A | 6479 | G | 1A |  | Hydro |  | WEC_LADW | California | 6 | Los Angeles | 37 | 06037 | 21.2 | 0 | 1983 | 9999 |  |  | N | Hydro | [13 empty] | 0 | 0 | 0 | 0 | [11 empty] | Los Angeles Dept of Water & Power | 100 | Los Angeles Dept of Water & Power | 100
hydro | San Francisquito 1 | 6479_G_6 | 6479 | G | 6 |  | Hydro |  | WEC_LADW | California | 6 | Los Angeles | 37 | 06037 | 20.9 | 0 | 1987 | 9999 |  |  | N | Hydro | [13 empty] | 0 | 0 | 0 | 0 | [11 empty] | Los Angeles Dept of Water & Power | 100 | Los Angeles Dept of Water & Power | 100
hydro | San Francisquito 2 | 6480_G_2 | 6480 | G | 2 |  | Hydro |  | WEC_LADW | California | 6 | Los Angeles | 37 | 06037 | 10.4 | 0 | 1920 | 9999 |  |  | N | Hydro | [13 empty] | 0 | 0 | 0 | 0 | [11 empty] | Los Angeles Dept of Water & Power | 100 | Los Angeles Dept of Water & Power | 100
hydro | San Francisquito 2 | 6480_G_3 | 6480 | G | 3 |  | Hydro |  | WEC_LADW | California | 6 | Los Angeles | 37 | 06037 | 14.4 | 0 | 1932 | 9999 |  |  | N | Hydro | [13 empty] | 0 | 0 | 0 | 0 | [11 empty] | Los Angeles Dept of Water & Power | 100 | Los Angeles Dept of Water & Power | 100
hydro | Mcindoes | 6483_G_GEN1 | 6483 | G | GEN1 |  | Hydro |  | NENGREST | Vermont | 50 | Caledonia | 5 | 50005 | 2.3 | 0 | 1931 | 9999 |  |  | N | Hydro | [13 empty] | 0 | 0 | 0 | 0 | [11 empty] | Great River Hydro LLC | 100 | ArcLight Capital Partners LLC | 100
hydro | Mcindoes | 6483_G_GEN2 | 6483 | G | GEN2 |  | Hydro |  | NENGREST | Vermont | 50 | Caledonia | 5 | 50005 | 2.3 | 0 | 1931 | 9999 |  |  | N | Hydro | [13 empty] | 0 | 0 | 0 | 0 | [11 empty] | Great River Hydro LLC | 100 | ArcLight Capital Partners LLC | 100
hydro | Mcindoes | 6483_G_GEN3 | 6483 | G | GEN3 |  | Hydro |  | NENGREST | Vermont | 50 | Caledonia | 5 | 50005 | 2.8 | 0 | 1931 | 9999 |  |  | N | Hydro | [13 empty] | 0 | 0 | 0 | 0 | [11 empty] | Great River Hydro LLC | 100 | ArcLight Capital Partners LLC | 100
hydro | Mcindoes | 6483_G_GEN4 | 6483 | G | GEN4 |  | Hydro |  | NENGREST | Vermont | 50 | Caledonia | 5 | 50005 | 2.8 | 0 | 1931 | 9999 |  |  | N | Hydro | [13 empty] | 0 | 0 | 0 | 0 | [11 empty] | Great River Hydro LLC | 100 | ArcLight Capital Partners LLC | 100
hydro | Bend | 6484_G_1 | 6484 | G | 1 |  | Hydro |  | WECC_PNW | Oregon | 41 | Deschutes | 17 | 41017 | 0.2 | 0 | 1913 | 9999 |  |  | N | Hydro | [13 empty] | 0 | 0 | 0 | 0 | [11 empty] | PacifiCorp | 100 | Berkshire Hathaway Inc | 100
hydro | Bend | 6484_G_2 | 6484 | G | 2 |  | Hydro |  | WECC_PNW | Oregon | 41 | Deschutes | 17 | 41017 | 0.3 | 0 | 1916 | 9999 |  |  | N | Hydro | [13 empty] | 0 | 0 | 0 | 0 | [11 empty] | PacifiCorp | 100 | Berkshire Hathaway Inc | 100
hydro | Bend | 6484_G_3 | 6484 | G | 3 |  | Hydro |  | WECC_PNW | Oregon | 41 | Deschutes | 17 | 41017 | 0.5 | 0 | 1917 | 9999 |  |  | N | Hydro | [13 empty] | 0 | 0 | 0 | 0 | [11 empty] | PacifiCorp | 100 | Berkshire Hathaway Inc | 100
hydro | Mill C | 6486_G_2 | 6486 | G | 2 |  | Hydro |  | NY_Z_D | New York | 36 | Clinton | 19 | 36019 | 1.2 | 0 | 1943 | 9999 |  |  | N | Hydro | [13 empty] | 0 | 0 | 0 | 0 | [11 empty] | New York State Electric & Gas Corp | 100 | Iberdrola SA | 100
hydro | Mill C | 6486_G_1 | 6486 | G | 1 |  | Hydro |  | NY_Z_D | New York | 36 | Clinton | 19 | 36019 | 1 | 0 | 1944 | 9999 |  |  | N | Hydro | [13 empty] | 0 | 0 | 0 | 0 | [11 empty] | New York State Electric & Gas Corp | 100 | Iberdrola SA | 100
hydro | Mill C | 6486_G_3 | 6486 | G | 3 |  | Hydro |  | NY_Z_D | New York | 36 | Clinton | 19 | 36019 | 3.8 | 0 | 1984 | 9999 |  |  | N | Hydro | [13 empty] | 0 | 0 | 0 | 0 | [11 empty] | New York State Electric & Gas Corp | 100 | Iberdrola SA | 100
hydro | Oak Grove | 6505_G_1 | 6505 | G | 1 |  | Hydro |  | WECC_PNW | Oregon | 41 | Clackamas | 5 | 41005 | 22 | 0 | 1924 | 9999 |  |  | N | Hydro | [13 empty] | 0 | 0 | 0 | 0 | [11 empty] | Portland General Electric Co | 100 | Portland General Electric Co | 100
hydro | Oak Grove | 6505_G_2 | 6505 | G | 2 |  | Hydro |  | WECC_PNW | Oregon | 41 | Clackamas | 5 | 41005 | 22 | 0 | 1931 | 9999 |  |  | N | Hydro | [13 empty] | 0 | 0 | 0 | 0 | [11 empty] | Portland General Electric Co | 100 | Portland General Electric Co | 100
hydro | Moyie Springs | 6506_G_2 | 6506 | G | 2 |  | Hydro |  | WECC_PNW | Idaho | 16 | Boundary | 21 | 16021 | 0.4 | 0 | 1921 | 9999 |  |  | N | Hydro | [13 empty] | 0 | 0 | 0 | 0 | [11 empty] | Bonners Ferry ID (City of) | 100 | Bonners Ferry ID (City of) | 100
hydro | Moyie Springs | 6506_G_1 | 6506 | G | 1 |  | Hydro |  | WECC_PNW | Idaho | 16 | Boundary | 21 | 16021 | 1.1 | 0 | 1941 | 9999 |  |  | N | Hydro | [13 empty] | 0 | 0 | 0 | 0 | [11 empty] | Bonners Ferry ID (City of) | 100 | Bonners Ferry ID (City of) | 100
hydro | Moyie Springs | 6506_G_3 | 6506 | G | 3 |  | Hydro |  | WECC_PNW | Idaho | 16 | Boundary | 21 | 16021 | 1.1 | 0 | 1950 | 9999 |  |  | N | Hydro | [13 empty] | 0 | 0 | 0 | 0 | [11 empty] | Bonners Ferry ID (City of) | 100 | Bonners Ferry ID (City of) | 100
hydro | Moyie Springs | 6506_G_4 | 6506 | G | 4 |  | Hydro |  | WECC_PNW | Idaho | 16 | Boundary | 21 | 16021 | 1.7 | 0 | 1982 | 9999 |  |  | N | Hydro | [13 empty] | 0 | 0 | 0 | 0 | [11 empty] | Bonners Ferry ID (City of) | 100 | Bonners Ferry ID (City of) | 100
hydro | Fleish | 6513_G_1 | 6513 | G | 1 |  | Hydro |  | WECC_NNV | Nevada | 32 | Washoe | 31 | 32031 | 2.5 | 0 | 1914 | 9999 |  |  | N | Hydro | [13 empty] | 0 | 0 | 0 | 0 | [11 empty] | Sierra Pacific Power Co | 100 | Berkshire Hathaway Inc | 100
natural gas peaker | Valencia | 6515_G_GT1 | 6515 | G | GT1 |  | Combustion Turbine |  | WECC_AZ | Arizona | 4 | Santa Cruz | 23 | 04023 | 13.5 | 25000 | 1989 | 9999 |  |  | N | Natural Gas, Distillate Fuel Oil | [12 empty] | 0.8 | 0.18795 | 0.18795 | 0.18795 | 0.18795 | [11 empty] | UNS Electric Inc | 100 | Uns Energy Corp | 100
natural gas peaker | Valencia | 6515_G_GT2 | 6515 | G | GT2 |  | Combustion Turbine |  | WECC_AZ | Arizona | 4 | Santa Cruz | 23 | 04023 | 13.5 | 25000 | 1989 | 9999 |  |  | N | Natural Gas, Distillate Fuel Oil | [12 empty] | 0.8 | 0.03536 | 0.03536 | 0.03536 | 0.03536 | [11 empty] | UNS Electric Inc | 100 | Uns Energy Corp | 100
natural gas peaker | Valencia | 6515_G_GT3 | 6515 | G | GT3 |  | Combustion Turbine |  | WECC_AZ | Arizona | 4 | Santa Cruz | 23 | 04023 | 13.5 | 25000 | 1989 | 9999 |  |  | N | Natural Gas, Distillate Fuel Oil | [12 empty] | 0.8 | 0.02314 | 0.02314 | 0.02314 | 0.02314 | [11 empty] | UNS Electric Inc | 100 | Uns Energy Corp | 100
natural gas peaker | Valencia | 6515_G_GT4 | 6515 | G | GT4 |  | Combustion Turbine |  | WECC_AZ | Arizona | 4 | Santa Cruz | 23 | 04023 | 19.8 | 15616 | 2006 | 9999 |  |  | N | Natural Gas, Distillate Fuel Oil | [12 empty] | 0.8 | 0.14489 | 0.14489 | 0.14489 | 0.14489 | [11 empty] | UNS Electric Inc | 100 | Uns Energy Corp | 100
natural gas peaker | Rocky Ford | 6516_G_IC1A | 6516 | G | IC1A |  | Combustion Turbine | IC Engine | WECC_CO | Colorado | 8 | Otero | 89 | 08089 | 2 | 12283 | 1964 | 9999 |  |  | N | Distillate Fuel Oil | [13 empty] | 1.6498 | 1.6498 | 1.6498 | 1.6498 | [11 empty] | Black Hills Colorado Electric LLC | 100 | Black Hills Corp | 100
natural gas peaker | Rocky Ford | 6516_G_IC2 | 6516 | G | IC2 |  | Combustion Turbine | IC Engine | WECC_CO | Colorado | 8 | Otero | 89 | 08089 | 2 | 12283 | 1964 | 9999 |  |  | N | Distillate Fuel Oil | [12 empty] | 1.2 | 1.6498 | 1.6498 | 1.6498 | 1.6498 | [11 empty] | Black Hills Colorado Electric LLC | 100 | Black Hills Corp | 100
natural gas peaker | Rocky Ford | 6516_G_IC3 | 6516 | G | IC3 |  | Combustion Turbine | IC Engine | WECC_CO | Colorado | 8 | Otero | 89 | 08089 | 2 | 12283 | 1964 | 9999 |  |  | N | Distillate Fuel Oil | [12 empty] | 1.2 | 1.6498 | 1.6498 | 1.6498 | 1.6498 | [11 empty] | Black Hills Colorado Electric LLC | 100 | Black Hills Corp | 100
natural gas peaker | Rocky Ford | 6516_G_IC4 | 6516 | G | IC4 |  | Combustion Turbine | IC Engine | WECC_CO | Colorado | 8 | Otero | 89 | 08089 | 2 | 12283 | 1964 | 9999 |  |  | N | Distillate Fuel Oil | [12 empty] | 1.2 | 1.6498 | 1.6498 | 1.6498 | 1.6498 | [11 empty] | Black Hills Colorado Electric LLC | 100 | Black Hills Corp | 100
natural gas peaker | Rocky Ford | 6516_G_IC5 | 6516 | G | IC5 |  | Combustion Turbine | IC Engine | WECC_CO | Colorado | 8 | Otero | 89 | 08089 | 2 | 12283 | 1964 | 9999 |  |  | N | Distillate Fuel Oil | [12 empty] | 1.2 | 1.6498 | 1.6498 | 1.6498 | 1.6498 | [11 empty] | Black Hills Colorado Electric LLC | 100 | Black Hills Corp | 100
hydro | Keowee | 6517_G_1 | 6517 | G | 1 |  | Hydro |  | S_VACA | South Carolina | 45 | Pickens | 77 | 45077 | 76 | 0 | 1971 | 9999 |  |  | N | Hydro | [13 empty] | 0 | 0 | 0 | 0 | [11 empty] | Duke Energy Carolinas | 100 | Duke Energy Corp | 100
hydro | Keowee | 6517_G_2 | 6517 | G | 2 |  | Hydro |  | S_VACA | South Carolina | 45 | Pickens | 77 | 45077 | 76 | 0 | 1971 | 9999 |  |  | N | Hydro | [13 empty] | 0 | 0 | 0 | 0 | [11 empty] | Duke Energy Carolinas | 100 | Duke Energy Corp | 100
natural gas peaker | Kings Beach | 6518_G_KB1 | 6518 | G | KB1 |  | Combustion Turbine | IC Engine | WECC_NNV | California | 6 | Placer | 61 | 06061 | 2 | 11731 | 2008 | 9999 |  |  | N | Distillate Fuel Oil | [13 empty] | 0.4671 | 0.4671 | 0.4671 | 0.4671 | [11 empty] | California Pacific Electric Co LLC | 100 | California Pacific Electric Co LLC | 100
natural gas peaker | Kings Beach | 6518_G_KB2 | 6518 | G | KB2 |  | Combustion Turbine | IC Engine | WECC_NNV | California | 6 | Placer | 61 | 06061 | 2 | 11940 | 2008 | 9999 |  |  | N | Distillate Fuel Oil | [13 empty] | 0.4671 | 0.4671 | 0.4671 | 0.4671 | [11 empty] | California Pacific Electric Co LLC | 100 | California Pacific Electric Co LLC | 100
natural gas peaker | Kings Beach | 6518_G_KB3 | 6518 | G | KB3 |  | Combustion Turbine | IC Engine | WECC_NNV | California | 6 | Placer | 61 | 06061 | 2 | 11940 | 2008 | 9999 |  |  | N | Distillate Fuel Oil | [13 empty] | 0.4671 | 0.4671 | 0.4671 | 0.4671 | [11 empty] | California Pacific Electric Co LLC | 100 | California Pacific Electric Co LLC | 100
natural gas peaker | Kings Beach | 6518_G_KB4 | 6518 | G | KB4 |  | Combustion Turbine | IC Engine | WECC_NNV | California | 6 | Placer | 61 | 06061 | 2 | 11940 | 2008 | 9999 |  |  | N | Distillate Fuel Oil | [13 empty] | 0.4671 | 0.4671 | 0.4671 | 0.4671 | [11 empty] | California Pacific Electric Co LLC | 100 | California Pacific Electric Co LLC | 100
natural gas peaker | Kings Beach | 6518_G_KB5 | 6518 | G | KB5 |  | Combustion Turbine | IC Engine | WECC_NNV | California | 6 | Placer | 61 | 06061 | 2 | 11940 | 2008 | 9999 |  |  | N | Distillate Fuel Oil | [13 empty] | 0.4671 | 0.4671 | 0.4671 | 0.4671 | [11 empty] | California Pacific Electric Co LLC | 100 | California Pacific Electric Co LLC | 100
natural gas peaker | Kings Beach | 6518_G_KB6 | 6518 | G | KB6 |  | Combustion Turbine | IC Engine | WECC_NNV | California | 6 | Placer | 61 | 06061 | 2 | 11940 | 2008 | 9999 |  |  | N | Distillate Fuel Oil | [13 empty] | 0.4671 | 0.4671 | 0.4671 | 0.4671 | [11 empty] | California Pacific Electric Co LLC | 100 | California Pacific Electric Co LLC | 100
hydro | Vergennes 9 | 6519_G_1 | 6519 | G | 1 |  | Hydro |  | NENGREST | Vermont | 50 | Addison | 1 | 50001 | 0.7 | 0 | 1912 | 9999 |  |  | N | Hydro | [13 empty] | 0 | 0 | 0 | 0 | [11 empty] | Green Mountain Power Corp | 100 | Gaz Métropolitain & Co LP | 100
hydro | Vergennes 9 | 6519_G_2 | 6519 | G | 2 |  | Hydro |  | NENGREST | Vermont | 50 | Addison | 1 | 50001 | 0.7 | 0 | 1912 | 9999 |  |  | N | Hydro | [13 empty] | 0 | 0 | 0 | 0 | [11 empty] | Green Mountain Power Corp | 100 | Gaz Métropolitain & Co LP | 100
hydro | Vergennes 9 | 6519_G_4 | 6519 | G | 4 |  | Hydro |  | NENGREST | Vermont | 50 | Addison | 1 | 50001 | 1 | 0 | 1943 | 9999 |  |  | N | Hydro | [13 empty] | 0 | 0 | 0 | 0 | [11 empty] | Green Mountain Power Corp | 100 | Gaz Métropolitain & Co LP | 100
hydro | Waterbury 22 | 6520_G_1 | 6520 | G | 1 |  | Hydro |  | NENGREST | Vermont | 50 | Washington | 23 | 50023 | 5 | 0 | 1953 | 9999 |  |  | N | Hydro | [13 empty] | 0 | 0 | 0 | 0 | [11 empty] | Green Mountain Power Corp | 100 | Gaz Métropolitain & Co LP | 100
hydro | Lahontan | 6521_G_1 | 6521 | G | 1 |  | Hydro |  | WECC_NNV | Nevada | 32 | Churchill | 1 | 32001 | 0.6 | 0 | 1911 | 9999 |  |  | N | Hydro | [13 empty] | 0 | 0 | 0 | 0 | [11 empty] | Sierra Pacific Power Co | 100 | Berkshire Hathaway Inc | 100
hydro | Lahontan | 6521_G_2 | 6521 | G | 2 |  | Hydro |  | WECC_NNV | Nevada | 32 | Churchill | 1 | 32001 | 0.6 | 0 | 1911 | 9999 |  |  | N | Hydro | [13 empty] | 0 | 0 | 0 | 0 | [11 empty] | Sierra Pacific Power Co | 100 | Berkshire Hathaway Inc | 100
hydro | Lahontan | 6521_G_3 | 6521 | G | 3 |  | Hydro |  | WECC_NNV | Nevada | 32 | Churchill | 1 | 32001 | 0.6 | 0 | 1911 | 9999 |  |  | N | Hydro | [13 empty] | 0 | 0 | 0 | 0 | [11 empty] | Sierra Pacific Power Co | 100 | Berkshire Hathaway Inc | 100
0 | Yards Creek | 6522_G_1 | 6522 | G | 1 |  | Pumped Storage |  | PJM_EMAC | New Jersey | 34 | Warren | 41 | 34041 | 140 | 0 | 1965 | 9999 |  |  | N | Pumped Storage | [13 empty] | 0 | 0 | 0 | 0 | [11 empty] | Yards Creek Energy LLC | 100 | LS Power Group | 100
0 | Yards Creek | 6522_G_2 | 6522 | G | 2 |  | Pumped Storage |  | PJM_EMAC | New Jersey | 34 | Warren | 41 | 34041 | 140 | 0 | 1965 | 9999 |  |  | N | Pumped Storage | [13 empty] | 0 | 0 | 0 | 0 | [11 empty] | Yards Creek Energy LLC | 100 | LS Power Group | 100
0 | Yards Creek | 6522_G_3 | 6522 | G | 3 |  | Pumped Storage |  | PJM_EMAC | New Jersey | 34 | Warren | 41 | 34041 | 140 | 0 | 1965 | 9999 |  |  | N | Pumped Storage | [13 empty] | 0 | 0 | 0 | 0 | [11 empty] | Yards Creek Energy LLC | 100 | LS Power Group | 100
hydro | Rainbow Falls Auscble | 6526_G_1 | 6526 | G | 1 |  | Hydro |  | NY_Z_D | New York | 36 | Clinton | 19 | 36019 | 1.3 | 0 | 1926 | 9999 |  |  | N | Hydro | [13 empty] | 0 | 0 | 0 | 0 | [11 empty] | New York State Electric & Gas Corp | 100 | Iberdrola SA | 100
hydro | Rainbow Falls Auscble | 6526_G_2 | 6526 | G | 2 |  | Hydro |  | NY_Z_D | New York | 36 | Clinton | 19 | 36019 | 1.3 | 0 | 1927 | 9999 |  |  | N | Hydro | [13 empty] | 0 | 0 | 0 | 0 | [11 empty] | New York State Electric & Gas Corp | 100 | Iberdrola SA | 100
hydro | E J West | 6527_G_1 | 6527 | G | 1 |  | Hydro |  | NY_Z_F | New York | 36 | Saratoga | 91 | 36091 | 10.2 | 0 | 1930 | 9999 |  |  | N | Hydro | [13 empty] | 0 | 0 | 0 | 0 | [11 empty] | Brookfield Renewable Energy Partners LP | 100 | Brookfield Asset Management Inc | 100
hydro | E J West | 6527_G_2 | 6527 | G | 2 |  | Hydro |  | NY_Z_F | New York | 36 | Saratoga | 91 | 36091 | 10.4 | 0 | 1930 | 9999 |  |  | N | Hydro | [13 empty] | 0 | 0 | 0 | 0 | [11 empty] | Brookfield Renewable Energy Partners LP | 100 | Brookfield Asset Management Inc | 100
hydro | Searsburg | 6529_G_GEN1 | 6529 | G | GEN1 |  | Hydro |  | NENGREST | Vermont | 50 | Bennington | 3 | 50003 | 4.5 | 0 | 1922 | 9999 |  |  | N | Hydro | [13 empty] | 0 | 0 | 0 | 0 | [11 empty] | Great River Hydro LLC | 100 | ArcLight Capital Partners LLC | 100
hydro | Verdi | 6531_G_1 | 6531 | G | 1 |  | Hydro |  | WECC_NNV | Nevada | 32 | Washoe | 31 | 32031 | 2.1 | 0 | 1911 | 9999 |  |  | N | Hydro | [13 empty] | 0 | 0 | 0 | 0 | [11 empty] | Sierra Pacific Power Co | 100 | Berkshire Hathaway Inc | 100
hydro | Washoe | 6532_G_1 | 6532 | G | 1 |  | Hydro |  | WECC_NNV | Nevada | 32 | Washoe | 31 | 32031 | 0.9 | 0 | 1904 | 9999 |  |  | N | Hydro | [13 empty] | 0 | 0 | 0 | 0 | [11 empty] | Sierra Pacific Power Co | 100 | Berkshire Hathaway Inc | 100
hydro | Washoe | 6532_G_2 | 6532 | G | 2 |  | Hydro |  | WECC_NNV | Nevada | 32 | Washoe | 31 | 32031 | 0.9 | 0 | 1904 | 9999 |  |  | N | Hydro | [13 empty] | 0 | 0 | 0 | 0 | [11 empty] | Sierra Pacific Power Co | 100 | Berkshire Hathaway Inc | 100
hydro | Little Cottonwood | 6537_G_1 | 6537 | G | 1 |  | Hydro |  | WECC_UT | Utah | 49 | Salt Lake | 35 | 49035 | 2.4 | 0 | 1983 | 9999 |  |  | N | Hydro | [13 empty] | 0 | 0 | 0 | 0 | [11 empty] | Murray City Power Dept | 100 | Murray City Power Dept | 100
hydro | Little Cottonwood | 6537_G_2 | 6537 | G | 2 |  | Hydro |  | WECC_UT | Utah | 49 | Salt Lake | 35 | 49035 | 2.4 | 0 | 1983 | 9999 |  |  | N | Hydro | [13 empty] | 0 | 0 | 0 | 0 | [11 empty] | Murray City Power Dept | 100 | Murray City Power Dept | 100
hydro | Dam No. 4 Hydro Station | 6543_G_1 | 6543 | G | 1 |  | Hydro |  | PJM_AP | West Virginia | 54 | Jefferson | 37 | 54037 | 0.5 | 0 | 1909 | 9999 |  |  | N | Hydro | [13 empty] | 0 | 0 | 0 | 0 | [11 empty] | PE Hydro Generation LLC | 100 | Ontario Power Generation Inc | 100
hydro | Dam No. 4 Hydro Station | 6543_G_2 | 6543 | G | 2 |  | Hydro |  | PJM_AP | West Virginia | 54 | Jefferson | 37 | 54037 | 0.5 | 0 | 1909 | 9999 |  |  | N | Hydro | [13 empty] | 0 | 0 | 0 | 0 | [11 empty] | PE Hydro Generation LLC | 100 | Ontario Power Generation Inc | 100
hydro | Dam No. 4 Hydro Station | 6543_G_3 | 6543 | G | 3 |  | Hydro |  | PJM_AP | West Virginia | 54 | Jefferson | 37 | 54037 | 0.9 | 0 | 1991 | 9999 |  |  | N | Hydro | [13 empty] | 0 | 0 | 0 | 0 | [11 empty] | PE Hydro Generation LLC | 100 | Ontario Power Generation Inc | 100
hydro | Dam No. 5 Hydro Station | 6544_G_1 | 6544 | G | 1 |  | Hydro |  | PJM_AP | West Virginia | 54 | Berkeley | 3 | 54003 | 0.5 | 0 | 1919 | 9999 |  |  | N | Hydro | [13 empty] | 0 | 0 | 0 | 0 | [11 empty] | PE Hydro Generation LLC | 100 | Ontario Power Generation Inc | 100
hydro | Dam No. 5 Hydro Station | 6544_G_2 | 6544 | G | 2 |  | Hydro |  | PJM_AP | West Virginia | 54 | Berkeley | 3 | 54003 | 0.5 | 0 | 1919 | 9999 |  |  | N | Hydro | [13 empty] | 0 | 0 | 0 | 0 | [11 empty] | PE Hydro Generation LLC | 100 | Ontario Power Generation Inc | 100
hydro | Millville Hydro Station | 6546_G_1 | 6546 | G | 1 |  | Hydro |  | PJM_AP | West Virginia | 54 | Jefferson | 37 | 54037 | 0.6 | 0 | 1913 | 9999 |  |  | N | Hydro | [13 empty] | 0 | 0 | 0 | 0 | [11 empty] | All Dams Generation LLC | 100 | Ontario Power Generation Inc | 100
hydro | Millville Hydro Station | 6546_G_3 | 6546 | G | 3 |  | Hydro |  | PJM_AP | West Virginia | 54 | Jefferson | 37 | 54037 | 1 | 0 | 1938 | 9999 |  |  | N | Hydro | [13 empty] | 0 | 0 | 0 | 0 | [11 empty] | All Dams Generation LLC | 100 | Ontario Power Generation Inc | 100
hydro | Millville Hydro Station | 6546_G_2 | 6546 | G | 2 |  | Hydro |  | PJM_AP | West Virginia | 54 | Jefferson | 37 | 54037 | 0.8 | 0 | 1939 | 9999 |  |  | N | Hydro | [13 empty] | 0 | 0 | 0 | 0 | [11 empty] | All Dams Generation LLC | 100 | Ontario Power Generation Inc | 100
hydro | Foster | 6552_G_1 | 6552 | G | 1 |  | Hydro |  | WECC_PNW | Oregon | 41 | Linn | 43 | 41043 | 10 | 0 | 1968 | 9999 |  |  | N | Hydro | [13 empty] | 0 | 0 | 0 | 0 | [11 empty] | USACE Northwestern Division | 100 | U S Army Corps of Engineers | 100
hydro | Foster | 6552_G_2 | 6552 | G | 2 |  | Hydro |  | WECC_PNW | Oregon | 41 | Linn | 43 | 41043 | 10 | 0 | 1968 | 9999 |  |  | N | Hydro | [13 empty] | 0 | 0 | 0 | 0 | [11 empty] | USACE Northwestern Division | 100 | U S Army Corps of Engineers | 100
natural gas peaker | Waverly Municipal Electric North Plant | 6554_G_7 | 6554 | G | 7 |  | Combustion Turbine | IC Engine | MIS_MIDA | Iowa | 19 | Bremer | 17 | 19017 | 3.5 | 11065 | 1958 | 9999 |  |  | N | Natural Gas, Distillate Fuel Oil | [12 empty] | 2.5 | 1.061 | 1.061 | 1.061 | 1.061 | [11 empty] | Waverly Light & Power | 100 | Waverly Light & Power | 100
natural gas peaker | Waverly Municipal Electric North Plant | 6554_G_8 | 6554 | G | 8 |  | Combustion Turbine | IC Engine | MIS_MIDA | Iowa | 19 | Bremer | 17 | 19017 | 3.7 | 11054 | 1967 | 9999 |  |  | N | Natural Gas, Distillate Fuel Oil | [12 empty] | 2.5 | 1.061 | 1.061 | 1.061 | 1.061 | [11 empty] | Waverly Light & Power | 100 | Waverly Light & Power | 100
natural gas peaker | Waverly Municipal Electric North Plant | 6554_G_9 | 6554 | G | 9 |  | Combustion Turbine | IC Engine | MIS_MIDA | Iowa | 19 | Bremer | 17 | 19017 | 3.7 | 11054 | 1967 | 9999 |  |  | N | Natural Gas, Distillate Fuel Oil | [12 empty] | 2.5 | 1.061 | 1.061 | 1.061 | 1.061 | [11 empty] | Waverly Light & Power | 100 | Waverly Light & Power | 100
natural gas peaker | Waverly Municipal Electric North Plant | 6554_G_10 | 6554 | G | 10 |  | Combustion Turbine | IC Engine | MIS_MIDA | Iowa | 19 | Bremer | 17 | 19017 | 7 | 11101 | 1993 | 9999 |  |  | N | Distillate Fuel Oil | [12 empty] | 2.5 | 1.6498 | 1.6498 | 1.6498 | 1.6498 | [11 empty] | Waverly Light & Power | 100 | Waverly Light & Power | 100
natural gas peaker | Waverly Municipal Electric North Plant | 6554_G_17 | 6554 | G | 17 |  | Combustion Turbine | IC Engine | MIS_MIDA | Iowa | 19 | Bremer | 17 | 19017 | 1.8 | 10745 | 2015 | 9999 |  |  | N | Distillate Fuel Oil | [13 empty] | 1.6498 | 1.6498 | 1.6498 | 1.6498 | [11 empty] | Waverly Light & Power | 100 | Waverly Light & Power | 100
natural gas peaker | Waverly Municipal Electric North Plant | 6554_G_18 | 6554 | G | 18 |  | Combustion Turbine | IC Engine | MIS_MIDA | Iowa | 19 | Bremer | 17 | 19017 | 1.8 | 10745 | 2015 | 9999 |  |  | N | Distillate Fuel Oil | [13 empty] | 1.6498 | 1.6498 | 1.6498 | 1.6498 | [11 empty] | Waverly Light & Power | 100 | Waverly Light & Power | 100
natural gas peaker | Waverly Municipal Electric North Plant | 6554_G_19 | 6554 | G | 19 |  | Combustion Turbine | IC Engine | MIS_MIDA | Iowa | 19 | Bremer | 17 | 19017 | 1.8 | 10745 | 2015 | 9999 |  |  | N | Distillate Fuel Oil | [13 empty] | 1.6498 | 1.6498 | 1.6498 | 1.6498 | [11 empty] | Waverly Light & Power | 100 | Waverly Light & Power | 100
natural gas peaker | Waverly Municipal Electric North Plant | 6554_G_20 | 6554 | G | 20 |  | Combustion Turbine | IC Engine | MIS_MIDA | Iowa | 19 | Bremer | 17 | 19017 | 1.8 | 10745 | 2015 | 9999 |  |  | N | Distillate Fuel Oil | [13 empty] | 1.6498 | 1.6498 | 1.6498 | 1.6498 | [11 empty] | Waverly Light & Power | 100 | Waverly Light & Power | 100
natural gas peaker | D G Hunter | 6558_G_10 | 6558 | G | 10 |  | Combustion Turbine | IC Engine | MIS_LA | Louisiana | 22 | Rapides | 79 | 22079 | 8.6 | 10745 | 2016 | 9999 |  |  | N | Natural Gas | [13 empty] | 1.061 | 1.061 | 1.061 | 1.061 | [11 empty] | Alexandria (City of) Gas Dept | 100 | Alexandria LA (City of) | 100
natural gas peaker | D G Hunter | 6558_G_11 | 6558 | G | 11 |  | Combustion Turbine | IC Engine | MIS_LA | Louisiana | 22 | Rapides | 79 | 22079 | 8.6 | 10745 | 2016 | 9999 |  |  | N | Natural Gas | [13 empty] | 1.061 | 1.061 | 1.061 | 1.061 | [11 empty] | Alexandria (City of) Gas Dept | 100 | Alexandria LA (City of) | 100
natural gas peaker | D G Hunter | 6558_G_5 | 6558 | G | 5 |  | Combustion Turbine | IC Engine | MIS_LA | Louisiana | 22 | Rapides | 79 | 22079 | 8.6 | 10745 | 2016 | 9999 |  |  | N | Natural Gas | [13 empty] | 1.061 | 1.061 | 1.061 | 1.061 | [11 empty] | Alexandria (City of) Gas Dept | 100 | Alexandria LA (City of) | 100
natural gas peaker | D G Hunter | 6558_G_6 | 6558 | G | 6 |  | Combustion Turbine | IC Engine | MIS_LA | Louisiana | 22 | Rapides | 79 | 22079 | 8.6 | 10745 | 2016 | 9999 |  |  | N | Natural Gas | [13 empty] | 1.061 | 1.061 | 1.061 | 1.061 | [11 empty] | Alexandria (City of) Gas Dept | 100 | Alexandria LA (City of) | 100
natural gas peaker | D G Hunter | 6558_G_7 | 6558 | G | 7 |  | Combustion Turbine | IC Engine | MIS_LA | Louisiana | 22 | Rapides | 79 | 22079 | 8.6 | 10745 | 2016 | 9999 |  |  | N | Natural Gas | [13 empty] | 1.061 | 1.061 | 1.061 | 1.061 | [11 empty] | Alexandria (City of) Gas Dept | 100 | Alexandria LA (City of) | 100
natural gas peaker | D G Hunter | 6558_G_8 | 6558 | G | 8 |  | Combustion Turbine | IC Engine | MIS_LA | Louisiana | 22 | Rapides | 79 | 22079 | 8.6 | 10745 | 2016 | 9999 |  |  | N | Natural Gas | [13 empty] | 1.061 | 1.061 | 1.061 | 1.061 | [11 empty] | Alexandria (City of) Gas Dept | 100 | Alexandria LA (City of) | 100
natural gas peaker | D G Hunter | 6558_G_9 | 6558 | G | 9 |  | Combustion Turbine | IC Engine | MIS_LA | Louisiana | 22 | Rapides | 79 | 22079 | 8.6 | 10745 | 2016 | 9999 |  |  | N | Natural Gas | [13 empty] | 1.061 | 1.061 | 1.061 | 1.061 | [11 empty] | Alexandria (City of) Gas Dept | 100 | Alexandria LA (City of) | 100
hydro | London | 6560_G_1 | 6560 | G | 1 |  | Hydro |  | PJM_West | West Virginia | 54 | Kanawha | 39 | 54039 | 4.8 | 0 | 1935 | 9999 |  |  | N | Hydro | [13 empty] | 0 | 0 | 0 | 0 | [11 empty] | Appalachian Power Co | 100 | American Electric Power Co Inc | 100
hydro | London | 6560_G_2 | 6560 | G | 2 |  | Hydro |  | PJM_West | West Virginia | 54 | Kanawha | 39 | 54039 | 4.8 | 0 | 1935 | 9999 |  |  | N | Hydro | [13 empty] | 0 | 0 | 0 | 0 | [11 empty] | Appalachian Power Co | 100 | American Electric Power Co Inc | 100
hydro | London | 6560_G_3 | 6560 | G | 3 |  | Hydro |  | PJM_West | West Virginia | 54 | Kanawha | 39 | 54039 | 4.8 | 0 | 1935 | 9999 |  |  | N | Hydro | [13 empty] | 0 | 0 | 0 | 0 | [11 empty] | Appalachian Power Co | 100 | American Electric Power Co Inc | 100
hydro | Marmet | 6561_G_1 | 6561 | G | 1 |  | Hydro |  | PJM_West | West Virginia | 54 | Kanawha | 39 | 54039 | 4.8 | 0 | 1935 | 9999 |  |  | N | Hydro | [13 empty] | 0 | 0 | 0 | 0 | [11 empty] | Appalachian Power Co | 100 | American Electric Power Co Inc | 100
hydro | Marmet | 6561_G_2 | 6561 | G | 2 |  | Hydro |  | PJM_West | West Virginia | 54 | Kanawha | 39 | 54039 | 4.8 | 0 | 1935 | 9999 |  |  | N | Hydro | [13 empty] | 0 | 0 | 0 | 0 | [11 empty] | Appalachian Power Co | 100 | American Electric Power Co Inc | 100
hydro | Marmet | 6561_G_3 | 6561 | G | 3 |  | Hydro |  | PJM_West | West Virginia | 54 | Kanawha | 39 | 54039 | 4.8 | 0 | 1935 | 9999 |  |  | N | Hydro | [13 empty] | 0 | 0 | 0 | 0 | [11 empty] | Appalachian Power Co | 100 | American Electric Power Co Inc | 100
hydro | Winfield | 6562_G_1 | 6562 | G | 1 |  | Hydro |  | PJM_West | West Virginia | 54 | Putnam | 79 | 54079 | 8.9 | 0 | 1938 | 9999 |  |  | N | Hydro | [13 empty] | 0 | 0 | 0 | 0 | [11 empty] | Appalachian Power Co | 100 | American Electric Power Co Inc | 100
hydro | Winfield | 6562_G_2 | 6562 | G | 2 |  | Hydro |  | PJM_West | West Virginia | 54 | Putnam | 79 | 54079 | 4.9 | 0 | 1938 | 9999 |  |  | N | Hydro | [13 empty] | 0 | 0 | 0 | 0 | [11 empty] | Appalachian Power Co | 100 | American Electric Power Co Inc | 100
hydro | Winfield | 6562_G_3 | 6562 | G | 3 |  | Hydro |  | PJM_West | West Virginia | 54 | Putnam | 79 | 54079 | 4.9 | 0 | 1938 | 9999 |  |  | N | Hydro | [13 empty] | 0 | 0 | 0 | 0 | [11 empty] | Appalachian Power Co | 100 | American Electric Power Co Inc | 100
natural gas peaker | Berlin | 6565_G_1A | 6565 | G | 1A |  | Combustion Turbine | IC Engine | PJM_EMAC | Maryland | 24 | Worcester | 47 | 24047 | 1.1 | 25000 | 1961 | 9999 |  |  | N | Distillate Fuel Oil | [12 empty] | 0.3 | 3.7918 | 3.7918 | 3.7918 | 3.7918 | [11 empty] | Berlin MD (Town of) | 100 | Berlin MD (Town of) | 100
natural gas peaker | Berlin | 6565_G_5A | 6565 | G | 5A |  | Combustion Turbine | IC Engine | PJM_EMAC | Maryland | 24 | Worcester | 47 | 24047 | 2.5 | 25000 | 1989 | 9999 |  |  | N | Distillate Fuel Oil | [12 empty] | 0.3 | 2.4901 | 2.4901 | 2.4901 | 2.4901 | [11 empty] | Berlin MD (Town of) | 100 | Berlin MD (Town of) | 100
natural gas peaker | Block Island | 6567_G_23 | 6567 | G | 23 |  | Combustion Turbine | IC Engine | NENGREST | Rhode Island | 44 | Washington | 9 | 44009 | 1.2 | 10946 | 2001 | 9999 |  |  | N | Distillate Fuel Oil |  |  |  |  | SCR | [7 empty] | 1.121 | 1.6498 | 0.32995 | 1.6498 | 0.32995 | [11 empty] | Block Island Power Co | 100 | Block Island Power Co | 100
natural gas peaker | Block Island | 6567_G_24 | 6567 | G | 24 |  | Combustion Turbine | IC Engine | NENGREST | Rhode Island | 44 | Washington | 9 | 44009 | 1.6 | 10946 | 2002 | 9999 |  |  | N | Distillate Fuel Oil |  |  |  |  | SCR | [7 empty] | 1.121 | 1.6498 | 0.32995 | 1.6498 | 0.32995 | [11 empty] | Block Island Power Co | 100 | Block Island Power Co | 100
natural gas peaker | Block Island | 6567_G_25 | 6567 | G | 25 |  | Combustion Turbine | IC Engine | NENGREST | Rhode Island | 44 | Washington | 9 | 44009 | 1.8 | 10947 | 2006 | 9999 |  |  | N | Distillate Fuel Oil |  |  |  |  | SCR | [8 empty] | 1.6498 | 0.32995 | 1.6498 | 0.32995 | [11 empty] | Block Island Power Co | 100 | Block Island Power Co | 100
natural gas peaker | Block Island | 6567_G_27 | 6567 | G | 27 |  | Combustion Turbine | IC Engine | NENGREST | Rhode Island | 44 | Washington | 9 | 44009 | 2.5 | 10745 | 2018 | 9999 |  |  | N | Distillate Fuel Oil | [13 empty] | 1.6498 | 1.6498 | 1.6498 | 1.6498 | [11 empty] | Block Island Power Co | 100 | Block Island Power Co | 100
natural gas peaker | Johnson | 6579_G_CAT8 | 6579 | G | CAT8 |  | Combustion Turbine | IC Engine | SPP_N | Kansas | 20 | Stanton | 187 | 20187 | 3 | 10766 | 2017 | 9999 |  |  | N | Distillate Fuel Oil | [13 empty] | 1.6498 | 1.6498 | 1.6498 | 1.6498 | [11 empty] | Johnson KS (City of) | 100 | Johnson KS (City of) | 100
natural gas peaker | Johnson | 6579_G_CAT9 | 6579 | G | CAT9 |  | Combustion Turbine | IC Engine | SPP_N | Kansas | 20 | Stanton | 187 | 20187 | 3 | 11000 | 2017 | 9999 |  |  | N | Distillate Fuel Oil | [13 empty] | 1.6498 | 1.6498 | 1.6498 | 1.6498 | [11 empty] | Johnson KS (City of) | 100 | Johnson KS (City of) | 100
natural gas peaker | Stock Island | 6584_G_GT1 | 6584 | G | GT1 |  | Combustion Turbine |  | FRCC | Florida | 12 | Monroe | 87 | 12087 | 19 | 11975 | 1978 | 9999 |  |  | N | Distillate Fuel Oil |  |  |  | H2O | [8 empty] | 0.05 | 0.32005 | 0.32005 | 0.32005 | 0.32005 | [11 empty] | Keys Energy Services | 100 | Keys Energy Services | 100
natural gas peaker | Stock Island | 6584_G_MSD1 | 6584 | G | MSD1 |  | Combustion Turbine | IC Engine | FRCC | Florida | 12 | Monroe | 87 | 12087 | 7.5 | 10745 | 1991 | 9999 |  |  | N | Distillate Fuel Oil | [12 empty] | 0.002 | 1.884 | 1.884 | 1.884 | 1.884 | [11 empty] | Keys Energy Services | 100 | Keys Energy Services | 100
natural gas peaker | Stock Island | 6584_G_MSD2 | 6584 | G | MSD2 |  | Combustion Turbine | IC Engine | FRCC | Florida | 12 | Monroe | 87 | 12087 | 7.5 | 10745 | 1991 | 9999 |  |  | N | Distillate Fuel Oil | [12 empty] | 0.002 | 1.884 | 1.884 | 1.884 | 1.884 | [11 empty] | Keys Energy Services | 100 | Keys Energy Services | 100
natural gas peaker | Stock Island | 6584_G_GT2 | 6584 | G | GT2 |  | Combustion Turbine |  | FRCC | Florida | 12 | Monroe | 87 | 12087 | 17 | 11974 | 1999 | 9999 |  |  | N | Distillate Fuel Oil |  |  |  | H2O | [8 empty] | 0.05 | 0.39716 | 0.39716 | 0.39716 | 0.39716 | [11 empty] | Keys Energy Services | 100 | Keys Energy Services | 100
natural gas peaker | Stock Island | 6584_G_GT3 | 6584 | G | GT3 |  | Combustion Turbine |  | FRCC | Florida | 12 | Monroe | 87 | 12087 | 17 | 11974 | 1999 | 9999 |  |  | N | Distillate Fuel Oil |  |  |  | H2O | [8 empty] | 0.05 | 0.35951 | 0.35951 | 0.35951 | 0.35951 | [11 empty] | Keys Energy Services | 100 | Keys Energy Services | 100
natural gas peaker | Stock Island | 6584_G_GT4 | 6584 | G | GT4 | 89604 | Combustion Turbine |  | FRCC | Florida | 12 | Monroe | 87 | 12087 | 44 | 11972 | 2006 | 9999 |  |  | N | Distillate Fuel Oil |  |  |  | H2O | [8 empty] | 0.05 | 0.16273 | 0.16273 | 0.16273 | 0.16273 | [11 empty] | Keys Energy Services | 100 | Keys Energy Services | 100
natural gas peaker | Stock Island | 6584_G_EP2 | 6584 | G | EP2 |  | Combustion Turbine | IC Engine | FRCC | Florida | 12 | Monroe | 87 | 12087 | 2.5 | 10745 | 2012 | 9999 |  |  | N | Distillate Fuel Oil | [13 empty] | 1.6498 | 1.6498 | 1.6498 | 1.6498 | [11 empty] | Keys Energy Services | 100 | Keys Energy Services | 100
natural gas peaker | Wilkins Station | 6586_G_1 | 6586 | G | 1 |  | Combustion Turbine | IC Engine | NENGREST | Massachusetts | 25 | Essex | 9 | 25009 | 2.5 | 11617 | 1975 | 9999 |  |  | N | Distillate Fuel Oil | [12 empty] | 0.789 | 1.2162 | 1.2162 | 1.2162 | 1.2162 | [11 empty] | Marblehead Municipal Light Dept | 100 | Marblehead Municipal Light Dept | 100
natural gas peaker | Wilkins Station | 6586_G_2 | 6586 | G | 2 |  | Combustion Turbine | IC Engine | NENGREST | Massachusetts | 25 | Essex | 9 | 25009 | 2.5 | 11707 | 1975 | 9999 |  |  | N | Distillate Fuel Oil | [12 empty] | 0.789 | 1.2632 | 1.2632 | 1.2632 | 1.2632 | [11 empty] | Marblehead Municipal Light Dept | 100 | Marblehead Municipal Light Dept | 100
hydro | Toledo Bend | 6595_G_1 | 6595 | G | 1 |  | Hydro |  | MIS_WOTA | Texas | 48 | Newton | 351 | 48351 | 40 | 0 | 1969 | 9999 |  |  | N | Hydro | [13 empty] | 0 | 0 | 0 | 0 | [11 empty] | Sabine River Authority of Louisiana | 50 | Sabine River Authority of Louisiana | 50
hydro | Toledo Bend | 6595_G_2 | 6595 | G | 2 |  | Hydro |  | MIS_WOTA | Texas | 48 | Newton | 351 | 48351 | 40 | 0 | 1969 | 9999 |  |  | N | Hydro | [13 empty] | 0 | 0 | 0 | 0 | [11 empty] | Sabine River Authority of Louisiana | 50 | Sabine River Authority of Louisiana | 50
hydro | Union Valley | 6612_G_1 | 6612 | G | 1 |  | Hydro |  | WEC_BANC | California | 6 | El Dorado | 17 | 06017 | 38.6 | 0 | 1963 | 9999 |  |  | N | Hydro | [13 empty] | 0 | 0 | 0 | 0 | [11 empty] | Sacramento Municipal Utility District | 100 | Sacramento Municipal Utility District | 100
hydro | Highgate Falls | 6618_G_2 | 6618 | G | 2 |  | Hydro |  | NENGREST | Vermont | 50 | Franklin | 11 | 50011 | 1 | 0 | 1923 | 9999 |  |  | N | Hydro | [13 empty] | 0 | 0 | 0 | 0 | [11 empty] | Swanton VT (Village of) | 100 | Swanton VT (Village of) | 100
hydro | Highgate Falls | 6618_G_1 | 6618 | G | 1 |  | Hydro |  | NENGREST | Vermont | 50 | Franklin | 11 | 50011 | 1 | 0 | 1930 | 9999 |  |  | N | Hydro | [13 empty] | 0 | 0 | 0 | 0 | [11 empty] | Swanton VT (Village of) | 100 | Swanton VT (Village of) | 100
hydro | Highgate Falls | 6618_G_4 | 6618 | G | 4 |  | Hydro |  | NENGREST | Vermont | 50 | Franklin | 11 | 50011 | 4.8 | 0 | 1990 | 9999 |  |  | N | Hydro | [13 empty] | 0 | 0 | 0 | 0 | [11 empty] | Swanton VT (Village of) | 100 | Swanton VT (Village of) | 100
hydro | Highgate Falls | 6618_G_5 | 6618 | G | 5 |  | Hydro |  | NENGREST | Vermont | 50 | Franklin | 11 | 50011 | 0.1 | 0 | 2012 | 9999 |  |  | N | Hydro | [13 empty] | 0 | 0 | 0 | 0 | [11 empty] | Swanton VT (Village of) | 100 | Swanton VT (Village of) | 100
natural gas peaker | Burlington (CO) | 6619_G_1 | 6619 | G | 1 |  | Combustion Turbine |  | WECC_CO | Colorado | 8 | Kit Carson | 63 | 08063 | 50 | 14201 | 1977 | 9999 |  |  | N | Distillate Fuel Oil | [12 empty] | 1.2 | 0.28704 | 0.28704 | 0.28704 | 0.28704 | [11 empty] | Tri State Generation & Transmission Association Inc | 100 | Tri State Generation & Transmission Association Inc | 100
natural gas peaker | Burlington (CO) | 6619_G_2 | 6619 | G | 2 |  | Combustion Turbine |  | WECC_CO | Colorado | 8 | Kit Carson | 63 | 08063 | 50 | 14206 | 1977 | 9999 |  |  | N | Distillate Fuel Oil | [12 empty] | 1.2 | 1.0157 | 1.0157 | 1.0157 | 1.0157 | [11 empty] | Tri State Generation & Transmission Association Inc | 100 | Tri State Generation & Transmission Association Inc | 100
hydro | Fort Peck | 6623_G_1 | 6623 | G | 1 |  | Hydro |  | SPP_WAUE | Montana | 30 | McCone | 55 | 30055 | 50 | 0 | 1943 | 9999 |  |  | N | Hydro | [13 empty] | 0 | 0 | 0 | 0 | [11 empty] | USACE Omaha District | 100 | U S Army Corps of Engineers | 100
hydro | Fort Peck | 6623_G_3 | 6623 | G | 3 |  | Hydro |  | SPP_WAUE | Montana | 30 | McCone | 55 | 30055 | 50 | 0 | 1951 | 9999 |  |  | N | Hydro | [13 empty] | 0 | 0 | 0 | 0 | [11 empty] | USACE Omaha District | 100 | U S Army Corps of Engineers | 100
hydro | Fort Peck | 6623_G_4 | 6623 | G | 4 |  | Hydro |  | SPP_WAUE | Montana | 30 | McCone | 55 | 30055 | 49 | 0 | 1961 | 9999 |  |  | N | Hydro | [13 empty] | 0 | 0 | 0 | 0 | [11 empty] | USACE Omaha District | 100 | U S Army Corps of Engineers | 100
hydro | Fort Peck | 6623_G_5 | 6623 | G | 5 |  | Hydro |  | SPP_WAUE | Montana | 30 | McCone | 55 | 30055 | 49 | 0 | 1961 | 9999 |  |  | N | Hydro | [13 empty] | 0 | 0 | 0 | 0 | [11 empty] | USACE Omaha District | 100 | U S Army Corps of Engineers | 100
hydro | Gavins Point | 6624_G_1 | 6624 | G | 1 |  | Hydro |  | SPP_WAUE | Nebraska | 31 | Cedar | 27 | 31027 | 34 | 0 | 1956 | 9999 |  |  | N | Hydro | [13 empty] | 0 | 0 | 0 | 0 | [11 empty] | USACE Omaha District | 100 | U S Army Corps of Engineers | 100
hydro | Gavins Point | 6624_G_2 | 6624 | G | 2 |  | Hydro |  | SPP_WAUE | Nebraska | 31 | Cedar | 27 | 31027 | 34 | 0 | 1956 | 9999 |  |  | N | Hydro | [13 empty] | 0 | 0 | 0 | 0 | [11 empty] | USACE Omaha District | 100 | U S Army Corps of Engineers | 100
hydro | Gavins Point | 6624_G_3 | 6624 | G | 3 |  | Hydro |  | SPP_WAUE | Nebraska | 31 | Cedar | 27 | 31027 | 34 | 0 | 1957 | 9999 |  |  | N | Hydro | [13 empty] | 0 | 0 | 0 | 0 | [11 empty] | USACE Omaha District | 100 | U S Army Corps of Engineers | 100
natural gas peaker | A L Pierce | 6635_G_4 | 6635 | G | 4 | 90114 | Combustion Turbine |  | NENG_CT | Connecticut | 9 | New Haven | 9 | 09009 | 74.1 | 11843 | 2007 | 9999 |  |  | N | Natural Gas, Distillate Fuel Oil |  |  |  | DLNB + H2O | [9 empty] | 0.1076 | 0.1076 | 0.1076 | 0.1076 | [11 empty] | MPH AL Pierce LLC | 100 | Hull Street Energy LLC | 100
hydro | Lake Lynn Hydro Station | 6636_G_1 | 6636 | G | 1 |  | Hydro |  | PJM_AP | Pennsylvania | 42 | FAYETTE | 51 | 42051 | 13 | 0 | 1926 | 9999 |  |  | N | Hydro | [13 empty] | 0 | 0 | 0 | 0 | [11 empty] | Lake Lynn Generation LLC | 100 | Ontario Power Generation Inc | 100
hydro | Lake Lynn Hydro Station | 6636_G_3 | 6636 | G | 3 |  | Hydro |  | PJM_AP | Pennsylvania | 42 | FAYETTE | 51 | 42051 | 13 | 0 | 1926 | 9999 |  |  | N | Hydro | [13 empty] | 0 | 0 | 0 | 0 | [11 empty] | Lake Lynn Generation LLC | 100 | Ontario Power Generation Inc | 100
hydro | Lake Lynn Hydro Station | 6636_G_4 | 6636 | G | 4 |  | Hydro |  | PJM_AP | Pennsylvania | 42 | FAYETTE | 51 | 42051 | 13 | 0 | 1926 | 9999 |  |  | N | Hydro | [13 empty] | 0 | 0 | 0 | 0 | [11 empty] | Lake Lynn Generation LLC | 100 | Ontario Power Generation Inc | 100
hydro | Lake Lynn Hydro Station | 6636_G_2 | 6636 | G | 2 |  | Hydro |  | PJM_AP | Pennsylvania | 42 | FAYETTE | 51 | 42051 | 13 | 0 | 1929 | 9999 |  |  | N | Hydro | [13 empty] | 0 | 0 | 0 | 0 | [11 empty] | Lake Lynn Generation LLC | 100 | Ontario Power Generation Inc | 100
hard coal | R D Green | 6639_B_G1 | 6639 | B | G1 | 2896 | Coal Steam |  | MIS_INKY | Kentucky | 21 | Webster | 233 | 21233 | 231 | 11190 | 1979 | 9999 | wall | dry | N | Bituminous | Wet Scrubber | 1979 | 0.9 | LNB |  |  |  | ESPC | No | ACI | 2016 |  | 0.8 | 0.17475 | 0.17475 | 0.17475 | 0.17475 | 0.05 | 0.1 | 0.1 | 0.98 | Yes | 2016 |  |  | C2G | 2022 |  | Big Rivers Electric Corp | 100 | Big Rivers Electric Corp | 100
hard coal | R D Green | 6639_B_G2 | 6639 | B | G2 | 2897 | Coal Steam |  | MIS_INKY | Kentucky | 21 | Webster | 233 | 21233 | 223 | 11119 | 1981 | 9999 | wall | dry | N | Bituminous | Wet Scrubber | 1981 | 0.9 | LNB |  |  |  | ESPC | No | ACI | 2016 |  | 0.8 | 0.24499 | 0.24499 | 0.1987 | 0.1987 | 0.05 | 0.1 | 0.1 | 0.98 | Yes | 2016 |  |  | C2G | 2022 |  | Big Rivers Electric Corp | 100 | Big Rivers Electric Corp | 100
hard coal | Independence Steam Electric Station | 6641_B_1 | 6641 | B | 1 | 2898 | Coal Steam |  | MIS_AR | Arkansas | 5 | Independence | 63 | 05063 | 809 | 10428 | 1983 | 2031 | tangential | wet | N | Subbituminous |  |  |  | LNC2 |  |  |  | ESPC | No | ACI | 2015 |  | 0.93 | 0.16344 | 0.16344 | 0.1469 | 0.1469 | 0.1 | 0.1 | 0.1 | 0 | [7 empty] | Arkansas Electric Coop Corp | 35 | Entergy Corp | 56.5
hard coal | Independence Steam Electric Station | 6641_B_2 | 6641 | B | 2 | 2899 | Coal Steam |  | MIS_AR | Arkansas | 5 | Independence | 63 | 05063 | 842 | 10427 | 1985 | 2031 | tangential | wet | N | Subbituminous |  |  |  | LNC2 |  |  |  | ESPC | No | ACI | 2015 |  | 0.93 | 0.14541 | 0.14541 | 0.14541 | 0.14541 | 0.1 | 0.1 | 0.1 | 0 | [7 empty] | Arkansas Electric Coop Corp | 35 | Entergy Corp | 39.4
hydro | Lake Mathews | 6644_G_1 | 6644 | G | 1 |  | Hydro |  | WECC_SCE | California | 6 | Riverside | 65 | 06065 | 4.9 | 0 | 1980 | 9999 |  |  | N | Hydro | [13 empty] | 0 | 0 | 0 | 0 | [11 empty] | Metropolitan Water District | 100 | Metropolitan Water District | 100
hydro | Foothill Feeder | 6645_G_1 | 6645 | G | 1 |  | Hydro |  | WEC_LADW | California | 6 | Los Angeles | 37 | 06037 | 3.6 | 0 | 1981 | 9999 |  |  | N | Hydro | [13 empty] | 0 | 0 | 0 | 0 | [11 empty] | Metropolitan Water District | 100 | Metropolitan Water District | 100
hydro | Foothill Feeder | 6645_G_2 | 6645 | G | 2 |  | Hydro |  | WEC_LADW | California | 6 | Los Angeles | 37 | 06037 | 3.6 | 0 | 1981 | 9999 |  |  | N | Hydro | [13 empty] | 0 | 0 | 0 | 0 | [11 empty] | Metropolitan Water District | 100 | Metropolitan Water District | 100
hydro | San Dimas | 6646_G_1 | 6646 | G | 1 |  | Hydro |  | WECC_SCE | California | 6 | Los Angeles | 37 | 06037 | 9.9 | 0 | 1981 | 9999 |  |  | N | Hydro | [13 empty] | 0 | 0 | 0 | 0 | [11 empty] | Metropolitan Water District | 100 | Metropolitan Water District | 100
hydro | Yorba Linda | 6647_G_1 | 6647 | G | 1 |  | Hydro |  | WECC_SCE | California | 6 | Orange | 59 | 06059 | 5.1 | 0 | 1981 | 9999 |  |  | N | Hydro | [13 empty] | 0 | 0 | 0 | 0 | [11 empty] | Metropolitan Water District | 100 | Metropolitan Water District | 100
natural gas peaker | Mexico | 6650_G_1 | 6650 | G | 1 | 90098 | Combustion Turbine |  | MIS_MO | Missouri | 29 | Audrain | 7 | 29007 | 53 | 15788 | 1978 | 9999 |  |  | N | Distillate Fuel Oil | [12 empty] | 2.02 | 1.2 | 1.2 | 1.2 | 1.2 | [11 empty] | Ameren Missouri | 100 | Ameren Corp | 100
natural gas peaker | Moberly | 6651_G_1 | 6651 | G | 1 | 90099 | Combustion Turbine |  | MIS_MO | Missouri | 29 | Randolph | 175 | 29175 | 53 | 24030 | 1978 | 9999 |  |  | N | Distillate Fuel Oil | [12 empty] | 2.02 | 1.2 | 1.2 | 1.2 | 1.2 | [11 empty] | Ameren Missouri | 100 | Ameren Corp | 100
natural gas peaker | Moreau | 6652_G_1 | 6652 | G | 1 | 90100 | Combustion Turbine |  | MIS_MO | Missouri | 29 | Cole | 51 | 29051 | 53 | 22314 | 1978 | 9999 |  |  | N | Distillate Fuel Oil | [12 empty] | 2.02 | 1.2 | 1.2 | 1.2 | 1.2 | [11 empty] | Ameren Missouri | 100 | Ameren Corp | 100
hard coal | Louisa | 6664_B_101 | 6664 | B | 101 | 2901 | Coal Steam |  | MIS_MIDA | Iowa | 19 | Louisa | 115 | 19115 | 746 | 10591 | 1983 | 9999 | wall | dry | N | Subbituminous | Dry Scrubber | 2007 | 0.9 | LNBO |  |  |  | ESPH + B | No | ACI | 2015 |  | 0.1 | 0.17135 | 0.17135 | 0.17135 | 0.17135 | 0.1 | 0.1 | 0.1 | 0.95 | [7 empty] | MidAmerican Energy Co | 88 | Berkshire Hathaway Inc | 88
natural gas peaker | Pebbly Beach Generating Station | 6704_G_7 | 6704 | G | 7 |  | Combustion Turbine | IC Engine | WECC_SCE | California | 6 | Los Angeles | 37 | 06037 | 1 | 10745 | 1958 | 9999 |  |  | N | Distillate Fuel Oil | [12 empty] | 0.74 | 0.45155 | 0.45155 | 0.45155 | 0.45155 | [11 empty] | Southern California Edison Co | 100 | Edison International | 100
natural gas peaker | Pebbly Beach Generating Station | 6704_G_8 | 6704 | G | 8 |  | Combustion Turbine | IC Engine | WECC_SCE | California | 6 | Los Angeles | 37 | 06037 | 1.5 | 10745 | 1963 | 9999 |  |  | N | Distillate Fuel Oil | [12 empty] | 0.74 | 0.45155 | 0.45155 | 0.45155 | 0.45155 | [11 empty] | Southern California Edison Co | 100 | Edison International | 100
natural gas peaker | Pebbly Beach Generating Station | 6704_G_10 | 6704 | G | 10 |  | Combustion Turbine | IC Engine | WECC_SCE | California | 6 | Los Angeles | 37 | 06037 | 1.1 | 10745 | 1966 | 9999 |  |  | N | Distillate Fuel Oil | [12 empty] | 0.74 | 0.45155 | 0.45155 | 0.45155 | 0.45155 | [11 empty] | Southern California Edison Co | 100 | Edison International | 100
natural gas peaker | Pebbly Beach Generating Station | 6704_G_12 | 6704 | G | 12 |  | Combustion Turbine | IC Engine | WECC_SCE | California | 6 | Los Angeles | 37 | 06037 | 1.6 | 10745 | 1976 | 9999 |  |  | N | Distillate Fuel Oil | [12 empty] | 0.74 | 0.45155 | 0.45155 | 0.45155 | 0.45155 | [11 empty] | Southern California Edison Co | 100 | Edison International | 100
natural gas peaker | Pebbly Beach Generating Station | 6704_G_14 | 6704 | G | 14 |  | Combustion Turbine | IC Engine | WECC_SCE | California | 6 | Los Angeles | 37 | 06037 | 1.4 | 10745 | 1986 | 9999 |  |  | N | Distillate Fuel Oil | [12 empty] | 0.74 | 0.45155 | 0.45155 | 0.45155 | 0.45155 | [11 empty] | Southern California Edison Co | 100 | Edison International | 100
natural gas peaker | Pebbly Beach Generating Station | 6704_G_15 | 6704 | G | 15 |  | Combustion Turbine | IC Engine | WECC_SCE | California | 6 | Los Angeles | 37 | 06037 | 2.8 | 10745 | 1995 | 9999 |  |  | N | Distillate Fuel Oil | [12 empty] | 0.74 | 0.45155 | 0.45155 | 0.45155 | 0.45155 | [11 empty] | Southern California Edison Co | 100 | Edison International | 100
natural gas peaker | Pebbly Beach Generating Station | 6704_G_MT01 | 6704 | G | MT01 |  | Combustion Turbine |  | WEC_LADW | California | 6 | Los Angeles | 37 | 06037 | 0.1 | 15276 | 2011 | 9999 |  |  | N | Natural Gas | [13 empty] | 0.79549 | 0.79549 | 0.79549 | 0.79549 | [11 empty] | Southern California Edison Co | 100 | Edison International | 100
natural gas peaker | Pebbly Beach Generating Station | 6704_G_MT02 | 6704 | G | MT02 |  | Combustion Turbine |  | WEC_LADW | California | 6 | Los Angeles | 37 | 06037 | 0.1 | 15294 | 2011 | 9999 |  |  | N | Natural Gas | [13 empty] | 0.79549 | 0.79549 | 0.79549 | 0.79549 | [11 empty] | Southern California Edison Co | 100 | Edison International | 100
natural gas peaker | Pebbly Beach Generating Station | 6704_G_MT03 | 6704 | G | MT03 |  | Combustion Turbine |  | WEC_LADW | California | 6 | Los Angeles | 37 | 06037 | 0.1 | 15294 | 2011 | 9999 |  |  | N | Natural Gas | [13 empty] | 0.79549 | 0.79549 | 0.79549 | 0.79549 | [11 empty] | Southern California Edison Co | 100 | Edison International | 100
natural gas peaker | Pebbly Beach Generating Station | 6704_G_MT04 | 6704 | G | MT04 |  | Combustion Turbine |  | WEC_LADW | California | 6 | Los Angeles | 37 | 06037 | 0.1 | 15294 | 2011 | 9999 |  |  | N | Natural Gas | [13 empty] | 0.79549 | 0.79549 | 0.79549 | 0.79549 | [11 empty] | Southern California Edison Co | 100 | Edison International | 100
natural gas peaker | Pebbly Beach Generating Station | 6704_G_MT05 | 6704 | G | MT05 |  | Combustion Turbine |  | WEC_LADW | California | 6 | Los Angeles | 37 | 06037 | 0.1 | 15294 | 2011 | 9999 |  |  | N | Natural Gas | [13 empty] | 0.79549 | 0.79549 | 0.79549 | 0.79549 | [11 empty] | Southern California Edison Co | 100 | Edison International | 100
natural gas peaker | Pebbly Beach Generating Station | 6704_G_MT06 | 6704 | G | MT06 |  | Combustion Turbine |  | WEC_LADW | California | 6 | Los Angeles | 37 | 06037 | 0.1 | 15294 | 2011 | 9999 |  |  | N | Natural Gas | [13 empty] | 0.79549 | 0.79549 | 0.79549 | 0.79549 | [11 empty] | Southern California Edison Co | 100 | Edison International | 100
natural gas peaker | Pebbly Beach Generating Station | 6704_G_MT07 | 6704 | G | MT07 |  | Combustion Turbine |  | WEC_LADW | California | 6 | Los Angeles | 37 | 06037 | 0.1 | 15294 | 2011 | 9999 |  |  | N | Natural Gas | [13 empty] | 0.79549 | 0.79549 | 0.79549 | 0.79549 | [11 empty] | Southern California Edison Co | 100 | Edison International | 100
natural gas peaker | Pebbly Beach Generating Station | 6704_G_MT08 | 6704 | G | MT08 |  | Combustion Turbine |  | WEC_LADW | California | 6 | Los Angeles | 37 | 06037 | 0.1 | 15294 | 2011 | 9999 |  |  | N | Natural Gas | [13 empty] | 0.79549 | 0.79549 | 0.79549 | 0.79549 | [11 empty] | Southern California Edison Co | 100 | Edison International | 100
natural gas peaker | Pebbly Beach Generating Station | 6704_G_MT09 | 6704 | G | MT09 |  | Combustion Turbine |  | WEC_LADW | California | 6 | Los Angeles | 37 | 06037 | 0.1 | 15294 | 2011 | 9999 |  |  | N | Natural Gas | [13 empty] | 0.79549 | 0.79549 | 0.79549 | 0.79549 | [11 empty] | Southern California Edison Co | 100 | Edison International | 100
natural gas peaker | Pebbly Beach Generating Station | 6704_G_MT10 | 6704 | G | MT10 |  | Combustion Turbine |  | WEC_LADW | California | 6 | Los Angeles | 37 | 06037 | 0.1 | 15294 | 2011 | 9999 |  |  | N | Natural Gas | [13 empty] | 0.79549 | 0.79549 | 0.79549 | 0.79549 | [11 empty] | Southern California Edison Co | 100 | Edison International | 100
natural gas peaker | Pebbly Beach Generating Station | 6704_G_MT11 | 6704 | G | MT11 |  | Combustion Turbine |  | WEC_LADW | California | 6 | Los Angeles | 37 | 06037 | 0.1 | 15294 | 2011 | 9999 |  |  | N | Natural Gas | [13 empty] | 0.79549 | 0.79549 | 0.79549 | 0.79549 | [11 empty] | Southern California Edison Co | 100 | Edison International | 100
natural gas peaker | Pebbly Beach Generating Station | 6704_G_MT14 | 6704 | G | MT14 |  | Combustion Turbine |  | WEC_LADW | California | 6 | Los Angeles | 37 | 06037 | 0.1 | 15294 | 2011 | 9999 |  |  | N | Natural Gas | [13 empty] | 0.79549 | 0.79549 | 0.79549 | 0.79549 | [11 empty] | Southern California Edison Co | 100 | Edison International | 100
natural gas peaker | Pebbly Beach Generating Station | 6704_G_MT15 | 6704 | G | MT15 |  | Combustion Turbine |  | WEC_LADW | California | 6 | Los Angeles | 37 | 06037 | 0.1 | 15294 | 2011 | 9999 |  |  | N | Natural Gas | [13 empty] | 0.79549 | 0.79549 | 0.79549 | 0.79549 | [11 empty] | Southern California Edison Co | 100 | Edison International | 100
natural gas peaker | Pebbly Beach Generating Station | 6704_G_MT16 | 6704 | G | MT16 |  | Combustion Turbine |  | WEC_LADW | California | 6 | Los Angeles | 37 | 06037 | 0.1 | 15294 | 2011 | 9999 |  |  | N | Natural Gas | [13 empty] | 0.79549 | 0.79549 | 0.79549 | 0.79549 | [11 empty] | Southern California Edison Co | 100 | Edison International | 100
natural gas peaker | Pebbly Beach Generating Station | 6704_G_MT17 | 6704 | G | MT17 |  | Combustion Turbine |  | WEC_LADW | California | 6 | Los Angeles | 37 | 06037 | 0.1 | 15294 | 2011 | 9999 |  |  | N | Natural Gas | [13 empty] | 0.79549 | 0.79549 | 0.79549 | 0.79549 | [11 empty] | Southern California Edison Co | 100 | Edison International | 100
natural gas peaker | Pebbly Beach Generating Station | 6704_G_MT18 | 6704 | G | MT18 |  | Combustion Turbine |  | WEC_LADW | California | 6 | Los Angeles | 37 | 06037 | 0.1 | 15294 | 2011 | 9999 |  |  | N | Natural Gas | [13 empty] | 0.79549 | 0.79549 | 0.79549 | 0.79549 | [11 empty] | Southern California Edison Co | 100 | Edison International | 100
natural gas peaker | Pebbly Beach Generating Station | 6704_G_MT19 | 6704 | G | MT19 |  | Combustion Turbine |  | WEC_LADW | California | 6 | Los Angeles | 37 | 06037 | 0.1 | 15294 | 2011 | 9999 |  |  | N | Natural Gas | [13 empty] | 0.79549 | 0.79549 | 0.79549 | 0.79549 | [11 empty] | Southern California Edison Co | 100 | Edison International | 100
natural gas peaker | Pebbly Beach Generating Station | 6704_G_MT20 | 6704 | G | MT20 |  | Combustion Turbine |  | WEC_LADW | California | 6 | Los Angeles | 37 | 06037 | 0.1 | 15294 | 2011 | 9999 |  |  | N | Natural Gas | [13 empty] | 0.79549 | 0.79549 | 0.79549 | 0.79549 | [11 empty] | Southern California Edison Co | 100 | Edison International | 100
natural gas peaker | Pebbly Beach Generating Station | 6704_G_MT21 | 6704 | G | MT21 |  | Combustion Turbine |  | WEC_LADW | California | 6 | Los Angeles | 37 | 06037 | 0.1 | 15294 | 2011 | 9999 |  |  | N | Natural Gas | [13 empty] | 0.79549 | 0.79549 | 0.79549 | 0.79549 | [11 empty] | Southern California Edison Co | 100 | Edison International | 100
natural gas peaker | Pebbly Beach Generating Station | 6704_G_MT22 | 6704 | G | MT22 |  | Combustion Turbine |  | WEC_LADW | California | 6 | Los Angeles | 37 | 06037 | 0.1 | 15294 | 2011 | 9999 |  |  | N | Natural Gas | [13 empty] | 0.79549 | 0.79549 | 0.79549 | 0.79549 | [11 empty] | Southern California Edison Co | 100 | Edison International | 100
natural gas peaker | Pebbly Beach Generating Station | 6704_G_MT23 | 6704 | G | MT23 |  | Combustion Turbine |  | WEC_LADW | California | 6 | Los Angeles | 37 | 06037 | 0.1 | 15294 | 2011 | 9999 |  |  | N | Natural Gas | [13 empty] | 0.79549 | 0.79549 | 0.79549 | 0.79549 | [11 empty] | Southern California Edison Co | 100 | Edison International | 100
natural gas peaker | Pebbly Beach Generating Station | 6704_G_MT24 | 6704 | G | MT24 |  | Combustion Turbine |  | WEC_LADW | California | 6 | Los Angeles | 37 | 06037 | 0.1 | 15294 | 2011 | 9999 |  |  | N | Natural Gas | [13 empty] | 0.79549 | 0.79549 | 0.79549 | 0.79549 | [11 empty] | Southern California Edison Co | 100 | Edison International | 100
natural gas peaker | Pebbly Beach Generating Station | 6704_G_MT25 | 6704 | G | MT25 |  | Combustion Turbine |  | WEC_LADW | California | 6 | Los Angeles | 37 | 06037 | 0.1 | 15294 | 2011 | 9999 |  |  | N | Natural Gas | [13 empty] | 0.79549 | 0.79549 | 0.79549 | 0.79549 | [11 empty] | Southern California Edison Co | 100 | Edison International | 100
0 | Pebbly Beach Generating Station | 6704_G_NASB1 | 6704 | G | NASB1 |  | Energy Storage |  | WEC_LADW | California | 6 | Los Angeles | 37 | 06037 | 1 | 0 | 2012 | 9999 |  |  | N | Energy Storage | [13 empty] | 0 | 0 | 0 | 0 | [11 empty] | Southern California Edison Co | 100 | Edison International | 100
hard coal | Warrick | 6705_B_1 | 6705 | B | 1 | 2902 | Coal Steam |  | MIS_INKY | Indiana | 18 | Warrick | 173 | 18173 | 154 | 10809 | 1960 | 9999 | wall | dry | Y | Bituminous | Wet Scrubber | 2008 | 0.98 | LNBO | SNCR |  | 2013 | ESPC | No |  |  |  | 5.11 | 0.32496 | 0.24372 | 0.32496 | 0.24372 | 0.05 | 0.1 | 0.56 | 0.99 | [7 empty] | Alcoa Power Generating Inc | 100 | Alcoa Inc | 100
hard coal | Warrick | 6705_B_2 | 6705 | B | 2 | 2903 | Coal Steam |  | MIS_INKY | Indiana | 18 | Warrick | 173 | 18173 | 146 | 10809 | 1964 | 9999 | wall | dry | Y | Bituminous | Wet Scrubber | 2008 | 0.98 | LNBO | SNCR |  | 2013 | ESPC | No |  |  |  | 5.11 | 0.33064 | 0.24798 | 0.33064 | 0.24798 | 0.05 | 0.1 | 0.56 | 0.99 | [7 empty] | Alcoa Power Generating Inc | 100 | Alcoa Inc | 100
hard coal | Warrick | 6705_B_3 | 6705 | B | 3 | 2904 | Coal Steam |  | MIS_INKY | Indiana | 18 | Warrick | 173 | 18173 | 149 | 10809 | 1965 | 9999 | wall | dry | Y | Bituminous | Wet Scrubber | 2008 | 0.98 | LNBO | SNCR |  | 2013 | ESPC | No |  |  |  | 5.11 | 0.32807 | 0.24605 | 0.32807 | 0.24605 | 0.05 | 0.1 | 0.56 | 0.99 | [7 empty] | Alcoa Power Generating Inc | 100 | Alcoa Inc | 100
hard coal | Warrick | 6705_B_4 | 6705 | B | 4 | 2905 | Coal Steam |  | MIS_INKY | Indiana | 18 | Warrick | 173 | 18173 | 295 | 11131 | 1970 | 9999 | cell | dry | N | Bituminous | Wet Scrubber | 2008 | 0.98 | LNB + NH3 | SCR | 2004 |  | ESPC | No | ACI | 2015 |  | 5.11 | 0.35649 | 0.07 | 0.35649 | 0.07 | 0.05 | 0.1 | 0.1 | 0.99 | [7 empty] | Alcoa Power Generating Inc | 50 | Alcoa Inc | 50
natural gas peaker | Rock Lake CT | 6741_G_1 | 6741 | G | 1 | 90185 | Combustion Turbine |  | MIS_MNWI | Minnesota | 27 | Pine | 115 | 27115 | 22.1 | 15120 | 1978 | 9999 |  |  | N | Distillate Fuel Oil | [13 empty] | 1.1998 | 1.1998 | 1.1998 | 1.1998 | [11 empty] | Great River Energy | 100 | Great River Energy | 100
hard coal | Rawhide | 6761_B_101 | 6761 | B | 101 | 2906 | Coal Steam |  | WECC_CO | Colorado | 8 | Larimer | 69 | 08069 | 280 | 10091 | 1984 | 2030 | tangential | dry | N | Subbituminous | Dry Scrubber | 1984 | 0.8 | LNC3 |  |  |  | B | NA | ACI | 2010 |  | 0.11 | 0.11672 | 0.11672 | 0.11672 | 0.11672 | 0.1 | 0.1 | 0.1 | 0.85 | [7 empty] | Platte River Power Authority | 100 | Platte River Power Authority | 100
natural gas peaker | Rawhide | 6761_G_A | 6761 | G | A | 8360 | Combustion Turbine |  | WECC_CO | Colorado | 8 | Larimer | 69 | 08069 | 65 | 11879 | 2002 | 9999 |  |  | N | Natural Gas |  |  |  | DLNB | [8 empty] | 1.2 | 0.03514 | 0.03514 | 0.03514 | 0.03514 | [11 empty] | Platte River Power Authority | 100 | Platte River Power Authority | 100
natural gas peaker | Rawhide | 6761_G_B | 6761 | G | B | 8362 | Combustion Turbine |  | WECC_CO | Colorado | 8 | Larimer | 69 | 08069 | 65 | 11879 | 2002 | 9999 |  |  | N | Natural Gas |  |  |  | DLNB | [8 empty] | 1.2 | 0.03984 | 0.03984 | 0.03984 | 0.03984 | [11 empty] | Platte River Power Authority | 100 | Platte River Power Authority | 100
natural gas peaker | Rawhide | 6761_G_C | 6761 | G | C | 8364 | Combustion Turbine |  | WECC_CO | Colorado | 8 | Larimer | 69 | 08069 | 65 | 11879 | 2002 | 9999 |  |  | N | Natural Gas |  |  |  | DLNB | [8 empty] | 1.2 | 0.04152 | 0.04152 | 0.04152 | 0.04152 | [11 empty] | Platte River Power Authority | 100 | Platte River Power Authority | 100
natural gas peaker | Rawhide | 6761_G_D | 6761 | G | D | 89476 | Combustion Turbine |  | WECC_CO | Colorado | 8 | Larimer | 69 | 08069 | 65 | 11879 | 2004 | 9999 |  |  | N | Natural Gas |  |  |  | DLNB | [8 empty] | 1.2 | 0.03088 | 0.03088 | 0.03088 | 0.03088 | [11 empty] | Platte River Power Authority | 100 | Platte River Power Authority | 100
natural gas peaker | Rawhide | 6761_G_F | 6761 | G | F | 90256 | Combustion Turbine |  | WECC_CO | Colorado | 8 | Larimer | 69 | 08069 | 128 | 11879 | 2008 | 9999 |  |  | N | Natural Gas |  |  |  | DLNB | [9 empty] | 0.03827 | 0.03827 | 0.03827 | 0.03827 | [11 empty] | Platte River Power Authority | 100 | Platte River Power Authority | 100
hard coal | Sikeston Power Station | 6768_B_1 | 6768 | B | 1 | 2907 | Coal Steam |  | SPP_WEST | Missouri | 29 | Scott | 201 | 29201 | 240 | 10648 | 1981 | 9999 | wall | dry | N | Subbituminous |  |  |  | LNB + OFA |  |  |  | ESPC | No | ACI | 2016 |  | 1.2 | 0.09971 | 0.09971 | 0.09971 | 0.09971 | 0.1 | 0.1 | 0.1 | [8 empty] | Sikeston Utilities | 100 | Sikeston Utilities | 100
hard coal | Hugo | 6772_B_1 | 6772 | B | 1 | 2908 | Coal Steam |  | SPP_WEST | Oklahoma | 40 | Choctaw | 23 | 40023 | 440 | 11061 | 1982 | 9999 | wall | dry | N | Subbituminous |  |  | 0.1279 | LNBO |  |  |  | ESPC | No | ACI | 2015 |  | 1.2 | 0.16166 | 0.16166 | 0.16166 | 0.16166 | 0.1 | 0.1 | 0.1 | 0.98 | Yes | 2015 | [5 empty] | Western Farmers Electric Coop | 100 | Western Farmers Electric Coop | 100
natural gas peaker | West Station (NJ) | 6776_G_1 | 6776 | G | 1 | 2909 | Combustion Turbine |  | PJM_EMAC | New Jersey | 34 | Cumberland | 11 | 34011 | 22.9 | 16148 | 1972 | 9999 |  |  | N | Distillate Fuel Oil |  |  |  | H2O | SCR | [7 empty] | 2.1 | 0.51545 | 0.17371 | 0.51545 | 0.17371 | [11 empty] | Vineland NJ (City of) | 100 | Vineland NJ (City of) | 100
hydro | St Stephen | 6789_G_1 | 6789 | G | 1 |  | Hydro |  | S_VACA | South Carolina | 45 | Berkeley | 15 | 45015 | 28 | 0 | 1985 | 9999 |  |  | N | Hydro | [13 empty] | 0 | 0 | 0 | 0 | [11 empty] | USACE Buffalo District | 100 | U S Army Corps of Engineers | 100
hydro | St Stephen | 6789_G_2 | 6789 | G | 2 |  | Hydro |  | S_VACA | South Carolina | 45 | Berkeley | 15 | 45015 | 28 | 0 | 1985 | 9999 |  |  | N | Hydro | [13 empty] | 0 | 0 | 0 | 0 | [11 empty] | USACE Buffalo District | 100 | U S Army Corps of Engineers | 100
hydro | St Stephen | 6789_G_3 | 6789 | G | 3 |  | Hydro |  | S_VACA | South Carolina | 45 | Berkeley | 15 | 45015 | 28 | 0 | 1985 | 9999 |  |  | N | Hydro | [13 empty] | 0 | 0 | 0 | 0 | [11 empty] | USACE Buffalo District | 100 | U S Army Corps of Engineers | 100
natural gas peaker | Augusta Electric Plant No 2 | 6791_G_1 | 6791 | G | 1 |  | Combustion Turbine | IC Engine | SPP_N | Kansas | 20 | Butler | 15 | 20015 | 4 | 18000 | 1968 | 9999 |  |  | N | Natural Gas, Distillate Fuel Oil | [13 empty] | 2.7 | 2.7 | 2.7 | 2.7 | [11 empty] | Augusta KS (City of) | 100 | Augusta KS (City of) | 100
natural gas peaker | Augusta Electric Plant No 2 | 6791_G_2 | 6791 | G | 2 |  | Combustion Turbine | IC Engine | SPP_N | Kansas | 20 | Butler | 15 | 20015 | 4 | 18000 | 1968 | 9999 |  |  | N | Natural Gas, Distillate Fuel Oil | [13 empty] | 2.7 | 2.7 | 2.7 | 2.7 | [11 empty] | Augusta KS (City of) | 100 | Augusta KS (City of) | 100
natural gas peaker | Augusta Electric Plant No 2 | 6791_G_3 | 6791 | G | 3 |  | Combustion Turbine | IC Engine | SPP_N | Kansas | 20 | Butler | 15 | 20015 | 6 | 18000 | 1981 | 9999 |  |  | N | Natural Gas, Distillate Fuel Oil | [13 empty] | 2.7 | 2.7 | 2.7 | 2.7 | [11 empty] | Augusta KS (City of) | 100 | Augusta KS (City of) | 100
natural gas peaker | Augusta Electric Plant No 2 | 6791_G_4 | 6791 | G | 4 |  | Combustion Turbine | IC Engine | SPP_N | Kansas | 20 | Butler | 15 | 20015 | 6.1 | 18000 | 2005 | 9999 |  |  | N | Natural Gas, Distillate Fuel Oil | [13 empty] | 1.061 | 1.061 | 1.061 | 1.061 | [11 empty] | Augusta KS (City of) | 100 | Augusta KS (City of) | 100
hard coal | D B Wilson | 6823_B_W1 | 6823 | B | W1 | 2910 | Coal Steam |  | MIS_INKY | Kentucky | 21 | Ohio | 183 | 21183 | 417 | 10643 | 1984 | 9999 | wall | dry | N | Bituminous | Wet Scrubber | 1984 | 0.9 | LNB | SCR | 2003 |  | ESPC | No | ACI | 2016 |  | 0.6 | 0.5553 | 0.07965 | 0.5553 | 0.07965 | 0.05 | 0.1 | 0.1 | 0.98 | Yes | 2016 | [5 empty] | Big Rivers Electric Corp | 100 | Big Rivers Electric Corp | 100
natural gas peaker | St Bonifacius | 6824_G_1 | 6824 | G | 1 | 90186 | Combustion Turbine |  | MIS_MNWI | Minnesota | 27 | Carver | 19 | 27019 | 60.1 | 16117 | 1978 | 9999 |  |  | N | Distillate Fuel Oil | [12 empty] | 0.5 | 0.88339 | 0.88339 | 0.88339 | 0.88339 | [11 empty] | Great River Energy | 100 | Great River Energy | 100
natural gas peaker | Hugoton 2 | 7011_G_7 | 7011 | G | 7 |  | Combustion Turbine | IC Engine | SPP_N | Kansas | 20 | Stevens | 189 | 20189 | 2 | 10745 | 1964 | 9999 |  |  | N | Natural Gas, Distillate Fuel Oil | [12 empty] | 3 | 1.6498 | 1.6498 | 1.6498 | 1.6498 | [11 empty] | Hugoton KS (City of) | 100 | Hugoton KS (City of) | 100
natural gas peaker | Hugoton 2 | 7011_G_8 | 7011 | G | 8 |  | Combustion Turbine | IC Engine | SPP_N | Kansas | 20 | Stevens | 189 | 20189 | 1.8 | 10745 | 1971 | 9999 |  |  | N | Natural Gas, Distillate Fuel Oil | [12 empty] | 3 | 1.6498 | 1.6498 | 1.6498 | 1.6498 | [11 empty] | Hugoton KS (City of) | 100 | Hugoton KS (City of) | 100
natural gas peaker | Hugoton 2 | 7011_G_10 | 7011 | G | 10 |  | Combustion Turbine | IC Engine | SPP_N | Kansas | 20 | Stevens | 189 | 20189 | 4 | 10745 | 1983 | 9999 |  |  | N | Natural Gas, Distillate Fuel Oil | [12 empty] | 3 | 1.6498 | 1.6498 | 1.6498 | 1.6498 | [11 empty] | Hugoton KS (City of) | 100 | Hugoton KS (City of) | 100
natural gas peaker | Hugoton 2 | 7011_G_9A | 7011 | G | 9A |  | Combustion Turbine | IC Engine | SPP_N | Kansas | 20 | Stevens | 189 | 20189 | 4 | 10745 | 1994 | 9999 |  |  | N | Natural Gas, Distillate Fuel Oil | [12 empty] | 3 | 1.6498 | 1.6498 | 1.6498 | 1.6498 | [11 empty] | Hugoton KS (City of) | 100 | Hugoton KS (City of) | 100
natural gas peaker | Hugoton 2 | 7011_G_11 | 7011 | G | 11 |  | Combustion Turbine | IC Engine | SPP_N | Kansas | 20 | Stevens | 189 | 20189 | 2.2 | 10745 | 1997 | 9999 |  |  | N | Natural Gas, Distillate Fuel Oil | [12 empty] | 3 | 1.6498 | 1.6498 | 1.6498 | 1.6498 | [11 empty] | Hugoton KS (City of) | 100 | Hugoton KS (City of) | 100
natural gas peaker | Hugoton 2 | 7011_G_12 | 7011 | G | 12 |  | Combustion Turbine | IC Engine | SPP_N | Kansas | 20 | Stevens | 189 | 20189 | 2.8 | 10745 | 1997 | 9999 |  |  | N | Natural Gas, Distillate Fuel Oil | [12 empty] | 3 | 1.6498 | 1.6498 | 1.6498 | 1.6498 | [11 empty] | Hugoton KS (City of) | 100 | Hugoton KS (City of) | 100
natural gas peaker | Hugoton 2 | 7011_G_13 | 7011 | G | 13 |  | Combustion Turbine | IC Engine | SPP_N | Kansas | 20 | Stevens | 189 | 20189 | 0.5 | 10745 | 1998 | 9999 |  |  | N | Natural Gas | [12 empty] | 3 | 1.061 | 1.061 | 1.061 | 1.061 | [11 empty] | Hugoton KS (City of) | 100 | Hugoton KS (City of) | 100
hydro | Lower No 1 | 7012_G_2 | 7012 | G | 2 |  | Hydro |  | WECC_ID | Idaho | 16 | Bonneville | 19 | 16019 | 8 | 0 | 1982 | 9999 |  |  | N | Hydro | [13 empty] | 0 | 0 | 0 | 0 | [11 empty] | Idaho Falls ID (City of) | 100 | Idaho Falls ID (City of) | 100
natural gas steam turbine | East 12th Street | 7013_B_4 | 7013 | B | 4 | 2915 | O/G Steam |  | SPP_N | Kansas | 20 | Cowley | 35 | 20035 | 26 | 13598 | 1971 | 9999 | wall | dry | N | Natural Gas | [12 empty] | 3 | 0.28096 | 0.28096 | 0.28096 | 0.28096 | [11 empty] | Winfield KS (City of) | 100 | Winfield KS (City of) | 100
natural gas peaker | East 12th Street | 7013_G_5 | 7013 | G | 5 |  | Combustion Turbine | IC Engine | SPP_N | Kansas | 20 | Cowley | 35 | 20035 | 1.6 | 16553 | 2002 | 9999 |  |  | N | Distillate Fuel Oil | [13 empty] | 1.6498 | 1.6498 | 1.6498 | 1.6498 | [11 empty] | Winfield KS (City of) | 100 | Winfield KS (City of) | 100
hydro | Unit 4 | 7015_G_1 | 7015 | G | 1 |  | Hydro |  | WECC_UT | Utah | 49 | Sanpete | 39 | 49039 | 1.1 | 0 | 1993 | 9999 |  |  | N | Hydro | [13 empty] | 0 | 0 | 0 | 0 | [11 empty] | MT Pleasant UT (City of) | 100 | MT Pleasant UT (City of) | 100
natural gas peaker | Chanute 3 | 7018_G_9 | 7018 | G | 9 |  | Combustion Turbine | IC Engine | SPP_N | Kansas | 20 | Neosho | 133 | 20133 | 6.9 | 11876 | 1985 | 9999 |  |  | N | Natural Gas, Distillate Fuel Oil | [12 empty] | 3 | 2.7 | 2.7 | 2.7 | 2.7 | [11 empty] | Chanute Municipal Electric Utility | 100 | Chanute Municipal Electric Utility | 100
natural gas peaker | Chanute 3 | 7018_G_10 | 7018 | G | 10 |  | Combustion Turbine | IC Engine | SPP_N | Kansas | 20 | Neosho | 133 | 20133 | 6.9 | 11875 | 1986 | 9999 |  |  | N | Natural Gas, Distillate Fuel Oil | [12 empty] | 3 | 2.7 | 2.7 | 2.7 | 2.7 | [11 empty] | Chanute Municipal Electric Utility | 100 | Chanute Municipal Electric Utility | 100
natural gas peaker | Chanute 3 | 7018_G_11 | 7018 | G | 11 |  | Combustion Turbine | IC Engine | SPP_N | Kansas | 20 | Neosho | 133 | 20133 | 6.9 | 11876 | 1986 | 9999 |  |  | N | Natural Gas | [12 empty] | 3 | 2.7 | 2.7 | 2.7 | 2.7 | [11 empty] | Chanute Municipal Electric Utility | 100 | Chanute Municipal Electric Utility | 100
natural gas peaker | Chanute 3 | 7018_G_12 | 7018 | G | 12 |  | Combustion Turbine | IC Engine | SPP_N | Kansas | 20 | Neosho | 133 | 20133 | 5.5 | 11876 | 1991 | 9999 |  |  | N | Distillate Fuel Oil | [12 empty] | 3 | 1.6498 | 1.6498 | 1.6498 | 1.6498 | [11 empty] | Chanute Municipal Electric Utility | 100 | Chanute Municipal Electric Utility | 100
natural gas peaker | Chanute 3 | 7018_G_13 | 7018 | G | 13 |  | Combustion Turbine | IC Engine | SPP_N | Kansas | 20 | Neosho | 133 | 20133 | 5.9 | 11878 | 1991 | 9999 |  |  | N | Distillate Fuel Oil | [12 empty] | 3 | 3.2 | 3.2 | 3.2 | 3.2 | [11 empty] | Chanute Municipal Electric Utility | 100 | Chanute Municipal Electric Utility | 100
natural gas peaker | Whitehead | 7028_G_K1 | 7028 | G | K1 |  | Combustion Turbine | IC Engine | WECC_UT | Utah | 49 | Utah | 49 | 49049 | 5.9 | 11420 | 1986 | 9999 |  |  | N | Natural Gas | [12 empty] | 0.85 | 2.4437 | 2.4437 | 2.4437 | 2.4437 | [11 empty] | Springville UT (City of) | 100 | Springville UT (City of) | 100
natural gas peaker | Whitehead | 7028_G_K2 | 7028 | G | K2 |  | Combustion Turbine | IC Engine | WECC_UT | Utah | 49 | Utah | 49 | 49049 | 6 | 11421 | 1986 | 9999 |  |  | N | Natural Gas | [12 empty] | 0.85 | 1.061 | 1.061 | 1.061 | 1.061 | [11 empty] | Springville UT (City of) | 100 | Springville UT (City of) | 100
natural gas peaker | Whitehead | 7028_G_K3 | 7028 | G | K3 |  | Combustion Turbine | IC Engine | WECC_UT | Utah | 49 | Utah | 49 | 49049 | 5.9 | 11420 | 2000 | 9999 |  |  | N | Natural Gas | [12 empty] | 0.85 | 2.5907 | 2.5907 | 2.5907 | 2.5907 | [11 empty] | Springville UT (City of) | 100 | Springville UT (City of) | 100
natural gas peaker | Whitehead | 7028_G_K4 | 7028 | G | K4 |  | Combustion Turbine | IC Engine | WECC_UT | Utah | 49 | Utah | 49 | 49049 | 4 | 11419 | 2002 | 9999 |  |  | N | Natural Gas | [12 empty] | 0.85 | 1.061 | 1.061 | 1.061 | 1.061 | [11 empty] | Springville UT (City of) | 100 | Springville UT (City of) | 100
natural gas peaker | Whitehead | 7028_G_K6CAT | 7028 | G | K6CAT |  | Combustion Turbine | IC Engine | WECC_UT | Utah | 49 | Utah | 49 | 49049 | 2.5 | 10745 | 2016 | 9999 |  |  | Y | Natural Gas | [13 empty] | 1.061 | 1.061 | 1.061 | 1.061 | [11 empty] | Springville UT (City of) | 100 | Springville UT (City of) | 100
natural gas peaker | Whitehead | 7028_G_K7CAT | 7028 | G | K7CAT |  | Combustion Turbine | IC Engine | WECC_UT | Utah | 49 | Utah | 49 | 49049 | 2.5 | 10745 | 2016 | 9999 |  |  | Y | Natural Gas | [13 empty] | 1.061 | 1.061 | 1.061 | 1.061 | [11 empty] | Springville UT (City of) | 100 | Springville UT (City of) | 100
hard coal | Major Oak Power | 7030_B_U1 | 7030 | B | U1 | 2920 | Coal Steam |  | ERC_REST | Texas | 48 | Robertson | 395 | 48395 | 152 | 11608 | 1990 | 9999 | FBC | wet | N | Lignite, Subbituminous | Reagent Injection | 1990 | 0.78 | ROFA | SNCR |  | 2007 | B | NA | ACI | 2011 |  | 0.58 | 0.1962 | 0.08552 | 0.1962 | 0.08552 | 0.1 | 0.1 | 0.1 | 0.98 | Yes | 1990 | [5 empty] | Major Oak Power LLC | 100 | Blackstone Group (The) | 100
hard coal | Major Oak Power | 7030_B_U2 | 7030 | B | U2 | 2921 | Coal Steam |  | ERC_REST | Texas | 48 | Robertson | 395 | 48395 | 153 | 11407 | 1991 | 9999 | FBC | wet | N | Lignite, Subbituminous | Reagent Injection | 1991 | 0.78 | ROFA | SNCR |  | 2008 | B | NA | ACI | 2011 |  | 0.58 | 0.18344 | 0.09014 | 0.18344 | 0.09014 | 0.1 | 0.1 | 0.1 | 0.98 | Yes | 1991 | [5 empty] | Major Oak Power LLC | 100 | Blackstone Group (The) | 100
natural gas peaker | Gravel Neck | 7032_G_1 | 7032 | G | 1 |  | Combustion Turbine |  | PJM_Dom | Virginia | 51 | Surry | 181 | 51181 | 12 | 12716 | 1970 | 9999 |  |  | N | Distillate Fuel Oil | [12 empty] | 2.64 | 0.18396 | 0.18396 | 0.18396 | 0.18396 | [11 empty] | Virginia Electric & Power Co | 100 | Dominion Energy Inc | 100
natural gas peaker | Gravel Neck | 7032_G_2 | 7032 | G | 2 |  | Combustion Turbine |  | PJM_Dom | Virginia | 51 | Surry | 181 | 51181 | 16 | 12717 | 1970 | 9999 |  |  | N | Distillate Fuel Oil | [12 empty] | 2.64 | 0.11655 | 0.11655 | 0.11655 | 0.11655 | [11 empty] | Virginia Electric & Power Co | 100 | Dominion Energy Inc | 100
natural gas peaker | Gravel Neck | 7032_G_3 | 7032 | G | 3 | 88238 | Combustion Turbine |  | PJM_Dom | Virginia | 51 | Surry | 181 | 51181 | 85 | 12717 | 1989 | 9999 |  |  | N | Natural Gas, Distillate Fuel Oil |  |  |  | H2O | [8 empty] | 2.64 | 0.15199 | 0.15199 | 0.15199 | 0.15199 | [11 empty] | Virginia Electric & Power Co | 100 | Dominion Energy Inc | 100
natural gas peaker | Gravel Neck | 7032_G_4 | 7032 | G | 4 | 88239 | Combustion Turbine |  | PJM_Dom | Virginia | 51 | Surry | 181 | 51181 | 85 | 12717 | 1989 | 9999 |  |  | N | Natural Gas, Distillate Fuel Oil |  |  |  | H2O | [8 empty] | 2.64 | 0.1631 | 0.1631 | 0.1631 | 0.1631 | [11 empty] | Virginia Electric & Power Co | 100 | Dominion Energy Inc | 100
natural gas peaker | Gravel Neck | 7032_G_5 | 7032 | G | 5 | 88240 | Combustion Turbine |  | PJM_Dom | Virginia | 51 | Surry | 181 | 51181 | 85 | 12717 | 1989 | 9999 |  |  | N | Natural Gas, Distillate Fuel Oil |  |  |  | H2O | [8 empty] | 2.64 | 0.15261 | 0.15261 | 0.15261 | 0.15261 | [11 empty] | Virginia Electric & Power Co | 100 | Dominion Energy Inc | 100
natural gas peaker | Gravel Neck | 7032_G_6 | 7032 | G | 6 | 88241 | Combustion Turbine |  | PJM_Dom | Virginia | 51 | Surry | 181 | 51181 | 85 | 12717 | 1989 | 9999 |  |  | N | Natural Gas, Distillate Fuel Oil |  |  |  | H2O | [8 empty] | 2.64 | 0.15619 | 0.15619 | 0.15619 | 0.15619 | [11 empty] | Virginia Electric & Power Co | 100 | Dominion Energy Inc | 100
hydro | Hydro II | 7034_G_1 | 7034 | G | 1 |  | Hydro |  | WECC_UT | Utah | 49 | Cache | 5 | 49005 | 3.1 | 0 | 1986 | 9999 |  |  | N | Hydro | [13 empty] | 0 | 0 | 0 | 0 | [11 empty] | Logan City Light & Power | 100 | Logan City Light & Power | 100
hydro | Hydro II | 7034_G_2 | 7034 | G | 2 |  | Hydro |  | WECC_UT | Utah | 49 | Cache | 5 | 49005 | 3.1 | 0 | 1986 | 9999 |  |  | N | Hydro | [13 empty] | 0 | 0 | 0 | 0 | [11 empty] | Logan City Light & Power | 100 | Logan City Light & Power | 100
natural gas peaker | Lake (WY) | 7039_G_1 | 7039 | G | 1 |  | Combustion Turbine | IC Engine | WECC_WY | Wyoming | 56 | Teton | 39 | 56039 | 2.7 | 10745 | 1967 | 9999 |  |  | N | Distillate Fuel Oil | [12 empty] | 0.8 | 1.6498 | 1.6498 | 1.6498 | 1.6498 | [11 empty] | NorthWestern Corp | 100 | NorthWestern Corp | 100
hydro | Ellis Hydro | 7040_G_1 | 7040 | G | 1 |  | Hydro |  | SPP_WEST | Arkansas | 5 | Crawford | 33 | 05033 | 5 | 0 | 1988 | 9999 |  |  | N | Hydro | [13 empty] | 0 | 0 | 0 | 0 | [11 empty] | Arkansas Electric Coop Corp | 100 | Arkansas Electric Coop Corp | 100
hydro | Ellis Hydro | 7040_G_2 | 7040 | G | 2 |  | Hydro |  | SPP_WEST | Arkansas | 5 | Crawford | 33 | 05033 | 6 | 0 | 1988 | 9999 |  |  | N | Hydro | [13 empty] | 0 | 0 | 0 | 0 | [11 empty] | Arkansas Electric Coop Corp | 100 | Arkansas Electric Coop Corp | 100
hydro | Ellis Hydro | 7040_G_3 | 7040 | G | 3 |  | Hydro |  | SPP_WEST | Arkansas | 5 | Crawford | 33 | 05033 | 6 | 0 | 1988 | 9999 |  |  | N | Hydro | [13 empty] | 0 | 0 | 0 | 0 | [11 empty] | Arkansas Electric Coop Corp | 100 | Arkansas Electric Coop Corp | 100
hydro | Wrightsville Hydro Plant | 7051_G_1 | 7051 | G | 1 |  | Hydro |  | NENGREST | Vermont | 50 | Washington | 23 | 50023 | 0.1 | 0 | 1985 | 9999 |  |  | N | Hydro | [13 empty] | 0 | 0 | 0 | 0 | [11 empty] | Washington Electric Coop Inc (VT) | 100 | Washington Electric Coop Inc (VT) | 100
hydro | Wrightsville Hydro Plant | 7051_G_2 | 7051 | G | 2 |  | Hydro |  | NENGREST | Vermont | 50 | Washington | 23 | 50023 | 0.2 | 0 | 1985 | 9999 |  |  | N | Hydro | [13 empty] | 0 | 0 | 0 | 0 | [11 empty] | Washington Electric Coop Inc (VT) | 100 | Washington Electric Coop Inc (VT) | 100
hydro | Wrightsville Hydro Plant | 7051_G_3 | 7051 | G | 3 |  | Hydro |  | NENGREST | Vermont | 50 | Washington | 23 | 50023 | 0.4 | 0 | 1985 | 9999 |  |  | N | Hydro | [13 empty] | 0 | 0 | 0 | 0 | [11 empty] | Washington Electric Coop Inc (VT) | 100 | Washington Electric Coop Inc (VT) | 100
hydro | Bolton Falls | 7056_G_1 | 7056 | G | 1 |  | Hydro |  | NENGREST | Vermont | 50 | Washington | 23 | 50023 | 3.9 | 0 | 1986 | 9999 |  |  | N | Hydro | [13 empty] | 0 | 0 | 0 | 0 | [11 empty] | Green Mountain Power Corp | 100 | Gaz Métropolitain & Co LP | 100
hydro | Bolton Falls | 7056_G_2 | 7056 | G | 2 |  | Hydro |  | NENGREST | Vermont | 50 | Washington | 23 | 50023 | 3.9 | 0 | 1986 | 9999 |  |  | N | Hydro | [13 empty] | 0 | 0 | 0 | 0 | [11 empty] | Green Mountain Power Corp | 100 | Gaz Métropolitain & Co LP | 100
natural gas peaker | Solon Diesel | 7058_G_1 | 7058 | G | 1 |  | Combustion Turbine | IC Engine | MIS_MNWI | Wisconsin | 55 | Douglas | 31 | 55031 | 0.8 | 16822 | 1988 | 9999 |  |  | N | Distillate Fuel Oil | [12 empty] | 3 | 1.6498 | 1.6498 | 1.6498 | 1.6498 | [11 empty] | Dahlberg Light & Power Co | 100 | Dahlberg Light & Power Co | 100
natural gas peaker | Solon Diesel | 7058_G_2 | 7058 | G | 2 |  | Combustion Turbine | IC Engine | MIS_MNWI | Wisconsin | 55 | Douglas | 31 | 55031 | 0.8 | 17606 | 1988 | 9999 |  |  | N | Distillate Fuel Oil | [12 empty] | 3 | 1.6498 | 1.6498 | 1.6498 | 1.6498 | [11 empty] | Dahlberg Light & Power Co | 100 | Dahlberg Light & Power Co | 100
natural gas peaker | Solon Diesel | 7058_G_3 | 7058 | G | 3 |  | Combustion Turbine | IC Engine | MIS_MNWI | Wisconsin | 55 | Douglas | 31 | 55031 | 0.8 | 17606 | 1989 | 9999 |  |  | N | Distillate Fuel Oil | [12 empty] | 3 | 1.6498 | 1.6498 | 1.6498 | 1.6498 | [11 empty] | Dahlberg Light & Power Co | 100 | Dahlberg Light & Power Co | 100
natural gas peaker | Solon Diesel | 7058_G_4 | 7058 | G | 4 |  | Combustion Turbine | IC Engine | MIS_MNWI | Wisconsin | 55 | Douglas | 31 | 55031 | 0.8 | 17606 | 1989 | 9999 |  |  | N | Distillate Fuel Oil | [12 empty] | 3 | 1.6498 | 1.6498 | 1.6498 | 1.6498 | [11 empty] | Dahlberg Light & Power Co | 100 | Dahlberg Light & Power Co | 100
natural gas peaker | Solon Diesel | 7058_G_5 | 7058 | G | 5 |  | Combustion Turbine | IC Engine | MIS_MNWI | Wisconsin | 55 | Douglas | 31 | 55031 | 0.8 | 17606 | 1989 | 9999 |  |  | N | Distillate Fuel Oil | [12 empty] | 3 | 1.6498 | 1.6498 | 1.6498 | 1.6498 | [11 empty] | Dahlberg Light & Power Co | 100 | Dahlberg Light & Power Co | 100
natural gas peaker | Solon Diesel | 7058_G_6 | 7058 | G | 6 |  | Combustion Turbine | IC Engine | MIS_MNWI | Wisconsin | 55 | Douglas | 31 | 55031 | 0.8 | 17606 | 1995 | 9999 |  |  | N | Distillate Fuel Oil | [12 empty] | 3 | 1.6498 | 1.6498 | 1.6498 | 1.6498 | [11 empty] | Dahlberg Light & Power Co | 100 | Dahlberg Light & Power Co | 100
natural gas peaker | Solon Diesel | 7058_G_7 | 7058 | G | 7 |  | Combustion Turbine | IC Engine | MIS_MNWI | Wisconsin | 55 | Douglas | 31 | 55031 | 0.8 | 17606 | 1995 | 9999 |  |  | N | Distillate Fuel Oil | [12 empty] | 3 | 1.6498 | 1.6498 | 1.6498 | 1.6498 | [11 empty] | Dahlberg Light & Power Co | 100 | Dahlberg Light & Power Co | 100
natural gas peaker | Solon Diesel | 7058_G_8 | 7058 | G | 8 |  | Combustion Turbine | IC Engine | MIS_MNWI | Wisconsin | 55 | Douglas | 31 | 55031 | 0.8 | 17606 | 1995 | 9999 |  |  | N | Distillate Fuel Oil | [12 empty] | 3 | 1.6498 | 1.6498 | 1.6498 | 1.6498 | [11 empty] | Dahlberg Light & Power Co | 100 | Dahlberg Light & Power Co | 100
natural gas peaker | Sibley No Two | 7060_G_4 | 7060 | G | 4 |  | Combustion Turbine | IC Engine | MIS_IA | Iowa | 19 | Osceola | 143 | 19143 | 1 | 10745 | 1987 | 9999 |  |  | N | Natural Gas | [12 empty] | 2.5 | 1.061 | 1.061 | 1.061 | 1.061 | [11 empty] | Sibley IA (City of) | 100 | Sibley IA (City of) | 100
natural gas peaker | McIntosh (AL) | 7063_G_1 | 7063 | G | 1 | 2924 | Combustion Turbine |  | S_SOU | Alabama | 1 | Washington | 129 | 01129 | 110 | 8904 | 1991 | 9999 |  |  | N | Natural Gas | [13 empty] | 0.21621 | 0.21621 | 0.21621 | 0.21621 | [11 empty] | PowerSouth Energy Coop | 100 | PowerSouth Energy Coop | 100
natural gas peaker | McIntosh (AL) | 7063_G_2 | 7063 | G | 2 | 2925 | Combustion Turbine |  | S_SOU | Alabama | 1 | Washington | 129 | 01129 | 114 | 11359 | 1998 | 9999 |  |  | N | Natural Gas, Distillate Fuel Oil |  |  |  | H2O | [8 empty] | 0.006 | 0.07097 | 0.07097 | 0.07097 | 0.07097 | [11 empty] | PowerSouth Energy Coop | 100 | PowerSouth Energy Coop | 100
natural gas peaker | McIntosh (AL) | 7063_G_3 | 7063 | G | 3 | 2926 | Combustion Turbine |  | S_SOU | Alabama | 1 | Washington | 129 | 01129 | 114 | 11359 | 1998 | 9999 |  |  | N | Natural Gas, Distillate Fuel Oil |  |  |  | H2O | [8 empty] | 0.006 | 0.05678 | 0.05678 | 0.05678 | 0.05678 | [11 empty] | PowerSouth Energy Coop | 100 | PowerSouth Energy Coop | 100
natural gas peaker | McIntosh (AL) | 7063_G_4 | 7063 | G | 4 | 90423 | Combustion Turbine |  | S_SOU | Alabama | 1 | Washington | 129 | 01129 | 175 | 11359 | 2010 | 9999 |  |  | N | Natural Gas |  |  |  | DLNB | [9 empty] | 0.03616 | 0.03616 | 0.03616 | 0.03616 | [11 empty] | PowerSouth Energy Coop | 100 | PowerSouth Energy Coop | 100
natural gas peaker | McIntosh (AL) | 7063_G_5 | 7063 | G | 5 | 90424 | Combustion Turbine |  | S_SOU | Alabama | 1 | Washington | 129 | 01129 | 175 | 11359 | 2010 | 9999 |  |  | N | Natural Gas |  |  |  | DLNB | [9 empty] | 0.03737 | 0.03737 | 0.03737 | 0.03737 | [11 empty] | PowerSouth Energy Coop | 100 | PowerSouth Energy Coop | 100
hydro | Stampede | 7066_G_1 | 7066 | G | 1 |  | Hydro |  | WEC_CALN | California | 6 | Sierra | 91 | 06091 | 3 | 0 | 1988 | 9999 |  |  | N | Hydro | [13 empty] | 0 | 0 | 0 | 0 | [11 empty] | U S Bureau of Reclamation | 100 | U S Bureau of Reclamation | 100
hydro | Stampede | 7066_G_2 | 7066 | G | 2 |  | Hydro |  | WEC_CALN | California | 6 | Sierra | 91 | 06091 | 0.6 | 0 | 1988 | 9999 |  |  | N | Hydro | [13 empty] | 0 | 0 | 0 | 0 | [11 empty] | U S Bureau of Reclamation | 100 | U S Bureau of Reclamation | 100
hydro | Mojave Siphon | 7072_G_1 | 7072 | G | 1 |  | Hydro |  | WECC_SCE | California | 6 | San Bernardino | 71 | 06071 | 10.8 | 0 | 1996 | 9999 |  |  | N | Hydro | [13 empty] | 0 | 0 | 0 | 0 | [11 empty] | California Dept Water Resources | 100 | California Dept Water Resources | 100
hydro | Mojave Siphon | 7072_G_2 | 7072 | G | 2 |  | Hydro |  | WECC_SCE | California | 6 | San Bernardino | 71 | 06071 | 10.8 | 0 | 1996 | 9999 |  |  | N | Hydro | [13 empty] | 0 | 0 | 0 | 0 | [11 empty] | California Dept Water Resources | 100 | California Dept Water Resources | 100
hydro | Mojave Siphon | 7072_G_3 | 7072 | G | 3 |  | Hydro |  | WECC_SCE | California | 6 | San Bernardino | 71 | 06071 | 10.8 | 0 | 1996 | 9999 |  |  | N | Hydro | [13 empty] | 0 | 0 | 0 | 0 | [11 empty] | California Dept Water Resources | 100 | California Dept Water Resources | 100
hydro | Upper Salmon B | 7079_G_1 | 7079 | G | 1 |  | Hydro |  | WECC_ID | Idaho | 16 | Twin Falls | 83 | 16083 | 8.8 | 0 | 1947 | 9999 |  |  | N | Hydro | [13 empty] | 0 | 0 | 0 | 0 | [11 empty] | Idaho Power Co | 100 | IDACORP Inc | 100
hydro | Upper Salmon B | 7079_G_2 | 7079 | G | 2 |  | Hydro |  | WECC_ID | Idaho | 16 | Twin Falls | 83 | 16083 | 8.4 | 0 | 1947 | 9999 |  |  | N | Hydro | [13 empty] | 0 | 0 | 0 | 0 | [11 empty] | Idaho Power Co | 100 | IDACORP Inc | 100
natural gas peaker | St George Red Rock | 7080_G_1 | 7080 | G | 1 |  | Combustion Turbine | IC Engine | WECC_UT | Utah | 49 | Washington | 53 | 49053 | 7 | 10745 | 1987 | 9999 |  |  | N | Distillate Fuel Oil | [12 empty] | 0.85 | 1.6498 | 1.6498 | 1.6498 | 1.6498 | [11 empty] | St George Dept Water & Power | 100 | St George Dept Water & Power | 100
natural gas peaker | St George Red Rock | 7080_G_2 | 7080 | G | 2 |  | Combustion Turbine | IC Engine | WECC_UT | Utah | 49 | Washington | 53 | 49053 | 7 | 10745 | 1987 | 9999 |  |  | N | Distillate Fuel Oil | [12 empty] | 0.85 | 2.2801 | 2.2801 | 2.2801 | 2.2801 | [11 empty] | St George Dept Water & Power | 100 | St George Dept Water & Power | 100
natural gas peaker | Harry Allen | 7082_G_GT1 | 7082 | G | GT1 | 2931 | Combustion Turbine |  | WECC_SNV | Nevada | 32 | Clark | 3 | 32003 | 72 | 11653 | 1995 | 9999 |  |  | N | Natural Gas |  |  |  | DLNB + H2O | [8 empty] | 1.4 | 0.03555 | 0.03555 | 0.03555 | 0.03555 | [11 empty] | Nevada Power Co | 100 | Berkshire Hathaway Inc | 100
natural gas peaker | Harry Allen | 7082_G_GT4 | 7082 | G | GT4 | 2932 | Combustion Turbine |  | WECC_SNV | Nevada | 32 | Clark | 3 | 32003 | 72 | 11653 | 2006 | 9999 |  |  | N | Natural Gas |  |  |  | DLNB | [8 empty] | 0.8 | 0.0231 | 0.0231 | 0.0231 | 0.0231 | [11 empty] | Nevada Power Co | 100 | Berkshire Hathaway Inc | 100
natural gas combined cycle | Harry Allen | 7082_G_5 | 7082 | G | 5 | 2933 | Combined Cycle |  | WECC_SNV | Nevada | 32 | Clark | 3 | 32003 | 151.6 | 7078 | 2011 | 9999 |  |  | N | Natural Gas |  |  |  | DLNB | SCR | [8 empty] | 0.0056753 | 0.0056753 | 0.0056753 | 0.0056753 | [11 empty] | Nevada Power Co | 100 | Berkshire Hathaway Inc | 100
natural gas combined cycle | Harry Allen | 7082_G_6 | 7082 | G | 6 | 2934 | Combined Cycle |  | WECC_SNV | Nevada | 32 | Clark | 3 | 32003 | 151.6 | 7078 | 2011 | 9999 |  |  | N | Natural Gas |  |  |  | DLNB | SCR | [8 empty] | 0.0056753 | 0.0056753 | 0.0056753 | 0.0056753 | [11 empty] | Nevada Power Co | 100 | Berkshire Hathaway Inc | 100
natural gas combined cycle | Harry Allen | 7082_G_7 | 7082 | G | 7 | 2933 | Combined Cycle |  | WECC_SNV | Nevada | 32 | Clark | 3 | 32003 | 206.8 | 7078 | 2011 | 9999 |  |  | N | Natural Gas |  |  |  | DLNB | SCR | [8 empty] | 0.0056753 | 0.0056753 | 0.0056753 | 0.0056753 | [11 empty] | Nevada Power Co | 100 | Berkshire Hathaway Inc | 100
hard coal | J K Spruce | 7097_B_BLR1 | 7097 | B | BLR1 | 2939 | Coal Steam |  | ERC_REST | Texas | 48 | Bexar | 29 | 48029 | 560 | 9995 | 1992 | 2029 | tangential | wet | N | Subbituminous | Wet Scrubber | 1992 | 0.93 | LNC3 |  |  |  | B | NA | ACI | 2015 |  | 0.35 | 0.14372 | 0.14372 | 0.14372 | 0.14372 | 0.1 | 0.1 | 0.1 | 0.98 | [7 empty] | CPS Energy | 100 | CPS Energy | 100
hard coal | J K Spruce | 7097_B_BLR2 | 7097 | B | BLR2 | 2940 | Coal Steam |  | ERC_REST | Texas | 48 | Bexar | 29 | 48029 | 785 | 9923 | 2010 | 9999 | tangential | wet | N | Subbituminous | Wet Scrubber | 2010 | 0.95 | AA + LNB | SCR | 2010 |  | B | NA | ACI | 2013 |  | 0.1 | 0.04811 | 0.04811 | 0.04811 | 0.04811 | 0.1 | 0.1 | 0.1 | 0.99 |  |  |  |  | C2G | 2027 |  | CPS Energy | 100 | CPS Energy | 100
natural gas peaker | Heber City | 7111_G_NA6 | 7111 | G | NA6 |  | Combustion Turbine | IC Engine | WECC_UT | Utah | 49 | Wasatch | 51 | 49051 | 0.7 | 10959 | 2001 | 9999 |  |  | N | Natural Gas | [12 empty] | 0.85 | 0.14942 | 0.14942 | 0.14942 | 0.14942 | [11 empty] | Heber Light & Power Co | 100 | Heber Light & Power Co | 100
natural gas peaker | Heber City | 7111_G_NA10 | 7111 | G | NA10 |  | Combustion Turbine | IC Engine | WECC_UT | Utah | 49 | Wasatch | 51 | 49051 | 1.9 | 10958 | 2002 | 9999 |  |  | N | Natural Gas | [12 empty] | 0.85 | 0.02071 | 0.02071 | 0.02071 | 0.02071 | [11 empty] | Heber Light & Power Co | 100 | Heber Light & Power Co | 100
natural gas peaker | Heber City | 7111_G_4 | 7111 | G | 4 |  | Combustion Turbine | IC Engine | WECC_UT | Utah | 49 | Wasatch | 51 | 49051 | 1.9 | 10958 | 2003 | 9999 |  |  | N | Natural Gas | [12 empty] | 0.85 | 0.3003 | 0.3003 | 0.3003 | 0.3003 | [11 empty] | Heber Light & Power Co | 100 | Heber Light & Power Co | 100
natural gas peaker | Heber City | 7111_G_NA9 | 7111 | G | NA9 |  | Combustion Turbine | IC Engine | WECC_UT | Utah | 49 | Wasatch | 51 | 49051 | 1.9 | 10958 | 2003 | 9999 |  |  | N | Natural Gas | [12 empty] | 0.85 | 0.01118 | 0.01118 | 0.01118 | 0.01118 | [11 empty] | Heber Light & Power Co | 100 | Heber Light & Power Co | 100
natural gas peaker | Heber City | 7111_G_1 | 7111 | G | 1 |  | Combustion Turbine | IC Engine | WECC_UT | Utah | 49 | Wasatch | 51 | 49051 | 1.4 | 10959 | 2004 | 9999 |  |  | N | Natural Gas | [12 empty] | 0.85 | 0.20238 | 0.20238 | 0.20238 | 0.20238 | [11 empty] | Heber Light & Power Co | 100 | Heber Light & Power Co | 100
natural gas peaker | Heber City | 7111_G_2 | 7111 | G | 2 |  | Combustion Turbine | IC Engine | WECC_UT | Utah | 49 | Wasatch | 51 | 49051 | 1.4 | 10959 | 2004 | 9999 |  |  | N | Natural Gas | [12 empty] | 0.85 | 0.31682 | 0.31682 | 0.31682 | 0.31682 | [11 empty] | Heber Light & Power Co | 100 | Heber Light & Power Co | 100
natural gas peaker | Heber City | 7111_G_11 | 7111 | G | 11 |  | Combustion Turbine | IC Engine | WECC_UT | Utah | 49 | Wasatch | 51 | 49051 | 1.9 | 10745 | 2015 | 9999 |  |  | N | Natural Gas | [13 empty] | 1.061 | 1.061 | 1.061 | 1.061 | [11 empty] | Heber Light & Power Co | 100 | Heber Light & Power Co | 100
natural gas peaker | Heber City | 7111_G_12 | 7111 | G | 12 |  | Combustion Turbine | IC Engine | WECC_UT | Utah | 49 | Wasatch | 51 | 49051 | 2.3 | 10745 | 2015 | 9999 |  |  | N | Natural Gas | [13 empty] | 1.061 | 1.061 | 1.061 | 1.061 | [11 empty] | Heber Light & Power Co | 100 | Heber Light & Power Co | 100
hydro | PEC Headworks | 7113_G_1 | 7113 | G | 1 |  | Hydro |  | WECC_PNW | Washington | 53 | Grant | 25 | 53025 | 6.6 | 0 | 1990 | 9999 |  |  | N | Hydro | [13 empty] | 0 | 0 | 0 | 0 | [11 empty] | Grand Coulee Project Hydroelectric Authority | 100 | East Columbia Basin Irrigation District | 100
hydro | Hoist | 7115_G_2 | 7115 | G | 2 |  | Hydro |  | MIS_WUMS | Michigan | 26 | Marquette | 103 | 26103 | 0.8 | 0 | 1988 | 9999 |  |  | N | Hydro | [13 empty] | 0 | 0 | 0 | 0 | [11 empty] | Upper Peninsula Power Co | 100 | Balfour Beatty Infrastructure Inc | 100
hydro | Hoist | 7115_G_3 | 7115 | G | 3 |  | Hydro |  | MIS_WUMS | Michigan | 26 | Marquette | 103 | 26103 | 1.2 | 0 | 1988 | 9999 |  |  | N | Hydro | [13 empty] | 0 | 0 | 0 | 0 | [11 empty] | Upper Peninsula Power Co | 100 | Balfour Beatty Infrastructure Inc | 100
hydro | McClure Dam | 7116_G_1 | 7116 | G | 1 |  | Hydro |  | MIS_WUMS | Michigan | 26 | Marquette | 103 | 26103 | 2.9 | 0 | 1988 | 9999 |  |  | N | Hydro | [13 empty] | 0 | 0 | 0 | 0 | [11 empty] | Upper Peninsula Power Co | 100 | Balfour Beatty Infrastructure Inc | 100
hydro | McClure Dam | 7116_G_2 | 7116 | G | 2 |  | Hydro |  | MIS_WUMS | Michigan | 26 | Marquette | 103 | 26103 | 2.9 | 0 | 1988 | 9999 |  |  | N | Hydro | [13 empty] | 0 | 0 | 0 | 0 | [11 empty] | Upper Peninsula Power Co | 100 | Balfour Beatty Infrastructure Inc | 100
hydro | Cataract (MI) | 7118_G_1 | 7118 | G | 1 |  | Hydro |  | MIS_WUMS | Michigan | 26 | Marquette | 103 | 26103 | 0.6 | 0 | 1988 | 9999 |  |  | N | Hydro | [13 empty] | 0 | 0 | 0 | 0 | [11 empty] | Upper Peninsula Power Co | 100 | Balfour Beatty Infrastructure Inc | 100
natural gas peaker | Gladstone | 7119_G_1 | 7119 | G | 1 |  | Combustion Turbine |  | MIS_WUMS | Michigan | 26 | Delta | 41 | 26041 | 17 | 16213 | 1975 | 9999 |  |  | N | Distillate Fuel Oil | [12 empty] | 1.67 | 1.01 | 1.01 | 1.01 | 1.01 | [11 empty] | Upper Peninsula Power Co | 100 | Balfour Beatty Infrastructure Inc | 100
0 | Bad Creek | 7125_G_1 | 7125 | G | 1 |  | Pumped Storage |  | S_VACA | South Carolina | 45 | Oconee | 73 | 45073 | 405 | 0 | 1991 | 9999 |  |  | N | Pumped Storage | [13 empty] | 0 | 0 | 0 | 0 | [11 empty] | Duke Energy Carolinas | 100 | Duke Energy Corp | 100
0 | Bad Creek | 7125_G_2 | 7125 | G | 2 |  | Pumped Storage |  | S_VACA | South Carolina | 45 | Oconee | 73 | 45073 | 405 | 0 | 1991 | 9999 |  |  | N | Pumped Storage | [13 empty] | 0 | 0 | 0 | 0 | [11 empty] | Duke Energy Carolinas | 100 | Duke Energy Corp | 100
0 | Bad Creek | 7125_G_3 | 7125 | G | 3 |  | Pumped Storage |  | S_VACA | South Carolina | 45 | Oconee | 73 | 45073 | 405 | 0 | 1991 | 9999 |  |  | N | Pumped Storage | [13 empty] | 0 | 0 | 0 | 0 | [11 empty] | Duke Energy Carolinas | 100 | Duke Energy Corp | 100
0 | Bad Creek | 7125_G_4 | 7125 | G | 4 |  | Pumped Storage |  | S_VACA | South Carolina | 45 | Oconee | 73 | 45073 | 405 | 0 | 1991 | 9999 |  |  | N | Pumped Storage | [13 empty] | 0 | 0 | 0 | 0 | [11 empty] | Duke Energy Carolinas | 100 | Duke Energy Corp | 100
hydro | Wynoochee | 7127_G_1 | 7127 | G | 1 |  | Hydro |  | WECC_PNW | Washington | 53 | Grays Harbor | 27 | 53027 | 15.5 | 0 | 1994 | 9999 |  |  | N | Hydro | [13 empty] | 0 | 0 | 0 | 0 | [11 empty] | Tacoma Public Utilities | 100 | Tacoma Public Utilities | 100
hydro | William F Matson Generating Station | 7128_G_1 | 7128 | G | 1 |  | Hydro |  | PJM_PENE | Pennsylvania | 42 | Huntingdon | 61 | 42061 | 2.4 | 0 | 1988 | 9999 |  |  | N | Hydro | [13 empty] | 0 | 0 | 0 | 0 | [11 empty] | Allegheny Electric Coop Inc | 100 | Allegheny Electric Coop Inc | 100
hydro | William F Matson Generating Station | 7128_G_2 | 7128 | G | 2 |  | Hydro |  | PJM_PENE | Pennsylvania | 42 | Huntingdon | 61 | 42061 | 6 | 0 | 1988 | 9999 |  |  | N | Hydro | [13 empty] | 0 | 0 | 0 | 0 | [11 empty] | Allegheny Electric Coop Inc | 100 | Allegheny Electric Coop Inc | 100
hydro | Thermalito Diverson Dam | 7129_G_TD1 | 7129 | G | TD1 |  | Hydro |  | WEC_CALN | California | 6 | Butte | 7 | 06007 | 3 | 0 | 1987 | 9999 |  |  | N | Hydro | [13 empty] | 0 | 0 | 0 | 0 | [11 empty] | California Dept Water Resources | 100 | California Dept Water Resources | 100
natural gas peaker | Brandon Station | 7131_G_1 | 7131 | G | 1 |  | Combustion Turbine |  | SPP_SPS | Texas | 48 | Lubbock | 303 | 48303 | 20 | 10249 | 1990 | 9999 |  |  | Y | Natural Gas | [12 empty] | 3 | 0.09267 | 0.09267 | 0.09267 | 0.09267 | [11 empty] | Lubbock Power & Light Dept | 100 | Lubbock Power & Light Dept | 100
hydro | Pine View Dam | 7132_G_NA1 | 7132 | G | NA1 |  | Hydro |  | WECC_UT | Utah | 49 | Weber | 57 | 49057 | 1.8 | 0 | 1991 | 9999 |  |  | N | Hydro | [13 empty] | 0 | 0 | 0 | 0 | [11 empty] | Bountiful City Light & Power | 100 | Bountiful City Light & Power | 100
hydro | Whillock | 7135_G_1 | 7135 | G | 1 |  | Hydro |  | MIS_AR | Arkansas | 5 | Conway | 29 | 05029 | 6 | 0 | 1993 | 9999 |  |  | N | Hydro | [13 empty] | 0 | 0 | 0 | 0 | [11 empty] | Arkansas Electric Coop Corp | 100 | Arkansas Electric Coop Corp | 100
hydro | Whillock | 7135_G_2 | 7135 | G | 2 |  | Hydro |  | MIS_AR | Arkansas | 5 | Conway | 29 | 05029 | 6 | 0 | 1993 | 9999 |  |  | N | Hydro | [13 empty] | 0 | 0 | 0 | 0 | [11 empty] | Arkansas Electric Coop Corp | 100 | Arkansas Electric Coop Corp | 100
hydro | Whillock | 7135_G_3 | 7135 | G | 3 |  | Hydro |  | MIS_AR | Arkansas | 5 | Conway | 29 | 05029 | 5 | 0 | 1993 | 9999 |  |  | N | Hydro | [13 empty] | 0 | 0 | 0 | 0 | [11 empty] | Arkansas Electric Coop Corp | 100 | Arkansas Electric Coop Corp | 100
natural gas peaker | Forked River | 7138_G_1 | 7138 | G | 1 | 2945 | Combustion Turbine |  | PJM_EMAC | New Jersey | 34 | Ocean | 29 | 34029 | 34.5 | 14438 | 1989 | 9999 |  |  | N | Natural Gas, Distillate Fuel Oil |  |  |  | H2O | [8 empty] | 0.32 | 0.14101 | 0.14101 | 0.14101 | 0.14101 | [11 empty] | Forked River Power LLC | 100 | Maxim Power Corp | 100
natural gas peaker | Forked River | 7138_G_2 | 7138 | G | 2 | 2946 | Combustion Turbine |  | PJM_EMAC | New Jersey | 34 | Ocean | 29 | 34029 | 32.5 | 14423 | 1989 | 9999 |  |  | N | Natural Gas, Distillate Fuel Oil |  |  |  | DLNB + H2O | [8 empty] | 0.32 | 0.30436 | 0.30436 | 0.30436 | 0.30436 | [11 empty] | Forked River Power LLC | 100 | Maxim Power Corp | 100
natural gas peaker | Pleasant Hill | 7145_G_1 | 7145 | G | 1 | 90077 | Combustion Turbine |  | MIS_MIDA | Iowa | 19 | Polk | 153 | 19153 | 38 | 16482 | 1990 | 9999 |  |  | N | Natural Gas, Distillate Fuel Oil |  |  |  | H2O | [8 empty] | 0.5 | 0.25392 | 0.25392 | 0.25392 | 0.25392 | [11 empty] | MidAmerican Energy Co | 100 | Berkshire Hathaway Inc | 100
natural gas peaker | Pleasant Hill | 7145_G_2 | 7145 | G | 2 | 90078 | Combustion Turbine |  | MIS_MIDA | Iowa | 19 | Polk | 153 | 19153 | 37.8 | 16482 | 1990 | 9999 |  |  | N | Natural Gas, Distillate Fuel Oil |  |  |  | H2O | [8 empty] | 0.5 | 0.25385 | 0.25385 | 0.25385 | 0.25385 | [11 empty] | MidAmerican Energy Co | 100 | Berkshire Hathaway Inc | 100
natural gas peaker | Pleasant Hill | 7145_G_3 | 7145 | G | 3 | 2954 | Combustion Turbine |  | MIS_MIDA | Iowa | 19 | Polk | 153 | 19153 | 79.7 | 16463 | 1994 | 9999 |  |  | N | Natural Gas, Distillate Fuel Oil |  |  |  | H2O | [8 empty] | 0.5 | 0.15756 | 0.15756 | 0.15756 | 0.15756 | [11 empty] | MidAmerican Energy Co | 100 | Berkshire Hathaway Inc | 100
natural gas peaker | Wading River | 7146_G_02 | 7146 | G | 02 | 2956 | Combustion Turbine |  | NY_Z_K | New York | 36 | Suffolk | 103 | 36103 | 76.9 | 14576 | 1989 | 9999 |  |  | N | Distillate Fuel Oil |  |  |  | H2O | [8 empty] | 1.053 | 0.16278 | 0.16278 | 0.16278 | 0.16278 | [11 empty] | National Grid Generation LLC | 100 | National Grid Plc | 100
natural gas peaker | Wading River | 7146_G_03 | 7146 | G | 03 | 2957 | Combustion Turbine |  | NY_Z_K | New York | 36 | Suffolk | 103 | 36103 | 81.7 | 14643 | 1989 | 9999 |  |  | N | Distillate Fuel Oil |  |  |  | H2O | [8 empty] | 1.053 | 0.16278 | 0.16278 | 0.16278 | 0.16278 | [11 empty] | National Grid Generation LLC | 100 | National Grid Plc | 100
natural gas peaker | Wading River | 7146_G_1 | 7146 | G | 1 | 2955 | Combustion Turbine |  | NY_Z_K | New York | 36 | Suffolk | 103 | 36103 | 82 | 14599 | 1989 | 9999 |  |  | N | Distillate Fuel Oil |  |  |  | H2O | [8 empty] | 1.053 | 0.16278 | 0.16278 | 0.16278 | 0.16278 | [11 empty] | National Grid Generation LLC | 100 | National Grid Plc | 100
hydro | Mill Creek 3 | 7147_G_3 | 7147 | G | 3 |  | Hydro |  | WECC_SCE | California | 6 | San Bernardino | 71 | 06071 | 1 | 0 | 1903 | 9999 |  |  | N | Hydro | [13 empty] | 0 | 0 | 0 | 0 | [11 empty] | Southern California Edison Co | 100 | Edison International | 100
hydro | Mill Creek 3 | 7147_G_4 | 7147 | G | 4 |  | Hydro |  | WECC_SCE | California | 6 | San Bernardino | 71 | 06071 | 1 | 0 | 1904 | 9999 |  |  | N | Hydro | [13 empty] | 0 | 0 | 0 | 0 | [11 empty] | Southern California Edison Co | 100 | Edison International | 100
hydro | Mill Creek 3 | 7147_G_5 | 7147 | G | 5 |  | Hydro |  | WECC_SCE | California | 6 | San Bernardino | 71 | 06071 | 1 | 0 | 1904 | 9999 |  |  | N | Hydro | [13 empty] | 0 | 0 | 0 | 0 | [11 empty] | Southern California Edison Co | 100 | Edison International | 100
hydro | Stony Gorge | 7151_G_1 | 7151 | G | 1 |  | Hydro |  | WEC_CALN | California | 6 | Glenn | 21 | 06021 | 2.5 | 0 | 1986 | 9999 |  |  | N | Hydro | [13 empty] | 0 | 0 | 0 | 0 | [11 empty] | Silicon Valley Power | 100 | Santa Clara CA (City of) | 100
hydro | Stony Gorge | 7151_G_2 | 7151 | G | 2 |  | Hydro |  | WEC_CALN | California | 6 | Glenn | 21 | 06021 | 2.5 | 0 | 1986 | 9999 |  |  | N | Hydro | [13 empty] | 0 | 0 | 0 | 0 | [11 empty] | Silicon Valley Power | 100 | Santa Clara CA (City of) | 100
natural gas combined cycle | Hay Road | 7153_G_HR1 | 7153 | G | HR1 | 2964 | Combined Cycle |  | PJM_EMAC | Delaware | 10 | New Castle | 3 | 10003 | 126 | 8104 | 1989 | 9999 |  |  | N | Natural Gas, Distillate Fuel Oil |  |  |  | H2O + OFA | [8 empty] | 0.04 | 0.054397 | 0.054397 | 0.054397 | 0.054397 | [11 empty] | Calpine Mid Atlantic Generation LLC | 100 | Energy Capital Partners | 100
natural gas combined cycle | Hay Road | 7153_G_HR2 | 7153 | G | HR2 | 2965 | Combined Cycle |  | PJM_EMAC | Delaware | 10 | New Castle | 3 | 10003 | 126 | 8104 | 1989 | 9999 |  |  | N | Natural Gas, Distillate Fuel Oil |  |  |  | H2O + OFA | [8 empty] | 0.04 | 0.054397 | 0.054397 | 0.054397 | 0.054397 | [11 empty] | Calpine Mid Atlantic Generation LLC | 100 | Energy Capital Partners | 100
natural gas combined cycle | Hay Road | 7153_G_HR3 | 7153 | G | HR3 | 2963 | Combined Cycle |  | PJM_EMAC | Delaware | 10 | New Castle | 3 | 10003 | 126 | 8104 | 1991 | 9999 |  |  | N | Natural Gas, Distillate Fuel Oil |  |  |  | H2O + OFA | [8 empty] | 0.04 | 0.054397 | 0.054397 | 0.054397 | 0.054397 | [11 empty] | Calpine Mid Atlantic Generation LLC | 100 | Energy Capital Partners | 100
natural gas combined cycle | Hay Road | 7153_G_HR4 | 7153 | G | HR4 | 2963 | Combined Cycle |  | PJM_EMAC | Delaware | 10 | New Castle | 3 | 10003 | 187 | 8104 | 1993 | 9999 |  |  | N | Natural Gas, Distillate Fuel Oil |  |  |  | H2O + OFA | [8 empty] | 0.04 | 0.054397 | 0.054397 | 0.054397 | 0.054397 | [11 empty] | Calpine Mid Atlantic Generation LLC | 100 | Energy Capital Partners | 100
natural gas combined cycle | Hay Road | 7153_G_HR5 | 7153 | G | HR5 | 2966 | Combined Cycle |  | PJM_EMAC | Delaware | 10 | New Castle | 3 | 10003 | 128 | 8104 | 2001 | 9999 |  |  | N | Natural Gas, Distillate Fuel Oil |  |  |  | H2O + OFA | SCR | [7 empty] | 0.04 | 0.022027 | 0.022027 | 0.022027 | 0.022027 | [11 empty] | Calpine Mid Atlantic Generation LLC | 100 | Energy Capital Partners | 100
natural gas combined cycle | Hay Road | 7153_G_HR6 | 7153 | G | HR6 | 2967 | Combined Cycle |  | PJM_EMAC | Delaware | 10 | New Castle | 3 | 10003 | 128 | 8104 | 2001 | 9999 |  |  | N | Natural Gas, Distillate Fuel Oil |  |  |  | H2O + OFA | SCR | [7 empty] | 0.04 | 0.022027 | 0.022027 | 0.022027 | 0.022027 | [11 empty] | Calpine Mid Atlantic Generation LLC | 100 | Energy Capital Partners | 100
natural gas combined cycle | Hay Road | 7153_G_HR7 | 7153 | G | HR7 | 2968 | Combined Cycle |  | PJM_EMAC | Delaware | 10 | New Castle | 3 | 10003 | 128 | 8104 | 2001 | 9999 |  |  | N | Natural Gas, Distillate Fuel Oil |  |  |  | H2O + OFA | SCR | [7 empty] | 0.04 | 0.022027 | 0.022027 | 0.022027 | 0.022027 | [11 empty] | Calpine Mid Atlantic Generation LLC | 100 | Energy Capital Partners | 100
natural gas combined cycle | Hay Road | 7153_G_HR8 | 7153 | G | HR8 | 2966 | Combined Cycle |  | PJM_EMAC | Delaware | 10 | New Castle | 3 | 10003 | 187 | 8104 | 2002 | 9999 |  |  | N | Natural Gas, Distillate Fuel Oil |  |  |  | H2O + OFA | SCR | [7 empty] | 0.04 | 0.022027 | 0.022027 | 0.022027 | 0.022027 | [11 empty] | Calpine Mid Atlantic Generation LLC | 100 | Energy Capital Partners | 100
natural gas peaker | Lime Creek | 7155_G_1 | 7155 | G | 1 | 2969 | Combustion Turbine |  | MIS_IA | Iowa | 19 | Cerro Gordo | 33 | 19033 | 35.6 | 22308 | 1991 | 9999 |  |  | N | Distillate Fuel Oil |  |  |  | H2O | [8 empty] | 2.5 | 0.28736 | 0.28736 | 0.28736 | 0.28736 | [11 empty] | Interstate Power & Light Co | 100 | Alliant Energy Corp | 100
natural gas peaker | Lime Creek | 7155_G_2 | 7155 | G | 2 | 2970 | Combustion Turbine |  | MIS_IA | Iowa | 19 | Cerro Gordo | 33 | 19033 | 34.4 | 22428 | 1991 | 9999 |  |  | N | Distillate Fuel Oil |  |  |  | H2O | [8 empty] | 2.5 | 0.26676 | 0.26676 | 0.26676 | 0.26676 | [11 empty] | Interstate Power & Light Co | 100 | Alliant Energy Corp | 100
natural gas peaker | Woodsdale | 7158_G_GT2 | 7158 | G | GT2 | 2977 | Combustion Turbine |  | PJM_West | Ohio | 39 | Butler | 17 | 39017 | 80 | 18700 | 1992 | 9999 |  |  | N | Natural Gas |  |  |  | H2O | [8 empty] | 0.5 | 0.14308 | 0.14308 | 0.14308 | 0.14308 | [11 empty] | Duke Energy Kentucky | 100 | Duke Energy Corp | 100
natural gas peaker | Woodsdale | 7158_G_GT3 | 7158 | G | GT3 | 2978 | Combustion Turbine |  | PJM_West | Ohio | 39 | Butler | 17 | 39017 | 80 | 18700 | 1992 | 9999 |  |  | N | Natural Gas |  |  |  | H2O | [8 empty] | 0.5 | 0.13948 | 0.13948 | 0.13948 | 0.13948 | [11 empty] | Duke Energy Kentucky | 100 | Duke Energy Corp | 100
natural gas peaker | Woodsdale | 7158_G_GT4 | 7158 | G | GT4 | 2979 | Combustion Turbine |  | PJM_West | Ohio | 39 | Butler | 17 | 39017 | 78 | 19621 | 1992 | 9999 |  |  | N | Natural Gas |  |  |  | H2O | [8 empty] | 0.5 | 0.14031 | 0.14031 | 0.14031 | 0.14031 | [11 empty] | Duke Energy Kentucky | 100 | Duke Energy Corp | 100
natural gas peaker | Woodsdale | 7158_G_GT5 | 7158 | G | GT5 | 2980 | Combustion Turbine |  | PJM_West | Ohio | 39 | Butler | 17 | 39017 | 80 | 18700 | 1992 | 9999 |  |  | N | Natural Gas |  |  |  | H2O | [8 empty] | 0.5 | 0.1338 | 0.1338 | 0.1338 | 0.1338 | [11 empty] | Duke Energy Kentucky | 100 | Duke Energy Corp | 100
natural gas peaker | Woodsdale | 7158_G_GT6 | 7158 | G | GT6 | 2981 | Combustion Turbine |  | PJM_West | Ohio | 39 | Butler | 17 | 39017 | 80 | 18700 | 1992 | 9999 |  |  | N | Natural Gas |  |  |  | H2O | [8 empty] | 0.5 | 0.12459 | 0.12459 | 0.12459 | 0.12459 | [11 empty] | Duke Energy Kentucky | 100 | Duke Energy Corp | 100
natural gas peaker | Woodsdale | 7158_G_GT1 | 7158 | G | GT1 | 2973 | Combustion Turbine |  | PJM_West | Ohio | 39 | Butler | 17 | 39017 | 78 | 19620 | 1993 | 9999 |  |  | N | Natural Gas |  |  |  | H2O | [8 empty] | 0.5 | 0.1296 | 0.1296 | 0.1296 | 0.1296 | [11 empty] | Duke Energy Kentucky | 100 | Duke Energy Corp | 100
natural gas peaker | Concord | 7159_G_1 | 7159 | G | 1 | 2985 | Combustion Turbine |  | MIS_WUMS | Wisconsin | 55 | Jefferson | 55 | 55055 | 90 | 14358 | 1993 | 9999 |  |  | N | Natural Gas, Distillate Fuel Oil |  |  |  | H2O | [8 empty] | 0.002 | 0.0947 | 0.0947 | 0.0947 | 0.0947 | [11 empty] | Wisconsin Electric Power Co | 100 | WEC Energy Group Inc | 100
natural gas peaker | Concord | 7159_G_2 | 7159 | G | 2 | 2986 | Combustion Turbine |  | MIS_WUMS | Wisconsin | 55 | Jefferson | 55 | 55055 | 89.7 | 14359 | 1993 | 9999 |  |  | N | Natural Gas, Distillate Fuel Oil |  |  |  | H2O | [8 empty] | 0.002 | 0.0912 | 0.0912 | 0.0912 | 0.0912 | [11 empty] | Wisconsin Electric Power Co | 100 | WEC Energy Group Inc | 100
natural gas peaker | Concord | 7159_G_3 | 7159 | G | 3 | 2987 | Combustion Turbine |  | MIS_WUMS | Wisconsin | 55 | Jefferson | 55 | 55055 | 90.7 | 14358 | 1994 | 9999 |  |  | N | Natural Gas, Distillate Fuel Oil |  |  |  | H2O | [8 empty] | 0.002 | 0.07831 | 0.07831 | 0.07831 | 0.07831 | [11 empty] | Wisconsin Electric Power Co | 100 | WEC Energy Group Inc | 100
natural gas peaker | Concord | 7159_G_4 | 7159 | G | 4 | 2988 | Combustion Turbine |  | MIS_WUMS | Wisconsin | 55 | Jefferson | 55 | 55055 | 91.2 | 14358 | 1994 | 9999 |  |  | N | Natural Gas, Distillate Fuel Oil |  |  |  | H2O | [8 empty] | 0.002 | 0.09071 | 0.09071 | 0.09071 | 0.09071 | [11 empty] | Wisconsin Electric Power Co | 100 | WEC Energy Group Inc | 100
0 | Waddell | 7164_G_PG3 | 7164 | G | PG3 |  | Pumped Storage |  | WECC_AZ | Arizona | 4 | Maricopa | 13 | 04013 | 10 | 0 | 1993 | 9999 |  |  | N | Pumped Storage | [13 empty] | 0 | 0 | 0 | 0 | [11 empty] | U S Bureau of Reclamation | 100 | U S Bureau of Reclamation | 100
0 | Waddell | 7164_G_PG6 | 7164 | G | PG6 |  | Pumped Storage |  | WECC_AZ | Arizona | 4 | Maricopa | 13 | 04013 | 10 | 0 | 1993 | 9999 |  |  | N | Pumped Storage | [13 empty] | 0 | 0 | 0 | 0 | [11 empty] | U S Bureau of Reclamation | 100 | U S Bureau of Reclamation | 100
0 | Waddell | 7164_G_PG7 | 7164 | G | PG7 |  | Pumped Storage |  | WECC_AZ | Arizona | 4 | Maricopa | 13 | 04013 | 10 | 0 | 1993 | 9999 |  |  | N | Pumped Storage | [13 empty] | 0 | 0 | 0 | 0 | [11 empty] | U S Bureau of Reclamation | 100 | U S Bureau of Reclamation | 100
0 | Waddell | 7164_G_PS1 | 7164 | G | PS1 |  | Pumped Storage |  | WECC_AZ | Arizona | 4 | Maricopa | 13 | 04013 | 10 | 0 | 1993 | 9999 |  |  | N | Pumped Storage | [13 empty] | 0 | 0 | 0 | 0 | [11 empty] | U S Bureau of Reclamation | 100 | U S Bureau of Reclamation | 100
hydro | Murray | 7166_G_1 | 7166 | G | 1 |  | Hydro |  | MIS_AR | Arkansas | 5 | Pulaski | 119 | 05119 | 21.2 | 0 | 1988 | 9999 |  |  | N | Hydro | [13 empty] | 0 | 0 | 0 | 0 | [11 empty] | North Little Rock AR (City of) | 100 | North Little Rock AR (City of) | 100
hydro | Murray | 7166_G_2 | 7166 | G | 2 |  | Hydro |  | MIS_AR | Arkansas | 5 | Pulaski | 119 | 05119 | 21.2 | 0 | 1988 | 9999 |  |  | N | Hydro | [13 empty] | 0 | 0 | 0 | 0 | [11 empty] | North Little Rock AR (City of) | 100 | North Little Rock AR (City of) | 100
hydro | Headgate Rock | 7179_G_1 | 7179 | G | 1 |  | Hydro |  | WECC_AZ | Arizona | 4 | La Paz | 12 | 04012 | 6.5 | 0 | 1993 | 9999 |  |  | N | Hydro | [13 empty] | 0 | 0 | 0 | 0 | [11 empty] | Colorado River Indian Irrigation Project | 100 | Colorado River Indian Irrigation Project | 100
hydro | Headgate Rock | 7179_G_2 | 7179 | G | 2 |  | Hydro |  | WECC_AZ | Arizona | 4 | La Paz | 12 | 04012 | 6.5 | 0 | 1993 | 9999 |  |  | N | Hydro | [13 empty] | 0 | 0 | 0 | 0 | [11 empty] | Colorado River Indian Irrigation Project | 100 | Colorado River Indian Irrigation Project | 100
hydro | Headgate Rock | 7179_G_3 | 7179 | G | 3 |  | Hydro |  | WECC_AZ | Arizona | 4 | La Paz | 12 | 04012 | 6.5 | 0 | 1993 | 9999 |  |  | N | Hydro | [13 empty] | 0 | 0 | 0 | 0 | [11 empty] | Colorado River Indian Irrigation Project | 100 | Colorado River Indian Irrigation Project | 100
hydro | Whiskeytown | 7189_G_1 | 7189 | G | 1 |  | Hydro |  | WEC_CALN | California | 6 | Shasta | 89 | 06089 | 3.5 | 0 | 1986 | 9999 |  |  | N | Hydro | [13 empty] | 0 | 0 | 0 | 0 | [11 empty] | Redding Electric Utility | 100 | Redding Electric Utility | 100
hydro | Milner Hydro | 7190_G_1 | 7190 | G | 1 |  | Hydro |  | WECC_ID | Idaho | 16 | Cassia | 31 | 16031 | 47.8 | 0 | 1992 | 9999 |  |  | N | Hydro | [13 empty] | 0 | 0 | 0 | 0 | [11 empty] | Idaho Power Co | 100 | IDACORP Inc | 100
hydro | Milner Hydro | 7190_G_2 | 7190 | G | 2 |  | Hydro |  | WECC_ID | Idaho | 16 | Cassia | 31 | 16031 | 12.5 | 0 | 1992 | 9999 |  |  | N | Hydro | [13 empty] | 0 | 0 | 0 | 0 | [11 empty] | Idaho Power Co | 100 | IDACORP Inc | 100
hydro | Milner Hydro | 7190_G_3 | 7190 | G | 3 |  | Hydro |  | WECC_ID | Idaho | 16 | Cassia | 31 | 16031 | 0.8 | 0 | 1992 | 9999 |  |  | N | Hydro | [13 empty] | 0 | 0 | 0 | 0 | [11 empty] | Idaho Power Co | 100 | IDACORP Inc | 100
hydro | Tallassee Hydro Project | 7191_G_1 | 7191 | G | 1 |  | Hydro |  | S_SOU | Georgia | 13 | Clarke | 59 | 13059 | 2 | 0 | 1986 | 9999 |  |  | N | Hydro | [13 empty] | 0 | 0 | 0 | 0 | [11 empty] | Tallassee Shoals LLC | 100 | Tallassee Shoals LLC | 100
hydro | Tallassee Hydro Project | 7191_G_2 | 7191 | G | 2 |  | Hydro |  | S_SOU | Georgia | 13 | Clarke | 59 | 13059 | 0.1 | 0 | 1986 | 9999 |  |  | N | Hydro | [13 empty] | 0 | 0 | 0 | 0 | [11 empty] | Tallassee Shoals LLC | 100 | Tallassee Shoals LLC | 100
hydro | Robert D Willis | 7200_G_1 | 7200 | G | 1 |  | Hydro |  | MIS_WOTA | Texas | 48 | Jasper | 241 | 48241 | 4 | 0 | 1989 | 9999 |  |  | N | Hydro | [13 empty] | 0 | 0 | 0 | 0 | [11 empty] | USACE Fort Worth District | 100 | U S Army Corps of Engineers | 100
hydro | Robert D Willis | 7200_G_2 | 7200 | G | 2 |  | Hydro |  | MIS_WOTA | Texas | 48 | Jasper | 241 | 48241 | 4 | 0 | 1989 | 9999 |  |  | N | Hydro | [13 empty] | 0 | 0 | 0 | 0 | [11 empty] | USACE Fort Worth District | 100 | U S Army Corps of Engineers | 100
natural gas peaker | South Fond Du Lac | 7203_G_CT1 | 7203 | G | CT1 | 2999 | Combustion Turbine |  | MIS_WUMS | Wisconsin | 55 | Fond Du Lac | 39 | 55039 | 79.6 | 13955 | 1993 | 9999 |  |  | N | Natural Gas, Distillate Fuel Oil |  |  |  | H2O | [9 empty] | 0.12302 | 0.12302 | 0.12302 | 0.12302 | [11 empty] | Wisconsin Power & Light Co | 100 | Alliant Energy Corp | 100
natural gas peaker | South Fond Du Lac | 7203_G_CT2 | 7203 | G | CT2 | 3000 | Combustion Turbine |  | MIS_WUMS | Wisconsin | 55 | Fond Du Lac | 39 | 55039 | 79 | 13959 | 1994 | 9999 |  |  | N | Natural Gas, Distillate Fuel Oil |  |  |  | H2O | [9 empty] | 0.12597 | 0.12597 | 0.12597 | 0.12597 | [11 empty] | Wisconsin Power & Light Co | 100 | Alliant Energy Corp | 100
natural gas peaker | South Fond Du Lac | 7203_G_CT3 | 7203 | G | CT3 | 3001 | Combustion Turbine |  | MIS_WUMS | Wisconsin | 55 | Fond Du Lac | 39 | 55039 | 81 | 13964 | 1994 | 9999 |  |  | N | Natural Gas, Distillate Fuel Oil |  |  |  | H2O | [9 empty] | 0.08743 | 0.08743 | 0.08743 | 0.08743 | [11 empty] | Wisconsin Power & Light Co | 100 | Alliant Energy Corp | 100
natural gas peaker | South Fond Du Lac | 7203_G_CT4 | 7203 | G | CT4 | 3002 | Combustion Turbine |  | MIS_WUMS | Wisconsin | 55 | Fond Du Lac | 39 | 55039 | 82.7 | 13949 | 1996 | 9999 |  |  | N | Natural Gas, Distillate Fuel Oil |  |  |  | H2O | [9 empty] | 0.11616 | 0.11616 | 0.11616 | 0.11616 | [11 empty] | Wisconsin Power & Light Co | 100 | Alliant Energy Corp | 100
hard coal | Cope | 7210_B_COP1 | 7210 | B | COP1 | 3006 | Coal Steam |  | S_VACA | South Carolina | 45 | Orangeburg | 75 | 45075 | 415 | 9502 | 1996 | 9999 | tangential | dry | N | Bituminous | Dry Scrubber | 1996 | 0.95 | LNC2 | SCR | 2008 |  | B | NA | ACI | 2016 |  | 0.25 | 0.2662 | 0.09844 | 0.2662 | 0.09844 | 0.1 | 0.1 | 0.1 | 0.99 |  |  |  |  | C2G | 2019 |  | Dominion Energy South Carolina | 100 | Dominion Energy Inc | 100
natural gas peaker | Darbytown | 7212_G_1 | 7212 | G | 1 | 88242 | Combustion Turbine |  | PJM_Dom | Virginia | 51 | Henrico | 87 | 51087 | 84 | 12340 | 1990 | 9999 |  |  | N | Natural Gas, Distillate Fuel Oil |  |  |  | H2O | [8 empty] | 2.64 | 0.15336 | 0.15336 | 0.15336 | 0.15336 | [11 empty] | Virginia Electric & Power Co | 100 | Dominion Energy Inc | 100
natural gas peaker | Darbytown | 7212_G_2 | 7212 | G | 2 | 88243 | Combustion Turbine |  | PJM_Dom | Virginia | 51 | Henrico | 87 | 51087 | 84 | 12340 | 1990 | 9999 |  |  | N | Natural Gas, Distillate Fuel Oil |  |  |  | H2O | [8 empty] | 2.64 | 0.15519 | 0.15519 | 0.15519 | 0.15519 | [11 empty] | Virginia Electric & Power Co | 100 | Dominion Energy Inc | 100
natural gas peaker | Darbytown | 7212_G_3 | 7212 | G | 3 | 88244 | Combustion Turbine |  | PJM_Dom | Virginia | 51 | Henrico | 87 | 51087 | 84 | 12340 | 1990 | 9999 |  |  | N | Natural Gas, Distillate Fuel Oil |  |  |  | H2O | [8 empty] | 2.64 | 0.15558 | 0.15558 | 0.15558 | 0.15558 | [11 empty] | Virginia Electric & Power Co | 100 | Dominion Energy Inc | 100
natural gas peaker | Darbytown | 7212_G_4 | 7212 | G | 4 | 88245 | Combustion Turbine |  | PJM_Dom | Virginia | 51 | Henrico | 87 | 51087 | 84 | 12340 | 1990 | 9999 |  |  | N | Natural Gas, Distillate Fuel Oil |  |  |  | H2O | [8 empty] | 2.64 | 0.15353 | 0.15353 | 0.15353 | 0.15353 | [11 empty] | Virginia Electric & Power Co | 100 | Dominion Energy Inc | 100
hard coal | Clover | 7213_B_1 | 7213 | B | 1 | 3007 | Coal Steam |  | PJM_Dom | Virginia | 51 | Halifax | 83 | 51083 | 440 | 10106 | 1995 | 2045 | tangential | dry | N | Bituminous | Wet Scrubber | 1995 | 0.94 | LNB + OFA | SNCR |  | 1995 | B + WS | NA |  |  |  | 0.1 | 0.31341 | 0.28371 | 0.1469 | 0.13298 | 0.05 | 0.1 | 0.56 | 0.99 | [7 empty] | Old Dominion Electric Coop | 50 | Dominion Energy Inc | 50
hard coal | Clover | 7213_B_2 | 7213 | B | 2 | 3008 | Coal Steam |  | PJM_Dom | Virginia | 51 | Halifax | 83 | 51083 | 437 | 10086 | 1996 | 9999 | tangential | dry | N | Bituminous | Wet Scrubber | 1996 | 0.94 | LNB + OFA | SNCR |  | 1996 | B + WS | NA |  |  |  | 0.1 | 0.3005 | 0.28043 | 0.1469 | 0.13709 | 0.05 | 0.1 | 0.56 | 0.99 | [7 empty] | Old Dominion Electric Coop | 50 | Dominion Energy Inc | 50
hydro | Black Butte | 7229_G_1 | 7229 | G | 1 |  | Hydro |  | WEC_CALN | California | 6 | Tehama | 103 | 06103 | 6.1 | 0 | 1988 | 9999 |  |  | N | Hydro | [13 empty] | 0 | 0 | 0 | 0 | [11 empty] | Silicon Valley Power | 100 | Santa Clara CA (City of) | 100
natural gas peaker | Gianera | 7231_G_2 | 7231 | G | 2 |  | Combustion Turbine |  | WEC_CALN | California | 6 | Santa Clara | 85 | 06085 | 24.8 | 15362 | 1986 | 9999 |  |  | N | Natural Gas, Distillate Fuel Oil | [12 empty] | 0.74 | 0.13818 | 0.13818 | 0.13818 | 0.13818 | [11 empty] | Silicon Valley Power | 100 | Santa Clara CA (City of) | 100
natural gas peaker | Gianera | 7231_G_1 | 7231 | G | 1 |  | Combustion Turbine |  | WEC_CALN | California | 6 | Santa Clara | 85 | 06085 | 24.8 | 15358 | 1987 | 9999 |  |  | N | Natural Gas, Distillate Fuel Oil | [12 empty] | 0.74 | 0.13818 | 0.13818 | 0.13818 | 0.13818 | [11 empty] | Silicon Valley Power | 100 | Santa Clara CA (City of) | 100
natural gas peaker | Santa Clara Cogen | 7232_G_1 | 7232 | G | 1 |  | Combustion Turbine |  | WEC_CALN | California | 6 | Santa Clara | 85 | 06085 | 3.5 | 11744 | 1982 | 9999 |  |  | Y | Natural Gas | [12 empty] | 0.74 | 0.47388 | 0.47388 | 0.47388 | 0.47388 | [11 empty] | Silicon Valley Power | 100 | Santa Clara CA (City of) | 100
natural gas peaker | Santa Clara Cogen | 7232_G_2 | 7232 | G | 2 |  | Combustion Turbine |  | WEC_CALN | California | 6 | Santa Clara | 85 | 06085 | 3.5 | 11744 | 1982 | 9999 |  |  | Y | Natural Gas | [12 empty] | 0.74 | 0.47388 | 0.47388 | 0.47388 | 0.47388 | [11 empty] | Silicon Valley Power | 100 | Santa Clara CA (City of) | 100
hydro | Tesla | 7233_G_1 | 7233 | G | 1 |  | Hydro |  | WECC_CO | Colorado | 8 | El Paso | 41 | 08041 | 28 | 0 | 1997 | 9999 |  |  | N | Hydro | [13 empty] | 0 | 0 | 0 | 0 | [11 empty] | Colorado Springs Utilities | 100 | Colorado Springs Utilities | 100
natural gas peaker | Angus Anson | 7237_G_4 | 7237 | G | 4 | 89387 | Combustion Turbine |  | MIS_MNWI | South Dakota | 46 | Minnehaha | 99 | 46099 | 147 | 12119 | 2005 | 9999 |  |  | N | Natural Gas |  |  |  | DLNB | [8 empty] | 3 | 0.0324 | 0.0324 | 0.0324 | 0.0324 | [11 empty] | Northern States Power Co (Minnesota) | 100 | Xcel Energy Inc | 100
natural gas peaker | Cane Island | 7238_G_1 | 7238 | G | 1 | 3043 | Combustion Turbine |  | FRCC | Florida | 12 | Osceola | 97 | 12097 | 32 | 14064 | 1994 | 9999 |  |  | N | Natural Gas, Distillate Fuel Oil |  |  |  | H2O | [8 empty] | 0.006 | 0.08996 | 0.08996 | 0.08996 | 0.08996 | [11 empty] | Florida Municipal Power Agency | 50 | Florida Municipal Power Agency | 50
natural gas combined cycle | Cane Island | 7238_G_2 | 7238 | G | 2 | 3044 | Combined Cycle |  | FRCC | Florida | 12 | Osceola | 97 | 12097 | 69 | 7384 | 1995 | 9999 |  |  | N | Natural Gas, Distillate Fuel Oil |  |  |  | DLNB + H2O | [8 empty] | 0.006 | 0.025877 | 0.025877 | 0.025877 | 0.025877 | [11 empty] | Florida Municipal Power Agency | 50 | Florida Municipal Power Agency | 50
natural gas combined cycle | Cane Island | 7238_G_2A | 7238 | G | 2A | 3044 | Combined Cycle |  | FRCC | Florida | 12 | Osceola | 97 | 12097 | 39 | 7384 | 1995 | 9999 | other |  | N | Natural Gas, Distillate Fuel Oil |  |  |  | LNB | [8 empty] | 0.006 | 0.025877 | 0.025877 | 0.025877 | 0.025877 | [11 empty] | Florida Municipal Power Agency | 50 | Florida Municipal Power Agency | 50
natural gas combined cycle | Cane Island | 7238_G_3 | 7238 | G | 3 | 3045 | Combined Cycle |  | FRCC | Florida | 12 | Osceola | 97 | 12097 | 150 | 7384 | 2002 | 9999 |  |  | N | Natural Gas, Distillate Fuel Oil |  |  |  | DLNB + H2O | SCR | [7 empty] | 0.006 | 0.0092031 | 0.0092031 | 0.0092031 | 0.0092031 | [11 empty] | Florida Municipal Power Agency | 50 | Florida Municipal Power Agency | 50
natural gas combined cycle | Cane Island | 7238_G_3A | 7238 | G | 3A | 3045 | Combined Cycle |  | FRCC | Florida | 12 | Osceola | 97 | 12097 | 90 | 7384 | 2002 | 9999 |  |  | N | Natural Gas, Distillate Fuel Oil |  |  |  | DLNB + H2O | SCR | [7 empty] | 0.006 | 0.0092031 | 0.0092031 | 0.0092031 | 0.0092031 | [11 empty] | Florida Municipal Power Agency | 50 | Florida Municipal Power Agency | 50
natural gas combined cycle | Cane Island | 7238_G_4 | 7238 | G | 4 | 90643 | Combined Cycle |  | FRCC | Florida | 12 | Osceola | 97 | 12097 | 160 | 7384 | 2011 | 9999 |  |  | N | Natural Gas |  |  |  | DLNB | SCR | [7 empty] | 0.001 | 0.0054882 | 0.0054882 | 0.0054882 | 0.0054882 | [11 empty] | Florida Municipal Power Agency | 100 | Florida Municipal Power Agency | 100
natural gas combined cycle | Cane Island | 7238_G_4A | 7238 | G | 4A | 90643 | Combined Cycle |  | FRCC | Florida | 12 | Osceola | 97 | 12097 | 130 | 7384 | 2011 | 9999 |  |  | N | Natural Gas |  |  |  | LNB | SCR | [7 empty] | 0.001 | 0.0054882 | 0.0054882 | 0.0054882 | 0.0054882 | [11 empty] | Florida Municipal Power Agency | 100 | Florida Municipal Power Agency | 100
hard coal | Polk | 7242_G_1CA | 7242 | G | 1CA | 3047 | IGCC |  | FRCC | Florida | 12 | Polk | 105 | 12105 | 59 | 10105 | 1996 | 9999 |  |  | N | Bituminous |  |  | 0.95 | NDI | [8 empty] | 0.17 | 0.12659 | 0.12659 | 0.12659 | 0.12659 | 0.1 | 0.1 | 0.1 | 0.99 | [7 empty] | Tampa Electric Co | 100 | TECO Energy Inc | 100
hard coal | Polk | 7242_G_1CT | 7242 | G | 1CT | 3047 | IGCC |  | FRCC | Florida | 12 | Polk | 105 | 12105 | 161 | 10105 | 1996 | 9999 |  |  | N | Bituminous |  |  | 0.95 | NDI | [8 empty] | 0.17 | 0.12659 | 0.12659 | 0.12659 | 0.12659 | 0.1 | 0.1 | 0.1 | 0.99 | [7 empty] | Tampa Electric Co | 100 | TECO Energy Inc | 100
natural gas combined cycle | Polk | 7242_G_2 | 7242 | G | 2 | 3048 | Combined Cycle |  | FRCC | Florida | 12 | Polk | 105 | 12105 | 150 | 7482 | 2000 | 9999 |  |  | N | Natural Gas, Distillate Fuel Oil |  |  |  | DLNB + H2O | SCR | [7 empty] | 0.06 | 0.0075598 | 0.0075598 | 0.0075598 | 0.0075598 | [11 empty] | Tampa Electric Co | 100 | TECO Energy Inc | 100
natural gas combined cycle | Polk | 7242_G_3 | 7242 | G | 3 | 3049 | Combined Cycle |  | FRCC | Florida | 12 | Polk | 105 | 12105 | 150 | 7482 | 2002 | 9999 |  |  | N | Natural Gas, Distillate Fuel Oil |  |  |  | DLNB + H2O | SCR | [7 empty] | 0.06 | 0.0075598 | 0.0075598 | 0.0075598 | 0.0075598 | [11 empty] | Tampa Electric Co | 100 | TECO Energy Inc | 100
natural gas combined cycle | Polk | 7242_G_4 | 7242 | G | 4 | 3050 | Combined Cycle |  | FRCC | Florida | 12 | Polk | 105 | 12105 | 150 | 7482 | 2007 | 9999 |  |  | N | Natural Gas, Distillate Fuel Oil |  |  |  | DLNB | SCR | [7 empty] | 0.005 | 0.0075598 | 0.0075598 | 0.0075598 | 0.0075598 | [11 empty] | Tampa Electric Co | 100 | TECO Energy Inc | 100
natural gas combined cycle | Polk | 7242_G_5 | 7242 | G | 5 | 90101 | Combined Cycle |  | FRCC | Florida | 12 | Polk | 105 | 12105 | 150 | 7482 | 2007 | 9999 |  |  | N | Natural Gas, Distillate Fuel Oil |  |  |  | DLNB | SCR | [7 empty] | 0.005 | 0.0075598 | 0.0075598 | 0.0075598 | 0.0075598 | [11 empty] | Tampa Electric Co | 100 | TECO Energy Inc | 100
natural gas combined cycle | Polk | 7242_G_2CC | 7242 | G | 2CC | 3048 | Combined Cycle |  | FRCC | Florida | 12 | Polk | 105 | 12105 | 461 | 7482 | 2017 | 9999 |  |  | N | Natural Gas, Distillate Fuel Oil |  |  |  |  | SCR | [8 empty] | 0.0075598 | 0.0075598 | 0.0075598 | 0.0075598 | [11 empty] | Tampa Electric Co | 100 | TECO Energy Inc | 100
hydro | Dam 2 | 7246_G_1 | 7246 | G | 1 |  | Hydro |  | MIS_AR | Arkansas | 5 | Desha | 41 | 05041 | 11 | 0 | 1999 | 9999 |  |  | N | Hydro | [13 empty] | 0 | 0 | 0 | 0 | [11 empty] | Arkansas Electric Coop Corp | 100 | Arkansas Electric Coop Corp | 100
hydro | Dam 2 | 7246_G_2 | 7246 | G | 2 |  | Hydro |  | MIS_AR | Arkansas | 5 | Desha | 41 | 05041 | 12 | 0 | 1999 | 9999 |  |  | N | Hydro | [13 empty] | 0 | 0 | 0 | 0 | [11 empty] | Arkansas Electric Coop Corp | 100 | Arkansas Electric Coop Corp | 100
hydro | Dam 2 | 7246_G_3 | 7246 | G | 3 |  | Hydro |  | MIS_AR | Arkansas | 5 | Desha | 41 | 05041 | 12 | 0 | 1999 | 9999 |  |  | N | Hydro | [13 empty] | 0 | 0 | 0 | 0 | [11 empty] | Arkansas Electric Coop Corp | 100 | Arkansas Electric Coop Corp | 100
natural gas peaker | Watertown Power Plant | 7247_G_1 | 7247 | G | 1 |  | Combustion Turbine |  | SPP_WAUE | South Dakota | 46 | Codington | 29 | 46029 | 50 | 24198 | 1978 | 9999 |  |  | N | Distillate Fuel Oil | [12 empty] | 3 | 1.01 | 1.01 | 1.01 | 1.01 | [11 empty] | Missouri River Energy Services | 100 | Missouri River Energy Services | 100
hydro | Skookumchuck | 7259_G_1 | 7259 | G | 1 |  | Hydro |  | WECC_PNW | Washington | 53 | Thurston | 67 | 53067 | 1 | 0 | 1990 | 9999 |  |  | N | Hydro | [13 empty] | 0 | 0 | 0 | 0 | [11 empty] | TransAlta Utilities Corp | 100 | TransAlta Corp | 100
natural gas peaker | Woodland | 7266_G_NA1 | 7266 | G | NA1 | 3065 | Combustion Turbine |  | WEC_BANC | California | 6 | Stanislaus | 99 | 06099 | 45 | 10745 | 1993 | 9999 |  |  | N | Natural Gas, Distillate Fuel Oil |  |  |  | H2O + STM | SCR | [7 empty] | 0.74 | 0.01086 | 0.01086 | 0.01086 | 0.01086 | [11 empty] | Modesto Irrigation District | 100 | Modesto Irrigation District | 100
natural gas combined cycle | Woodland | 7266_G_2 | 7266 | G | 2 | 9046 | Combined Cycle |  | WEC_BANC | California | 6 | Stanislaus | 99 | 06099 | 33 | 8004 | 2003 | 9999 |  |  | N | Natural Gas |  |  |  | H2O | SCR | [8 empty] | 0.0067851 | 0.0067851 | 0.0067851 | 0.0067851 | [11 empty] | Modesto Irrigation District | 100 | Modesto Irrigation District | 100
natural gas combined cycle | Woodland | 7266_G_3 | 7266 | G | 3 | 9046 | Combined Cycle |  | WEC_BANC | California | 6 | Stanislaus | 99 | 06099 | 50 | 8004 | 2003 | 9999 |  |  | N | Natural Gas |  |  |  | H2O | SCR | [8 empty] | 0.0067851 | 0.0067851 | 0.0067851 | 0.0067851 | [11 empty] | Modesto Irrigation District | 100 | Modesto Irrigation District | 100
natural gas peaker | Woodland | 7266_G_3A | 7266 | G | 3A |  | Combustion Turbine | IC Engine | WEC_BANC | California | 6 | Stanislaus | 99 | 06099 | 8.2 | 10745 | 2011 | 9999 |  |  | N | Natural Gas | [13 empty] | 0.2046 | 0.2046 | 0.2046 | 0.2046 | [11 empty] | Modesto Irrigation District | 100 | Modesto Irrigation District | 100
natural gas peaker | Woodland | 7266_G_3B | 7266 | G | 3B |  | Combustion Turbine | IC Engine | WEC_BANC | California | 6 | Stanislaus | 99 | 06099 | 8.2 | 10745 | 2011 | 9999 |  |  | N | Natural Gas | [13 empty] | 0.2046 | 0.2046 | 0.2046 | 0.2046 | [11 empty] | Modesto Irrigation District | 100 | Modesto Irrigation District | 100
natural gas peaker | Woodland | 7266_G_3C | 7266 | G | 3C |  | Combustion Turbine | IC Engine | WEC_BANC | California | 6 | Stanislaus | 99 | 06099 | 8.2 | 10745 | 2011 | 9999 |  |  | N | Natural Gas | [13 empty] | 0.2046 | 0.2046 | 0.2046 | 0.2046 | [11 empty] | Modesto Irrigation District | 100 | Modesto Irrigation District | 100
natural gas peaker | Woodland | 7266_G_3D | 7266 | G | 3D |  | Combustion Turbine | IC Engine | WEC_BANC | California | 6 | Stanislaus | 99 | 06099 | 8.2 | 10745 | 2011 | 9999 |  |  | N | Natural Gas | [13 empty] | 0.2046 | 0.2046 | 0.2046 | 0.2046 | [11 empty] | Modesto Irrigation District | 100 | Modesto Irrigation District | 100
natural gas peaker | Woodland | 7266_G_3E | 7266 | G | 3E |  | Combustion Turbine | IC Engine | WEC_BANC | California | 6 | Stanislaus | 99 | 06099 | 8.2 | 10745 | 2011 | 9999 |  |  | N | Natural Gas | [13 empty] | 0.2046 | 0.2046 | 0.2046 | 0.2046 | [11 empty] | Modesto Irrigation District | 100 | Modesto Irrigation District | 100
natural gas peaker | Woodland | 7266_G_3F | 7266 | G | 3F |  | Combustion Turbine | IC Engine | WEC_BANC | California | 6 | Stanislaus | 99 | 06099 | 8.2 | 10745 | 2011 | 9999 |  |  | N | Natural Gas | [13 empty] | 0.2046 | 0.2046 | 0.2046 | 0.2046 | [11 empty] | Modesto Irrigation District | 100 | Modesto Irrigation District | 100
natural gas peaker | 491 E 48th Street | 7268_G_7 | 7268 | G | 7 | 3062 | Combustion Turbine |  | MIS_LMI | Michigan | 26 | Allegan | 5 | 26005 | 32 | 17570 | 1992 | 9999 |  |  | N | Natural Gas, Distillate Fuel Oil |  |  |  | H2O | [8 empty] | 1.67 | 0.11794 | 0.11794 | 0.11794 | 0.11794 | [11 empty] | Holland Board of Public Works | 100 | Holland Board of Public Works | 100
natural gas peaker | 491 E 48th Street | 7268_G_8 | 7268 | G | 8 | 3063 | Combustion Turbine |  | MIS_LMI | Michigan | 26 | Allegan | 5 | 26005 | 32 | 17570 | 1992 | 9999 |  |  | N | Natural Gas, Distillate Fuel Oil |  |  |  | H2O | [8 empty] | 1.67 | 0.12167 | 0.12167 | 0.12167 | 0.12167 | [11 empty] | Holland Board of Public Works | 100 | Holland Board of Public Works | 100
natural gas peaker | 491 E 48th Street | 7268_G_9 | 7268 | G | 9 | 3064 | Combustion Turbine |  | MIS_LMI | Michigan | 26 | Allegan | 5 | 26005 | 72 | 17570 | 2000 | 9999 |  |  | N | Natural Gas |  |  |  | DLNB | [8 empty] | 1.67 | 0.03324 | 0.03324 | 0.03324 | 0.03324 | [11 empty] | Holland Board of Public Works | 100 | Holland Board of Public Works | 100
natural gas peaker | Paris (WI) | 7270_G_1 | 7270 | G | 1 | 3066 | Combustion Turbine |  | MIS_WUMS | Wisconsin | 55 | Kenosha | 59 | 55059 | 91 | 14302 | 1995 | 9999 |  |  | N | Natural Gas, Distillate Fuel Oil |  |  |  | H2O | [8 empty] | 0.052 | 0.07358 | 0.07358 | 0.07358 | 0.07358 | [11 empty] | Wisconsin Electric Power Co | 100 | WEC Energy Group Inc | 100
natural gas peaker | Paris (WI) | 7270_G_2 | 7270 | G | 2 | 3067 | Combustion Turbine |  | MIS_WUMS | Wisconsin | 55 | Kenosha | 59 | 55059 | 89.1 | 14304 | 1995 | 9999 |  |  | N | Natural Gas, Distillate Fuel Oil |  |  |  | H2O | [8 empty] | 0.052 | 0.10408 | 0.10408 | 0.10408 | 0.10408 | [11 empty] | Wisconsin Electric Power Co | 100 | WEC Energy Group Inc | 100
natural gas peaker | Paris (WI) | 7270_G_3 | 7270 | G | 3 | 3068 | Combustion Turbine |  | MIS_WUMS | Wisconsin | 55 | Kenosha | 59 | 55059 | 91.8 | 14301 | 1995 | 9999 |  |  | N | Natural Gas, Distillate Fuel Oil |  |  |  | H2O | [8 empty] | 0.052 | 0.07711 | 0.07711 | 0.07711 | 0.07711 | [11 empty] | Wisconsin Electric Power Co | 100 | WEC Energy Group Inc | 100
natural gas peaker | Paris (WI) | 7270_G_4 | 7270 | G | 4 | 3069 | Combustion Turbine |  | MIS_WUMS | Wisconsin | 55 | Kenosha | 59 | 55059 | 90.8 | 14302 | 1995 | 9999 |  |  | N | Natural Gas, Distillate Fuel Oil |  |  |  | H2O | [8 empty] | 0.052 | 0.08014 | 0.08014 | 0.08014 | 0.08014 | [11 empty] | Wisconsin Electric Power Co | 100 | WEC Energy Group Inc | 100
natural gas peaker | Lincoln Combustion | 7277_G_1 | 7277 | G | 1 | 3070 | Combustion Turbine |  | S_VACA | North Carolina | 37 | Lincoln | 109 | 37109 | 76 | 14183 | 1995 | 9999 |  |  | N | Natural Gas, Distillate Fuel Oil |  |  |  | H2O | [8 empty] | 2.3 | 0.0827 | 0.0827 | 0.0827 | 0.0827 | [11 empty] | Duke Energy Carolinas | 100 | Duke Energy Corp | 100
natural gas peaker | Lincoln Combustion | 7277_G_10 | 7277 | G | 10 | 3071 | Combustion Turbine |  | S_VACA | North Carolina | 37 | Lincoln | 109 | 37109 | 75 | 14178 | 1995 | 9999 |  |  | N | Natural Gas, Distillate Fuel Oil |  |  |  | H2O | [8 empty] | 2.3 | 0.08285 | 0.08285 | 0.08285 | 0.08285 | [11 empty] | Duke Energy Carolinas | 100 | Duke Energy Corp | 100
natural gas peaker | Lincoln Combustion | 7277_G_11 | 7277 | G | 11 | 3072 | Combustion Turbine |  | S_VACA | North Carolina | 37 | Lincoln | 109 | 37109 | 74 | 14176 | 1995 | 9999 |  |  | N | Natural Gas, Distillate Fuel Oil |  |  |  | H2O | [8 empty] | 2.3 | 0.09486 | 0.09486 | 0.09486 | 0.09486 | [11 empty] | Duke Energy Carolinas | 100 | Duke Energy Corp | 100
natural gas peaker | Lincoln Combustion | 7277_G_12 | 7277 | G | 12 | 3073 | Combustion Turbine |  | S_VACA | North Carolina | 37 | Lincoln | 109 | 37109 | 75 | 14178 | 1995 | 9999 |  |  | N | Natural Gas, Distillate Fuel Oil |  |  |  | H2O | [8 empty] | 2.3 | 0.09467 | 0.09467 | 0.09467 | 0.09467 | [11 empty] | Duke Energy Carolinas | 100 | Duke Energy Corp | 100
natural gas peaker | Lincoln Combustion | 7277_G_2 | 7277 | G | 2 | 3078 | Combustion Turbine |  | S_VACA | North Carolina | 37 | Lincoln | 109 | 37109 | 76 | 14181 | 1995 | 9999 |  |  | N | Natural Gas, Distillate Fuel Oil |  |  |  | H2O | [8 empty] | 2.3 | 0.08332 | 0.08332 | 0.08332 | 0.08332 | [11 empty] | Duke Energy Carolinas | 100 | Duke Energy Corp | 100
natural gas peaker | Lincoln Combustion | 7277_G_3 | 7277 | G | 3 | 3079 | Combustion Turbine |  | S_VACA | North Carolina | 37 | Lincoln | 109 | 37109 | 75 | 14178 | 1995 | 9999 |  |  | N | Natural Gas, Distillate Fuel Oil |  |  |  | H2O | [8 empty] | 2.3 | 0.08409 | 0.08409 | 0.08409 | 0.08409 | [11 empty] | Duke Energy Carolinas | 100 | Duke Energy Corp | 100
natural gas peaker | Lincoln Combustion | 7277_G_4 | 7277 | G | 4 | 3080 | Combustion Turbine |  | S_VACA | North Carolina | 37 | Lincoln | 109 | 37109 | 75 | 14178 | 1995 | 9999 |  |  | N | Natural Gas, Distillate Fuel Oil |  |  |  | H2O | [8 empty] | 2.3 | 0.08225 | 0.08225 | 0.08225 | 0.08225 | [11 empty] | Duke Energy Carolinas | 100 | Duke Energy Corp | 100
natural gas peaker | Lincoln Combustion | 7277_G_5 | 7277 | G | 5 | 3081 | Combustion Turbine |  | S_VACA | North Carolina | 37 | Lincoln | 109 | 37109 | 74 | 14176 | 1995 | 9999 |  |  | N | Natural Gas, Distillate Fuel Oil |  |  |  | H2O | [8 empty] | 2.3 | 0.08208 | 0.08208 | 0.08208 | 0.08208 | [11 empty] | Duke Energy Carolinas | 100 | Duke Energy Corp | 100
natural gas peaker | Lincoln Combustion | 7277_G_6 | 7277 | G | 6 | 3082 | Combustion Turbine |  | S_VACA | North Carolina | 37 | Lincoln | 109 | 37109 | 73 | 14173 | 1995 | 9999 |  |  | N | Natural Gas, Distillate Fuel Oil |  |  |  | H2O | [8 empty] | 2.3 | 0.07994 | 0.07994 | 0.07994 | 0.07994 | [11 empty] | Duke Energy Carolinas | 100 | Duke Energy Corp | 100
natural gas peaker | Lincoln Combustion | 7277_G_7 | 7277 | G | 7 | 3083 | Combustion Turbine |  | S_VACA | North Carolina | 37 | Lincoln | 109 | 37109 | 76 | 14181 | 1995 | 9999 |  |  | N | Natural Gas, Distillate Fuel Oil |  |  |  | H2O | [8 empty] | 2.3 | 0.08191 | 0.08191 | 0.08191 | 0.08191 | [11 empty] | Duke Energy Carolinas | 100 | Duke Energy Corp | 100
natural gas peaker | Lincoln Combustion | 7277_G_8 | 7277 | G | 8 | 3084 | Combustion Turbine |  | S_VACA | North Carolina | 37 | Lincoln | 109 | 37109 | 75 | 14178 | 1995 | 9999 |  |  | N | Natural Gas, Distillate Fuel Oil |  |  |  | H2O | [8 empty] | 2.3 | 0.08058 | 0.08058 | 0.08058 | 0.08058 | [11 empty] | Duke Energy Carolinas | 100 | Duke Energy Corp | 100
natural gas peaker | Lincoln Combustion | 7277_G_9 | 7277 | G | 9 | 3085 | Combustion Turbine |  | S_VACA | North Carolina | 37 | Lincoln | 109 | 37109 | 75 | 14178 | 1995 | 9999 |  |  | N | Natural Gas, Distillate Fuel Oil |  |  |  | H2O | [8 empty] | 2.3 | 0.08815 | 0.08815 | 0.08815 | 0.08815 | [11 empty] | Duke Energy Carolinas | 100 | Duke Energy Corp | 100
natural gas peaker | Lincoln Combustion | 7277_G_13 | 7277 | G | 13 | 3074 | Combustion Turbine |  | S_VACA | North Carolina | 37 | Lincoln | 109 | 37109 | 74 | 14176 | 1996 | 9999 |  |  | N | Natural Gas, Distillate Fuel Oil |  |  |  | H2O | [8 empty] | 2.3 | 0.08986 | 0.08986 | 0.08986 | 0.08986 | [11 empty] | Duke Energy Carolinas | 100 | Duke Energy Corp | 100
natural gas peaker | Lincoln Combustion | 7277_G_14 | 7277 | G | 14 | 3075 | Combustion Turbine |  | S_VACA | North Carolina | 37 | Lincoln | 109 | 37109 | 74 | 14176 | 1996 | 9999 |  |  | N | Natural Gas, Distillate Fuel Oil |  |  |  | H2O | [8 empty] | 2.3 | 0.09273 | 0.09273 | 0.09273 | 0.09273 | [11 empty] | Duke Energy Carolinas | 100 | Duke Energy Corp | 100
natural gas peaker | Lincoln Combustion | 7277_G_15 | 7277 | G | 15 | 3076 | Combustion Turbine |  | S_VACA | North Carolina | 37 | Lincoln | 109 | 37109 | 73 | 14173 | 1996 | 9999 |  |  | N | Natural Gas, Distillate Fuel Oil |  |  |  | H2O | [8 empty] | 2.3 | 0.08861 | 0.08861 | 0.08861 | 0.08861 | [11 empty] | Duke Energy Carolinas | 100 | Duke Energy Corp | 100
natural gas peaker | Lincoln Combustion | 7277_G_16 | 7277 | G | 16 | 3077 | Combustion Turbine |  | S_VACA | North Carolina | 37 | Lincoln | 109 | 37109 | 73 | 14173 | 1996 | 9999 |  |  | N | Natural Gas, Distillate Fuel Oil |  |  |  | H2O | [8 empty] | 2.3 | 0.08872 | 0.08872 | 0.08872 | 0.08872 | [11 empty] | Duke Energy Carolinas | 100 | Duke Energy Corp | 100
natural gas peaker | Gardner Energy Center | 7281_G_CT1 | 7281 | G | CT1 |  | Combustion Turbine |  | SPP_N | Kansas | 20 | Johnson | 91 | 20091 | 13.5 | 19511 | 1990 | 9999 |  |  | N | Natural Gas, Distillate Fuel Oil | [13 empty] | 0.23894 | 0.23894 | 0.23894 | 0.23894 | [11 empty] | Gardner KS (City of) | 100 | Gardner KS (City of) | 100
natural gas peaker | Gardner Energy Center | 7281_G_CT2 | 7281 | G | CT2 |  | Combustion Turbine |  | SPP_N | Kansas | 20 | Johnson | 91 | 20091 | 13.5 | 19570 | 1990 | 9999 |  |  | N | Natural Gas, Distillate Fuel Oil | [13 empty] | 0.23894 | 0.23894 | 0.23894 | 0.23894 | [11 empty] | Gardner KS (City of) | 100 | Gardner KS (City of) | 100
natural gas peaker | Paragould Turbine | 7283_G_1 | 7283 | G | 1 |  | Combustion Turbine |  | SPP_WEST | Arkansas | 5 | Greene | 55 | 05055 | 3.4 | 13658 | 1990 | 9999 |  |  | N | Natural Gas | [13 empty] | 0.23894 | 0.23894 | 0.23894 | 0.23894 | [11 empty] | Paragould Light & Water Commission | 100 | Paragould Light & Water Commission | 100
natural gas peaker | Paragould Turbine | 7283_G_2 | 7283 | G | 2 |  | Combustion Turbine |  | SPP_WEST | Arkansas | 5 | Greene | 55 | 05055 | 3.4 | 14026 | 1990 | 9999 |  |  | N | Natural Gas | [13 empty] | 0.23894 | 0.23894 | 0.23894 | 0.23894 | [11 empty] | Paragould Light & Water Commission | 100 | Paragould Light & Water Commission | 100
natural gas peaker | Paragould Turbine | 7283_G_3 | 7283 | G | 3 |  | Combustion Turbine |  | SPP_WEST | Arkansas | 5 | Greene | 55 | 05055 | 3.4 | 14026 | 1990 | 9999 |  |  | N | Natural Gas | [13 empty] | 0.23894 | 0.23894 | 0.23894 | 0.23894 | [11 empty] | Paragould Light & Water Commission | 100 | Paragould Light & Water Commission | 100
natural gas peaker | Paragould Turbine | 7283_G_4 | 7283 | G | 4 |  | Combustion Turbine |  | SPP_WEST | Arkansas | 5 | Greene | 55 | 05055 | 3.4 | 14026 | 1990 | 9999 |  |  | N | Natural Gas | [13 empty] | 0.23894 | 0.23894 | 0.23894 | 0.23894 | [11 empty] | Paragould Light & Water Commission | 100 | Paragould Light & Water Commission | 100
natural gas peaker | Paragould Turbine | 7283_G_5 | 7283 | G | 5 |  | Combustion Turbine | IC Engine | SPP_WEST | Arkansas | 5 | Greene | 55 | 05055 | 0.2 | 12283 | 1991 | 9999 |  |  | N | Distillate Fuel Oil | [13 empty] | 1.6498 | 1.6498 | 1.6498 | 1.6498 | [11 empty] | Paragould Light & Water Commission | 100 | Paragould Light & Water Commission | 100
natural gas peaker | Sherman Avenue | 7288_G_SEHR | 7288 | G | SEHR | 3086 | Combustion Turbine |  | PJM_EMAC | New Jersey | 34 | Cumberland | 11 | 34011 | 82.4 | 13167 | 1991 | 9999 |  |  | N | Natural Gas, Distillate Fuel Oil |  |  |  | H2O | [8 empty] | 0.21 | 0.07314 | 0.07314 | 0.07314 | 0.07314 | [11 empty] | Calpine New Jersey Generation LLC | 100 | Energy Capital Partners | 100
natural gas combined cycle | Central Energy Plant | 7294_G_GTG | 7294 | G | GTG | 3061 | Combined Cycle |  | FRCC | Florida | 12 | Orange | 95 | 12095 | 48 | 8526 | 1989 | 9999 |  |  | N | Natural Gas, Distillate Fuel Oil |  |  |  | H2O | [9 empty] | 0.083387 | 0.083387 | 0.083387 | 0.083387 | [11 empty] | Reedy Creek Improvement District | 100 | Reedy Creek Improvement District | 100
natural gas combined cycle | Central Energy Plant | 7294_G_STG | 7294 | G | STG | 3061 | Combined Cycle |  | FRCC | Florida | 12 | Orange | 95 | 12095 | 8 | 8526 | 1989 | 9999 |  |  | N | Natural Gas, Distillate Fuel Oil |  |  |  | H2O | [9 empty] | 0.083387 | 0.083387 | 0.083387 | 0.083387 | [11 empty] | Reedy Creek Improvement District | 100 | Reedy Creek Improvement District | 100
natural gas peaker | State Line Combined Cycle | 7296_G_1 | 7296 | G | 1 | 3087 | Combustion Turbine |  | SPP_N | Missouri | 29 | Jasper | 97 | 29097 | 94 | 12689 | 1995 | 9999 |  |  | N | Natural Gas, Distillate Fuel Oil |  |  |  | DLNB + H2O | [8 empty] | 2.3 | 0.0815 | 0.0815 | 0.0815 | 0.0815 | [11 empty] | Empire District Electric Co (The) | 100 | Algonquin Power & Utilities Corp | 100
natural gas combined cycle | State Line Combined Cycle | 7296_G_2-2 | 7296 | G | 2-2 | 3089 | Combined Cycle |  | SPP_N | Missouri | 29 | Jasper | 97 | 29097 | 158 | 7389 | 1997 | 9999 |  |  | N | Natural Gas |  |  |  |  | SCR | [8 empty] | 0.013945 | 0.013945 | 0.013945 | 0.013945 | [11 empty] | Empire District Electric Co (The) | 60 | Algonquin Power & Utilities Corp | 60
natural gas combined cycle | State Line Combined Cycle | 7296_G_2-1 | 7296 | G | 2-1 | 3088 | Combined Cycle |  | SPP_N | Missouri | 29 | Jasper | 97 | 29097 | 159 | 7389 | 2001 | 9999 |  |  | N | Natural Gas |  |  |  |  | SCR | [8 empty] | 0.013945 | 0.013945 | 0.013945 | 0.013945 | [11 empty] | Empire District Electric Co (The) | 60 | Algonquin Power & Utilities Corp | 60
natural gas combined cycle | State Line Combined Cycle | 7296_G_2-3 | 7296 | G | 2-3 | 3088 | Combined Cycle |  | SPP_N | Missouri | 29 | Jasper | 97 | 29097 | 178 | 7389 | 2001 | 9999 |  |  | N | Natural Gas |  |  |  |  | SCR | [8 empty] | 0.013945 | 0.013945 | 0.013945 | 0.013945 | [11 empty] | Empire District Electric Co (The) | 60 | Algonquin Power & Utilities Corp | 60
natural gas combined cycle | Hines Energy Complex | 7302_G_1GT | 7302 | G | 1GT | 3090 | Combined Cycle |  | FRCC | Florida | 12 | Polk | 105 | 12105 | 163 | 7166 | 1999 | 9999 |  |  | N | Natural Gas, Distillate Fuel Oil |  |  |  | DLNB + H2O | SCR | [7 empty] | 0.05 | 0.036644 | 0.036644 | 0.036644 | 0.036644 | [11 empty] | Duke Energy Florida | 100 | Duke Energy Corp | 100
natural gas combined cycle | Hines Energy Complex | 7302_G_1GT2 | 7302 | G | 1GT2 | 3091 | Combined Cycle |  | FRCC | Florida | 12 | Polk | 105 | 12105 | 169 | 7166 | 1999 | 9999 |  |  | N | Natural Gas, Distillate Fuel Oil |  |  |  | DLNB + H2O | SCR | [7 empty] | 0.05 | 0.036644 | 0.036644 | 0.036644 | 0.036644 | [11 empty] | Duke Energy Florida | 100 | Duke Energy Corp | 100
natural gas combined cycle | Hines Energy Complex | 7302_G_1ST | 7302 | G | 1ST | 3090 | Combined Cycle |  | FRCC | Florida | 12 | Polk | 105 | 12105 | 158 | 7166 | 1999 | 9999 |  |  | N | Natural Gas, Distillate Fuel Oil |  |  |  | DLNB + H2O | SCR | [7 empty] | 0.05 | 0.036644 | 0.036644 | 0.036644 | 0.036644 | [11 empty] | Duke Energy Florida | 100 | Duke Energy Corp | 100
natural gas combined cycle | Hines Energy Complex | 7302_G_2GT | 7302 | G | 2GT | 10029 | Combined Cycle |  | FRCC | Florida | 12 | Polk | 105 | 12105 | 172 | 7166 | 2003 | 9999 |  |  | N | Natural Gas, Distillate Fuel Oil |  |  |  | DLNB + H2O | SCR | [7 empty] | 0.05 | 0.011729 | 0.011729 | 0.011729 | 0.011729 | [11 empty] | Duke Energy Florida | 100 | Duke Energy Corp | 100
natural gas combined cycle | Hines Energy Complex | 7302_G_2GT2 | 7302 | G | 2GT2 | 10030 | Combined Cycle |  | FRCC | Florida | 12 | Polk | 105 | 12105 | 175 | 7166 | 2003 | 9999 |  |  | N | Natural Gas, Distillate Fuel Oil |  |  |  | DLNB + H2O | SCR | [7 empty] | 0.05 | 0.011729 | 0.011729 | 0.011729 | 0.011729 | [11 empty] | Duke Energy Florida | 100 | Duke Energy Corp | 100
natural gas combined cycle | Hines Energy Complex | 7302_G_2ST | 7302 | G | 2ST | 10029 | Combined Cycle |  | FRCC | Florida | 12 | Polk | 105 | 12105 | 177 | 7166 | 2003 | 9999 |  |  | N | Natural Gas, Distillate Fuel Oil |  |  |  | DLNB + H2O | SCR | [7 empty] | 0.05 | 0.011729 | 0.011729 | 0.011729 | 0.011729 | [11 empty] | Duke Energy Florida | 100 | Duke Energy Corp | 100
natural gas combined cycle | Hines Energy Complex | 7302_G_3GT | 7302 | G | 3GT | 89245 | Combined Cycle |  | FRCC | Florida | 12 | Polk | 105 | 12105 | 173 | 7166 | 2005 | 9999 |  |  | N | Natural Gas, Distillate Fuel Oil |  |  |  | DLNB + H2O | SCR | [7 empty] | 0.05 | 0.0080592 | 0.0080592 | 0.0080592 | 0.0080592 | [11 empty] | Duke Energy Florida | 100 | Duke Energy Corp | 100
natural gas combined cycle | Hines Energy Complex | 7302_G_3GT2 | 7302 | G | 3GT2 | 89246 | Combined Cycle |  | FRCC | Florida | 12 | Polk | 105 | 12105 | 173 | 7166 | 2005 | 9999 |  |  | N | Natural Gas, Distillate Fuel Oil |  |  |  | DLNB + H2O | SCR | [7 empty] | 0.05 | 0.0080592 | 0.0080592 | 0.0080592 | 0.0080592 | [11 empty] | Duke Energy Florida | 100 | Duke Energy Corp | 100
natural gas combined cycle | Hines Energy Complex | 7302_G_3ST | 7302 | G | 3ST | 89245 | Combined Cycle |  | FRCC | Florida | 12 | Polk | 105 | 12105 | 169 | 7166 | 2005 | 9999 |  |  | N | Natural Gas, Distillate Fuel Oil |  |  |  | DLNB + H2O | SCR | [7 empty] | 0.05 | 0.0080592 | 0.0080592 | 0.0080592 | 0.0080592 | [11 empty] | Duke Energy Florida | 100 | Duke Energy Corp | 100
natural gas combined cycle | Hines Energy Complex | 7302_G_4GT | 7302 | G | 4GT | 90110 | Combined Cycle |  | FRCC | Florida | 12 | Polk | 105 | 12105 | 176 | 7166 | 2007 | 9999 |  |  | N | Natural Gas, Distillate Fuel Oil |  |  |  | DLNB + H2O | SCR | [8 empty] | 0.0081985 | 0.0081985 | 0.0081985 | 0.0081985 | [11 empty] | Duke Energy Florida | 100 | Duke Energy Corp | 100
natural gas combined cycle | Hines Energy Complex | 7302_G_4GT2 | 7302 | G | 4GT2 | 90111 | Combined Cycle |  | FRCC | Florida | 12 | Polk | 105 | 12105 | 175 | 7166 | 2007 | 9999 |  |  | N | Natural Gas, Distillate Fuel Oil |  |  |  | DLNB + H2O | SCR | [8 empty] | 0.0081985 | 0.0081985 | 0.0081985 | 0.0081985 | [11 empty] | Duke Energy Florida | 100 | Duke Energy Corp | 100
natural gas combined cycle | Hines Energy Complex | 7302_G_4ST | 7302 | G | 4ST | 90110 | Combined Cycle |  | FRCC | Florida | 12 | Polk | 105 | 12105 | 165 | 7166 | 2007 | 9999 |  |  | N | Natural Gas, Distillate Fuel Oil |  |  |  | DLNB + H2O | SCR | [8 empty] | 0.0081985 | 0.0081985 | 0.0081985 | 0.0081985 | [11 empty] | Duke Energy Florida | 100 | Duke Energy Corp | 100
natural gas combined cycle | Redding Power | 7307_G_4 | 7307 | G | 4 | 9189 | Combined Cycle |  | WEC_BANC | California | 6 | Shasta | 89 | 06089 | 27 | 8490 | 1989 | 9999 |  |  | N | Natural Gas |  |  |  | other | SCR | [8 empty] | 0.0053238 | 0.0053238 | 0.0053238 | 0.0053238 | [11 empty] | Redding Electric Utility | 100 | Redding Electric Utility | 100
natural gas peaker | Redding Power | 7307_G_1 | 7307 | G | 1 |  | Combustion Turbine |  | WEC_BANC | California | 6 | Shasta | 89 | 06089 | 16 | 15532 | 1996 | 9999 |  |  | N | Natural Gas | [12 empty] | 0.74 | 0.01964 | 0.01964 | 0.01964 | 0.01964 | [11 empty] | Redding Electric Utility | 100 | Redding Electric Utility | 100
natural gas peaker | Redding Power | 7307_G_2 | 7307 | G | 2 |  | Combustion Turbine |  | WEC_BANC | California | 6 | Shasta | 89 | 06089 | 23 | 15533 | 1996 | 9999 |  |  | N | Natural Gas | [12 empty] | 0.74 | 0.02558 | 0.02558 | 0.02558 | 0.02558 | [11 empty] | Redding Electric Utility | 100 | Redding Electric Utility | 100
natural gas peaker | Redding Power | 7307_G_3 | 7307 | G | 3 |  | Combustion Turbine |  | WEC_BANC | California | 6 | Shasta | 89 | 06089 | 23 | 15533 | 1996 | 9999 |  |  | N | Natural Gas | [12 empty] | 0.74 | 0.04415 | 0.04415 | 0.04415 | 0.04415 | [11 empty] | Redding Electric Utility | 100 | Redding Electric Utility | 100
natural gas combined cycle | Redding Power | 7307_G_5 | 7307 | G | 5 | 9189 | Combined Cycle |  | WEC_BANC | California | 6 | Shasta | 89 | 06089 | 41 | 8490 | 2002 | 9999 |  |  | N | Natural Gas |  |  |  | other | SCR | [8 empty] | 0.0053238 | 0.0053238 | 0.0053238 | 0.0053238 | [11 empty] | Redding Electric Utility | 100 | Redding Electric Utility | 100
natural gas combined cycle | Redding Power | 7307_G_6 | 7307 | G | 6 | 89746 | Combined Cycle |  | WEC_BANC | California | 6 | Shasta | 89 | 06089 | 41 | 8490 | 2011 | 9999 |  |  | N | Natural Gas |  |  |  | other | SCR | [8 empty] | 0.0053238 | 0.0053238 | 0.0053238 | 0.0053238 | [11 empty] | Redding Electric Utility | 100 | Redding Electric Utility | 100
natural gas combined cycle | Richard M Flynn | 7314_G_NA1 | 7314 | G | NA1 | 3092 | Combined Cycle |  | NY_Z_K | New York | 36 | Suffolk | 103 | 36103 | 87.5 | 8042 | 1994 | 9999 |  |  | N | Natural Gas, Distillate Fuel Oil | [12 empty] | 0.2 | 0.038056 | 0.038056 | 0.038056 | 0.038056 | [11 empty] | New York Power Authority | 100 | New York Power Authority | 100
natural gas combined cycle | Richard M Flynn | 7314_G_NA2 | 7314 | G | NA2 | 3092 | Combined Cycle |  | NY_Z_K | New York | 36 | Suffolk | 103 | 36103 | 49.4 | 8042 | 1994 | 9999 |  |  | N | Natural Gas, Distillate Fuel Oil | [12 empty] | 0.2 | 0.038056 | 0.038056 | 0.038056 | 0.038056 | [11 empty] | New York Power Authority | 100 | New York Power Authority | 100
natural gas peaker | Almond Power Plant | 7315_G_1 | 7315 | G | 1 | 3093 | Combustion Turbine |  | WEC_CALN | California | 6 | Stanislaus | 99 | 06099 | 49.5 | 10753 | 1996 | 9999 |  |  | N | Natural Gas |  |  |  | STM | SCR | [7 empty] | 0.74 | 0.01125 | 0.01125 | 0.01125 | 0.01125 | [11 empty] | Turlock Irrigation District | 100 | Turlock Irrigation District | 100
natural gas peaker | Almond Power Plant | 7315_G_2 | 7315 | G | 2 | 90500 | Combustion Turbine |  | WEC_CALN | California | 6 | Stanislaus | 99 | 06099 | 50 | 10752 | 2012 | 9999 |  |  | N | Natural Gas |  |  |  | H2O | SCR | [8 empty] | 0.00863 | 0.00863 | 0.00863 | 0.00863 | [11 empty] | Turlock Irrigation District | 100 | Turlock Irrigation District | 100
natural gas peaker | Almond Power Plant | 7315_G_3 | 7315 | G | 3 | 90501 | Combustion Turbine |  | WEC_CALN | California | 6 | Stanislaus | 99 | 06099 | 50 | 10753 | 2012 | 9999 |  |  | N | Natural Gas |  |  |  | H2O | SCR | [8 empty] | 0.00828 | 0.00828 | 0.00828 | 0.00828 | [11 empty] | Turlock Irrigation District | 100 | Turlock Irrigation District | 100
natural gas peaker | Almond Power Plant | 7315_G_4 | 7315 | G | 4 | 90502 | Combustion Turbine |  | WEC_CALN | California | 6 | Stanislaus | 99 | 06099 | 50 | 10753 | 2012 | 9999 |  |  | N | Natural Gas |  |  |  | H2O | SCR | [8 empty] | 0.00845 | 0.00845 | 0.00845 | 0.00845 | [11 empty] | Turlock Irrigation District | 100 | Turlock Irrigation District | 100
hydro | Buffalo Bill | 7317_G_1 | 7317 | G | 1 |  | Hydro |  | WECC_WY | Wyoming | 56 | Park | 29 | 56029 | 6 | 0 | 1992 | 9999 |  |  | N | Hydro | [13 empty] | 0 | 0 | 0 | 0 | [11 empty] | U S Bureau of Reclamation | 100 | U S Bureau of Reclamation | 100
hydro | Buffalo Bill | 7317_G_2 | 7317 | G | 2 |  | Hydro |  | WECC_WY | Wyoming | 56 | Park | 29 | 56029 | 6 | 0 | 1992 | 9999 |  |  | N | Hydro | [13 empty] | 0 | 0 | 0 | 0 | [11 empty] | U S Bureau of Reclamation | 100 | U S Bureau of Reclamation | 100
hydro | Buffalo Bill | 7317_G_3 | 7317 | G | 3 |  | Hydro |  | WECC_WY | Wyoming | 56 | Park | 29 | 56029 | 6 | 0 | 1992 | 9999 |  |  | N | Hydro | [13 empty] | 0 | 0 | 0 | 0 | [11 empty] | U S Bureau of Reclamation | 100 | U S Bureau of Reclamation | 100
natural gas peaker | Van Sant Station | 7318_G_1 | 7318 | G | 1 | 3094 | Combustion Turbine |  | PJM_EMAC | Delaware | 10 | Kent | 1 | 10001 | 45.2 | 13368 | 1991 | 9999 |  |  | N | Natural Gas, Distillate Fuel Oil |  |  |  | H2O | [8 empty] | 0.3 | 0.15464 | 0.15464 | 0.15464 | 0.15464 | [11 empty] | Dover DE (City of) | 100 | Dover DE (City of) | 100
natural gas peaker | San Jacinto Steam Electric Station | 7325_G_1 | 7325 | G | 1 | 3095 | Combustion Turbine |  | ERC_REST | Texas | 48 | Harris | 201 | 48201 | 81 | 13501 | 1995 | 9999 |  |  | N | Natural Gas |  |  |  | DLNB + H2O | [8 empty] | 0.01 | 0.02172 | 0.02172 | 0.02172 | 0.02172 | [11 empty] | NRG Texas LLC | 100 | NRG Energy Inc | 100
natural gas peaker | San Jacinto Steam Electric Station | 7325_G_2 | 7325 | G | 2 | 3096 | Combustion Turbine |  | ERC_REST | Texas | 48 | Harris | 201 | 48201 | 81 | 13501 | 1995 | 9999 |  |  | N | Natural Gas |  |  |  | DLNB + H2O | [8 empty] | 0.01 | 0.02421 | 0.02421 | 0.02421 | 0.02421 | [11 empty] | NRG Texas LLC | 100 | NRG Energy Inc | 100
natural gas peaker | Richmond | 7335_G_RCT1 | 7335 | G | RCT1 | 3097 | Combustion Turbine |  | PJM_West | Indiana | 18 | Wayne | 177 | 18177 | 34 | 13591 | 1992 | 9999 |  |  | N | Natural Gas, Distillate Fuel Oil |  |  |  | H2O | [8 empty] | 1.6 | 0.11766 | 0.11766 | 0.11766 | 0.11766 | [11 empty] | Indiana Municipal Power Agency | 100 | Indiana Municipal Power Agency | 100
natural gas peaker | Richmond | 7335_G_RCT2 | 7335 | G | RCT2 | 3098 | Combustion Turbine |  | PJM_West | Indiana | 18 | Wayne | 177 | 18177 | 34 | 13592 | 1992 | 9999 |  |  | N | Natural Gas, Distillate Fuel Oil |  |  |  | H2O | [8 empty] | 1.6 | 0.12627 | 0.12627 | 0.12627 | 0.12627 | [11 empty] | Indiana Municipal Power Agency | 100 | Indiana Municipal Power Agency | 100
natural gas peaker | Anderson | 7336_G_ACT1 | 7336 | G | ACT1 | 3099 | Combustion Turbine |  | PJM_West | Indiana | 18 | Madison | 95 | 18095 | 34 | 12613 | 1992 | 9999 |  |  | N | Natural Gas, Distillate Fuel Oil |  |  |  | H2O | [8 empty] | 1.6 | 0.14785 | 0.14785 | 0.14785 | 0.14785 | [11 empty] | Indiana Municipal Power Agency | 100 | Indiana Municipal Power Agency | 100
natural gas peaker | Anderson | 7336_G_ACT2 | 7336 | G | ACT2 | 3100 | Combustion Turbine |  | PJM_West | Indiana | 18 | Madison | 95 | 18095 | 34 | 12613 | 1992 | 9999 |  |  | N | Natural Gas, Distillate Fuel Oil |  |  |  | H2O | [8 empty] | 1.6 | 0.14635 | 0.14635 | 0.14635 | 0.14635 | [11 empty] | Indiana Municipal Power Agency | 100 | Indiana Municipal Power Agency | 100
natural gas peaker | Anderson | 7336_G_ACT3 | 7336 | G | ACT3 | 9578 | Combustion Turbine |  | PJM_West | Indiana | 18 | Madison | 95 | 18095 | 72 | 12613 | 2004 | 9999 |  |  | N | Natural Gas, Distillate Fuel Oil |  |  |  | DLNB + H2O | [8 empty] | 1.6 | 0.057 | 0.057 | 0.057 | 0.057 | [11 empty] | Indiana Municipal Power Agency | 100 | Indiana Municipal Power Agency | 100
hydro | Grizzly | 7338_G_NA1 | 7338 | G | NA1 |  | Hydro |  | WEC_CALN | California | 6 | Plumas | 63 | 06063 | 17.7 | 0 | 1993 | 9999 |  |  | N | Hydro | [13 empty] | 0 | 0 | 0 | 0 | [11 empty] | Silicon Valley Power | 100 | Santa Clara CA (City of) | 100
natural gas peaker | Wellington 2 | 7339_G_6 | 7339 | G | 6 |  | Combustion Turbine |  | SPP_N | Kansas | 20 | Sumner | 191 | 20191 | 21 | 18082 | 1989 | 9999 |  |  | N | Natural Gas, Distillate Fuel Oil | [12 empty] | 3 | 0.10904 | 0.10904 | 0.10904 | 0.10904 | [11 empty] | Wellington Municipal Electric Utility | 100 | Wellington Municipal Electric Utility | 100
hard coal | George Neal South | 7343_B_4 | 7343 | B | 4 | 3101 | Coal Steam |  | MIS_MIDA | Iowa | 19 | Woodbury | 193 | 19193 | 645 | 10033 | 1979 | 9999 | wall | dry | Y | Subbituminous | Dry Scrubber | 2013 | 0.9 | LNBO | SNCR |  | 2014 | ESPC + B | No | ACI | 2014 |  | 1.2 | 0.1812 | 0.1812 | 0.1812 | 0.1812 | 0.1 | 0.1 | 0.1 | 0.95 | [7 empty] | MidAmerican Energy Co | 40.57 | Berkshire Hathaway Inc | 40.57
natural gas peaker | University of Florida | 7345_G_P1 | 7345 | G | P1 | 3102 | Combustion Turbine |  | FRCC | Florida | 12 | Alachua | 1 | 12001 | 44 | 10745 | 1994 | 9999 |  |  | N | Natural Gas |  |  |  | STM | [8 empty] | 0.501 | 0.0621 | 0.0621 | 0.0621 | 0.0621 | [11 empty] | Duke Energy Florida | 100 | Duke Energy Corp | 100
natural gas peaker | Robins | 7348_G_1 | 7348 | G | 1 | 3103 | Combustion Turbine |  | S_SOU | Georgia | 13 | Houston | 153 | 13153 | 80 | 14041 | 1995 | 9999 |  |  | N | Natural Gas, Distillate Fuel Oil |  |  |  | H2O | [8 empty] | 0.309 | 0.73619 | 0.73619 | 0.73619 | 0.73619 | [11 empty] | Georgia Power Co | 100 | Southern Co | 100
natural gas peaker | Robins | 7348_G_2 | 7348 | G | 2 | 3104 | Combustion Turbine |  | S_SOU | Georgia | 13 | Houston | 153 | 13153 | 80 | 14042 | 1995 | 9999 |  |  | N | Natural Gas, Distillate Fuel Oil |  |  |  | H2O | [8 empty] | 0.309 | 0.74288 | 0.74288 | 0.74288 | 0.74288 | [11 empty] | Georgia Power Co | 100 | Southern Co | 100
natural gas combined cycle | Coyote Springs | 7350_G_1 | 7350 | G | 1 | 3105 | Combined Cycle |  | WECC_PNW | Oregon | 41 | Morrow | 49 | 41049 | 171 | 6840 | 1995 | 9999 |  |  | Y | Natural Gas |  |  |  | DLNB + H2O | SCR | [8 empty] | 0.014985 | 0.014985 | 0.014985 | 0.014985 | [11 empty] | Avista Corp | 100 | Avista Corp | 100
natural gas combined cycle | Coyote Springs | 7350_G_2 | 7350 | G | 2 | 3105 | Combined Cycle |  | WECC_PNW | Oregon | 41 | Morrow | 49 | 41049 | 72 | 6840 | 1995 | 9999 |  |  | Y | Natural Gas |  |  |  | LNB + NH3 | SCR | [8 empty] | 0.014985 | 0.014985 | 0.014985 | 0.014985 | [11 empty] | Avista Corp | 100 | Avista Corp | 100
geothermal | Geothermal 1 | 7368_G_1 | 7368 | G | 1 |  | Geothermal |  | WEC_CALN | California | 6 | Sonoma | 97 | 06097 | 25 | 9771 | 1983 | 9999 |  |  | N | Geothermal | [13 empty] | 0 | 0 | 0 | 0 | 0.3713 | 0.3713 | 0.3713 | [8 empty] | Northern California Power Agency | 100 | Northern California Power Agency | 100
geothermal | Geothermal 1 | 7368_G_2 | 7368 | G | 2 |  | Geothermal |  | WEC_CALN | California | 6 | Sonoma | 97 | 06097 | 22 | 9771 | 1983 | 9999 |  |  | N | Geothermal | [13 empty] | 0 | 0 | 0 | 0 | 0.3713 | 0.3713 | 0.3713 | [8 empty] | Northern California Power Agency | 100 | Northern California Power Agency | 100
geothermal | Geothermal 2 | 7369_G_3 | 7369 | G | 3 |  | Geothermal |  | WEC_CALN | California | 6 | Sonoma | 97 | 06097 | 25 | 9771 | 1985 | 9999 |  |  | N | Geothermal | [13 empty] | 0 | 0 | 0 | 0 | 0.3713 | 0.3713 | 0.3713 | [8 empty] | Northern California Power Agency | 100 | Northern California Power Agency | 100
geothermal | Geothermal 2 | 7369_G_4 | 7369 | G | 4 |  | Geothermal |  | WEC_CALN | California | 6 | Sonoma | 97 | 06097 | 41 | 9771 | 1986 | 9999 |  |  | N | Geothermal | [13 empty] | 0 | 0 | 0 | 0 | 0.3713 | 0.3713 | 0.3713 | [8 empty] | Northern California Power Agency | 100 | Northern California Power Agency | 100
hydro | McPhee | 7372_G_1 | 7372 | G | 1 |  | Hydro |  | WECC_CO | Colorado | 8 | Montezuma | 83 | 08083 | 1.2 | 0 | 1992 | 9999 |  |  | N | Hydro | [13 empty] | 0 | 0 | 0 | 0 | [11 empty] | U S Bureau of Reclamation | 100 | U S Bureau of Reclamation | 100
hydro | Towaoc | 7373_G_1 | 7373 | G | 1 |  | Hydro |  | WECC_CO | Colorado | 8 | Montezuma | 83 | 08083 | 11.4 | 0 | 1993 | 9999 |  |  | N | Hydro | [13 empty] | 0 | 0 | 0 | 0 | [11 empty] | U S Bureau of Reclamation | 100 | U S Bureau of Reclamation | 100
natural gas combined cycle | Midulla Generating Station | 7380_G_CT1 | 7380 | G | CT1 | 8366 | Combined Cycle |  | FRCC | Florida | 12 | Hardee | 49 | 12049 | 155 | 7417 | 2002 | 9999 |  |  | N | Natural Gas, Distillate Fuel Oil |  |  |  | DLNB + H2O | SCR | [8 empty] | 0.029208 | 0.029208 | 0.029208 | 0.029208 | [11 empty] | Seminole Electric Coop Inc | 100 | Seminole Electric Coop Inc | 100
natural gas combined cycle | Midulla Generating Station | 7380_G_CT2 | 7380 | G | CT2 | 8368 | Combined Cycle |  | FRCC | Florida | 12 | Hardee | 49 | 12049 | 155 | 7417 | 2002 | 9999 |  |  | N | Natural Gas, Distillate Fuel Oil |  |  |  | DLNB + H2O | SCR | [8 empty] | 0.029208 | 0.029208 | 0.029208 | 0.029208 | [11 empty] | Seminole Electric Coop Inc | 100 | Seminole Electric Coop Inc | 100
natural gas combined cycle | Midulla Generating Station | 7380_G_ST3 | 7380 | G | ST3 | 8366 | Combined Cycle |  | FRCC | Florida | 12 | Hardee | 49 | 12049 | 179 | 7417 | 2002 | 9999 |  |  | N | Natural Gas, Distillate Fuel Oil |  |  |  | DLNB + H2O | SCR | [8 empty] | 0.029208 | 0.029208 | 0.029208 | 0.029208 | [11 empty] | Seminole Electric Coop Inc | 100 | Seminole Electric Coop Inc | 100
natural gas peaker | Midulla Generating Station | 7380_G_GT4 | 7380 | G | GT4 | 89703 | Combustion Turbine |  | FRCC | Florida | 12 | Hardee | 49 | 12049 | 54 | 11630 | 2006 | 9999 |  |  | N | Natural Gas, Distillate Fuel Oil |  |  |  | DLNB + H2O | [8 empty] | 0.8 | 0.08394 | 0.08394 | 0.08394 | 0.08394 | [11 empty] | Seminole Electric Coop Inc | 100 | Seminole Electric Coop Inc | 100
natural gas peaker | Midulla Generating Station | 7380_G_GT5 | 7380 | G | GT5 | 89705 | Combustion Turbine |  | FRCC | Florida | 12 | Hardee | 49 | 12049 | 54 | 11630 | 2006 | 9999 |  |  | N | Natural Gas, Distillate Fuel Oil |  |  |  | DLNB + H2O | [8 empty] | 0.8 | 0.09887 | 0.09887 | 0.09887 | 0.09887 | [11 empty] | Seminole Electric Coop Inc | 100 | Seminole Electric Coop Inc | 100
natural gas peaker | Midulla Generating Station | 7380_G_GT6 | 7380 | G | GT6 | 89707 | Combustion Turbine |  | FRCC | Florida | 12 | Hardee | 49 | 12049 | 54 | 11630 | 2006 | 9999 |  |  | N | Natural Gas, Distillate Fuel Oil |  |  |  | DLNB + H2O | [8 empty] | 0.8 | 0.097 | 0.097 | 0.097 | 0.097 | [11 empty] | Seminole Electric Coop Inc | 100 | Seminole Electric Coop Inc | 100
natural gas peaker | Midulla Generating Station | 7380_G_GT7 | 7380 | G | GT7 | 89709 | Combustion Turbine |  | FRCC | Florida | 12 | Hardee | 49 | 12049 | 54 | 11630 | 2006 | 9999 |  |  | N | Natural Gas, Distillate Fuel Oil |  |  |  | DLNB + H2O | [8 empty] | 0.8 | 0.07972 | 0.07972 | 0.07972 | 0.07972 | [11 empty] | Seminole Electric Coop Inc | 100 | Seminole Electric Coop Inc | 100
natural gas peaker | Midulla Generating Station | 7380_G_GT8 | 7380 | G | GT8 | 89711 | Combustion Turbine |  | FRCC | Florida | 12 | Hardee | 49 | 12049 | 54 | 11630 | 2006 | 9999 |  |  | N | Natural Gas, Distillate Fuel Oil |  |  |  | DLNB + H2O | [8 empty] | 0.8 | 0.08229 | 0.08229 | 0.08229 | 0.08229 | [11 empty] | Seminole Electric Coop Inc | 100 | Seminole Electric Coop Inc | 100
onshore wind | Searsburg Wind Turbine | 7381_G_1 | 7381 | G | 1 |  | Onshore Wind |  | NENGREST | Vermont | 50 | Bennington | 3 | 50003 | 5.2 | 0 | 1997 | 9999 |  |  | N | Wind | [13 empty] | 0 | 0 | 0 | 0 | [11 empty] | Green Mountain Power Corp | 100 | Gaz Métropolitain & Co LP | 100
natural gas peaker | Poplar Bluff Generating Station | 7392_G_1 | 7392 | G | 1 |  | Combustion Turbine | IC Engine | SPP_WEST | Missouri | 29 | Butler | 23 | 29023 | 7 | 11092 | 1976 | 9999 |  |  | N | Distillate Fuel Oil | [12 empty] | 2.3 | 1.6498 | 1.6498 | 1.6498 | 1.6498 | [11 empty] | Poplar Bluff Light & Water | 100 | Poplar Bluff Light & Water | 100
natural gas peaker | Poplar Bluff Generating Station | 7392_G_2 | 7392 | G | 2 |  | Combustion Turbine | IC Engine | SPP_WEST | Missouri | 29 | Butler | 23 | 29023 | 7 | 11078 | 1976 | 9999 |  |  | N | Distillate Fuel Oil | [12 empty] | 2.3 | 1.5578 | 1.5578 | 1.5578 | 1.5578 | [11 empty] | Poplar Bluff Light & Water | 100 | Poplar Bluff Light & Water | 100
natural gas peaker | Poplar Bluff Generating Station | 7392_G_3 | 7392 | G | 3 |  | Combustion Turbine | IC Engine | SPP_WEST | Missouri | 29 | Butler | 23 | 29023 | 6.6 | 11085 | 2002 | 9999 |  |  | N | Natural Gas | [12 empty] | 2.3 | 1.061 | 1.061 | 1.061 | 1.061 | [11 empty] | Poplar Bluff Light & Water | 100 | Poplar Bluff Light & Water | 100
natural gas peaker | Poplar Bluff Generating Station | 7392_G_4 | 7392 | G | 4 |  | Combustion Turbine | IC Engine | SPP_WEST | Missouri | 29 | Butler | 23 | 29023 | 6.6 | 11085 | 2002 | 9999 |  |  | N | Natural Gas | [12 empty] | 2.3 | 1.061 | 1.061 | 1.061 | 1.061 | [11 empty] | Poplar Bluff Light & Water | 100 | Poplar Bluff Light & Water | 100
natural gas peaker | Poplar Bluff Generating Station | 7392_G_5 | 7392 | G | 5 |  | Combustion Turbine | IC Engine | SPP_WEST | Missouri | 29 | Butler | 23 | 29023 | 6.6 | 11085 | 2002 | 9999 |  |  | N | Natural Gas | [12 empty] | 2.3 | 1.061 | 1.061 | 1.061 | 1.061 | [11 empty] | Poplar Bluff Light & Water | 100 | Poplar Bluff Light & Water | 100
natural gas peaker | Front Street | 7396_G_1 | 7396 | G | 1 |  | Combustion Turbine | IC Engine | NENGREST | Massachusetts | 25 | Hampden | 13 | 25013 | 2.8 | 10745 | 1978 | 9999 |  |  | N | Distillate Fuel Oil | [12 empty] | 0.789 | 3.178 | 3.178 | 3.178 | 3.178 | [11 empty] | Chicopee Municipal Light Plant MA (City of) | 100 | Chicopee Municipal Light Plant MA (City of) | 100
natural gas peaker | Front Street | 7396_G_2 | 7396 | G | 2 |  | Combustion Turbine | IC Engine | NENGREST | Massachusetts | 25 | Hampden | 13 | 25013 | 2.8 | 10745 | 1978 | 9999 |  |  | N | Distillate Fuel Oil | [12 empty] | 0.789 | 3.5642 | 3.5642 | 3.5642 | 3.5642 | [11 empty] | Chicopee Municipal Light Plant MA (City of) | 100 | Chicopee Municipal Light Plant MA (City of) | 100
natural gas peaker | Front Street | 7396_G_3 | 7396 | G | 3 |  | Combustion Turbine | IC Engine | NENGREST | Massachusetts | 25 | Hampden | 13 | 25013 | 2.8 | 10745 | 1978 | 9999 |  |  | N | Distillate Fuel Oil | [12 empty] | 0.789 | 0.95755 | 0.95755 | 0.95755 | 0.95755 | [11 empty] | Chicopee Municipal Light Plant MA (City of) | 100 | Chicopee Municipal Light Plant MA (City of) | 100
natural gas peaker | Falling Spring | 7397_G_5 | 7397 | G | 5 |  | Combustion Turbine | IC Engine | PJM_AP | Pennsylvania | 42 | Franklin | 55 | 42055 | 2.1 | 10745 | 1967 | 9999 |  |  | N | Natural Gas, Distillate Fuel Oil | [12 empty] | 3.7 | 1.2219 | 1.2219 | 1.2219 | 1.2219 | [11 empty] | Chambersburg PA (Borough of) | 100 | Chambersburg PA (Borough of) | 100
natural gas peaker | Falling Spring | 7397_G_6 | 7397 | G | 6 |  | Combustion Turbine | IC Engine | PJM_AP | Pennsylvania | 42 | Franklin | 55 | 42055 | 2.1 | 10745 | 1967 | 9999 |  |  | N | Natural Gas, Distillate Fuel Oil | [12 empty] | 3.7 | 1.2219 | 1.2219 | 1.2219 | 1.2219 | [11 empty] | Chambersburg PA (Borough of) | 100 | Chambersburg PA (Borough of) | 100
natural gas peaker | Falling Spring | 7397_G_7 | 7397 | G | 7 |  | Combustion Turbine | IC Engine | PJM_AP | Pennsylvania | 42 | Franklin | 55 | 42055 | 2.9 | 10745 | 2001 | 9999 |  |  | N | Natural Gas, Distillate Fuel Oil | [12 empty] | 3.7 | 1.2219 | 1.2219 | 1.2219 | 1.2219 | [11 empty] | Chambersburg PA (Borough of) | 100 | Chambersburg PA (Borough of) | 100
natural gas peaker | Water Street Station | 7398_G_GEN1 | 7398 | G | GEN1 |  | Combustion Turbine | IC Engine | MIS_LMI | Michigan | 26 | Bay | 17 | 26017 | 5.5 | 11291 | 1980 | 9999 |  |  | N | Natural Gas, Distillate Fuel Oil | [12 empty] | 1.67 | 1.3881 | 1.3881 | 1.3881 | 1.3881 | [11 empty] | Bay City Electric Light & Power | 100 | Bay City Electric Light & Power | 100
natural gas peaker | Water Street Station | 7398_G_GEN2 | 7398 | G | GEN2 |  | Combustion Turbine | IC Engine | MIS_LMI | Michigan | 26 | Bay | 17 | 26017 | 6.5 | 11288 | 1984 | 9999 |  |  | N | Natural Gas, Distillate Fuel Oil | [12 empty] | 1.67 | 2.0657 | 2.0657 | 2.0657 | 2.0657 | [11 empty] | Bay City Electric Light & Power | 100 | Bay City Electric Light & Power | 100
natural gas peaker | Henry Station | 7399_G_GEN3 | 7399 | G | GEN3 |  | Combustion Turbine | IC Engine | MIS_LMI | Michigan | 26 | Bay | 17 | 26017 | 7.5 | 10745 | 1993 | 9999 |  |  | N | Natural Gas, Distillate Fuel Oil | [12 empty] | 1.67 | 2.9507 | 2.9507 | 2.9507 | 2.9507 | [11 empty] | Bay City Electric Light & Power | 100 | Bay City Electric Light & Power | 100
natural gas peaker | Henry Station | 7399_G_GEN4 | 7399 | G | GEN4 |  | Combustion Turbine | IC Engine | MIS_LMI | Michigan | 26 | Bay | 17 | 26017 | 7.5 | 10745 | 1993 | 9999 |  |  | N | Natural Gas, Distillate Fuel Oil | [12 empty] | 1.67 | 4.308 | 4.308 | 4.308 | 4.308 | [11 empty] | Bay City Electric Light & Power | 100 | Bay City Electric Light & Power | 100
natural gas peaker | Salisbury City of | 7400_G_1 | 7400 | G | 1 |  | Combustion Turbine | IC Engine | SPP_N | Missouri | 29 | Chariton | 41 | 29041 | 0.8 | 12283 | 1983 | 9999 |  |  | N | Distillate Fuel Oil | [12 empty] | 2.3 | 1.6498 | 1.6498 | 1.6498 | 1.6498 | [11 empty] | Salisbury Municipal Utility | 100 | Salisbury Municipal Utility | 100
natural gas peaker | Salisbury City of | 7400_G_2 | 7400 | G | 2 |  | Combustion Turbine | IC Engine | SPP_N | Missouri | 29 | Chariton | 41 | 29041 | 0.8 | 12283 | 1983 | 9999 |  |  | N | Distillate Fuel Oil | [12 empty] | 2.3 | 1.6498 | 1.6498 | 1.6498 | 1.6498 | [11 empty] | Salisbury Municipal Utility | 100 | Salisbury Municipal Utility | 100
natural gas peaker | Salisbury City of | 7400_G_3 | 7400 | G | 3 |  | Combustion Turbine | IC Engine | SPP_N | Missouri | 29 | Chariton | 41 | 29041 | 1.8 | 12283 | 1986 | 9999 |  |  | N | Distillate Fuel Oil | [12 empty] | 2.3 | 1.6498 | 1.6498 | 1.6498 | 1.6498 | [11 empty] | Salisbury Municipal Utility | 100 | Salisbury Municipal Utility | 100
natural gas peaker | Salisbury City of | 7400_G_4 | 7400 | G | 4 |  | Combustion Turbine | IC Engine | SPP_N | Missouri | 29 | Chariton | 41 | 29041 | 1.8 | 12283 | 1986 | 9999 |  |  | N | Distillate Fuel Oil | [12 empty] | 2.3 | 1.6498 | 1.6498 | 1.6498 | 1.6498 | [11 empty] | Salisbury Municipal Utility | 100 | Salisbury Municipal Utility | 100
natural gas peaker | Shelbina Power #1 | 7405_G_G1 | 7405 | G | G1 |  | Combustion Turbine | IC Engine | S_D_AECI | Missouri | 29 | Shelby | 205 | 29205 | 3 | 11711 | 1981 | 9999 |  |  | N | Distillate Fuel Oil | [12 empty] | 2.3 | 1.6498 | 1.6498 | 1.6498 | 1.6498 | [11 empty] | Shelbina MO (City of) | 100 | Shelbina MO (City of) | 100
natural gas peaker | Shelbina Power #1 | 7405_G_G2 | 7405 | G | G2 |  | Combustion Turbine | IC Engine | S_D_AECI | Missouri | 29 | Shelby | 205 | 29205 | 1.6 | 11410 | 1989 | 9999 |  |  | N | Distillate Fuel Oil | [12 empty] | 2.3 | 1.6498 | 1.6498 | 1.6498 | 1.6498 | [11 empty] | Shelbina MO (City of) | 100 | Shelbina MO (City of) | 100
natural gas peaker | Shelbina Power #2 | 7406_G_G3 | 7406 | G | G3 |  | Combustion Turbine | IC Engine | S_D_AECI | Missouri | 29 | Shelby | 205 | 29205 | 1.6 | 10745 | 1992 | 9999 |  |  | N | Distillate Fuel Oil | [12 empty] | 2.3 | 1.6498 | 1.6498 | 1.6498 | 1.6498 | [11 empty] | Shelbina MO (City of) | 100 | Shelbina MO (City of) | 100
natural gas peaker | Shelbina Power #2 | 7406_G_G4 | 7406 | G | G4 |  | Combustion Turbine | IC Engine | S_D_AECI | Missouri | 29 | Shelby | 205 | 29205 | 1.6 | 10745 | 1992 | 9999 |  |  | N | Distillate Fuel Oil | [12 empty] | 2.3 | 1.6498 | 1.6498 | 1.6498 | 1.6498 | [11 empty] | Shelbina MO (City of) | 100 | Shelbina MO (City of) | 100
natural gas peaker | Shelbina Power #2 | 7406_G_G5 | 7406 | G | G5 |  | Combustion Turbine | IC Engine | S_D_AECI | Missouri | 29 | Shelby | 205 | 29205 | 1.6 | 10745 | 1992 | 9999 |  |  | N | Distillate Fuel Oil | [12 empty] | 2.3 | 0.52105 | 0.52105 | 0.52105 | 0.52105 | [11 empty] | Shelbina MO (City of) | 100 | Shelbina MO (City of) | 100
natural gas peaker | Shelbina Power #2 | 7406_G_G6 | 7406 | G | G6 |  | Combustion Turbine | IC Engine | S_D_AECI | Missouri | 29 | Shelby | 205 | 29205 | 1.8 | 10745 | 1999 | 9999 |  |  | N | Distillate Fuel Oil | [12 empty] | 2.3 | 1.6498 | 1.6498 | 1.6498 | 1.6498 | [11 empty] | Shelbina MO (City of) | 100 | Shelbina MO (City of) | 100
natural gas peaker | Payson | 7408_G_86-1 | 7408 | G | 86-1 |  | Combustion Turbine | IC Engine | WECC_UT | Utah | 49 | Utah | 49 | 49049 | 2.6 | 18000 | 1988 | 9999 |  |  | N | Natural Gas, Distillate Fuel Oil | [12 empty] | 0.85 | 1.061 | 1.061 | 1.061 | 1.061 | [11 empty] | Payson City Corp | 100 | Payson City Corp | 100
natural gas peaker | Payson | 7408_G_86-2 | 7408 | G | 86-2 |  | Combustion Turbine | IC Engine | WECC_UT | Utah | 49 | Utah | 49 | 49049 | 2.6 | 18000 | 1988 | 9999 |  |  | N | Natural Gas, Distillate Fuel Oil | [12 empty] | 0.85 | 1.061 | 1.061 | 1.061 | 1.061 | [11 empty] | Payson City Corp | 100 | Payson City Corp | 100
natural gas peaker | Payson | 7408_G_86-3 | 7408 | G | 86-3 |  | Combustion Turbine | IC Engine | WECC_UT | Utah | 49 | Utah | 49 | 49049 | 2 | 18000 | 1995 | 9999 |  |  | N | Natural Gas, Distillate Fuel Oil | [12 empty] | 0.85 | 1.061 | 1.061 | 1.061 | 1.061 | [11 empty] | Payson City Corp | 100 | Payson City Corp | 100
natural gas peaker | Payson | 7408_G_86-4 | 7408 | G | 86-4 |  | Combustion Turbine | IC Engine | WECC_UT | Utah | 49 | Utah | 49 | 49049 | 2 | 18000 | 1995 | 9999 |  |  | N | Natural Gas, Distillate Fuel Oil | [12 empty] | 0.85 | 1.061 | 1.061 | 1.061 | 1.061 | [11 empty] | Payson City Corp | 100 | Payson City Corp | 100
biomass | Short Mountain | 7413_G_1 | 7413 | G | 1 |  | Landfill Gas |  | WECC_PNW | Oregon | 41 | Lane | 39 | 41039 | 0.8 | 13837 | 1992 | 9999 |  |  | N | Landfill Gas | [13 empty] | 0.22117 | 0.22117 | 0.22117 | 0.22117 | [11 empty] | Emerald Peoples Utility District | 100 | Emerald Peoples Utility District | 100
biomass | Short Mountain | 7413_G_2 | 7413 | G | 2 |  | Landfill Gas |  | WECC_PNW | Oregon | 41 | Lane | 39 | 41039 | 0.8 | 13839 | 1992 | 9999 |  |  | N | Landfill Gas | [13 empty] | 0.22117 | 0.22117 | 0.22117 | 0.22117 | [11 empty] | Emerald Peoples Utility District | 100 | Emerald Peoples Utility District | 100
biomass | Short Mountain | 7413_G_3 | 7413 | G | 3 |  | Landfill Gas |  | WECC_PNW | Oregon | 41 | Lane | 39 | 41039 | 0.8 | 13839 | 1993 | 9999 |  |  | N | Landfill Gas | [13 empty] | 0.22117 | 0.22117 | 0.22117 | 0.22117 | [11 empty] | Emerald Peoples Utility District | 100 | Emerald Peoples Utility District | 100
biomass | Short Mountain | 7413_G_4 | 7413 | G | 4 |  | Landfill Gas |  | WECC_PNW | Oregon | 41 | Lane | 39 | 41039 | 0.8 | 13839 | 1993 | 9999 |  |  | N | Landfill Gas | [13 empty] | 0.22117 | 0.22117 | 0.22117 | 0.22117 | [11 empty] | Emerald Peoples Utility District | 100 | Emerald Peoples Utility District | 100
natural gas peaker | Lakefield Utilities | 7415_G_5 | 7415 | G | 5 |  | Combustion Turbine | IC Engine | MIS_MNWI | Minnesota | 27 | Jackson | 63 | 27063 | 1 | 11219 | 1985 | 9999 |  |  | N | Distillate Fuel Oil | [13 empty] | 1.6498 | 1.6498 | 1.6498 | 1.6498 | [11 empty] | Lakefield MN (City of) | 100 | Lakefield MN (City of) | 100
natural gas peaker | Lakefield Utilities | 7415_G_6 | 7415 | G | 6 |  | Combustion Turbine | IC Engine | MIS_MNWI | Minnesota | 27 | Jackson | 63 | 27063 | 2 | 11200 | 2003 | 9999 |  |  | N | Distillate Fuel Oil | [13 empty] | 1.6498 | 1.6498 | 1.6498 | 1.6498 | [11 empty] | Lakefield MN (City of) | 100 | Lakefield MN (City of) | 100
natural gas peaker | Interstate | 7425_G_1 | 7425 | G | 1 | 3116 | Combustion Turbine |  | MIS_IL | Illinois | 17 | Sangamon | 167 | 17167 | 112 | 12948 | 1997 | 2045 |  |  | N | Natural Gas, Distillate Fuel Oil |  |  |  | H2O | [8 empty] | 1 | 0.12418 | 0.12418 | 0.12418 | 0.12418 | [11 empty] | Springfield Water Light & Power Dept | 100 | Springfield Water Light & Power Dept | 100
hydro | Cowlitz Falls | 7427_G_U#1 | 7427 | G | U#1 |  | Hydro |  | WECC_PNW | Washington | 53 | Lewis | 41 | 53041 | 35 | 0 | 1994 | 9999 |  |  | N | Hydro | [13 empty] | 0 | 0 | 0 | 0 | [11 empty] | PUD No 1 of Lewis County | 100 | PUD No 1 of Lewis County | 100
hydro | Cowlitz Falls | 7427_G_U#2 | 7427 | G | U#2 |  | Hydro |  | WECC_PNW | Washington | 53 | Lewis | 41 | 53041 | 35 | 0 | 1994 | 9999 |  |  | N | Hydro | [13 empty] | 0 | 0 | 0 | 0 | [11 empty] | PUD No 1 of Lewis County | 100 | PUD No 1 of Lewis County | 100
natural gas peaker | Edenton Generators | 7429_G_2 | 7429 | G | 2 |  | Combustion Turbine | IC Engine | PJM_Dom | North Carolina | 37 | Chowan | 41 | 37041 | 1.2 | 14199 | 1988 | 9999 |  |  | N | Distillate Fuel Oil | [12 empty] | 2.3 | 1.6498 | 1.6498 | 1.6498 | 1.6498 | [11 empty] | Edenton NC (Town of) | 100 | Edenton NC (Town of) | 100
natural gas peaker | Edenton Generators | 7429_G_3 | 7429 | G | 3 |  | Combustion Turbine | IC Engine | PJM_Dom | North Carolina | 37 | Chowan | 41 | 37041 | 1.2 | 18028 | 2014 | 9999 |  |  | N | Distillate Fuel Oil | [13 empty] | 1.6498 | 1.6498 | 1.6498 | 1.6498 | [11 empty] | Edenton NC (Town of) | 100 | Edenton NC (Town of) | 100
hydro | Dalles Dam North Fishway Project | 7431_G_1 | 7431 | G | 1 |  | Hydro |  | WECC_PNW | Oregon | 41 | Wasco | 65 | 41065 | 5 | 0 | 1991 | 9999 |  |  | N | Hydro | [13 empty] | 0 | 0 | 0 | 0 | [11 empty] | Northern Wasco County PUD | 100 | Northern Wasco County PUD | 100
natural gas peaker | Oxford (KS) | 7432_G_1A | 7432 | G | 1A |  | Combustion Turbine | IC Engine | SPP_N | Kansas | 20 | Sumner | 191 | 20191 | 1.6 | 12283 | 1999 | 9999 |  |  | N | Distillate Fuel Oil | [12 empty] | 3 | 1.6498 | 1.6498 | 1.6498 | 1.6498 | [11 empty] | Oxford KS (City of) | 100 | Oxford KS (City of) | 100
natural gas peaker | Oxford (KS) | 7432_G_2A | 7432 | G | 2A |  | Combustion Turbine | IC Engine | SPP_N | Kansas | 20 | Sumner | 191 | 20191 | 1.6 | 12283 | 1999 | 9999 |  |  | N | Distillate Fuel Oil | [12 empty] | 3 | 1.6498 | 1.6498 | 1.6498 | 1.6498 | [11 empty] | Oxford KS (City of) | 100 | Oxford KS (City of) | 100
natural gas peaker | Oxford (KS) | 7432_G_3A | 7432 | G | 3A |  | Combustion Turbine | IC Engine | SPP_N | Kansas | 20 | Sumner | 191 | 20191 | 1.6 | 12283 | 2007 | 9999 |  |  | N | Distillate Fuel Oil | [12 empty] | 3 | 1.6498 | 1.6498 | 1.6498 | 1.6498 | [11 empty] | Oxford KS (City of) | 100 | Oxford KS (City of) | 100
natural gas peaker | Church Street Plant | 7438_G_C5 | 7438 | G | C5 |  | Combustion Turbine | IC Engine | PJM_Dom | Virginia | 51 | Prince William | 153 | 51153 | 1.5 | 13009 | 1987 | 9999 |  |  | N | Distillate Fuel Oil | [12 empty] | 1.06 | 0.07042 | 0.07042 | 0.07042 | 0.07042 | [11 empty] | Manassas VA (City of) | 100 | Manassas VA (City of) | 100
natural gas peaker | Church Street Plant | 7438_G_C6 | 7438 | G | C6 |  | Combustion Turbine | IC Engine | PJM_Dom | Virginia | 51 | Prince William | 153 | 51153 | 1.5 | 12974 | 1987 | 9999 |  |  | N | Distillate Fuel Oil | [12 empty] | 1.06 | 0.07042 | 0.07042 | 0.07042 | 0.07042 | [11 empty] | Manassas VA (City of) | 100 | Manassas VA (City of) | 100
natural gas peaker | Church Street Plant | 7438_G_C3A | 7438 | G | C3A |  | Combustion Turbine | IC Engine | PJM_Dom | Virginia | 51 | Prince William | 153 | 51153 | 1 | 12885 | 1996 | 9999 |  |  | N | Distillate Fuel Oil | [12 empty] | 1.06 | 0.07042 | 0.07042 | 0.07042 | 0.07042 | [11 empty] | Manassas VA (City of) | 100 | Manassas VA (City of) | 100
natural gas peaker | Godwin Drive Plant | 7439_G_C7 | 7439 | G | C7 |  | Combustion Turbine | IC Engine | PJM_Dom | Virginia | 51 | Prince William | 153 | 51153 | 1.5 | 10745 | 1990 | 9999 |  |  | N | Distillate Fuel Oil | [12 empty] | 1.06 | 1.6498 | 1.6498 | 1.6498 | 1.6498 | [11 empty] | Manassas VA (City of) | 100 | Manassas VA (City of) | 100
natural gas peaker | Godwin Drive Plant | 7439_G_C8 | 7439 | G | C8 |  | Combustion Turbine | IC Engine | PJM_Dom | Virginia | 51 | Prince William | 153 | 51153 | 1.5 | 10745 | 1990 | 9999 |  |  | N | Distillate Fuel Oil | [12 empty] | 1.06 | 1.6498 | 1.6498 | 1.6498 | 1.6498 | [11 empty] | Manassas VA (City of) | 100 | Manassas VA (City of) | 100
natural gas peaker | Godwin Drive Plant | 7439_G_C10 | 7439 | G | C10 |  | Combustion Turbine | IC Engine | PJM_Dom | Virginia | 51 | Prince William | 153 | 51153 | 1.5 | 10745 | 1992 | 9999 |  |  | N | Distillate Fuel Oil | [12 empty] | 1.06 | 1.6498 | 1.6498 | 1.6498 | 1.6498 | [11 empty] | Manassas VA (City of) | 100 | Manassas VA (City of) | 100
natural gas peaker | Godwin Drive Plant | 7439_G_C9 | 7439 | G | C9 |  | Combustion Turbine | IC Engine | PJM_Dom | Virginia | 51 | Prince William | 153 | 51153 | 1.5 | 10745 | 1992 | 9999 |  |  | N | Distillate Fuel Oil | [12 empty] | 1.06 | 1.6498 | 1.6498 | 1.6498 | 1.6498 | [11 empty] | Manassas VA (City of) | 100 | Manassas VA (City of) | 100
natural gas peaker | VMEA 1 Credit Gen | 7440_G_V10 | 7440 | G | V10 |  | Combustion Turbine | IC Engine | PJM_Dom | Virginia | 51 | Prince William | 153 | 51153 | 1.5 | 10745 | 1990 | 9999 |  |  | N | Distillate Fuel Oil | [12 empty] | 1.06 | 1.6498 | 1.6498 | 1.6498 | 1.6498 | [11 empty] | Harrisonburg VA (City of) | 48.58 | Harrisonburg VA (City of) | 48.58
natural gas peaker | VMEA 1 Credit Gen | 7440_G_V3 | 7440 | G | V3 |  | Combustion Turbine | IC Engine | PJM_Dom | Virginia | 51 | Prince William | 153 | 51153 | 1.5 | 10745 | 1990 | 9999 |  |  | N | Distillate Fuel Oil | [12 empty] | 1.06 | 1.6498 | 1.6498 | 1.6498 | 1.6498 | [11 empty] | Harrisonburg VA (City of) | 48.58 | Harrisonburg VA (City of) | 48.58
natural gas peaker | VMEA 1 Credit Gen | 7440_G_V4 | 7440 | G | V4 |  | Combustion Turbine | IC Engine | PJM_Dom | Virginia | 51 | Prince William | 153 | 51153 | 1.5 | 10745 | 1990 | 9999 |  |  | N | Distillate Fuel Oil | [12 empty] | 1.06 | 1.6498 | 1.6498 | 1.6498 | 1.6498 | [11 empty] | Harrisonburg VA (City of) | 48.58 | Harrisonburg VA (City of) | 48.58
natural gas peaker | VMEA 1 Credit Gen | 7440_G_V5 | 7440 | G | V5 |  | Combustion Turbine | IC Engine | PJM_Dom | Virginia | 51 | Prince William | 153 | 51153 | 1.5 | 10745 | 1990 | 9999 |  |  | N | Distillate Fuel Oil | [12 empty] | 1.06 | 1.6498 | 1.6498 | 1.6498 | 1.6498 | [11 empty] | Harrisonburg VA (City of) | 48.58 | Harrisonburg VA (City of) | 48.58
natural gas peaker | VMEA 1 Credit Gen | 7440_G_V6 | 7440 | G | V6 |  | Combustion Turbine | IC Engine | PJM_Dom | Virginia | 51 | Prince William | 153 | 51153 | 1.5 | 10745 | 1990 | 9999 |  |  | N | Distillate Fuel Oil | [12 empty] | 1.06 | 1.6498 | 1.6498 | 1.6498 | 1.6498 | [11 empty] | Harrisonburg VA (City of) | 48.58 | Harrisonburg VA (City of) | 48.58
natural gas peaker | VMEA 1 Credit Gen | 7440_G_V7 | 7440 | G | V7 |  | Combustion Turbine | IC Engine | PJM_Dom | Virginia | 51 | Prince William | 153 | 51153 | 1.5 | 10745 | 1990 | 9999 |  |  | N | Distillate Fuel Oil | [12 empty] | 1.06 | 1.6498 | 1.6498 | 1.6498 | 1.6498 | [11 empty] | Harrisonburg VA (City of) | 48.58 | Harrisonburg VA (City of) | 48.58
natural gas peaker | VMEA 1 Credit Gen | 7440_G_V8 | 7440 | G | V8 |  | Combustion Turbine | IC Engine | PJM_Dom | Virginia | 51 | Prince William | 153 | 51153 | 1.5 | 10745 | 1990 | 9999 |  |  | N | Distillate Fuel Oil | [12 empty] | 1.06 | 1.6498 | 1.6498 | 1.6498 | 1.6498 | [11 empty] | Harrisonburg VA (City of) | 48.58 | Harrisonburg VA (City of) | 48.58
natural gas peaker | VMEA 1 Credit Gen | 7440_G_V9-1 | 7440 | G | V9-1 |  | Combustion Turbine | IC Engine | PJM_Dom | Virginia | 51 | Prince William | 153 | 51153 | 1.8 | 10745 | 2009 | 9999 |  |  | N | Distillate Fuel Oil | [13 empty] | 1.6498 | 1.6498 | 1.6498 | 1.6498 | [11 empty] | Harrisonburg VA (City of) | 48.58 | Harrisonburg VA (City of) | 48.58
natural gas peaker | VMEA Peaking Gen | 7441_G_V1 | 7441 | G | V1 |  | Combustion Turbine | IC Engine | PJM_Dom | Virginia | 51 | Prince William | 153 | 51153 | 1.5 | 10745 | 1992 | 9999 |  |  | N | Distillate Fuel Oil | [12 empty] | 1.06 | 1.6498 | 1.6498 | 1.6498 | 1.6498 | [11 empty] | Harrisonburg VA (City of) | 47.35 | Harrisonburg VA (City of) | 47.35
natural gas peaker | VMEA Peaking Gen | 7441_G_V2 | 7441 | G | V2 |  | Combustion Turbine | IC Engine | PJM_Dom | Virginia | 51 | Prince William | 153 | 51153 | 1.5 | 10745 | 1992 | 9999 |  |  | N | Distillate Fuel Oil | [12 empty] | 1.06 | 1.6498 | 1.6498 | 1.6498 | 1.6498 | [11 empty] | Harrisonburg VA (City of) | 47.35 | Harrisonburg VA (City of) | 47.35
natural gas peaker | VMEA Peaking Gen | 7441_G_V11 | 7441 | G | V11 |  | Combustion Turbine | IC Engine | PJM_Dom | Virginia | 51 | Prince William | 153 | 51153 | 1.5 | 10745 | 1993 | 9999 |  |  | N | Distillate Fuel Oil | [12 empty] | 1.06 | 1.6498 | 1.6498 | 1.6498 | 1.6498 | [11 empty] | Harrisonburg VA (City of) | 47.35 | Harrisonburg VA (City of) | 47.35
natural gas peaker | VMEA Peaking Gen | 7441_G_V12 | 7441 | G | V12 |  | Combustion Turbine | IC Engine | PJM_Dom | Virginia | 51 | Prince William | 153 | 51153 | 1.5 | 10745 | 1993 | 9999 |  |  | N | Distillate Fuel Oil | [12 empty] | 1.06 | 1.6498 | 1.6498 | 1.6498 | 1.6498 | [11 empty] | Harrisonburg VA (City of) | 47.35 | Harrisonburg VA (City of) | 47.35
natural gas peaker | Pratt 2 | 7447_G_IC2 | 7447 | G | IC2 |  | Combustion Turbine | IC Engine | SPP_N | Kansas | 20 | Pratt | 151 | 20151 | 7.6 | 16609 | 1994 | 9999 |  |  | N | Natural Gas, Distillate Fuel Oil | [13 empty] | 2.4814 | 2.4814 | 2.4814 | 2.4814 | [11 empty] | Pratt KS (City of) | 100 | Pratt KS (City of) | 100
natural gas peaker | Pratt 2 | 7447_G_IC3 | 7447 | G | IC3 |  | Combustion Turbine | IC Engine | SPP_N | Kansas | 20 | Pratt | 151 | 20151 | 7.6 | 16624 | 2004 | 9999 |  |  | N | Natural Gas, Distillate Fuel Oil | [13 empty] | 1.061 | 1.061 | 1.061 | 1.061 | [11 empty] | Pratt KS (City of) | 100 | Pratt KS (City of) | 100
natural gas peaker | Combustion Turbine Project No 2 | 7449_G_NA1 | 7449 | G | NA1 | 3117 | Combustion Turbine |  | WEC_CALN | California | 6 | San Joaquin | 77 | 06077 | 49.3 | 10745 | 1996 | 9999 |  |  | N | Natural Gas |  |  |  |  | SCR | [7 empty] | 0.74 | 0.02041 | 0.02041 | 0.02041 | 0.02041 | [11 empty] | Northern California Power Agency | 100 | Northern California Power Agency | 100
natural gas peaker | Alameda | 7450_G_1 | 7450 | G | 1 |  | Combustion Turbine |  | WEC_CALN | California | 6 | Alameda | 1 | 06001 | 21.8 | 15634 | 1986 | 9999 |  |  | N | Natural Gas, Distillate Fuel Oil | [12 empty] | 0.74 | 0.013 | 0.013 | 0.013 | 0.013 | [11 empty] | Northern California Power Agency | 100 | Northern California Power Agency | 100
natural gas peaker | Alameda | 7450_G_2 | 7450 | G | 2 |  | Combustion Turbine |  | WEC_CALN | California | 6 | Alameda | 1 | 06001 | 21.8 | 15636 | 1986 | 9999 |  |  | N | Natural Gas, Distillate Fuel Oil | [12 empty] | 0.74 | 0.013 | 0.013 | 0.013 | 0.013 | [11 empty] | Northern California Power Agency | 100 | Northern California Power Agency | 100
natural gas peaker | Lodi | 7451_G_1 | 7451 | G | 1 |  | Combustion Turbine |  | WEC_CALN | California | 6 | San Joaquin | 77 | 06077 | 23.3 | 16304 | 1986 | 9999 |  |  | N | Natural Gas, Distillate Fuel Oil | [12 empty] | 0.74 | 0.00671 | 0.00671 | 0.00671 | 0.00671 | [11 empty] | Northern California Power Agency | 100 | Northern California Power Agency | 100
natural gas peaker | Roseville | 7452_G_1 | 7452 | G | 1 |  | Combustion Turbine |  | WEC_CALN | California | 6 | Placer | 61 | 06061 | 21.2 | 15844 | 1986 | 9999 |  |  | N | Natural Gas | [12 empty] | 0.74 | 0.05581 | 0.05581 | 0.05581 | 0.05581 | [11 empty] | Roseville Electric | 100 | Roseville Electric | 100
natural gas peaker | Roseville | 7452_G_2 | 7452 | G | 2 |  | Combustion Turbine |  | WEC_CALN | California | 6 | Placer | 61 | 06061 | 21.2 | 15852 | 1986 | 9999 |  |  | N | Natural Gas | [12 empty] | 0.74 | 0.15011 | 0.15011 | 0.15011 | 0.15011 | [11 empty] | Roseville Electric | 100 | Roseville Electric | 100
natural gas peaker | Rathdrum | 7456_G_1 | 7456 | G | 1 | 3118 | Combustion Turbine |  | WECC_PNW | Idaho | 16 | Kootenai | 55 | 16055 | 66 | 12093 | 1994 | 9999 |  |  | N | Natural Gas |  |  |  | DLNB | [8 empty] | 1.75 | 0.03726 | 0.03726 | 0.03726 | 0.03726 | [11 empty] | Avista Corp | 100 | Avista Corp | 100
natural gas peaker | Rathdrum | 7456_G_2 | 7456 | G | 2 | 3119 | Combustion Turbine |  | WECC_PNW | Idaho | 16 | Kootenai | 55 | 16055 | 66 | 12093 | 1994 | 9999 |  |  | N | Natural Gas |  |  |  | DLNB | [8 empty] | 1.75 | 0.03643 | 0.03643 | 0.03643 | 0.03643 | [11 empty] | Avista Corp | 100 | Avista Corp | 100
hydro | Basalt | 7458_G_1 | 7458 | G | 1 |  | Hydro |  | WECC_CO | Colorado | 8 | Eagle | 37 | 08037 | 4.5 | 0 | 1985 | 9999 |  |  | N | Hydro | [13 empty] | 0 | 0 | 0 | 0 | [11 empty] | Aspen CO (City of) | 100 | Aspen CO (City of) | 100
natural gas peaker | Madison Utilities | 7469_G_FM3 | 7469 | G | FM3 |  | Combustion Turbine | IC Engine | SPP_NEBR | Nebraska | 31 | Madison | 119 | 31119 | 0.9 | 17875 | 1953 | 9999 |  |  | N | Natural Gas, Distillate Fuel Oil | [12 empty] | 2.5 | 1.6498 | 1.6498 | 1.6498 | 1.6498 | [11 empty] | Madison NE (City of) | 100 | Madison NE (City of) | 100
natural gas peaker | Madison Utilities | 7469_G_FM1 | 7469 | G | FM1 |  | Combustion Turbine | IC Engine | SPP_NEBR | Nebraska | 31 | Madison | 119 | 31119 | 1.7 | 17700 | 1959 | 9999 |  |  | N | Natural Gas, Distillate Fuel Oil | [12 empty] | 2.5 | 1.6498 | 1.6498 | 1.6498 | 1.6498 | [11 empty] | Madison NE (City of) | 100 | Madison NE (City of) | 100
natural gas peaker | Madison Utilities | 7469_G_FM2 | 7469 | G | FM2 |  | Combustion Turbine | IC Engine | SPP_NEBR | Nebraska | 31 | Madison | 119 | 31119 | 1 | 18541 | 1959 | 9999 |  |  | N | Natural Gas, Distillate Fuel Oil | [12 empty] | 2.5 | 1.6498 | 1.6498 | 1.6498 | 1.6498 | [11 empty] | Madison NE (City of) | 100 | Madison NE (City of) | 100
natural gas peaker | Madison Utilities | 7469_G_FM5 | 7469 | G | FM5 |  | Combustion Turbine | IC Engine | SPP_NEBR | Nebraska | 31 | Madison | 119 | 31119 | 1 | 18541 | 2006 | 9999 |  |  | N | Natural Gas, Distillate Fuel Oil | [13 empty] | 1.6498 | 1.6498 | 1.6498 | 1.6498 | [11 empty] | Madison NE (City of) | 100 | Madison NE (City of) | 100
natural gas peaker | Marceline | 7470_G_1 | 7470 | G | 1 |  | Combustion Turbine | IC Engine | MIS_MO | Missouri | 29 | Linn | 115 | 29115 | 1 | 12937 | 1989 | 9999 |  |  | N | Distillate Fuel Oil | [12 empty] | 2.3 | 1.6498 | 1.6498 | 1.6498 | 1.6498 | [11 empty] | Marceline MO (City of) | 100 | Marceline MO (City of) | 100
natural gas peaker | Marceline | 7470_G_2 | 7470 | G | 2 |  | Combustion Turbine | IC Engine | MIS_MO | Missouri | 29 | Linn | 115 | 29115 | 3 | 12207 | 2002 | 9999 |  |  | N | Distillate Fuel Oil | [12 empty] | 2.3 | 1.6498 | 1.6498 | 1.6498 | 1.6498 | [11 empty] | Marceline MO (City of) | 100 | Marceline MO (City of) | 100
natural gas peaker | Marceline | 7470_G_5 | 7470 | G | 5 |  | Combustion Turbine | IC Engine | MIS_MO | Missouri | 29 | Linn | 115 | 29115 | 2 | 12275 | 2004 | 9999 |  |  | N | Distillate Fuel Oil | [12 empty] | 2.3 | 1.6498 | 1.6498 | 1.6498 | 1.6498 | [11 empty] | Marceline MO (City of) | 100 | Marceline MO (City of) | 100
natural gas peaker | Marceline | 7470_G_6 | 7470 | G | 6 |  | Combustion Turbine | IC Engine | MIS_MO | Missouri | 29 | Linn | 115 | 29115 | 2 | 12275 | 2004 | 9999 |  |  | N | Distillate Fuel Oil | [12 empty] | 2.3 | 1.6498 | 1.6498 | 1.6498 | 1.6498 | [11 empty] | Marceline MO (City of) | 100 | Marceline MO (City of) | 100
hydro | Upper Sterling | 7474_G_1 | 7474 | G | 1 |  | Hydro |  | PJM_COMD | Illinois | 17 | Whiteside | 195 | 17195 | 1 | 0 | 1988 | 9999 |  |  | N | Hydro | [13 empty] | 0 | 0 | 0 | 0 | [11 empty] | Rock Falls Electrical Dept | 100 | Rock Falls Electrical Dept | 100
hydro | Upper Sterling | 7474_G_2 | 7474 | G | 2 |  | Hydro |  | PJM_COMD | Illinois | 17 | Whiteside | 195 | 17195 | 1 | 0 | 1988 | 9999 |  |  | N | Hydro | [13 empty] | 0 | 0 | 0 | 0 | [11 empty] | Rock Falls Electrical Dept | 100 | Rock Falls Electrical Dept | 100
natural gas peaker | North Road Peak | 7479_G_EAST | 7479 | G | EAST |  | Combustion Turbine | IC Engine | S_VACA | South Carolina | 45 | Orangeburg | 75 | 45075 | 6.5 | 12283 | 1987 | 9999 |  |  | N | Distillate Fuel Oil | [12 empty] | 3.5 | 1.6498 | 1.6498 | 1.6498 | 1.6498 | [11 empty] | Orangeburg SC (City of) | 100 | Orangeburg SC (City of) | 100
natural gas peaker | North Road Peak | 7479_G_WEST | 7479 | G | WEST |  | Combustion Turbine | IC Engine | S_VACA | South Carolina | 45 | Orangeburg | 75 | 45075 | 6.5 | 12283 | 1987 | 9999 |  |  | N | Distillate Fuel Oil | [12 empty] | 3.5 | 1.6498 | 1.6498 | 1.6498 | 1.6498 | [11 empty] | Orangeburg SC (City of) | 100 | Orangeburg SC (City of) | 100
natural gas peaker | Rowesville Rd Plant | 7480_G_GEN3 | 7480 | G | GEN3 |  | Combustion Turbine |  | S_VACA | South Carolina | 45 | Orangeburg | 75 | 45075 | 4.2 | 25000 | 1994 | 9999 |  |  | N | Natural Gas | [12 empty] | 3.5 | 0.23894 | 0.23894 | 0.23894 | 0.23894 | [11 empty] | Orangeburg SC (City of) | 100 | Orangeburg SC (City of) | 100
natural gas peaker | Rowesville Rd Plant | 7480_G_GEN4 | 7480 | G | GEN4 |  | Combustion Turbine |  | S_VACA | South Carolina | 45 | Orangeburg | 75 | 45075 | 4.2 | 25000 | 1994 | 9999 |  |  | N | Natural Gas | [12 empty] | 3.5 | 0.23894 | 0.23894 | 0.23894 | 0.23894 | [11 empty] | Orangeburg SC (City of) | 100 | Orangeburg SC (City of) | 100
natural gas peaker | City Light & Water | 7481_G_1 | 7481 | G | 1 |  | Combustion Turbine | IC Engine | SPP_NEBR | Nebraska | 31 | Webster | 181 | 31181 | 0.9 | 16167 | 1987 | 9999 |  |  | N | Distillate Fuel Oil | [12 empty] | 2.5 | 0.27886 | 0.27886 | 0.27886 | 0.27886 | [11 empty] | Blue Hill NE (City of) | 100 | Blue Hill NE (City of) | 100
natural gas peaker | City Light & Water | 7481_G_2 | 7481 | G | 2 |  | Combustion Turbine | IC Engine | SPP_NEBR | Nebraska | 31 | Webster | 181 | 31181 | 0.4 | 16553 | 1987 | 9999 |  |  | N | Distillate Fuel Oil | [12 empty] | 2.5 | 1.6498 | 1.6498 | 1.6498 | 1.6498 | [11 empty] | Blue Hill NE (City of) | 100 | Blue Hill NE (City of) | 100
hydro | Lake Mendocino | 7489_G_G1 | 7489 | G | G1 |  | Hydro |  | WEC_CALN | California | 6 | Mendocino | 45 | 06045 | 1 | 0 | 1987 | 9999 |  |  | N | Hydro | [13 empty] | 0 | 0 | 0 | 0 | [11 empty] | Ukiah CA (City of) | 100 | Ukiah CA (City of) | 100
hydro | Lake Mendocino | 7489_G_G2 | 7489 | G | G2 |  | Hydro |  | WEC_CALN | California | 6 | Mendocino | 45 | 06045 | 2.5 | 0 | 1987 | 9999 |  |  | N | Hydro | [13 empty] | 0 | 0 | 0 | 0 | [11 empty] | Ukiah CA (City of) | 100 | Ukiah CA (City of) | 100
natural gas peaker | Croswell | 7497_G_1 | 7497 | G | 1 |  | Combustion Turbine | IC Engine | MIS_LMI | Michigan | 26 | Sanilac | 151 | 26151 | 0.6 | 12283 | 1982 | 9999 |  |  | N | Distillate Fuel Oil | [12 empty] | 1.67 | 1.6498 | 1.6498 | 1.6498 | 1.6498 | [11 empty] | Croswell MI (City of) | 100 | Croswell MI (City of) | 100
natural gas peaker | Croswell | 7497_G_2 | 7497 | G | 2 |  | Combustion Turbine | IC Engine | MIS_LMI | Michigan | 26 | Sanilac | 151 | 26151 | 0.7 | 12283 | 1984 | 9999 |  |  | N | Distillate Fuel Oil | [12 empty] | 1.67 | 1.6498 | 1.6498 | 1.6498 | 1.6498 | [11 empty] | Croswell MI (City of) | 100 | Croswell MI (City of) | 100
natural gas peaker | Croswell | 7497_G_3 | 7497 | G | 3 |  | Combustion Turbine | IC Engine | MIS_LMI | Michigan | 26 | Sanilac | 151 | 26151 | 1.2 | 12283 | 1988 | 9999 |  |  | N | Distillate Fuel Oil | [12 empty] | 1.67 | 1.6498 | 1.6498 | 1.6498 | 1.6498 | [11 empty] | Croswell MI (City of) | 100 | Croswell MI (City of) | 100
natural gas peaker | Croswell | 7497_G_4 | 7497 | G | 4 |  | Combustion Turbine | IC Engine | MIS_LMI | Michigan | 26 | Sanilac | 151 | 26151 | 1.3 | 12283 | 1990 | 9999 |  |  | N | Distillate Fuel Oil | [12 empty] | 1.67 | 1.6498 | 1.6498 | 1.6498 | 1.6498 | [11 empty] | Croswell MI (City of) | 100 | Croswell MI (City of) | 100
natural gas peaker | Croswell | 7497_G_5 | 7497 | G | 5 |  | Combustion Turbine | IC Engine | MIS_LMI | Michigan | 26 | Sanilac | 151 | 26151 | 1.3 | 12283 | 1996 | 9999 |  |  | N | Distillate Fuel Oil | [12 empty] | 1.67 | 1.6498 | 1.6498 | 1.6498 | 1.6498 | [11 empty] | Croswell MI (City of) | 100 | Croswell MI (City of) | 100
onshore wind | Princeton Wind Farm | 7501_G_2 | 7501 | G | 2 |  | Onshore Wind |  | NENGREST | Massachusetts | 25 | Worcester | 27 | 25027 | 3 | 0 | 2010 | 9999 |  |  | N | Wind | [13 empty] | 0 | 0 | 0 | 0 | [11 empty] | Princeton Municipal Light Dept | 100 | Princeton Municipal Light Dept | 100
hard coal | Neil Simpson II | 7504_B_2 | 7504 | B | 2 | 3120 | Coal Steam |  | WECC_WY | Wyoming | 56 | Campbell | 5 | 56005 | 80 | 12337 | 1995 | 9999 | wall | dry | N | Subbituminous | Dry Scrubber | 1996 | 0.875 | LNB + OFA |  |  |  | ESPC | No | ACI | 2016 |  | 0.2 | 0.15324 | 0.15324 | 0.15324 | 0.15324 | 0.1 | 0.1 | 0.1 | 0.925 |  |  |  |  | C2G/Retire | 2025 |  | Black Hills Power Inc | 100 | Black Hills Corp | 100
natural gas peaker | Neil Simpson II | 7504_G_GT1 | 7504 | G | GT1 | 3121 | Combustion Turbine |  | WECC_WY | Wyoming | 56 | Campbell | 5 | 56005 | 34 | 11676 | 2000 | 9999 |  |  | N | Natural Gas |  |  |  | DLNB | [8 empty] | 0.8 | 0.06332 | 0.06332 | 0.06332 | 0.06332 | [11 empty] | Black Hills Power Inc | 100 | Black Hills Corp | 100
hydro | Deadwood Creek | 7507_G_1 | 7507 | G | 1 |  | Hydro |  | WEC_CALN | California | 6 | Yuba | 115 | 06115 | 1.9 | 0 | 1993 | 9999 |  |  | N | Hydro | [13 empty] | 0 | 0 | 0 | 0 | [11 empty] | Yuba County Water Agency | 100 | Yuba County Water Agency | 100
hydro | Stone Creek | 7508_G_1 | 7508 | G | 1 |  | Hydro |  | WECC_PNW | Oregon | 41 | Clackamas | 5 | 41005 | 7 | 0 | 1994 | 9999 |  |  | N | Hydro | [13 empty] | 0 | 0 | 0 | 0 | [11 empty] | Eugene Water & Electric Board | 100 | Eugene Water & Electric Board | 100
hydro | McNary Dam Fish Attraction Project | 7511_G_1 | 7511 | G | 1 |  | Hydro |  | WECC_PNW | Washington | 53 | Benton | 5 | 53005 | 9 | 0 | 1997 | 9999 |  |  | N | Hydro | [13 empty] | 0 | 0 | 0 | 0 | [11 empty] | Northern Wasco County PUD | 50 | Northern Wasco County PUD | 50
natural gas combined cycle | Arthur Von Rosenberg | 7512_G_1 | 7512 | G | 1 | 2484 | Combined Cycle |  | ERC_REST | Texas | 48 | Bexar | 29 | 48029 | 157 | 7162 | 2000 | 9999 |  |  | N | Natural Gas |  |  |  | DLNB | SCR | [7 empty] | 0.5 | 0.02358 | 0.02358 | 0.02358 | 0.02358 | [11 empty] | CPS Energy | 100 | CPS Energy | 100
natural gas combined cycle | Arthur Von Rosenberg | 7512_G_2 | 7512 | G | 2 | 2485 | Combined Cycle |  | ERC_REST | Texas | 48 | Bexar | 29 | 48029 | 157 | 7162 | 2000 | 9999 |  |  | N | Natural Gas |  |  |  | DLNB | SCR | [7 empty] | 0.5 | 0.02358 | 0.02358 | 0.02358 | 0.02358 | [11 empty] | CPS Energy | 100 | CPS Energy | 100
natural gas combined cycle | Arthur Von Rosenberg | 7512_G_3 | 7512 | G | 3 | 2484 | Combined Cycle |  | ERC_REST | Texas | 48 | Bexar | 29 | 48029 | 164 | 7162 | 2000 | 9999 |  |  | N | Natural Gas |  |  |  | DLNB | SCR | [7 empty] | 0.5 | 0.02358 | 0.02358 | 0.02358 | 0.02358 | [11 empty] | CPS Energy | 100 | CPS Energy | 100
natural gas peaker | McPherson 3 | 7515_G_NA1 | 7515 | G | NA1 | 3124 | Combustion Turbine |  | SPP_N | Kansas | 20 | McPherson | 113 | 20113 | 80 | 15841 | 1998 | 9999 |  |  | N | Natural Gas, Distillate Fuel Oil |  |  |  | H2O | [8 empty] | 3 | 0.18316 | 0.18316 | 0.18316 | 0.18316 | [11 empty] | McPherson Board of Public Utilities | 100 | McPherson Board of Public Utilities | 100
onshore wind | Solano Wind | 7526_G_1 | 7526 | G | 1 |  | Onshore Wind |  | WEC_CALN | California | 6 | Solano | 95 | 06095 | 13.1 | 0 | 1994 | 9999 |  |  | N | Wind | [13 empty] | 0 | 0 | 0 | 0 | [11 empty] | Sacramento Municipal Utility District | 100 | Sacramento Municipal Utility District | 100
onshore wind | Solano Wind | 7526_G_2 | 7526 | G | 2 |  | Onshore Wind |  | WEC_CALN | California | 6 | Solano | 95 | 06095 | 24 | 0 | 2006 | 9999 |  |  | N | Wind | [13 empty] | 0 | 0 | 0 | 0 | [11 empty] | Sacramento Municipal Utility District | 100 | Sacramento Municipal Utility District | 100
onshore wind | Solano Wind | 7526_G_2B | 7526 | G | 2B |  | Onshore Wind |  | WEC_CALN | California | 6 | Solano | 95 | 06095 | 63 | 0 | 2007 | 9999 |  |  | N | Wind | [13 empty] | 0 | 0 | 0 | 0 | [11 empty] | Sacramento Municipal Utility District | 100 | Sacramento Municipal Utility District | 100
onshore wind | Solano Wind | 7526_G_3 | 7526 | G | 3 |  | Onshore Wind |  | WEC_CALN | California | 6 | Solano | 95 | 06095 | 128 | 0 | 2012 | 9999 |  |  | N | Wind | [13 empty] | 0 | 0 | 0 | 0 | [11 empty] | Sacramento Municipal Utility District | 100 | Sacramento Municipal Utility District | 100
natural gas peaker | Carson Ice-Gen Project | 7527_G_1 | 7527 | G | 1 | 3125 | Combustion Turbine |  | WEC_BANC | California | 6 | Sacramento | 67 | 06067 | 41.2 | 8700 | 1995 | 9999 |  |  | Y | Natural Gas |  |  |  | H2O | SCR | [8 empty] | 0.00668 | 0.00668 | 0.00668 | 0.00668 | [11 empty] | Sacramento Municipal Utility District | 100 | Sacramento Municipal Utility District | 100
natural gas combined cycle | Carson Ice-Gen Project | 7527_G_2 | 7527 | G | 2 | 3126 | Combined Cycle |  | WEC_BANC | California | 6 | Sacramento | 67 | 06067 | 16.6 | 7952 | 1995 | 9999 |  |  | Y | Natural Gas |  |  |  | H2O | SCR | [8 empty] | 0.0089487 | 0.0089487 | 0.0089487 | 0.0089487 | [11 empty] | Central Valley Financing Authority | 100 | Central Valley Financing Authority | 100
natural gas combined cycle | Carson Ice-Gen Project | 7527_G_CCCT | 7527 | G | CCCT | 3125 | Combined Cycle |  | WEC_BANC | California | 6 | Sacramento | 67 | 06067 | 51.2 | 7952 | 1995 | 9999 |  |  | Y | Natural Gas |  |  |  | H2O | SCR | [7 empty] | 0.74 | 0.0089487 | 0.0089487 | 0.0089487 | 0.0089487 | [11 empty] | Sacramento Municipal Utility District | 100 | Sacramento Municipal Utility District | 100
natural gas peaker | Wayne County | 7538_G_1 | 7538 | G | 1 | 1825 | Combustion Turbine |  | S_VACA | North Carolina | 37 | Wayne | 191 | 37191 | 177 | 11501 | 2000 | 9999 |  |  | N | Natural Gas, Distillate Fuel Oil |  |  |  | H2O | [8 empty] | 2.3 | 0.08198 | 0.08198 | 0.08198 | 0.08198 | [11 empty] | Duke Energy Progress | 100 | Duke Energy Corp | 100
natural gas peaker | Wayne County | 7538_G_2 | 7538 | G | 2 | 1826 | Combustion Turbine |  | S_VACA | North Carolina | 37 | Wayne | 191 | 37191 | 174 | 11501 | 2000 | 9999 |  |  | N | Natural Gas, Distillate Fuel Oil |  |  |  | H2O | [8 empty] | 2.3 | 0.1093 | 0.1093 | 0.1093 | 0.1093 | [11 empty] | Duke Energy Progress | 100 | Duke Energy Corp | 100
natural gas peaker | Wayne County | 7538_G_3 | 7538 | G | 3 | 1827 | Combustion Turbine |  | S_VACA | North Carolina | 37 | Wayne | 191 | 37191 | 173 | 11501 | 2000 | 9999 |  |  | N | Natural Gas, Distillate Fuel Oil |  |  |  | DLNB + H2O | [8 empty] | 2.3 | 0.04172 | 0.04172 | 0.04172 | 0.04172 | [11 empty] | Duke Energy Progress | 100 | Duke Energy Corp | 100
natural gas peaker | Wayne County | 7538_G_4 | 7538 | G | 4 | 1828 | Combustion Turbine |  | S_VACA | North Carolina | 37 | Wayne | 191 | 37191 | 170 | 11501 | 2000 | 9999 |  |  | N | Natural Gas, Distillate Fuel Oil |  |  |  | DLNB + H2O | [8 empty] | 2.3 | 0.04401 | 0.04401 | 0.04401 | 0.04401 | [11 empty] | Duke Energy Progress | 100 | Duke Energy Corp | 100
natural gas peaker | Wayne County | 7538_G_5 | 7538 | G | 5 | 89702 | Combustion Turbine |  | S_VACA | North Carolina | 37 | Wayne | 191 | 37191 | 163 | 11506 | 2009 | 9999 |  |  | N | Natural Gas, Distillate Fuel Oil |  |  |  | DLNB + H2O | [8 empty] | 2.3 | 0.02923 | 0.02923 | 0.02923 | 0.02923 | [11 empty] | Duke Energy Progress | 100 | Duke Energy Corp | 100
hydro | Spirit Mountain | 7541_G_1 | 7541 | G | 1 |  | Hydro |  | WECC_WY | Wyoming | 56 | Park | 29 | 56029 | 4.5 | 0 | 1994 | 9999 |  |  | N | Hydro | [13 empty] | 0 | 0 | 0 | 0 | [11 empty] | U S Bureau of Reclamation | 100 | U S Bureau of Reclamation | 100
hydro | Kaw Hydro | 7545_G_1 | 7545 | G | 1 |  | Hydro |  | SPP_WEST | Oklahoma | 40 | Kay | 71 | 40071 | 29.6 | 0 | 1989 | 9999 |  |  | N | Hydro | [13 empty] | 0 | 0 | 0 | 0 | [11 empty] | Oklahoma Municipal Power Authority | 100 | Oklahoma Municipal Power Authority | 100
natural gas combined cycle | Ponca City | 7546_G_1 | 7546 | G | 1 | 566 | Combined Cycle |  | SPP_WEST | Oklahoma | 40 | Kay | 71 | 40071 | 18.8 | 9589 | 1966 | 9999 |  |  | N | Natural Gas, Distillate Fuel Oil |  |  |  | H2O | [9 empty] | 0.079562 | 0.079562 | 0.079562 | 0.079562 | [11 empty] | Ponca City OK (City of) | 100 | Ponca City OK (City of) | 100
natural gas combined cycle | Ponca City | 7546_G_3 | 7546 | G | 3 | 566 | Combined Cycle |  | SPP_WEST | Oklahoma | 40 | Kay | 71 | 40071 | 44.1 | 9589 | 1995 | 9999 |  |  | N | Natural Gas, Distillate Fuel Oil |  |  |  | H2O | [9 empty] | 0.079562 | 0.079562 | 0.079562 | 0.079562 | [11 empty] | Ponca City OK (City of) | 100 | Ponca City OK (City of) | 100
natural gas peaker | Ponca City | 7546_G_4 | 7546 | G | 4 | 89334 | Combustion Turbine |  | SPP_WEST | Oklahoma | 40 | Kay | 71 | 40071 | 43.9 | 11122 | 2003 | 9999 |  |  | N | Natural Gas |  |  |  | H2O | [8 empty] | 0.8 | 0.06863 | 0.06863 | 0.06863 | 0.06863 | [11 empty] | Ponca City OK (City of) | 100 | Ponca City OK (City of) | 100
hydro | Causey | 7548_G_1 | 7548 | G | 1 |  | Hydro |  | WECC_UT | Utah | 49 | Weber | 57 | 49057 | 1.5 | 0 | 1998 | 9999 |  |  | N | Hydro | [13 empty] | 0 | 0 | 0 | 0 | [11 empty] | U S Bureau of Reclamation | 100 | U S Bureau of Reclamation | 100
hydro | Causey | 7548_G_2 | 7548 | G | 2 |  | Hydro |  | WECC_UT | Utah | 49 | Weber | 57 | 49057 | 0.6 | 0 | 1998 | 9999 |  |  | N | Hydro | [13 empty] | 0 | 0 | 0 | 0 | [11 empty] | U S Bureau of Reclamation | 100 | U S Bureau of Reclamation | 100
natural gas combined cycle | SCA Cogen 2 | 7551_G_CCST | 7551 | G | CCST | 3129 | Combined Cycle |  | WEC_BANC | California | 6 | Sacramento | 67 | 06067 | 37.6 | 7216 | 1997 | 9999 |  |  | Y | Natural Gas |  |  |  |  | SCR | [8 empty] | 0.0075343 | 0.0075343 | 0.0075343 | 0.0075343 | [11 empty] | Sacramento Cogeneration Authority | 100 | Sacramento Municipal Utility District | 100
natural gas combined cycle | SCA Cogen 2 | 7551_G_CT1A | 7551 | G | CT1A | 3129 | Combined Cycle |  | WEC_BANC | California | 6 | Sacramento | 67 | 06067 | 47.6 | 7216 | 1997 | 9999 |  |  | Y | Natural Gas |  |  |  |  | SCR | [8 empty] | 0.0075343 | 0.0075343 | 0.0075343 | 0.0075343 | [11 empty] | Sacramento Cogeneration Authority | 100 | Sacramento Municipal Utility District | 100
natural gas combined cycle | SCA Cogen 2 | 7551_G_CT1B | 7551 | G | CT1B | 3130 | Combined Cycle |  | WEC_BANC | California | 6 | Sacramento | 67 | 06067 | 47.6 | 7216 | 1997 | 9999 |  |  | Y | Natural Gas |  |  |  |  | SCR | [8 empty] | 0.0075343 | 0.0075343 | 0.0075343 | 0.0075343 | [11 empty] | Sacramento Cogeneration Authority | 100 | Sacramento Municipal Utility District | 100
natural gas peaker | SCA Cogen 2 | 7551_G_CT1C | 7551 | G | CT1C | 3131 | Combustion Turbine |  | WEC_BANC | California | 6 | Sacramento | 67 | 06067 | 43.8 | 10745 | 2001 | 9999 |  |  | N | Natural Gas |  |  |  |  | SCR | [7 empty] | 0.74 | 0.01032 | 0.01032 | 0.01032 | 0.01032 | [11 empty] | Sacramento Cogeneration Authority | 100 | Sacramento Municipal Utility District | 100
natural gas combined cycle | SPA Cogen 3 | 7552_G_CCCT | 7552 | G | CCCT | 3132 | Combined Cycle |  | WEC_BANC | California | 6 | Sacramento | 67 | 06067 | 119 | 7957 | 1997 | 9999 |  |  | Y | Natural Gas |  |  |  |  | SCR | [8 empty] | 0.29376 | 0.0095983 | 0.29376 | 0.0095983 | [11 empty] | Sacramento Power Authority | 100 | Sacramento Power Authority | 100
natural gas combined cycle | SPA Cogen 3 | 7552_G_CCST | 7552 | G | CCST | 3132 | Combined Cycle |  | WEC_BANC | California | 6 | Sacramento | 67 | 06067 | 59 | 7957 | 1997 | 9999 |  |  | Y | Natural Gas |  |  |  |  | SCR | [8 empty] | 0.29376 | 0.0095983 | 0.29376 | 0.0095983 | [11 empty] | Sacramento Power Authority | 100 | Sacramento Power Authority | 100
natural gas peaker | Nebraska City # 2 | 7555_G_11 | 7555 | G | 11 |  | Combustion Turbine | IC Engine | SPP_N | Nebraska | 31 | Otoe | 131 | 31131 | 3.8 | 12283 | 1998 | 9999 |  |  | N | Natural Gas | [12 empty] | 2.5 | 1.061 | 1.061 | 1.061 | 1.061 | [11 empty] | Nebraska City Utilities | 100 | Nebraska City Utilities | 100
natural gas peaker | Nebraska City # 2 | 7555_G_12 | 7555 | G | 12 |  | Combustion Turbine | IC Engine | SPP_N | Nebraska | 31 | Otoe | 131 | 31131 | 3.8 | 12283 | 1998 | 9999 |  |  | N | Natural Gas | [12 empty] | 2.5 | 1.061 | 1.061 | 1.061 | 1.061 | [11 empty] | Nebraska City Utilities | 100 | Nebraska City Utilities | 100
natural gas peaker | Nebraska City # 2 | 7555_G_13 | 7555 | G | 13 |  | Combustion Turbine | IC Engine | SPP_N | Nebraska | 31 | Otoe | 131 | 31131 | 4.2 | 12283 | 1998 | 9999 |  |  | N | Distillate Fuel Oil | [12 empty] | 2.5 | 1.6498 | 1.6498 | 1.6498 | 1.6498 | [11 empty] | Nebraska City Utilities | 100 | Nebraska City Utilities | 100
natural gas peaker | State Farm | 7556_G_1 | 7556 | G | 1 |  | Combustion Turbine | IC Engine | MIS_IL | Illinois | 17 | McLean | 113 | 17113 | 1.7 | 13469 | 1996 | 2030 |  |  | N | Distillate Fuel Oil | [12 empty] | 1 | 1.6498 | 1.6498 | 1.6498 | 1.6498 | [11 empty] | AmerenIP | 50 | Ameren Corp | 50
natural gas peaker | State Farm | 7556_G_2 | 7556 | G | 2 |  | Combustion Turbine | IC Engine | MIS_IL | Illinois | 17 | McLean | 113 | 17113 | 1.7 | 13469 | 1996 | 2030 |  |  | N | Distillate Fuel Oil | [12 empty] | 1 | 1.6498 | 1.6498 | 1.6498 | 1.6498 | [11 empty] | AmerenIP | 50 | Ameren Corp | 50
natural gas peaker | State Farm | 7556_G_3 | 7556 | G | 3 |  | Combustion Turbine | IC Engine | MIS_IL | Illinois | 17 | McLean | 113 | 17113 | 1.7 | 13469 | 1996 | 2030 |  |  | N | Distillate Fuel Oil | [12 empty] | 1 | 1.6498 | 1.6498 | 1.6498 | 1.6498 | [11 empty] | AmerenIP | 50 | Ameren Corp | 50
hydro | Talcville | 7583_G_1 | 7583 | G | 1 |  | Hydro |  | NY_Z_C&E | New York | 36 | St Lawrence | 89 | 36089 | 0.7 | 0 | 1986 | 9999 |  |  | N | Hydro | [13 empty] | 0 | 0 | 0 | 0 | [11 empty] | Brookfield Renewable Energy Partners LP | 100 | Brookfield Asset Management Inc | 100
hydro | Talcville | 7583_G_2 | 7583 | G | 2 |  | Hydro |  | NY_Z_C&E | New York | 36 | St Lawrence | 89 | 36089 | 0.1 | 0 | 1986 | 9999 |  |  | N | Hydro | [13 empty] | 0 | 0 | 0 | 0 | [11 empty] | Brookfield Renewable Energy Partners LP | 100 | Brookfield Asset Management Inc | 100
natural gas peaker | Panora | 7584_G_1 | 7584 | G | 1 |  | Combustion Turbine | IC Engine | MIS_IA | Iowa | 19 | GUTHRIE | 77 | 19077 | 1.5 | 10745 | 1988 | 9999 |  |  | N | Distillate Fuel Oil | [12 empty] | 0.153 | 1.6498 | 1.6498 | 1.6498 | 1.6498 | [11 empty] | Central Iowa Power Coop | 100 | Central Iowa Power Coop | 100
natural gas peaker | Panora | 7584_G_2 | 7584 | G | 2 |  | Combustion Turbine | IC Engine | MIS_IA | Iowa | 19 | GUTHRIE | 77 | 19077 | 1 | 10745 | 1988 | 9999 |  |  | N | Distillate Fuel Oil | [12 empty] | 0.15 | 1.6498 | 1.6498 | 1.6498 | 1.6498 | [11 empty] | Central Iowa Power Coop | 100 | Central Iowa Power Coop | 100
natural gas peaker | Panora | 7584_G_3 | 7584 | G | 3 |  | Combustion Turbine | IC Engine | MIS_IA | Iowa | 19 | GUTHRIE | 77 | 19077 | 2 | 10745 | 1993 | 9999 |  |  | N | Distillate Fuel Oil | [12 empty] | 0.143 | 1.6498 | 1.6498 | 1.6498 | 1.6498 | [11 empty] | Central Iowa Power Coop | 100 | Central Iowa Power Coop | 100
hydro | H M Jackson | 7588_G_1 | 7588 | G | 1 |  | Hydro |  | WECC_PNW | Washington | 53 | Snohomish | 61 | 53061 | 41 | 0 | 1984 | 9999 |  |  | N | Hydro | [13 empty] | 0 | 0 | 0 | 0 | [11 empty] | PUD No 1 of Snohomish County | 100 | PUD No 1 of Snohomish County | 100
hydro | H M Jackson | 7588_G_2 | 7588 | G | 2 |  | Hydro |  | WECC_PNW | Washington | 53 | Snohomish | 61 | 53061 | 41 | 0 | 1984 | 9999 |  |  | N | Hydro | [13 empty] | 0 | 0 | 0 | 0 | [11 empty] | PUD No 1 of Snohomish County | 100 | PUD No 1 of Snohomish County | 100
hydro | H M Jackson | 7588_G_3 | 7588 | G | 3 |  | Hydro |  | WECC_PNW | Washington | 53 | Snohomish | 61 | 53061 | 7 | 0 | 1984 | 9999 |  |  | N | Hydro | [13 empty] | 0 | 0 | 0 | 0 | [11 empty] | PUD No 1 of Snohomish County | 100 | PUD No 1 of Snohomish County | 100
hydro | H M Jackson | 7588_G_4 | 7588 | G | 4 |  | Hydro |  | WECC_PNW | Washington | 53 | Snohomish | 61 | 53061 | 7 | 0 | 1984 | 9999 |  |  | N | Hydro | [13 empty] | 0 | 0 | 0 | 0 | [11 empty] | PUD No 1 of Snohomish County | 100 | PUD No 1 of Snohomish County | 100
hydro | El Vado Dam | 7593_G_1 | 7593 | G | 1 |  | Hydro |  | WECC_NM | New Mexico | 35 | Rio Arriba | 39 | 35039 | 8 | 0 | 1988 | 9999 |  |  | N | Hydro | [13 empty] | 0 | 0 | 0 | 0 | [11 empty] | Los Alamos County | 100 | Los Alamos County | 100
hydro | Belleville Dam | 7594_G_1 | 7594 | G | 1 |  | Hydro |  | PJM_West | West Virginia | 54 | Wood | 107 | 54107 | 21 | 0 | 1999 | 9999 |  |  | N | Hydro | [13 empty] | 0 | 0 | 0 | 0 | [11 empty] | Ohio Municipal Electric Generation Agency Joint Venture 5 | 100 | Cuyahoga Falls OH (City of) | 100
hydro | Belleville Dam | 7594_G_2 | 7594 | G | 2 |  | Hydro |  | PJM_West | West Virginia | 54 | Wood | 107 | 54107 | 21 | 0 | 1999 | 9999 |  |  | N | Hydro | [13 empty] | 0 | 0 | 0 | 0 | [11 empty] | Ohio Municipal Electric Generation Agency Joint Venture 5 | 100 | Cuyahoga Falls OH (City of) | 100
natural gas peaker | Prospect Municipal | 7603_G_1 | 7603 | G | 1 |  | Combustion Turbine | IC Engine | PJM_ATSI | Ohio | 39 | Marion | 101 | 39101 | 1.8 | 12283 | 1998 | 9999 |  |  | N | Distillate Fuel Oil | [12 empty] | 0.5 | 1.6498 | 1.6498 | 1.6498 | 1.6498 | [11 empty] | American Municipal Power Inc | 100 | American Municipal Power Inc | 100
natural gas combined cycle | St Francis Energy Facility | 7604_G_1 | 7604 | G | 1 | 3135 | Combined Cycle |  | S_D_AECI | Missouri | 29 | Dunklin | 69 | 29069 | 207 | 7517 | 1999 | 9999 |  |  | N | Natural Gas |  |  |  | DLNB | SCR | [8 empty] | 0.011577 | 0.011577 | 0.011577 | 0.011577 | [11 empty] | Associated Electric Coop Inc | 50 | Associated Electric Coop Inc | 50
natural gas combined cycle | St Francis Energy Facility | 7604_G_2 | 7604 | G | 2 | 3136 | Combined Cycle |  | S_D_AECI | Missouri | 29 | Dunklin | 69 | 29069 | 218 | 7517 | 2001 | 9999 |  |  | N | Natural Gas |  |  |  | DLNB | SCR | [8 empty] | 0.011577 | 0.011577 | 0.011577 | 0.011577 | [11 empty] | Associated Electric Coop Inc | 50 | Associated Electric Coop Inc | 50
natural gas combined cycle | River Road Gen Plant | 7605_G_1 | 7605 | G | 1 | 3137 | Combined Cycle |  | WECC_PNW | Washington | 53 | Clark | 11 | 53011 | 220 | 7287 | 1997 | 9999 |  |  | N | Natural Gas |  |  |  |  | SCR | [8 empty] | 0.013935 | 0.013935 | 0.013935 | 0.013935 | [11 empty] | PUD No 1 of Clark County | 100 | PUD No 1 of Clark County | 100
hydro | Monticello Dam | 7646_G_1 | 7646 | G | 1 |  | Hydro |  | WEC_CALN | California | 6 | Solano | 95 | 06095 | 5 | 0 | 1983 | 9999 |  |  | N | Hydro | [13 empty] | 0 | 0 | 0 | 0 | [11 empty] | Solano Irrigation District | 100 | Solano Irrigation District | 100
hydro | Monticello Dam | 7646_G_2 | 7646 | G | 2 |  | Hydro |  | WEC_CALN | California | 6 | Solano | 95 | 06095 | 5 | 0 | 1983 | 9999 |  |  | N | Hydro | [13 empty] | 0 | 0 | 0 | 0 | [11 empty] | Solano Irrigation District | 100 | Solano Irrigation District | 100
hydro | Monticello Dam | 7646_G_3 | 7646 | G | 3 |  | Hydro |  | WEC_CALN | California | 6 | Solano | 95 | 06095 | 1.5 | 0 | 1983 | 9999 |  |  | N | Hydro | [13 empty] | 0 | 0 | 0 | 0 | [11 empty] | Solano Irrigation District | 100 | Solano Irrigation District | 100
hydro | Auglaize Hydro | 7657_G_1 | 7657 | G | 1 |  | Hydro |  | PJM_ATSI | Ohio | 39 | Defiance | 39 | 39039 | 0.8 | 0 | 1986 | 9999 |  |  | N | Hydro | [13 empty] | 0 | 0 | 0 | 0 | [11 empty] | Bryan Municipal Utilities | 100 | Bryan OH (City of) | 100
hydro | Auglaize Hydro | 7657_G_4 | 7657 | G | 4 |  | Hydro |  | PJM_ATSI | Ohio | 39 | Defiance | 39 | 39039 | 0.8 | 0 | 1987 | 9999 |  |  | N | Hydro | [13 empty] | 0 | 0 | 0 | 0 | [11 empty] | Bryan Municipal Utilities | 100 | Bryan OH (City of) | 100
hydro | Auglaize Hydro | 7657_G_5 | 7657 | G | 5 |  | Hydro |  | PJM_ATSI | Ohio | 39 | Defiance | 39 | 39039 | 0.8 | 0 | 1988 | 9999 |  |  | N | Hydro | [13 empty] | 0 | 0 | 0 | 0 | [11 empty] | Bryan Municipal Utilities | 100 | Bryan OH (City of) | 100
hydro | Auglaize Hydro | 7657_G_2A | 7657 | G | 2A |  | Hydro |  | PJM_ATSI | Ohio | 39 | Defiance | 39 | 39039 | 1 | 0 | 2004 | 9999 |  |  | N | Hydro | [13 empty] | 0 | 0 | 0 | 0 | [11 empty] | Bryan Municipal Utilities | 100 | Bryan OH (City of) | 100
hydro | Auglaize Hydro | 7657_G_3A | 7657 | G | 3A |  | Hydro |  | PJM_ATSI | Ohio | 39 | Defiance | 39 | 39039 | 1 | 0 | 2004 | 9999 |  |  | N | Hydro | [13 empty] | 0 | 0 | 0 | 0 | [11 empty] | Bryan Municipal Utilities | 100 | Bryan OH (City of) | 100
hydro | Auglaize Hydro | 7657_G_6 | 7657 | G | 6 |  | Hydro |  | PJM_ATSI | Ohio | 39 | Defiance | 39 | 39039 | 0.1 | 0 | 2004 | 9999 |  |  | N | Hydro | [13 empty] | 0 | 0 | 0 | 0 | [11 empty] | Bryan Municipal Utilities | 100 | Bryan OH (City of) | 100
biomass | Pennsbury | 7690_G_1 | 7690 | G | 1 |  | Landfill Gas |  | PJM_EMAC | Pennsylvania | 42 | Bucks | 17 | 42017 | 2 | 13500 | 1996 | 9999 |  |  | N | Landfill Gas | [13 empty] | 0.23222 | 0.23222 | 0.23222 | 0.23222 | [11 empty] | Exelon Power | 100 | Exelon Power | 100
natural gas combined cycle | Washington County Cogeneration Facility | 7697_G_1 | 7697 | G | 1 | 3139 | Combined Cycle |  | S_SOU | Alabama | 1 | Washington | 129 | 01129 | 75 | 5500 | 1999 | 9999 |  |  | Y | Natural Gas |  |  |  | DLNB | [8 empty] | 0.001 | 0.041831 | 0.041831 | 0.041831 | 0.041831 | [11 empty] | Alabama Power Co | 100 | Southern Co | 100
natural gas combined cycle | Washington County Cogeneration Facility | 7697_G_2 | 7697 | G | 2 | 3139 | Combined Cycle |  | S_SOU | Alabama | 1 | Washington | 129 | 01129 | 25 | 5500 | 1999 | 9999 |  |  | Y | Natural Gas |  |  |  | DLNB | [8 empty] | 0.001 | 0.041831 | 0.041831 | 0.041831 | 0.041831 | [11 empty] | Alabama Power Co | 100 | Southern Co | 100
natural gas combined cycle | General Electric Plastic | 7698_G_1 | 7698 | G | 1 | 3140 | Combined Cycle |  | S_SOU | Alabama | 1 | Lowndes | 85 | 01085 | 80 | 5500 | 1999 | 9999 |  |  | Y | Natural Gas |  |  |  | DLNB | [8 empty] | 0.001 | 0.028697 | 0.028697 | 0.028697 | 0.028697 | [11 empty] | Alabama Power Co | 100 | Southern Co | 100
natural gas combined cycle | General Electric Plastic | 7698_G_2 | 7698 | G | 2 | 3140 | Combined Cycle |  | S_SOU | Alabama | 1 | Lowndes | 85 | 01085 | 12 | 5500 | 1999 | 9999 |  |  | Y | Natural Gas |  |  |  | DLNB | [8 empty] | 0.001 | 0.028697 | 0.028697 | 0.028697 | 0.028697 | [11 empty] | Alabama Power Co | 100 | Southern Co | 100
natural gas combined cycle | Tiger Bay | 7699_G_CT1 | 7699 | G | CT1 | 3141 | Combined Cycle |  | FRCC | Florida | 12 | Polk | 105 | 12105 | 130 | 7777 | 1997 | 9999 |  |  | N | Natural Gas |  |  |  | DLNB | [8 empty] | 0.05 | 0.026639 | 0.026639 | 0.026639 | 0.026639 | [11 empty] | Duke Energy Florida | 100 | Duke Energy Corp | 100
natural gas combined cycle | Tiger Bay | 7699_G_CW1 | 7699 | G | CW1 | 3141 | Combined Cycle |  | FRCC | Florida | 12 | Polk | 105 | 12105 | 70 | 7777 | 1997 | 9999 |  |  | N | Natural Gas |  |  |  | DLNB | [8 empty] | 0.05 | 0.026639 | 0.026639 | 0.026639 | 0.026639 | [11 empty] | Duke Energy Florida | 100 | Duke Energy Corp | 100
natural gas peaker | Dahlberg | 7709_G_1 | 7709 | G | 1 | 3178 | Combustion Turbine |  | S_SOU | Georgia | 13 | Jackson | 157 | 13157 | 74.8 | 12129 | 2000 | 9999 |  |  | N | Natural Gas, Distillate Fuel Oil |  |  |  | DLNB + H2O | [9 empty] | 0.02572 | 0.02572 | 0.02572 | 0.02572 | [11 empty] | Southern Power Co | 100 | Southern Co | 100
natural gas peaker | Dahlberg | 7709_G_2 | 7709 | G | 2 | 3186 | Combustion Turbine |  | S_SOU | Georgia | 13 | Jackson | 157 | 13157 | 74 | 12129 | 2000 | 9999 |  |  | N | Natural Gas, Distillate Fuel Oil |  |  |  | DLNB + H2O | [9 empty] | 0.0268 | 0.0268 | 0.0268 | 0.0268 | [11 empty] | Southern Power Co | 100 | Southern Co | 100
natural gas peaker | Dahlberg | 7709_G_3 | 7709 | G | 3 | 3187 | Combustion Turbine |  | S_SOU | Georgia | 13 | Jackson | 157 | 13157 | 74.7 | 12129 | 2000 | 9999 |  |  | N | Natural Gas, Distillate Fuel Oil |  |  |  | DLNB + H2O | [9 empty] | 0.02627 | 0.02627 | 0.02627 | 0.02627 | [11 empty] | Southern Power Co | 100 | Southern Co | 100
natural gas peaker | Dahlberg | 7709_G_4 | 7709 | G | 4 | 3188 | Combustion Turbine |  | S_SOU | Georgia | 13 | Jackson | 157 | 13157 | 73.5 | 12129 | 2000 | 9999 |  |  | N | Natural Gas, Distillate Fuel Oil |  |  |  | DLNB + H2O | [9 empty] | 0.02581 | 0.02581 | 0.02581 | 0.02581 | [11 empty] | Southern Power Co | 100 | Southern Co | 100
natural gas peaker | Dahlberg | 7709_G_5 | 7709 | G | 5 | 3189 | Combustion Turbine |  | S_SOU | Georgia | 13 | Jackson | 157 | 13157 | 74.7 | 12129 | 2000 | 9999 |  |  | N | Natural Gas, Distillate Fuel Oil |  |  |  | DLNB + H2O | [9 empty] | 0.02757 | 0.02757 | 0.02757 | 0.02757 | [11 empty] | Southern Power Co | 100 | Southern Co | 100
natural gas peaker | Dahlberg | 7709_G_6 | 7709 | G | 6 | 3190 | Combustion Turbine |  | S_SOU | Georgia | 13 | Jackson | 157 | 13157 | 74.9 | 12129 | 2000 | 9999 |  |  | N | Natural Gas, Distillate Fuel Oil |  |  |  | DLNB + H2O | [9 empty] | 0.02863 | 0.02863 | 0.02863 | 0.02863 | [11 empty] | Southern Power Co | 100 | Southern Co | 100
natural gas peaker | Dahlberg | 7709_G_7 | 7709 | G | 7 | 3191 | Combustion Turbine |  | S_SOU | Georgia | 13 | Jackson | 157 | 13157 | 75 | 12129 | 2000 | 9999 |  |  | N | Natural Gas, Distillate Fuel Oil |  |  |  | DLNB + H2O | [9 empty] | 0.02908 | 0.02908 | 0.02908 | 0.02908 | [11 empty] | Southern Power Co | 100 | Southern Co | 100
natural gas peaker | Dahlberg | 7709_G_8 | 7709 | G | 8 | 3192 | Combustion Turbine |  | S_SOU | Georgia | 13 | Jackson | 157 | 13157 | 74 | 12129 | 2000 | 9999 |  |  | N | Natural Gas, Distillate Fuel Oil |  |  |  | DLNB + H2O | [9 empty] | 0.02849 | 0.02849 | 0.02849 | 0.02849 | [11 empty] | Southern Power Co | 100 | Southern Co | 100
natural gas peaker | Dahlberg | 7709_G_10 | 7709 | G | 10 | 3179 | Combustion Turbine |  | S_SOU | Georgia | 13 | Jackson | 157 | 13157 | 75.2 | 12129 | 2001 | 9999 |  |  | N | Natural Gas, Distillate Fuel Oil |  |  |  | DLNB + H2O | [9 empty] | 0.02693 | 0.02693 | 0.02693 | 0.02693 | [11 empty] | Southern Power Co | 100 | Southern Co | 100
natural gas peaker | Dahlberg | 7709_G_9 | 7709 | G | 9 | 3193 | Combustion Turbine |  | S_SOU | Georgia | 13 | Jackson | 157 | 13157 | 76.1 | 12130 | 2001 | 9999 |  |  | N | Natural Gas, Distillate Fuel Oil |  |  |  | DLNB + H2O | [9 empty] | 0.02771 | 0.02771 | 0.02771 | 0.02771 | [11 empty] | Southern Power Co | 100 | Southern Co | 100
natural gas combined cycle | H Allen Franklin Combined Cycle | 7710_G_CT1A | 7710 | G | CT1A | 3285 | Combined Cycle |  | S_SOU | Alabama | 1 | Lee | 81 | 01081 | 177.5 | 7068 | 2002 | 9999 |  |  | N | Natural Gas |  |  |  | DLNB | SCR | 2002 | [6 empty] | 0.001 | 0.0084928 | 0.0084928 | 0.0084928 | 0.0084928 | [11 empty] | Southern Power Co | 100 | Southern Co | 100
natural gas combined cycle | H Allen Franklin Combined Cycle | 7710_G_CT1B | 7710 | G | CT1B | 3286 | Combined Cycle |  | S_SOU | Alabama | 1 | Lee | 81 | 01081 | 177.5 | 7068 | 2002 | 9999 |  |  | N | Natural Gas |  |  |  | DLNB | SCR | 2002 | [6 empty] | 0.001 | 0.0084928 | 0.0084928 | 0.0084928 | 0.0084928 | [11 empty] | Southern Power Co | 100 | Southern Co | 100
natural gas combined cycle | H Allen Franklin Combined Cycle | 7710_G_CT2A | 7710 | G | CT2A | 3287 | Combined Cycle |  | S_SOU | Alabama | 1 | Lee | 81 | 01081 | 177.8 | 7068 | 2002 | 9999 |  |  | N | Natural Gas |  |  |  | DLNB | SCR | 2002 | [6 empty] | 0.001 | 0.0085373 | 0.0085373 | 0.0085373 | 0.0085373 | [11 empty] | Southern Power Co | 100 | Southern Co | 100
natural gas combined cycle | H Allen Franklin Combined Cycle | 7710_G_CT2B | 7710 | G | CT2B | 3288 | Combined Cycle |  | S_SOU | Alabama | 1 | Lee | 81 | 01081 | 177.8 | 7068 | 2002 | 9999 |  |  | N | Natural Gas |  |  |  | DLNB | SCR | 2002 | [6 empty] | 0.001 | 0.0085373 | 0.0085373 | 0.0085373 | 0.0085373 | [11 empty] | Southern Power Co | 100 | Southern Co | 100
natural gas combined cycle | H Allen Franklin Combined Cycle | 7710_G_ST1 | 7710 | G | ST1 | 3285 | Combined Cycle |  | S_SOU | Alabama | 1 | Lee | 81 | 01081 | 240 | 7068 | 2002 | 9999 |  |  | N | Natural Gas |  |  |  | DLNB | SCR | 2002 | [6 empty] | 0.001 | 0.0084928 | 0.0084928 | 0.0084928 | 0.0084928 | [11 empty] | Southern Power Co | 100 | Southern Co | 100
natural gas combined cycle | H Allen Franklin Combined Cycle | 7710_G_ST2 | 7710 | G | ST2 | 3287 | Combined Cycle |  | S_SOU | Alabama | 1 | Lee | 81 | 01081 | 293 | 7068 | 2002 | 9999 |  |  | N | Natural Gas |  |  |  | DLNB | SCR | 2002 | [6 empty] | 0.001 | 0.0085373 | 0.0085373 | 0.0085373 | 0.0085373 | [11 empty] | Southern Power Co | 100 | Southern Co | 100
natural gas combined cycle | H Allen Franklin Combined Cycle | 7710_G_CT3A | 7710 | G | CT3A | 3289 | Combined Cycle |  | S_SOU | Alabama | 1 | Lee | 81 | 01081 | 182.6 | 7068 | 2008 | 9999 |  |  | N | Natural Gas |  |  |  | DLNB | SCR | 2008 | [6 empty] | 0.001 | 0.008525 | 0.008525 | 0.008525 | 0.008525 | [11 empty] | Southern Power Co | 100 | Southern Co | 100
natural gas combined cycle | H Allen Franklin Combined Cycle | 7710_G_CT3B | 7710 | G | CT3B | 3290 | Combined Cycle |  | S_SOU | Alabama | 1 | Lee | 81 | 01081 | 182.6 | 7068 | 2008 | 9999 |  |  | N | Natural Gas |  |  |  | DLNB | SCR | 2008 | [6 empty] | 0.001 | 0.008525 | 0.008525 | 0.008525 | 0.008525 | [11 empty] | Southern Power Co | 100 | Southern Co | 100
natural gas combined cycle | H Allen Franklin Combined Cycle | 7710_G_ST3 | 7710 | G | ST3 | 3289 | Combined Cycle |  | S_SOU | Alabama | 1 | Lee | 81 | 01081 | 293 | 7068 | 2008 | 9999 |  |  | N | Natural Gas |  |  |  | DLNB | SCR | 2008 | [6 empty] | 0.001 | 0.008525 | 0.008525 | 0.008525 | 0.008525 | [11 empty] | Southern Power Co | 100 | Southern Co | 100
natural gas peaker | Meridian | 7719_G_1 | 7719 | G | 1 |  | Combustion Turbine | IC Engine | S_C_TVA | Mississippi | 28 | Lauderdale | 75 | 28075 | 1.8 | 21441 | 1998 | 9999 |  |  | N | Distillate Fuel Oil | [12 empty] | 4.8 | 1.6498 | 1.6498 | 1.6498 | 1.6498 | [11 empty] | Tennessee Valley Authority | 100 | Tennessee Valley Authority | 100
natural gas peaker | Meridian | 7719_G_2 | 7719 | G | 2 |  | Combustion Turbine | IC Engine | S_C_TVA | Mississippi | 28 | Lauderdale | 75 | 28075 | 1.8 | 19840 | 1998 | 9999 |  |  | N | Distillate Fuel Oil | [12 empty] | 4.8 | 1.6498 | 1.6498 | 1.6498 | 1.6498 | [11 empty] | Tennessee Valley Authority | 100 | Tennessee Valley Authority | 100
natural gas peaker | Meridian | 7719_G_3 | 7719 | G | 3 |  | Combustion Turbine | IC Engine | S_C_TVA | Mississippi | 28 | Lauderdale | 75 | 28075 | 1.8 | 19840 | 1998 | 9999 |  |  | N | Distillate Fuel Oil | [12 empty] | 4.8 | 1.6498 | 1.6498 | 1.6498 | 1.6498 | [11 empty] | Tennessee Valley Authority | 100 | Tennessee Valley Authority | 100
natural gas peaker | Meridian | 7719_G_4 | 7719 | G | 4 |  | Combustion Turbine | IC Engine | S_C_TVA | Mississippi | 28 | Lauderdale | 75 | 28075 | 1.8 | 19840 | 1998 | 9999 |  |  | N | Distillate Fuel Oil | [12 empty] | 4.8 | 1.6498 | 1.6498 | 1.6498 | 1.6498 | [11 empty] | Tennessee Valley Authority | 100 | Tennessee Valley Authority | 100
natural gas peaker | Meridian | 7719_G_5 | 7719 | G | 5 |  | Combustion Turbine | IC Engine | S_C_TVA | Mississippi | 28 | Lauderdale | 75 | 28075 | 1.8 | 19840 | 1998 | 9999 |  |  | N | Distillate Fuel Oil | [12 empty] | 4.8 | 1.6498 | 1.6498 | 1.6498 | 1.6498 | [11 empty] | Tennessee Valley Authority | 100 | Tennessee Valley Authority | 100
natural gas combined cycle | Theodore Cogen Facility | 7721_G_1 | 7721 | G | 1 | 3151 | Combined Cycle |  | S_SOU | Alabama | 1 | Mobile | 97 | 01097 | 166.3 | 5500 | 2000 | 9999 |  |  | Y | Natural Gas |  |  |  | DLNB | SCR | [7 empty] | 0.001 | 0.0077442 | 0.0077442 | 0.0077442 | 0.0077442 | [11 empty] | Alabama Power Co | 100 | Southern Co | 100
natural gas combined cycle | Theodore Cogen Facility | 7721_G_2 | 7721 | G | 2 | 3151 | Combined Cycle |  | S_SOU | Alabama | 1 | Mobile | 97 | 01097 | 64.7 | 5500 | 2000 | 9999 |  |  | Y | Natural Gas |  |  |  | DLNB | SCR | [7 empty] | 0.001 | 0.0077442 | 0.0077442 | 0.0077442 | 0.0077442 | [11 empty] | Alabama Power Co | 100 | Southern Co | 100
nuclear | Watts Bar Nuclear Plant | 7722_G_1 | 7722 | G | 1 |  | Nuclear |  | S_C_TVA | Tennessee | 47 | Rhea | 143 | 47143 | 1123 | 10456 | 1996 | 9999 |  |  | N | Nuclear Fuel | [13 empty] | 0 | 0 | 0 | 0 | [11 empty] | Tennessee Valley Authority | 100 | Tennessee Valley Authority | 100
nuclear | Watts Bar Nuclear Plant | 7722_G_2 | 7722 | G | 2 |  | Nuclear |  | S_C_TVA | Tennessee | 47 | Rhea | 143 | 47143 | 1122 | 10456 | 2016 | 9999 |  |  | N | Nuclear Fuel | [13 empty] | 0 | 0 | 0 | 0 | [11 empty] | Tennessee Valley Authority | 100 | Tennessee Valley Authority | 100
biomass | Coffin Butte | 7725_G_1 | 7725 | G | 1 |  | Landfill Gas |  | WECC_PNW | Oregon | 41 | Benton | 3 | 41003 | 0.8 | 13500 | 1995 | 9999 |  |  | N | Landfill Gas | [13 empty] | 0.25298 | 0.25298 | 0.25298 | 0.25298 | [11 empty] | Pacific Northwest Generating Coop | 100 | Pacific Northwest Generating Coop | 100
biomass | Coffin Butte | 7725_G_2 | 7725 | G | 2 |  | Landfill Gas |  | WECC_PNW | Oregon | 41 | Benton | 3 | 41003 | 0.8 | 13500 | 1995 | 9999 |  |  | N | Landfill Gas | [13 empty] | 0.25298 | 0.25298 | 0.25298 | 0.25298 | [11 empty] | Pacific Northwest Generating Coop | 100 | Pacific Northwest Generating Coop | 100
biomass | Coffin Butte | 7725_G_3 | 7725 | G | 3 |  | Landfill Gas |  | WECC_PNW | Oregon | 41 | Benton | 3 | 41003 | 0.8 | 13500 | 1995 | 9999 |  |  | N | Landfill Gas | [13 empty] | 0.25298 | 0.25298 | 0.25298 | 0.25298 | [11 empty] | Pacific Northwest Generating Coop | 100 | Pacific Northwest Generating Coop | 100
biomass | Coffin Butte | 7725_G_4 | 7725 | G | 4 |  | Landfill Gas |  | WECC_PNW | Oregon | 41 | Benton | 3 | 41003 | 1.5 | 13500 | 2007 | 9999 |  |  | N | Landfill Gas | [13 empty] | 0.17633 | 0.17633 | 0.17633 | 0.17633 | [11 empty] | Pacific Northwest Generating Coop | 79 | Pacific Northwest Generating Coop | 79
biomass | Coffin Butte | 7725_G_5 | 7725 | G | 5 |  | Landfill Gas |  | WECC_PNW | Oregon | 41 | Benton | 3 | 41003 | 1.5 | 13500 | 2007 | 9999 |  |  | N | Landfill Gas | [13 empty] | 0.17633 | 0.17633 | 0.17633 | 0.17633 | [11 empty] | Pacific Northwest Generating Coop | 79 | Pacific Northwest Generating Coop | 79
biomass | Kapstone | 7737_B_B001 | 7737 | B | B001 | 88328 | Biomass |  | S_VACA | South Carolina | 45 | Charleston | 19 | 45019 | 42 | 5721 | 1998 | 9999 | wall | dry | Y | Biomass | Dry Scrubber | 1999 | 0.916 | LNB |  |  |  | B | NA |  |  |  | 2.3 | 0.27554 | 0.27554 | 0.27554 | 0.27554 | 0.05 | 0.75 | 1 | [8 empty] | Dominion Energy South Carolina | 100 | Dominion Energy Inc | 100
biomass | Kapstone | 7737_B_RB01 | 7737 | B | RB01 | 88328 | Biomass |  | S_VACA | South Carolina | 45 | Charleston | 19 | 45019 | 42 | 5721 | 1998 | 9999 | wall | dry | Y | Biomass |  |  |  | LNB |  |  |  | ESPH | No |  |  |  | 2.3 | 0.27554 | 0.27554 | 0.27554 | 0.27554 | 0.11 | 0.27 | 1 | [8 empty] | Dominion Energy South Carolina | 100 | Dominion Energy Inc | 100
natural gas peaker | Essex | 7749_G_1 | 7749 | G | 1 | 3152 | Combustion Turbine |  | S_D_AECI | Missouri | 29 | Stoddard | 207 | 29207 | 98 | 11488 | 1999 | 9999 |  |  | N | Natural Gas |  |  |  | DLNB | [8 empty] | 2.3 | 0.10182 | 0.10182 | 0.10182 | 0.10182 | [11 empty] | Associated Electric Coop Inc | 100 | Associated Electric Coop Inc | 100
natural gas peaker | Nodaway | 7754_G_1 | 7754 | G | 1 | 3153 | Combustion Turbine |  | S_D_AECI | Missouri | 29 | Nodaway | 147 | 29147 | 84 | 12317 | 1999 | 9999 |  |  | N | Natural Gas |  |  |  | DLNB | [8 empty] | 2.3 | 0.08631 | 0.08631 | 0.08631 | 0.08631 | [11 empty] | Associated Electric Coop Inc | 100 | Associated Electric Coop Inc | 100
natural gas peaker | Nodaway | 7754_G_2 | 7754 | G | 2 | 3154 | Combustion Turbine |  | S_D_AECI | Missouri | 29 | Nodaway | 147 | 29147 | 91 | 12327 | 1999 | 9999 |  |  | N | Natural Gas |  |  |  | DLNB | [8 empty] | 2.3 | 0.08101 | 0.08101 | 0.08101 | 0.08101 | [11 empty] | Associated Electric Coop Inc | 100 | Associated Electric Coop Inc | 100
natural gas combined cycle | Chouteau | 7757_G_1 | 7757 | G | 1 | 3155 | Combined Cycle |  | S_D_AECI | Oklahoma | 40 | Mayes | 97 | 40097 | 149 | 7340 | 2000 | 9999 |  |  | N | Natural Gas |  |  |  | DLNB | SCR | [8 empty] | 0.027404 | 0.027404 | 0.027404 | 0.027404 | [11 empty] | Associated Electric Coop Inc | 100 | Associated Electric Coop Inc | 100
natural gas combined cycle | Chouteau | 7757_G_2 | 7757 | G | 2 | 3156 | Combined Cycle |  | S_D_AECI | Oklahoma | 40 | Mayes | 97 | 40097 | 154 | 7340 | 2000 | 9999 |  |  | N | Natural Gas |  |  |  | DLNB | SCR | [8 empty] | 0.027404 | 0.027404 | 0.027404 | 0.027404 | [11 empty] | Associated Electric Coop Inc | 100 | Associated Electric Coop Inc | 100
natural gas combined cycle | Chouteau | 7757_G_3 | 7757 | G | 3 | 3155 | Combined Cycle |  | S_D_AECI | Oklahoma | 40 | Mayes | 97 | 40097 | 149 | 7340 | 2000 | 9999 |  |  | N | Natural Gas |  |  |  | DLNB | SCR | [8 empty] | 0.027404 | 0.027404 | 0.027404 | 0.027404 | [11 empty] | Associated Electric Coop Inc | 100 | Associated Electric Coop Inc | 100
natural gas combined cycle | Chouteau | 7757_G_4 | 7757 | G | 4 | 90618 | Combined Cycle |  | S_D_AECI | Oklahoma | 40 | Mayes | 97 | 40097 | 151 | 7340 | 2011 | 9999 |  |  | N | Natural Gas |  |  |  | DLNB | SCR | [8 empty] | 0.003445 | 0.003445 | 0.003445 | 0.003445 | [11 empty] | Associated Electric Coop Inc | 100 | Associated Electric Coop Inc | 100
natural gas combined cycle | Chouteau | 7757_G_5 | 7757 | G | 5 | 90617 | Combined Cycle |  | S_D_AECI | Oklahoma | 40 | Mayes | 97 | 40097 | 150 | 7340 | 2011 | 9999 |  |  | N | Natural Gas |  |  |  | DLNB | SCR | [8 empty] | 0.003445 | 0.003445 | 0.003445 | 0.003445 | [11 empty] | Associated Electric Coop Inc | 100 | Associated Electric Coop Inc | 100
natural gas combined cycle | Chouteau | 7757_G_6 | 7757 | G | 6 | 90617 | Combined Cycle |  | S_D_AECI | Oklahoma | 40 | Mayes | 97 | 40097 | 143 | 7340 | 2011 | 9999 |  |  | N | Natural Gas |  |  |  | LNB | SCR | [8 empty] | 0.003445 | 0.003445 | 0.003445 | 0.003445 | [11 empty] | Associated Electric Coop Inc | 100 | Associated Electric Coop Inc | 100
natural gas peaker | South Plant | 7758_G_1 | 7758 | G | 1 |  | Combustion Turbine | IC Engine | MIS_MIDA | Iowa | 19 | Bremer | 17 | 19017 | 1.9 | 10745 | 2000 | 9999 |  |  | N | Distillate Fuel Oil | [12 empty] | 1.406 | 1.6498 | 1.6498 | 1.6498 | 1.6498 | [11 empty] | Waverly Light & Power | 100 | Waverly Light & Power | 100
natural gas peaker | South Plant | 7758_G_2 | 7758 | G | 2 |  | Combustion Turbine | IC Engine | MIS_MIDA | Iowa | 19 | Bremer | 17 | 19017 | 1.9 | 10745 | 2000 | 9999 |  |  | N | Distillate Fuel Oil | [12 empty] | 1.406 | 1.6498 | 1.6498 | 1.6498 | 1.6498 | [11 empty] | Waverly Light & Power | 100 | Waverly Light & Power | 100
natural gas peaker | South Plant | 7758_G_3 | 7758 | G | 3 |  | Combustion Turbine | IC Engine | MIS_MIDA | Iowa | 19 | Bremer | 17 | 19017 | 1.9 | 10745 | 2000 | 9999 |  |  | N | Distillate Fuel Oil | [12 empty] | 1.406 | 1.6498 | 1.6498 | 1.6498 | 1.6498 | [11 empty] | Waverly Light & Power | 100 | Waverly Light & Power | 100
natural gas peaker | South Plant | 7758_G_4 | 7758 | G | 4 |  | Combustion Turbine | IC Engine | MIS_MIDA | Iowa | 19 | Bremer | 17 | 19017 | 1.9 | 10745 | 2000 | 9999 |  |  | N | Distillate Fuel Oil | [12 empty] | 1.406 | 1.6498 | 1.6498 | 1.6498 | 1.6498 | [11 empty] | Waverly Light & Power | 100 | Waverly Light & Power | 100
natural gas peaker | South Plant | 7758_G_5 | 7758 | G | 5 |  | Combustion Turbine | IC Engine | MIS_MIDA | Iowa | 19 | Bremer | 17 | 19017 | 1.9 | 10745 | 2000 | 9999 |  |  | N | Distillate Fuel Oil | [12 empty] | 1.406 | 1.6498 | 1.6498 | 1.6498 | 1.6498 | [11 empty] | Waverly Light & Power | 100 | Waverly Light & Power | 100
natural gas peaker | South Plant | 7758_G_6 | 7758 | G | 6 |  | Combustion Turbine | IC Engine | MIS_MIDA | Iowa | 19 | Bremer | 17 | 19017 | 1.9 | 10745 | 2000 | 9999 |  |  | N | Distillate Fuel Oil | [12 empty] | 2.5 | 1.6498 | 1.6498 | 1.6498 | 1.6498 | [11 empty] | Waverly Light & Power | 100 | Waverly Light & Power | 100
natural gas peaker | Georgetown | 7759_G_GT1 | 7759 | G | GT1 | 3163 | Combustion Turbine |  | MIS_INKY | Indiana | 18 | Marion | 97 | 18097 | 69 | 13177 | 2000 | 9999 |  |  | N | Natural Gas |  |  |  | DLNB | [8 empty] | 1.6 | 0.02409 | 0.02409 | 0.02409 | 0.02409 | [11 empty] | Indianapolis Power & Light | 100 | AES Corp (The) | 100
natural gas peaker | Georgetown | 7759_G_GT2 | 7759 | G | GT2 | 3164 | Combustion Turbine |  | MIS_INKY | Indiana | 18 | Marion | 97 | 18097 | 69 | 13177 | 2000 | 9999 |  |  | N | Natural Gas |  |  |  | DLNB | [8 empty] | 1.6 | 0.0263 | 0.0263 | 0.0263 | 0.0263 | [11 empty] | DTE Georgetown LP | 100 | DTE Energy Co | 100
natural gas peaker | Georgetown | 7759_G_GT3 | 7759 | G | GT3 | 3165 | Combustion Turbine |  | MIS_INKY | Indiana | 18 | Marion | 97 | 18097 | 69 | 13177 | 2000 | 9999 |  |  | N | Natural Gas |  |  |  | DLNB | [8 empty] | 1.6 | 0.03037 | 0.03037 | 0.03037 | 0.03037 | [11 empty] | Indiana Municipal Power Agency | 100 | Indiana Municipal Power Agency | 100
natural gas peaker | Georgetown | 7759_G_GT4 | 7759 | G | GT4 | 3166 | Combustion Turbine |  | MIS_INKY | Indiana | 18 | Marion | 97 | 18097 | 69 | 13177 | 2001 | 9999 |  |  | N | Natural Gas |  |  |  | DLNB | [8 empty] | 1.6 | 0.02661 | 0.02661 | 0.02661 | 0.02661 | [11 empty] | Indianapolis Power & Light | 100 | AES Corp (The) | 100
natural gas peaker | Tilton | 7760_G_1 | 7760 | G | 1 | 3167 | Combustion Turbine |  | MIS_IL | Illinois | 17 | Vermilion | 183 | 17183 | 45.1 | 10831 | 1999 | 2045 |  |  | N | Natural Gas |  |  |  | H2O | [8 empty] | 1 | 0.10832 | 0.10832 | 0.10832 | 0.10832 | [11 empty] | Tilton Energy LLC | 100 | Carlyle Group (The) | 100
natural gas peaker | Tilton | 7760_G_2 | 7760 | G | 2 | 3168 | Combustion Turbine |  | MIS_IL | Illinois | 17 | Vermilion | 183 | 17183 | 45.2 | 10831 | 1999 | 2045 |  |  | N | Natural Gas |  |  |  | H2O | [8 empty] | 1 | 0.1134 | 0.1134 | 0.1134 | 0.1134 | [11 empty] | Tilton Energy LLC | 100 | Carlyle Group (The) | 100
natural gas peaker | Tilton | 7760_G_3 | 7760 | G | 3 | 3169 | Combustion Turbine |  | MIS_IL | Illinois | 17 | Vermilion | 183 | 17183 | 45.1 | 10832 | 1999 | 2045 |  |  | N | Natural Gas |  |  |  | H2O | [8 empty] | 1 | 0.11965 | 0.11965 | 0.11965 | 0.11965 | [11 empty] | Tilton Energy LLC | 100 | Carlyle Group (The) | 100
natural gas peaker | Tilton | 7760_G_4 | 7760 | G | 4 | 3170 | Combustion Turbine |  | MIS_IL | Illinois | 17 | Vermilion | 183 | 17183 | 45 | 10832 | 1999 | 2045 |  |  | N | Natural Gas |  |  |  | H2O | [8 empty] | 1 | 0.11289 | 0.11289 | 0.11289 | 0.11289 | [11 empty] | Tilton Energy LLC | 100 | Carlyle Group (The) | 100
natural gas peaker | Henry County | 7763_G_1 | 7763 | G | 1 | 3173 | Combustion Turbine |  | MIS_INKY | Indiana | 18 | Henry | 65 | 18065 | 43 | 11037 | 2001 | 9999 |  |  | N | Natural Gas |  |  |  | H2O | [8 empty] | 1.6 | 0.08525 | 0.08525 | 0.08525 | 0.08525 | [11 empty] | Duke Energy Indiana | 100 | Duke Energy Corp | 100
natural gas peaker | Henry County | 7763_G_2 | 7763 | G | 2 | 3174 | Combustion Turbine |  | MIS_INKY | Indiana | 18 | Henry | 65 | 18065 | 43 | 11037 | 2001 | 9999 |  |  | N | Natural Gas |  |  |  | H2O | [8 empty] | 1.6 | 0.0823 | 0.0823 | 0.0823 | 0.0823 | [11 empty] | Duke Energy Indiana | 100 | Duke Energy Corp | 100
natural gas peaker | Henry County | 7763_G_3 | 7763 | G | 3 | 3175 | Combustion Turbine |  | MIS_INKY | Indiana | 18 | Henry | 65 | 18065 | 43 | 11037 | 2001 | 9999 |  |  | N | Natural Gas |  |  |  | H2O | [8 empty] | 1.6 | 0.08375 | 0.08375 | 0.08375 | 0.08375 | [11 empty] | Duke Energy Indiana | 100 | Duke Energy Corp | 100
natural gas peaker | MPC Generating | 7764_G_1 | 7764 | G | 1 | 3176 | Combustion Turbine |  | S_SOU | Georgia | 13 | Walton | 297 | 13297 | 147.5 | 11038 | 2000 | 9999 |  |  | N | Natural Gas, Distillate Fuel Oil |  |  |  | H2O | [8 empty] | 0.052 | 0.11247 | 0.11247 | 0.11247 | 0.11247 | [11 empty] | MPC Generating LLC | 100 | Carlyle Group (The) | 100
natural gas peaker | MPC Generating | 7764_G_2 | 7764 | G | 2 | 3177 | Combustion Turbine |  | S_SOU | Georgia | 13 | Walton | 297 | 13297 | 155 | 11038 | 2001 | 9999 |  |  | N | Natural Gas, Distillate Fuel Oil |  |  |  | H2O | [8 empty] | 0.052 | 0.10964 | 0.10964 | 0.10964 | 0.10964 | [11 empty] | MPC Generating LLC | 100 | Carlyle Group (The) | 100
natural gas peaker | Erie Energy Center | 7766_G_1 | 7766 | G | 1 |  | Combustion Turbine | IC Engine | SPP_N | Kansas | 20 | Neosho | 133 | 20133 | 2.5 | 10745 | 1999 | 9999 |  |  | N | Distillate Fuel Oil | [12 empty] | 3 | 1.6498 | 1.6498 | 1.6498 | 1.6498 | [11 empty] | Erie Municipal Light & Power | 100 | Erie Municipal Light & Power | 100
natural gas peaker | Erie Energy Center | 7766_G_2 | 7766 | G | 2 |  | Combustion Turbine | IC Engine | SPP_N | Kansas | 20 | Neosho | 133 | 20133 | 2.5 | 10745 | 1999 | 9999 |  |  | N | Distillate Fuel Oil | [12 empty] | 3 | 1.6498 | 1.6498 | 1.6498 | 1.6498 | [11 empty] | Erie Municipal Light & Power | 100 | Erie Municipal Light & Power | 100
natural gas peaker | Erie Energy Center | 7766_G_3 | 7766 | G | 3 |  | Combustion Turbine | IC Engine | SPP_N | Kansas | 20 | Neosho | 133 | 20133 | 2.5 | 10745 | 1999 | 9999 |  |  | N | Distillate Fuel Oil | [12 empty] | 3 | 1.6498 | 1.6498 | 1.6498 | 1.6498 | [11 empty] | Erie Municipal Light & Power | 100 | Erie Municipal Light & Power | 100
natural gas peaker | Erie Energy Center | 7766_G_4 | 7766 | G | 4 |  | Combustion Turbine | IC Engine | SPP_N | Kansas | 20 | Neosho | 133 | 20133 | 2.5 | 10745 | 1999 | 9999 |  |  | N | Distillate Fuel Oil | [12 empty] | 3 | 1.6498 | 1.6498 | 1.6498 | 1.6498 | [11 empty] | Erie Municipal Light & Power | 100 | Erie Municipal Light & Power | 100
natural gas peaker | Erie Energy Center | 7766_G_5 | 7766 | G | 5 |  | Combustion Turbine | IC Engine | SPP_N | Kansas | 20 | Neosho | 133 | 20133 | 2.5 | 10745 | 1999 | 9999 |  |  | N | Distillate Fuel Oil | [12 empty] | 3 | 1.6498 | 1.6498 | 1.6498 | 1.6498 | [11 empty] | Erie Municipal Light & Power | 100 | Erie Municipal Light & Power | 100
natural gas peaker | Erie Energy Center | 7766_G_6 | 7766 | G | 6 |  | Combustion Turbine | IC Engine | SPP_N | Kansas | 20 | Neosho | 133 | 20133 | 2.5 | 10745 | 1999 | 9999 |  |  | N | Distillate Fuel Oil | [12 empty] | 3 | 1.6498 | 1.6498 | 1.6498 | 1.6498 | [11 empty] | Erie Municipal Light & Power | 100 | Erie Municipal Light & Power | 100
natural gas peaker | Erie Energy Center | 7766_G_7 | 7766 | G | 7 |  | Combustion Turbine | IC Engine | SPP_N | Kansas | 20 | Neosho | 133 | 20133 | 2.5 | 10745 | 1999 | 9999 |  |  | N | Distillate Fuel Oil | [12 empty] | 3 | 1.6498 | 1.6498 | 1.6498 | 1.6498 | [11 empty] | Erie Municipal Light & Power | 100 | Erie Municipal Light & Power | 100
natural gas peaker | Erie Energy Center | 7766_G_8 | 7766 | G | 8 |  | Combustion Turbine | IC Engine | SPP_N | Kansas | 20 | Neosho | 133 | 20133 | 2.5 | 10745 | 1999 | 9999 |  |  | N | Distillate Fuel Oil | [12 empty] | 3 | 1.6498 | 1.6498 | 1.6498 | 1.6498 | [11 empty] | Erie Municipal Light & Power | 100 | Erie Municipal Light & Power | 100
natural gas peaker | Bloomington Power Plant | 7767_G_1 | 7767 | G | 1 |  | Combustion Turbine | IC Engine | WECC_UT | Utah | 49 | Washington | 53 | 49053 | 1.5 | 10745 | 1999 | 9999 |  |  | N | Distillate Fuel Oil | [12 empty] | 0.85 | 1.6498 | 1.6498 | 1.6498 | 1.6498 | [11 empty] | St George Dept Water & Power | 84.75 | St George Dept Water & Power | 84.75
natural gas peaker | Bloomington Power Plant | 7767_G_2 | 7767 | G | 2 |  | Combustion Turbine | IC Engine | WECC_UT | Utah | 49 | Washington | 53 | 49053 | 1.5 | 11078 | 1999 | 9999 |  |  | N | Distillate Fuel Oil | [12 empty] | 0.85 | 1.6498 | 1.6498 | 1.6498 | 1.6498 | [11 empty] | St George Dept Water & Power | 84.75 | St George Dept Water & Power | 84.75
natural gas peaker | Bloomington Power Plant | 7767_G_3 | 7767 | G | 3 |  | Combustion Turbine | IC Engine | WECC_UT | Utah | 49 | Washington | 53 | 49053 | 1.5 | 11078 | 1999 | 9999 |  |  | N | Distillate Fuel Oil | [12 empty] | 0.85 | 1.6498 | 1.6498 | 1.6498 | 1.6498 | [11 empty] | St George Dept Water & Power | 84.75 | St George Dept Water & Power | 84.75
natural gas peaker | Bloomington Power Plant | 7767_G_4 | 7767 | G | 4 |  | Combustion Turbine | IC Engine | WECC_UT | Utah | 49 | Washington | 53 | 49053 | 1.5 | 11078 | 1999 | 9999 |  |  | N | Distillate Fuel Oil | [12 empty] | 0.85 | 1.6498 | 1.6498 | 1.6498 | 1.6498 | [11 empty] | St George Dept Water & Power | 84.75 | St George Dept Water & Power | 84.75
natural gas peaker | Bloomington Power Plant | 7767_G_5 | 7767 | G | 5 |  | Combustion Turbine | IC Engine | WECC_UT | Utah | 49 | Washington | 53 | 49053 | 1.5 | 11078 | 1999 | 9999 |  |  | N | Distillate Fuel Oil | [12 empty] | 0.85 | 1.6498 | 1.6498 | 1.6498 | 1.6498 | [11 empty] | St George Dept Water & Power | 84.75 | St George Dept Water & Power | 84.75
natural gas peaker | Bloomington Power Plant | 7767_G_6 | 7767 | G | 6 |  | Combustion Turbine | IC Engine | WECC_UT | Utah | 49 | Washington | 53 | 49053 | 1.5 | 11078 | 1999 | 9999 |  |  | N | Distillate Fuel Oil | [12 empty] | 0.85 | 1.6498 | 1.6498 | 1.6498 | 1.6498 | [11 empty] | St George Dept Water & Power | 84.75 | St George Dept Water & Power | 84.75
natural gas peaker | Sowega Power | 7768_G_CTG2 | 7768 | G | CTG2 | 3194 | Combustion Turbine |  | S_SOU | Georgia | 13 | Mitchell | 205 | 13205 | 48.5 | 10745 | 1999 | 9999 |  |  | N | Natural Gas, Distillate Fuel Oil |  |  |  | H2O | [8 empty] | 0.515 | 0.10493 | 0.10493 | 0.10493 | 0.10493 | [11 empty] | SOWEGA Power LLC | 100 | Georgia Energy Coop | 100
natural gas peaker | Sowega Power | 7768_G_CTG3 | 7768 | G | CTG3 | 3195 | Combustion Turbine |  | S_SOU | Georgia | 13 | Mitchell | 205 | 13205 | 48.5 | 10745 | 1999 | 9999 |  |  | N | Natural Gas, Distillate Fuel Oil |  |  |  | H2O | [8 empty] | 0.515 | 0.09458 | 0.09458 | 0.09458 | 0.09458 | [11 empty] | SOWEGA Power LLC | 100 | Georgia Energy Coop | 100
natural gas peaker | 1515 S Caron Road | 7770_G_GT1 | 7770 | G | GT1 |  | Combustion Turbine |  | PJM_COMD | Illinois | 17 | Ogle | 141 | 17141 | 3 | 11112 | 2000 | 2045 |  |  | N | Natural Gas | [12 empty] | 1 | 0.16383 | 0.16383 | 0.16383 | 0.16383 | [11 empty] | Rochelle Municipal Utilities | 100 | Rochelle Municipal Utilities | 100
onshore wind | Springview | 7771_G_3 | 7771 | G | 3 |  | Onshore Wind |  | SPP_NEBR | Nebraska | 31 | Keya Paha | 103 | 31103 | 1.5 | 0 | 2011 | 9999 |  |  | N | Wind | [13 empty] | 0 | 0 | 0 | 0 | [11 empty] | Bluestem LLC | 100 | Bluestem LLC | 100
onshore wind | Springview | 7771_G_4 | 7771 | G | 4 |  | Onshore Wind |  | SPP_NEBR | Nebraska | 31 | Keya Paha | 103 | 31103 | 1.5 | 0 | 2011 | 9999 |  |  | N | Wind | [13 empty] | 0 | 0 | 0 | 0 | [11 empty] | Bluestem LLC | 100 | Bluestem LLC | 100
natural gas peaker | Cleveland Peaking | 7774_G_1 | 7774 | G | 1 |  | Combustion Turbine | IC Engine | PJM_ATSI | Ohio | 39 | Cuyahoga | 35 | 39035 | 1.8 | 10745 | 2000 | 9999 |  |  | N | Distillate Fuel Oil | [12 empty] | 0.5 | 2.6267 | 2.6267 | 2.6267 | 2.6267 | [11 empty] | American Municipal Power Inc | 100 | American Municipal Power Inc | 100
natural gas peaker | Cleveland Peaking | 7774_G_2 | 7774 | G | 2 |  | Combustion Turbine | IC Engine | PJM_ATSI | Ohio | 39 | Cuyahoga | 35 | 39035 | 1.8 | 10745 | 2000 | 9999 |  |  | N | Distillate Fuel Oil | [12 empty] | 0.5 | 1.8662 | 1.8662 | 1.8662 | 1.8662 | [11 empty] | American Municipal Power Inc | 100 | American Municipal Power Inc | 100
natural gas peaker | Cleveland Peaking | 7774_G_3 | 7774 | G | 3 |  | Combustion Turbine | IC Engine | PJM_ATSI | Ohio | 39 | Cuyahoga | 35 | 39035 | 1.8 | 10745 | 2000 | 9999 |  |  | N | Distillate Fuel Oil | [12 empty] | 0.5 | 2.6267 | 2.6267 | 2.6267 | 2.6267 | [11 empty] | American Municipal Power Inc | 100 | American Municipal Power Inc | 100
natural gas peaker | Cleveland Peaking | 7774_G_4 | 7774 | G | 4 |  | Combustion Turbine | IC Engine | PJM_ATSI | Ohio | 39 | Cuyahoga | 35 | 39035 | 1.8 | 10745 | 2000 | 9999 |  |  | N | Distillate Fuel Oil | [12 empty] | 0.5 | 2.7038 | 2.7038 | 2.7038 | 2.7038 | [11 empty] | American Municipal Power Inc | 100 | American Municipal Power Inc | 100
natural gas peaker | Cleveland Peaking | 7774_G_5 | 7774 | G | 5 |  | Combustion Turbine | IC Engine | PJM_ATSI | Ohio | 39 | Cuyahoga | 35 | 39035 | 1.8 | 10745 | 2000 | 9999 |  |  | N | Distillate Fuel Oil | [12 empty] | 0.5 | 2.7038 | 2.7038 | 2.7038 | 2.7038 | [11 empty] | American Municipal Power Inc | 100 | American Municipal Power Inc | 100
natural gas peaker | Cleveland Peaking | 7774_G_6 | 7774 | G | 6 |  | Combustion Turbine | IC Engine | PJM_ATSI | Ohio | 39 | Cuyahoga | 35 | 39035 | 1.8 | 10745 | 2000 | 9999 |  |  | N | Distillate Fuel Oil | [12 empty] | 0.5 | 2.7038 | 2.7038 | 2.7038 | 2.7038 | [11 empty] | American Municipal Power Inc | 100 | American Municipal Power Inc | 100
natural gas peaker | Versailles Peaking | 7775_G_1 | 7775 | G | 1 |  | Combustion Turbine | IC Engine | PJM_West | Ohio | 39 | Darke | 37 | 39037 | 1.8 | 10745 | 1999 | 9999 |  |  | N | Distillate Fuel Oil | [12 empty] | 0.5 | 1.4821 | 1.4821 | 1.4821 | 1.4821 | [11 empty] | Ohio Municipal Electric Agency Joint Venture 2 | 100 | Hamilton Dept of Public Utilities | 100
natural gas peaker | Versailles Peaking | 7775_G_2 | 7775 | G | 2 |  | Combustion Turbine | IC Engine | PJM_West | Ohio | 39 | Darke | 37 | 39037 | 1.8 | 10745 | 1999 | 9999 |  |  | N | Distillate Fuel Oil | [12 empty] | 0.5 | 1.4424 | 1.4424 | 1.4424 | 1.4424 | [11 empty] | Ohio Municipal Electric Agency Joint Venture 2 | 100 | Hamilton Dept of Public Utilities | 100
natural gas peaker | Versailles Peaking | 7775_G_3 | 7775 | G | 3 |  | Combustion Turbine | IC Engine | PJM_West | Ohio | 39 | Darke | 37 | 39037 | 1.8 | 10745 | 1999 | 9999 |  |  | N | Distillate Fuel Oil | [12 empty] | 0.5 | 1.2358 | 1.2358 | 1.2358 | 1.2358 | [11 empty] | Ohio Municipal Electric Agency Joint Venture 2 | 100 | Hamilton Dept of Public Utilities | 100
natural gas peaker | Napoleon Peaking | 7776_G_4 | 7776 | G | 4 |  | Combustion Turbine | IC Engine | PJM_ATSI | Ohio | 39 | Henry | 69 | 39069 | 1.8 | 10745 | 1999 | 9999 |  |  | N | Distillate Fuel Oil | [13 empty] | 2.7585 | 2.7585 | 2.7585 | 2.7585 | [11 empty] | Ohio Municipal Electric Generation Agency Joint Venture 5 | 100 | Cuyahoga Falls OH (City of) | 100
natural gas peaker | Napoleon Peaking | 7776_G_5 | 7776 | G | 5 |  | Combustion Turbine | IC Engine | PJM_ATSI | Ohio | 39 | Henry | 69 | 39069 | 1.8 | 10745 | 1999 | 9999 |  |  | N | Distillate Fuel Oil | [13 empty] | 2.5158 | 2.5158 | 2.5158 | 2.5158 | [11 empty] | Ohio Municipal Electric Generation Agency Joint Venture 5 | 100 | Cuyahoga Falls OH (City of) | 100
natural gas peaker | Napoleon Peaking | 7776_G_6 | 7776 | G | 6 |  | Combustion Turbine | IC Engine | PJM_ATSI | Ohio | 39 | Henry | 69 | 39069 | 1.8 | 10745 | 1999 | 9999 |  |  | N | Distillate Fuel Oil | [13 empty] | 0.48308 | 0.48308 | 0.48308 | 0.48308 | [11 empty] | Ohio Municipal Electric Generation Agency Joint Venture 5 | 100 | Cuyahoga Falls OH (City of) | 100
natural gas peaker | Dover Peaking | 7777_G_1 | 7777 | G | 1 |  | Combustion Turbine | IC Engine | PJM_West | Ohio | 39 | Tuscarawas | 157 | 39157 | 1.8 | 10745 | 1999 | 9999 |  |  | N | Distillate Fuel Oil | [12 empty] | 0.5 | 1.6498 | 1.6498 | 1.6498 | 1.6498 | [11 empty] | Ohio Municipal Electric Agency Joint Venture 2 | 100 | Hamilton Dept of Public Utilities | 100
natural gas peaker | Dover Peaking | 7777_G_2 | 7777 | G | 2 |  | Combustion Turbine | IC Engine | PJM_West | Ohio | 39 | Tuscarawas | 157 | 39157 | 1.8 | 10745 | 1999 | 9999 |  |  | N | Distillate Fuel Oil | [12 empty] | 0.5 | 1.6498 | 1.6498 | 1.6498 | 1.6498 | [11 empty] | Ohio Municipal Electric Agency Joint Venture 2 | 100 | Hamilton Dept of Public Utilities | 100
natural gas peaker | Dover Peaking | 7777_G_3 | 7777 | G | 3 |  | Combustion Turbine | IC Engine | PJM_West | Ohio | 39 | Tuscarawas | 157 | 39157 | 1.8 | 10745 | 1999 | 9999 |  |  | N | Distillate Fuel Oil | [12 empty] | 0.5 | 1.6498 | 1.6498 | 1.6498 | 1.6498 | [11 empty] | Ohio Municipal Electric Agency Joint Venture 2 | 100 | Hamilton Dept of Public Utilities | 100
natural gas peaker | Dover Peaking | 7777_G_4 | 7777 | G | 4 |  | Combustion Turbine | IC Engine | PJM_West | Ohio | 39 | Tuscarawas | 157 | 39157 | 1.8 | 10745 | 1999 | 9999 |  |  | N | Distillate Fuel Oil | [12 empty] | 0.5 | 1.6498 | 1.6498 | 1.6498 | 1.6498 | [11 empty] | Ohio Municipal Electric Agency Joint Venture 2 | 100 | Hamilton Dept of Public Utilities | 100
natural gas peaker | Dover Peaking | 7777_G_5 | 7777 | G | 5 |  | Combustion Turbine | IC Engine | PJM_West | Ohio | 39 | Tuscarawas | 157 | 39157 | 1.8 | 10745 | 1999 | 9999 |  |  | N | Distillate Fuel Oil | [12 empty] | 0.5 | 1.6498 | 1.6498 | 1.6498 | 1.6498 | [11 empty] | Ohio Municipal Electric Agency Joint Venture 2 | 100 | Hamilton Dept of Public Utilities | 100
natural gas peaker | Dover Peaking | 7777_G_6 | 7777 | G | 6 |  | Combustion Turbine | IC Engine | PJM_West | Ohio | 39 | Tuscarawas | 157 | 39157 | 1.8 | 10745 | 1999 | 9999 |  |  | N | Distillate Fuel Oil | [12 empty] | 0.5 | 1.6498 | 1.6498 | 1.6498 | 1.6498 | [11 empty] | Ohio Municipal Electric Agency Joint Venture 2 | 100 | Hamilton Dept of Public Utilities | 100
natural gas peaker | Orrville Peaking | 7778_G_1 | 7778 | G | 1 |  | Combustion Turbine | IC Engine | PJM_West | Ohio | 39 | Wayne | 169 | 39169 | 1.8 | 10745 | 1999 | 9999 |  |  | N | Distillate Fuel Oil | [12 empty] | 0.5 | 1.393 | 1.393 | 1.393 | 1.393 | [11 empty] | American Municipal Power Inc | 100 | American Municipal Power Inc | 100
natural gas peaker | Orrville Peaking | 7778_G_2 | 7778 | G | 2 |  | Combustion Turbine | IC Engine | PJM_West | Ohio | 39 | Wayne | 169 | 39169 | 1.8 | 10745 | 1999 | 9999 |  |  | N | Distillate Fuel Oil | [12 empty] | 0.5 | 1.4219 | 1.4219 | 1.4219 | 1.4219 | [11 empty] | American Municipal Power Inc | 100 | American Municipal Power Inc | 100
natural gas peaker | Orrville Peaking | 7778_G_3 | 7778 | G | 3 |  | Combustion Turbine | IC Engine | PJM_West | Ohio | 39 | Wayne | 169 | 39169 | 1.8 | 10745 | 1999 | 9999 |  |  | N | Distillate Fuel Oil | [12 empty] | 0.5 | 1.3355 | 1.3355 | 1.3355 | 1.3355 | [11 empty] | American Municipal Power Inc | 100 | American Municipal Power Inc | 100
natural gas peaker | Bryan Peaking | 7779_G_1 | 7779 | G | 1 |  | Combustion Turbine | IC Engine | PJM_ATSI | Ohio | 39 | Williams | 171 | 39171 | 1.8 | 10745 | 1999 | 9999 |  |  | N | Distillate Fuel Oil | [12 empty] | 0.5 | 4.5992 | 4.5992 | 4.5992 | 4.5992 | [11 empty] | American Municipal Power Inc | 100 | American Municipal Power Inc | 100
natural gas peaker | Bryan Peaking | 7779_G_2 | 7779 | G | 2 |  | Combustion Turbine | IC Engine | PJM_ATSI | Ohio | 39 | Williams | 171 | 39171 | 1.8 | 10745 | 1999 | 9999 |  |  | N | Distillate Fuel Oil | [12 empty] | 0.5 | 4.4767 | 4.4767 | 4.4767 | 4.4767 | [11 empty] | American Municipal Power Inc | 100 | American Municipal Power Inc | 100
natural gas peaker | Bryan Peaking | 7779_G_3 | 7779 | G | 3 |  | Combustion Turbine | IC Engine | PJM_ATSI | Ohio | 39 | Williams | 171 | 39171 | 1.8 | 10745 | 1999 | 9999 |  |  | N | Distillate Fuel Oil | [12 empty] | 0.5 | 4.716 | 4.716 | 4.716 | 4.716 | [11 empty] | American Municipal Power Inc | 100 | American Municipal Power Inc | 100
natural gas peaker | Bryan Peaking | 7779_G_4 | 7779 | G | 4 |  | Combustion Turbine | IC Engine | PJM_ATSI | Ohio | 39 | Williams | 171 | 39171 | 1.8 | 10745 | 1999 | 9999 |  |  | N | Distillate Fuel Oil | [13 empty] | 1.6498 | 1.6498 | 1.6498 | 1.6498 | [11 empty] | American Municipal Power Inc | 100 | American Municipal Power Inc | 100
natural gas peaker | Bryan Peaking | 7779_G_5 | 7779 | G | 5 |  | Combustion Turbine | IC Engine | PJM_ATSI | Ohio | 39 | Williams | 171 | 39171 | 1.8 | 10745 | 1999 | 9999 |  |  | N | Distillate Fuel Oil | [13 empty] | 1.6498 | 1.6498 | 1.6498 | 1.6498 | [11 empty] | American Municipal Power Inc | 100 | American Municipal Power Inc | 100
natural gas peaker | Bryan Peaking | 7779_G_6 | 7779 | G | 6 |  | Combustion Turbine | IC Engine | PJM_ATSI | Ohio | 39 | Williams | 171 | 39171 | 1.8 | 10745 | 1999 | 9999 |  |  | N | Distillate Fuel Oil | [13 empty] | 1.6498 | 1.6498 | 1.6498 | 1.6498 | [11 empty] | American Municipal Power Inc | 100 | American Municipal Power Inc | 100
natural gas peaker | Jackson Cntr Peaking | 7780_G_1 | 7780 | G | 1 |  | Combustion Turbine | IC Engine | PJM_West | Ohio | 39 | Shelby | 149 | 39149 | 1.8 | 10745 | 1999 | 9999 |  |  | N | Distillate Fuel Oil | [12 empty] | 0.5 | 0.5029 | 0.5029 | 0.5029 | 0.5029 | [11 empty] | Ohio Municipal Electric Agency Joint Venture 2 | 100 | Hamilton Dept of Public Utilities | 100
natural gas peaker | Arcanum Peaking | 7781_G_1 | 7781 | G | 1 |  | Combustion Turbine | IC Engine | PJM_West | Ohio | 39 | Darke | 37 | 39037 | 1.8 | 10745 | 1999 | 9999 |  |  | N | Distillate Fuel Oil | [12 empty] | 0.5 | 3.0928 | 3.0928 | 3.0928 | 3.0928 | [11 empty] | American Municipal Power Inc | 100 | American Municipal Power Inc | 100
natural gas peaker | Hamilton Peaking | 7782_G_1 | 7782 | G | 1 | 3225 | Combustion Turbine |  | PJM_West | Ohio | 39 | Butler | 17 | 39017 | 29 | 12112 | 2000 | 9999 |  |  | N | Natural Gas |  |  |  | H2O | [8 empty] | 0.5 | 0.16505 | 0.16505 | 0.16505 | 0.16505 | [11 empty] | American Municipal Power Inc | 100 | American Municipal Power Inc | 100
natural gas peaker | Bowling Green Peaking | 7783_G_1 | 7783 | G | 1 | 3226 | Combustion Turbine |  | PJM_ATSI | Ohio | 39 | Wood | 173 | 39173 | 29 | 10745 | 2000 | 9999 |  |  | N | Natural Gas |  |  |  | H2O | [8 empty] | 0.5 | 0.16508 | 0.16508 | 0.16508 | 0.16508 | [11 empty] | American Municipal Power Inc | 100 | American Municipal Power Inc | 100
natural gas combined cycle | Allegany Cogen | 7784_G_1 | 7784 | G | 1 | 3562 | Combined Cycle |  | NY_Z_B | New York | 36 | Allegany | 3 | 36003 | 40 | 8466 | 1994 | 9999 |  |  | N | Natural Gas |  |  |  | H2O | SCR | [8 empty] | 0.031202 | 0.031202 | 0.031202 | 0.031202 | [11 empty] | Allegany Generating Station LLC | 100 | Alliance Energy Group LLC | 100
natural gas combined cycle | Allegany Cogen | 7784_G_2 | 7784 | G | 2 | 3562 | Combined Cycle |  | NY_Z_B | New York | 36 | Allegany | 3 | 36003 | 20 | 8466 | 1994 | 9999 |  |  | N | Natural Gas |  |  |  | H2O | SCR | [8 empty] | 0.031202 | 0.031202 | 0.031202 | 0.031202 | [11 empty] | Allegany Generating Station LLC | 100 | Alliance Energy Group LLC | 100
hydro | Abiquiu Dam | 7789_G_1 | 7789 | G | 1 |  | Hydro |  | WECC_NM | New Mexico | 35 | Rio Arriba | 39 | 35039 | 6.9 | 0 | 1989 | 9999 |  |  | N | Hydro | [13 empty] | 0 | 0 | 0 | 0 | [11 empty] | Los Alamos County | 100 | Los Alamos County | 100
hydro | Abiquiu Dam | 7789_G_2 | 7789 | G | 2 |  | Hydro |  | WECC_NM | New Mexico | 35 | Rio Arriba | 39 | 35039 | 6.9 | 0 | 1989 | 9999 |  |  | N | Hydro | [13 empty] | 0 | 0 | 0 | 0 | [11 empty] | Los Alamos County | 100 | Los Alamos County | 100
hydro | Abiquiu Dam | 7789_G_3 | 7789 | G | 3 |  | Hydro |  | WECC_NM | New Mexico | 35 | Rio Arriba | 39 | 35039 | 3 | 0 | 2011 | 9999 |  |  | N | Hydro | [13 empty] | 0 | 0 | 0 | 0 | [11 empty] | Los Alamos County | 100 | Los Alamos County | 100
hard coal | Bonanza | 7790_B_1-1 | 7790 | B | 1-1 | 3228 | Coal Steam |  | WECC_UT | Utah | 49 | Uintah | 47 | 49047 | 458 | 9983 | 1986 | 2030 | wall | dry | N | Bituminous | Wet Scrubber | 1986 | 0.95 | LNB |  |  |  | B | NA |  |  |  | 0.1 | 0.2634 | 0.2634 | 0.1987 | 0.1987 | 0.05 | 0.1 | 0.56 | 0.99 | [7 empty] | Deseret Power Electric Coop | 96.25 | Deseret Power Electric Coop | 96.25
natural gas peaker | Montpelier | 7791_G_1 | 7791 | G | 1 |  | Combustion Turbine | IC Engine | PJM_ATSI | Ohio | 39 | Williams | 171 | 39171 | 1.8 | 10745 | 2000 | 9999 |  |  | N | Distillate Fuel Oil | [12 empty] | 0.5 | 2.3597 | 2.3597 | 2.3597 | 2.3597 | [11 empty] | Ohio Municipal Electric Agency Joint Venture 2 | 100 | Hamilton Dept of Public Utilities | 100
natural gas peaker | Montpelier | 7791_G_2 | 7791 | G | 2 |  | Combustion Turbine | IC Engine | PJM_ATSI | Ohio | 39 | Williams | 171 | 39171 | 1.8 | 10745 | 2000 | 9999 |  |  | N | Distillate Fuel Oil | [12 empty] | 0.5 | 2.4243 | 2.4243 | 2.4243 | 2.4243 | [11 empty] | Ohio Municipal Electric Agency Joint Venture 2 | 100 | Hamilton Dept of Public Utilities | 100
natural gas peaker | Montpelier | 7791_G_3 | 7791 | G | 3 |  | Combustion Turbine | IC Engine | PJM_ATSI | Ohio | 39 | Williams | 171 | 39171 | 1.8 | 10745 | 2000 | 9999 |  |  | N | Distillate Fuel Oil | [12 empty] | 0.5 | 2.2951 | 2.2951 | 2.2951 | 2.2951 | [11 empty] | Ohio Municipal Electric Agency Joint Venture 2 | 100 | Hamilton Dept of Public Utilities | 100
natural gas peaker | Montpelier | 7791_G_4 | 7791 | G | 4 |  | Combustion Turbine | IC Engine | PJM_ATSI | Ohio | 39 | Williams | 171 | 39171 | 1.8 | 10745 | 2000 | 9999 |  |  | N | Distillate Fuel Oil | [12 empty] | 0.5 | 2.3597 | 2.3597 | 2.3597 | 2.3597 | [11 empty] | Ohio Municipal Electric Agency Joint Venture 2 | 100 | Hamilton Dept of Public Utilities | 100
natural gas peaker | Montpelier | 7791_G_5 | 7791 | G | 5 |  | Combustion Turbine | IC Engine | PJM_ATSI | Ohio | 39 | Williams | 171 | 39171 | 1.8 | 10745 | 2000 | 9999 |  |  | N | Distillate Fuel Oil | [12 empty] | 0.5 | 2.2336 | 2.2336 | 2.2336 | 2.2336 | [11 empty] | Ohio Municipal Electric Agency Joint Venture 2 | 100 | Hamilton Dept of Public Utilities | 100
natural gas peaker | Montpelier | 7791_G_6 | 7791 | G | 6 |  | Combustion Turbine | IC Engine | PJM_ATSI | Ohio | 39 | Williams | 171 | 39171 | 1.8 | 10745 | 2000 | 9999 |  |  | N | Distillate Fuel Oil | [12 empty] | 0.5 | 2.169 | 2.169 | 2.169 | 2.169 | [11 empty] | Ohio Municipal Electric Agency Joint Venture 2 | 100 | Hamilton Dept of Public Utilities | 100
natural gas peaker | Custer Energy Center | 7795_G_1 | 7795 | G | 1 |  | Combustion Turbine |  | MIS_WUMS | Wisconsin | 55 | Manitowoc | 71 | 55071 | 22 | 16966 | 1999 | 9999 |  |  | N | Natural Gas, Distillate Fuel Oil | [12 empty] | 3 | 0.23894 | 0.23894 | 0.23894 | 0.23894 | [11 empty] | Manitowoc Public Utilities | 100 | Manitowoc Public Utilities | 100
natural gas peaker | Dominion/Lo Mar | 7797_G_LOM3 | 7797 | G | LOM3 |  | Combustion Turbine | IC Engine | PJM_Dom | Virginia | 51 | Prince William | 153 | 51153 | 1.7 | 10745 | 1997 | 9999 |  |  | N | Distillate Fuel Oil | [12 empty] | 1.06 | 1.6498 | 1.6498 | 1.6498 | 1.6498 | [11 empty] | Manassas VA (City of) | 100 | Manassas VA (City of) | 100
natural gas peaker | Dominion/Lo Mar | 7797_G_DOM1 | 7797 | G | DOM1 |  | Combustion Turbine |  | PJM_Dom | Virginia | 51 | Prince William | 153 | 51153 | 9 | 24694 | 1997 | 9999 |  |  | N | Distillate Fuel Oil | [12 empty] | 0.8 | 1.01 | 1.01 | 1.01 | 1.01 | [11 empty] | Manassas VA (City of) | 100 | Manassas VA (City of) | 100
natural gas peaker | Dominion/Lo Mar | 7797_G_DOM2 | 7797 | G | DOM2 |  | Combustion Turbine | IC Engine | PJM_Dom | Virginia | 51 | Prince William | 153 | 51153 | 1.7 | 10745 | 1997 | 9999 |  |  | N | Distillate Fuel Oil | [12 empty] | 1.06 | 1.6498 | 1.6498 | 1.6498 | 1.6498 | [11 empty] | Manassas VA (City of) | 100 | Manassas VA (City of) | 100
natural gas peaker | Dominion/Lo Mar | 7797_G_LOM1 | 7797 | G | LOM1 |  | Combustion Turbine | IC Engine | PJM_Dom | Virginia | 51 | Prince William | 153 | 51153 | 1.7 | 10745 | 1997 | 9999 |  |  | N | Distillate Fuel Oil | [12 empty] | 1.06 | 1.6498 | 1.6498 | 1.6498 | 1.6498 | [11 empty] | Manassas VA (City of) | 100 | Manassas VA (City of) | 100
natural gas peaker | Dominion/Lo Mar | 7797_G_LOM2 | 7797 | G | LOM2 |  | Combustion Turbine | IC Engine | PJM_Dom | Virginia | 51 | Prince William | 153 | 51153 | 1.7 | 10745 | 1997 | 9999 |  |  | N | Distillate Fuel Oil | [12 empty] | 1.06 | 1.6498 | 1.6498 | 1.6498 | 1.6498 | [11 empty] | Manassas VA (City of) | 100 | Manassas VA (City of) | 100
natural gas peaker | Gateway Gen | 7798_G_1 | 7798 | G | 1 |  | Combustion Turbine | IC Engine | PJM_Dom | Virginia | 51 | Prince William | 153 | 51153 | 1.7 | 12479 | 1996 | 9999 |  |  | N | Distillate Fuel Oil | [12 empty] | 1.06 | 1.2901 | 1.2901 | 1.2901 | 1.2901 | [11 empty] | Manassas VA (City of) | 100 | Manassas VA (City of) | 100
natural gas peaker | Gateway Gen | 7798_G_2 | 7798 | G | 2 |  | Combustion Turbine | IC Engine | PJM_Dom | Virginia | 51 | Prince William | 153 | 51153 | 1.7 | 12759 | 2009 | 9999 |  |  | N | Distillate Fuel Oil | [13 empty] | 1.2901 | 1.2901 | 1.2901 | 1.2901 | [11 empty] | Manassas VA (City of) | 100 | Manassas VA (City of) | 100
natural gas peaker | West Marinette 34 | 7799_G_34 | 7799 | G | 34 | 2612 | Combustion Turbine |  | MIS_WUMS | Wisconsin | 55 | Marinette | 75 | 55075 | 70.4 | 12565 | 2000 | 9999 |  |  | N | Natural Gas |  |  |  | DLNB + H2O | [8 empty] | 3 | 0.03189 | 0.03189 | 0.03189 | 0.03189 | [11 empty] | Madison Gas & Electric Co | 100 | MGE Energy Inc | 100
natural gas peaker | Sherwood H Smith Jr Energy Complex | 7805_G_001 | 7805 | G | 001 | 3235 | Combustion Turbine |  | S_VACA | North Carolina | 37 | Richmond | 153 | 37153 | 157 | 11239 | 2001 | 9999 |  |  | N | Natural Gas, Distillate Fuel Oil |  |  |  | DLNB + H2O | [8 empty] | 2.3 | 0.03682 | 0.03682 | 0.03682 | 0.03682 | [11 empty] | Duke Energy Progress | 100 | Duke Energy Corp | 100
natural gas peaker | Sherwood H Smith Jr Energy Complex | 7805_G_002 | 7805 | G | 002 | 3236 | Combustion Turbine |  | S_VACA | North Carolina | 37 | Richmond | 153 | 37153 | 156 | 11239 | 2001 | 9999 |  |  | N | Natural Gas, Distillate Fuel Oil |  |  |  | DLNB + H2O | [8 empty] | 2.3 | 0.03163 | 0.03163 | 0.03163 | 0.03163 | [11 empty] | Duke Energy Progress | 100 | Duke Energy Corp | 100
natural gas peaker | Sherwood H Smith Jr Energy Complex | 7805_G_003 | 7805 | G | 003 | 3237 | Combustion Turbine |  | S_VACA | North Carolina | 37 | Richmond | 153 | 37153 | 155 | 11239 | 2001 | 9999 |  |  | N | Natural Gas, Distillate Fuel Oil |  |  |  | DLNB + H2O | [8 empty] | 2.3 | 0.03756 | 0.03756 | 0.03756 | 0.03756 | [11 empty] | Duke Energy Progress | 100 | Duke Energy Corp | 100
natural gas peaker | Sherwood H Smith Jr Energy Complex | 7805_G_004 | 7805 | G | 004 | 3238 | Combustion Turbine |  | S_VACA | North Carolina | 37 | Richmond | 153 | 37153 | 159 | 11239 | 2001 | 9999 |  |  | N | Natural Gas, Distillate Fuel Oil |  |  |  | DLNB + H2O | [8 empty] | 2.3 | 0.03279 | 0.03279 | 0.03279 | 0.03279 | [11 empty] | Duke Energy Progress | 100 | Duke Energy Corp | 100
natural gas peaker | Sherwood H Smith Jr Energy Complex | 7805_G_6 | 7805 | G | 6 | 3240 | Combustion Turbine |  | S_VACA | North Carolina | 37 | Richmond | 153 | 37153 | 145 | 11238 | 2002 | 9999 |  |  | N | Natural Gas, Distillate Fuel Oil |  |  |  | DLNB + H2O | [8 empty] | 2.3 | 0.03579 | 0.03579 | 0.03579 | 0.03579 | [11 empty] | Duke Energy Progress | 100 | Duke Energy Corp | 100
natural gas combined cycle | Sherwood H Smith Jr Energy Complex | 7805_G_7 | 7805 | G | 7 | 3241 | Combined Cycle |  | S_VACA | North Carolina | 37 | Richmond | 153 | 37153 | 154 | 7050 | 2002 | 9999 |  |  | N | Natural Gas, Distillate Fuel Oil |  |  |  | DLNB + H2O | SCR | [7 empty] | 2.3 | 0.0076843 | 0.0076843 | 0.0076843 | 0.0076843 | [11 empty] | Duke Energy Progress | 100 | Duke Energy Corp | 100
natural gas combined cycle | Sherwood H Smith Jr Energy Complex | 7805_G_8 | 7805 | G | 8 | 3242 | Combined Cycle |  | S_VACA | North Carolina | 37 | Richmond | 153 | 37153 | 153 | 7050 | 2002 | 9999 |  |  | N | Natural Gas, Distillate Fuel Oil |  |  |  | DLNB + H2O | SCR | [7 empty] | 2.3 | 0.0076843 | 0.0076843 | 0.0076843 | 0.0076843 | [11 empty] | Duke Energy Progress | 100 | Duke Energy Corp | 100
natural gas combined cycle | Sherwood H Smith Jr Energy Complex | 7805_G_ST4 | 7805 | G | ST4 | 3241 | Combined Cycle |  | S_VACA | North Carolina | 37 | Richmond | 153 | 37153 | 169 | 7050 | 2002 | 9999 |  |  | N | Natural Gas, Distillate Fuel Oil |  |  |  | DLNB + H2O | SCR | [7 empty] | 2.3 | 0.0076843 | 0.0076843 | 0.0076843 | 0.0076843 | [11 empty] | Duke Energy Progress | 100 | Duke Energy Corp | 100
natural gas combined cycle | Sherwood H Smith Jr Energy Complex | 7805_G_10 | 7805 | G | 10 | 90495 | Combined Cycle |  | S_VACA | North Carolina | 37 | Richmond | 153 | 37153 | 175 | 7050 | 2011 | 9999 |  |  | N | Natural Gas, Distillate Fuel Oil |  |  |  | DLNB + H2O | SCR | [8 empty] | 0.0064374 | 0.0064374 | 0.0064374 | 0.0064374 | [11 empty] | Duke Energy Progress | 100 | Duke Energy Corp | 100
natural gas combined cycle | Sherwood H Smith Jr Energy Complex | 7805_G_9 | 7805 | G | 9 | 90494 | Combined Cycle |  | S_VACA | North Carolina | 37 | Richmond | 153 | 37153 | 174 | 7050 | 2011 | 9999 |  |  | N | Natural Gas, Distillate Fuel Oil |  |  |  | DLNB + H2O | SCR | [8 empty] | 0.0064374 | 0.0064374 | 0.0064374 | 0.0064374 | [11 empty] | Duke Energy Progress | 100 | Duke Energy Corp | 100
natural gas combined cycle | Sherwood H Smith Jr Energy Complex | 7805_G_ST5 | 7805 | G | ST5 | 90494 | Combined Cycle |  | S_VACA | North Carolina | 37 | Richmond | 153 | 37153 | 248 | 7050 | 2011 | 9999 |  |  | N | Natural Gas, Distillate Fuel Oil |  |  |  | DLNB + H2O | SCR | [8 empty] | 0.0064374 | 0.0064374 | 0.0064374 | 0.0064374 | [11 empty] | Duke Energy Progress | 100 | Duke Energy Corp | 100
natural gas peaker | Pine Street | 7806_G_7 | 7806 | G | 7 |  | Combustion Turbine | IC Engine | MIS_LMI | Michigan | 26 | Huron | 63 | 26063 | 4.4 | 10745 | 2019 | 9999 |  |  | N | Natural Gas | [13 empty] | 1.061 | 1.061 | 1.061 | 1.061 | [11 empty] | Sebewaing Light & Water Dept | 100 | Sebewaing Light & Water Dept | 100
natural gas peaker | Pine Street | 7806_G_8 | 7806 | G | 8 |  | Combustion Turbine | IC Engine | MIS_LMI | Michigan | 26 | Huron | 63 | 26063 | 3.3 | 10745 | 2020 | 9999 |  |  | N | Natural Gas | [13 empty] | 1.061 | 1.061 | 1.061 | 1.061 | [11 empty] | Sebewaing Light & Water Dept | 100 | Sebewaing Light & Water Dept | 100
hydro | Hamilton Hydro | 7807_G_3 | 7807 | G | 3 |  | Hydro |  | PJM_West | Ohio | 39 | Butler | 17 | 39017 | 1 | 0 | 1994 | 9999 |  |  | N | Hydro | [13 empty] | 0 | 0 | 0 | 0 | [11 empty] | Hamilton Dept of Public Utilities | 100 | Hamilton Dept of Public Utilities | 100
hydro | Hamilton Hydro | 7807_G_4 | 7807 | G | 4 |  | Hydro |  | PJM_West | Ohio | 39 | Butler | 17 | 39017 | 1 | 0 | 1994 | 9999 |  |  | N | Hydro | [13 empty] | 0 | 0 | 0 | 0 | [11 empty] | Hamilton Dept of Public Utilities | 100 | Hamilton Dept of Public Utilities | 100
natural gas peaker | Argyle | 7810_G_5 | 7810 | G | 5 |  | Combustion Turbine | IC Engine | MIS_MNWI | Wisconsin | 55 | Lafayette | 65 | 55065 | 2 | 10745 | 2004 | 9999 |  |  | N | Distillate Fuel Oil | [12 empty] | 3 | 1.6498 | 1.6498 | 1.6498 | 1.6498 | [11 empty] | Argyle WI (City of) | 100 | Argyle WI (City of) | 100
natural gas peaker | Sewell Creek Energy | 7813_G_1 | 7813 | G | 1 | 3243 | Combustion Turbine |  | S_SOU | Georgia | 13 | Polk | 233 | 13233 | 97.2 | 11096 | 2000 | 9999 |  |  | N | Natural Gas |  |  |  | DLNB | [8 empty] | 0.006 | 0.03378 | 0.03378 | 0.03378 | 0.03378 | [11 empty] | Smarr EMC | 100 | Smarr EMC | 100
natural gas peaker | Sewell Creek Energy | 7813_G_2 | 7813 | G | 2 | 3244 | Combustion Turbine |  | S_SOU | Georgia | 13 | Polk | 233 | 13233 | 92.8 | 11088 | 2000 | 9999 |  |  | N | Natural Gas |  |  |  | DLNB | [8 empty] | 0.006 | 0.03609 | 0.03609 | 0.03609 | 0.03609 | [11 empty] | Smarr EMC | 100 | Smarr EMC | 100
natural gas peaker | Sewell Creek Energy | 7813_G_3 | 7813 | G | 3 | 3245 | Combustion Turbine |  | S_SOU | Georgia | 13 | Polk | 233 | 13233 | 129.8 | 11087 | 2000 | 9999 |  |  | N | Natural Gas |  |  |  | DLNB | [8 empty] | 0.006 | 0.07472 | 0.07472 | 0.07472 | 0.07472 | [11 empty] | Smarr EMC | 100 | Smarr EMC | 100
natural gas peaker | Sewell Creek Energy | 7813_G_4 | 7813 | G | 4 | 3246 | Combustion Turbine |  | S_SOU | Georgia | 13 | Polk | 233 | 13233 | 131.3 | 11091 | 2000 | 9999 |  |  | N | Natural Gas |  |  |  | DLNB | [8 empty] | 0.006 | 0.0809 | 0.0809 | 0.0809 | 0.0809 | [11 empty] | Smarr EMC | 100 | Smarr EMC | 100
natural gas peaker | Webb Forging | 7814_G_1 | 7814 | G | 1 |  | Combustion Turbine | IC Engine | S_VACA | South Carolina | 45 | Union | 87 | 45087 | 2.4 | 11525 | 2003 | 9999 |  |  | N | Distillate Fuel Oil | [12 empty] | 3.5 | 1.6498 | 1.6498 | 1.6498 | 1.6498 | [11 empty] | Santee Cooper | 100 | Santee Cooper | 100
natural gas peaker | Webb Forging | 7814_G_2 | 7814 | G | 2 |  | Combustion Turbine | IC Engine | S_VACA | South Carolina | 45 | Union | 87 | 45087 | 2.4 | 11623 | 2003 | 9999 |  |  | N | Distillate Fuel Oil | [12 empty] | 3.5 | 1.6498 | 1.6498 | 1.6498 | 1.6498 | [11 empty] | Santee Cooper | 100 | Santee Cooper | 100
natural gas peaker | Alsey | 7818_G_1 | 7818 | G | 1 | 89336 | Combustion Turbine |  | MIS_IL | Illinois | 17 | Scott | 171 | 17171 | 30 | 13410 | 1999 | 2045 |  |  | N | Natural Gas |  |  |  | H2O | [8 empty] | 1 | 0.23028 | 0.23028 | 0.23028 | 0.23028 | [11 empty] | Prairie Power Inc | 100 | Prairie Power Inc | 100
natural gas peaker | Alsey | 7818_G_2 | 7818 | G | 2 | 89337 | Combustion Turbine |  | MIS_IL | Illinois | 17 | Scott | 171 | 17171 | 30 | 13411 | 1999 | 2045 |  |  | N | Natural Gas |  |  |  | H2O | [8 empty] | 1 | 0.22606 | 0.22606 | 0.22606 | 0.22606 | [11 empty] | Prairie Power Inc | 100 | Prairie Power Inc | 100
natural gas peaker | Alsey | 7818_G_3 | 7818 | G | 3 |  | Combustion Turbine |  | MIS_IL | Illinois | 17 | Scott | 171 | 17171 | 18 | 13411 | 1999 | 2045 |  |  | N | Natural Gas, Distillate Fuel Oil | [12 empty] | 1 | 0.16383 | 0.16383 | 0.16383 | 0.16383 | [11 empty] | Prairie Power Inc | 100 | Prairie Power Inc | 100
natural gas peaker | Alsey | 7818_G_4 | 7818 | G | 4 |  | Combustion Turbine |  | MIS_IL | Illinois | 17 | Scott | 171 | 17171 | 18 | 13411 | 1999 | 2045 |  |  | N | Natural Gas, Distillate Fuel Oil | [12 empty] | 1 | 0.16383 | 0.16383 | 0.16383 | 0.16383 | [11 empty] | Prairie Power Inc | 100 | Prairie Power Inc | 100
natural gas peaker | Alsey | 7818_G_5 | 7818 | G | 5 | 89338 | Combustion Turbine |  | MIS_IL | Illinois | 17 | Scott | 171 | 17171 | 25 | 13411 | 1999 | 2045 |  |  | N | Natural Gas | [12 empty] | 1 | 0.3128 | 0.3128 | 0.3128 | 0.3128 | [11 empty] | Prairie Power Inc | 100 | Prairie Power Inc | 100
natural gas peaker | Alsey | 7818_G_6 | 7818 | G | 6 | 91126 | Combustion Turbine |  | MIS_IL | Illinois | 17 | Scott | 171 | 17171 | 42 | 10973 | 2016 | 2045 |  |  | N | Natural Gas, Distillate Fuel Oil | [13 empty] | 0.07516 | 0.07516 | 0.07516 | 0.07516 | [11 empty] | Prairie Power Inc | 100 | Prairie Power Inc | 100
hydro | Big Quinnesec 92 | 7820_G_1 | 7820 | G | 1 |  | Hydro |  | MIS_WUMS | Michigan | 26 | Dickinson | 43 | 26043 | 8 | 0 | 1949 | 9999 |  |  | N | Hydro | [13 empty] | 0 | 0 | 0 | 0 | [11 empty] | Wisconsin Electric Power Co | 100 | WEC Energy Group Inc | 100
hydro | Big Quinnesec 92 | 7820_G_2 | 7820 | G | 2 |  | Hydro |  | MIS_WUMS | Michigan | 26 | Dickinson | 43 | 26043 | 8 | 0 | 1949 | 9999 |  |  | N | Hydro | [13 empty] | 0 | 0 | 0 | 0 | [11 empty] | Wisconsin Electric Power Co | 100 | WEC Energy Group Inc | 100
hydro | Big Quinnesec 61 | 7821_G_4 | 7821 | G | 4 |  | Hydro |  | MIS_WUMS | Michigan | 26 | Dickinson | 43 | 26043 | 2.2 | 0 | 1914 | 9999 |  |  | N | Hydro | [13 empty] | 0 | 0 | 0 | 0 | [11 empty] | Wisconsin Electric Power Co | 100 | WEC Energy Group Inc | 100
hydro | Big Quinnesec 61 | 7821_G_5 | 7821 | G | 5 |  | Hydro |  | MIS_WUMS | Michigan | 26 | Dickinson | 43 | 26043 | 2.2 | 0 | 1914 | 9999 |  |  | N | Hydro | [13 empty] | 0 | 0 | 0 | 0 | [11 empty] | Wisconsin Electric Power Co | 100 | WEC Energy Group Inc | 100
hydro | Kaukauna City Hydro | 7822_G_1 | 7822 | G | 1 |  | Hydro |  | MIS_WUMS | Wisconsin | 55 | Outagamie | 87 | 55087 | 2.4 | 0 | 1940 | 9999 |  |  | N | Hydro | [13 empty] | 0 | 0 | 0 | 0 | [11 empty] | Kaukauna WI (City of) | 100 | Kaukauna WI (City of) | 100
hydro | Kaukauna City Hydro | 7822_G_2 | 7822 | G | 2 |  | Hydro |  | MIS_WUMS | Wisconsin | 55 | Outagamie | 87 | 55087 | 2.4 | 0 | 1942 | 9999 |  |  | N | Hydro | [13 empty] | 0 | 0 | 0 | 0 | [11 empty] | Kaukauna WI (City of) | 100 | Kaukauna WI (City of) | 100
natural gas peaker | Rockwood | 7824_G_1 | 7824 | G | 1 |  | Combustion Turbine |  | WECC_IID | California | 6 | Imperial | 25 | 06025 | 24.1 | 18223 | 1979 | 9999 |  |  | N | Natural Gas, Distillate Fuel Oil | [12 empty] | 0.74 | 0.24601 | 0.24601 | 0.24601 | 0.24601 | [11 empty] | Imperial Irrigation District | 100 | Imperial Irrigation District | 100
natural gas peaker | Rockwood | 7824_G_2 | 7824 | G | 2 |  | Combustion Turbine |  | WECC_IID | California | 6 | Imperial | 25 | 06025 | 23 | 18222 | 1980 | 9999 |  |  | N | Distillate Fuel Oil | [12 empty] | 1.23 | 0.24601 | 0.24601 | 0.24601 | 0.24601 | [11 empty] | Imperial Irrigation District | 100 | Imperial Irrigation District | 100
natural gas peaker | Fulton (AR) | 7825_G_1 | 7825 | G | 1 | 3247 | Combustion Turbine |  | SPP_WEST | Arkansas | 5 | Hempstead | 57 | 05057 | 153 | 10853 | 2001 | 9999 |  |  | N | Natural Gas |  |  |  | DLNB | [9 empty] | 0.06143 | 0.06143 | 0.06143 | 0.06143 | [11 empty] | Arkansas Electric Coop Corp | 100 | Arkansas Electric Coop Corp | 100
natural gas peaker | Rowan | 7826_G_001 | 7826 | G | 001 | 3248 | Combustion Turbine |  | S_VACA | North Carolina | 37 | Rowan | 159 | 37159 | 154 | 10883 | 2001 | 9999 |  |  | N | Natural Gas, Distillate Fuel Oil |  |  |  | DLNB + H2O | [8 empty] | 0.006 | 0.03287 | 0.03287 | 0.03287 | 0.03287 | [11 empty] | Southern Power Co | 100 | Southern Co | 100
natural gas peaker | Rowan | 7826_G_002 | 7826 | G | 002 | 3249 | Combustion Turbine |  | S_VACA | North Carolina | 37 | Rowan | 159 | 37159 | 154 | 10883 | 2001 | 9999 |  |  | N | Natural Gas, Distillate Fuel Oil |  |  |  | DLNB + H2O | [8 empty] | 0.006 | 0.03514 | 0.03514 | 0.03514 | 0.03514 | [11 empty] | Southern Power Co | 100 | Southern Co | 100
natural gas peaker | Rowan | 7826_G_003 | 7826 | G | 003 | 3250 | Combustion Turbine |  | S_VACA | North Carolina | 37 | Rowan | 159 | 37159 | 154 | 10883 | 2001 | 9999 |  |  | N | Natural Gas, Distillate Fuel Oil |  |  |  | DLNB + H2O | [8 empty] | 0.006 | 0.0327 | 0.0327 | 0.0327 | 0.0327 | [11 empty] | Southern Power Co | 100 | Southern Co | 100
natural gas combined cycle | Rowan | 7826_G_4 | 7826 | G | 4 | 3251 | Combined Cycle |  | S_VACA | North Carolina | 37 | Rowan | 159 | 37159 | 155.5 | 7050 | 2003 | 9999 |  |  | N | Natural Gas |  |  |  | DLNB | SCR | 2003 | [6 empty] | 0.006 | 0.010248 | 0.010248 | 0.010248 | 0.010248 | [11 empty] | Southern Power Co | 100 | Southern Co | 100
natural gas combined cycle | Rowan | 7826_G_5 | 7826 | G | 5 | 3252 | Combined Cycle |  | S_VACA | North Carolina | 37 | Rowan | 159 | 37159 | 155.5 | 7050 | 2003 | 9999 |  |  | N | Natural Gas |  |  |  | DLNB | SCR | 2003 | [6 empty] | 0.006 | 0.010248 | 0.010248 | 0.010248 | 0.010248 | [11 empty] | Southern Power Co | 100 | Southern Co | 100
natural gas combined cycle | Rowan | 7826_G_STG | 7826 | G | STG | 3251 | Combined Cycle |  | S_VACA | North Carolina | 37 | Rowan | 159 | 37159 | 188 | 7050 | 2003 | 9999 |  |  | N | Natural Gas |  |  |  | DLNB | SCR | 2003 | [6 empty] | 0.006 | 0.010248 | 0.010248 | 0.010248 | 0.010248 | [11 empty] | Southern Power Co | 100 | Southern Co | 100
natural gas peaker | Shelby North | 7827_G_1 | 7827 | G | 1 |  | Combustion Turbine | IC Engine | PJM_West | Ohio | 39 | Richland | 139 | 39139 | 1.8 | 10745 | 2000 | 9999 |  |  | N | Distillate Fuel Oil | [12 empty] | 0.5 | 1.6498 | 1.6498 | 1.6498 | 1.6498 | [11 empty] | American Municipal Power Inc | 100 | American Municipal Power Inc | 100
natural gas peaker | Shelby South | 7828_G_1 | 7828 | G | 1 |  | Combustion Turbine | IC Engine | PJM_West | Ohio | 39 | Richland | 139 | 39139 | 1.8 | 25000 | 2000 | 9999 |  |  | N | Distillate Fuel Oil | [12 empty] | 0.5 | 1.6498 | 1.6498 | 1.6498 | 1.6498 | [11 empty] | Shelby Dept of Utilities | 100 | Shelby Dept of Utilities | 100
natural gas peaker | Smarr Energy Center | 7829_G_1 | 7829 | G | 1 | 3255 | Combustion Turbine |  | S_SOU | Georgia | 13 | Monroe | 207 | 13207 | 93.6 | 12724 | 1999 | 9999 |  |  | N | Natural Gas |  |  |  | DLNB | [8 empty] | 0.006 | 0.04304 | 0.04304 | 0.04304 | 0.04304 | [11 empty] | Smarr EMC | 100 | Smarr EMC | 100
natural gas peaker | Smarr Energy Center | 7829_G_2 | 7829 | G | 2 | 3256 | Combustion Turbine |  | S_SOU | Georgia | 13 | Monroe | 207 | 13207 | 93.8 | 12724 | 1999 | 9999 |  |  | N | Natural Gas |  |  |  | DLNB | [8 empty] | 0.006 | 0.04328 | 0.04328 | 0.04328 | 0.04328 | [11 empty] | Smarr EMC | 100 | Smarr EMC | 100
natural gas peaker | Beaver Island | 7831_G_1 | 7831 | G | 1 |  | Combustion Turbine | IC Engine | MIS_LMI | Michigan | 26 | Charlevoix | 29 | 26029 | 1 | 25000 | 2000 | 9999 |  |  | N | Distillate Fuel Oil | [12 empty] | 1.67 | 1.6498 | 1.6498 | 1.6498 | 1.6498 | [11 empty] | Great Lakes Energy Coop | 100 | Great Lakes Energy Coop | 100
natural gas peaker | Beaver Island | 7831_G_2 | 7831 | G | 2 |  | Combustion Turbine | IC Engine | MIS_LMI | Michigan | 26 | Charlevoix | 29 | 26029 | 1 | 25000 | 2000 | 9999 |  |  | N | Distillate Fuel Oil | [12 empty] | 1.67 | 1.6498 | 1.6498 | 1.6498 | 1.6498 | [11 empty] | Great Lakes Energy Coop | 100 | Great Lakes Energy Coop | 100
natural gas peaker | Beaver Island | 7831_G_3 | 7831 | G | 3 |  | Combustion Turbine | IC Engine | MIS_LMI | Michigan | 26 | Charlevoix | 29 | 26029 | 0.8 | 25000 | 2001 | 9999 |  |  | N | Distillate Fuel Oil | [12 empty] | 1.67 | 1.6498 | 1.6498 | 1.6498 | 1.6498 | [11 empty] | Great Lakes Energy Coop | 100 | Great Lakes Energy Coop | 100
natural gas combined cycle | John S Rainey | 7834_G_CT1A | 7834 | G | CT1A | 3260 | Combined Cycle |  | S_VACA | South Carolina | 45 | Anderson | 7 | 45007 | 150 | 7162 | 2001 | 9999 |  |  | N | Natural Gas, Distillate Fuel Oil |  |  |  | DLNB + H2O | SCR | [7 empty] | 0.001 | 0.016186 | 0.016186 | 0.016186 | 0.016186 | [11 empty] | Santee Cooper | 100 | Santee Cooper | 100
natural gas combined cycle | John S Rainey | 7834_G_CT1B | 7834 | G | CT1B | 3261 | Combined Cycle |  | S_VACA | South Carolina | 45 | Anderson | 7 | 45007 | 150 | 7162 | 2001 | 9999 |  |  | N | Natural Gas, Distillate Fuel Oil |  |  |  | DLNB + H2O | SCR | [7 empty] | 0.001 | 0.016186 | 0.016186 | 0.016186 | 0.016186 | [11 empty] | Santee Cooper | 100 | Santee Cooper | 100
natural gas combined cycle | John S Rainey | 7834_G_ST1S | 7834 | G | ST1S | 3260 | Combined Cycle |  | S_VACA | South Carolina | 45 | Anderson | 7 | 45007 | 160 | 7162 | 2001 | 9999 |  |  | N | Natural Gas, Distillate Fuel Oil |  |  |  | DLNB + H2O | SCR | [7 empty] | 0.001 | 0.016186 | 0.016186 | 0.016186 | 0.016186 | [11 empty] | Santee Cooper | 100 | Santee Cooper | 100
natural gas peaker | John S Rainey | 7834_G_CT2A | 7834 | G | CT2A | 3262 | Combustion Turbine |  | S_VACA | South Carolina | 45 | Anderson | 7 | 45007 | 146 | 11487 | 2002 | 9999 |  |  | N | Natural Gas, Distillate Fuel Oil |  |  |  | DLNB + H2O | [8 empty] | 0.001 | 0.02938 | 0.02938 | 0.02938 | 0.02938 | [11 empty] | Santee Cooper | 100 | Santee Cooper | 100
natural gas peaker | John S Rainey | 7834_G_CT2B | 7834 | G | CT2B | 3263 | Combustion Turbine |  | S_VACA | South Carolina | 45 | Anderson | 7 | 45007 | 146 | 11487 | 2002 | 9999 |  |  | N | Natural Gas, Distillate Fuel Oil |  |  |  | DLNB + H2O | [8 empty] | 0.001 | 0.02888 | 0.02888 | 0.02888 | 0.02888 | [11 empty] | Santee Cooper | 100 | Santee Cooper | 100
natural gas peaker | John S Rainey | 7834_G_CT3A | 7834 | G | CT3A | 88287 | Combustion Turbine |  | S_VACA | South Carolina | 45 | Anderson | 7 | 45007 | 75 | 11487 | 2004 | 9999 |  |  | N | Natural Gas | [13 empty] | 0.02984 | 0.02984 | 0.02984 | 0.02984 | [11 empty] | Santee Cooper | 100 | Santee Cooper | 100
natural gas peaker | John S Rainey | 7834_G_CT3B | 7834 | G | CT3B | 88288 | Combustion Turbine |  | S_VACA | South Carolina | 45 | Anderson | 7 | 45007 | 75 | 11487 | 2004 | 9999 |  |  | N | Natural Gas | [13 empty] | 0.02953 | 0.02953 | 0.02953 | 0.02953 | [11 empty] | Santee Cooper | 100 | Santee Cooper | 100
natural gas peaker | John S Rainey | 7834_G_CT4A | 7834 | G | CT4A | 88289 | Combustion Turbine |  | S_VACA | South Carolina | 45 | Anderson | 7 | 45007 | 75 | 11487 | 2004 | 9999 |  |  | N | Natural Gas | [13 empty] | 0.02964 | 0.02964 | 0.02964 | 0.02964 | [11 empty] | Santee Cooper | 100 | Santee Cooper | 100
natural gas peaker | Essential Power Rock Springs LLC | 7835_G_1 | 7835 | G | 1 | 3264 | Combustion Turbine |  | PJM_EMAC | Maryland | 24 | Cecil | 15 | 24015 | 164 | 10745 | 2003 | 9999 |  |  | N | Natural Gas |  |  |  | DLNB | [8 empty] | 0.3 | 0.03286 | 0.03286 | 0.03286 | 0.03286 | [11 empty] | EP Rock Springs LLC | 100 | Essential Power LLC | 100
natural gas peaker | Essential Power Rock Springs LLC | 7835_G_2 | 7835 | G | 2 | 3265 | Combustion Turbine |  | PJM_EMAC | Maryland | 24 | Cecil | 15 | 24015 | 163 | 10745 | 2003 | 9999 |  |  | N | Natural Gas |  |  |  | DLNB | [8 empty] | 0.3 | 0.03733 | 0.03733 | 0.03733 | 0.03733 | [11 empty] | EP Rock Springs LLC | 100 | Essential Power LLC | 100
natural gas peaker | Essential Power Rock Springs LLC | 7835_G_3 | 7835 | G | 3 | 3266 | Combustion Turbine |  | PJM_EMAC | Maryland | 24 | Cecil | 15 | 24015 | 168.6 | 10745 | 2003 | 9999 |  |  | N | Natural Gas |  |  |  | DLNB | [8 empty] | 0.3 | 0.03386 | 0.03386 | 0.03386 | 0.03386 | [11 empty] | EP Rock Springs LLC | 100 | Essential Power LLC | 100
natural gas peaker | Essential Power Rock Springs LLC | 7835_G_4 | 7835 | G | 4 | 3267 | Combustion Turbine |  | PJM_EMAC | Maryland | 24 | Cecil | 15 | 24015 | 169.4 | 10745 | 2003 | 9999 |  |  | N | Natural Gas |  |  |  | DLNB | [8 empty] | 0.3 | 0.03746 | 0.03746 | 0.03746 | 0.03746 | [11 empty] | EP Rock Springs LLC | 100 | Essential Power LLC | 100
natural gas peaker | Marsh Run Generation Facility | 7836_G_1 | 7836 | G | 1 | 3270 | Combustion Turbine |  | PJM_Dom | Virginia | 51 | Fauquier | 61 | 51061 | 161 | 10819 | 2004 | 9999 |  |  | N | Natural Gas, Distillate Fuel Oil |  |  |  | DLNB + H2O | [8 empty] | 0.3 | 0.03525 | 0.03525 | 0.03525 | 0.03525 | [11 empty] | Old Dominion Electric Coop | 100 | Old Dominion Electric Coop | 100
natural gas peaker | Marsh Run Generation Facility | 7836_G_2 | 7836 | G | 2 | 3271 | Combustion Turbine |  | PJM_Dom | Virginia | 51 | Fauquier | 61 | 51061 | 159.3 | 10818 | 2004 | 9999 |  |  | N | Natural Gas, Distillate Fuel Oil |  |  |  | DLNB + H2O | [8 empty] | 0.3 | 0.0339 | 0.0339 | 0.0339 | 0.0339 | [11 empty] | Old Dominion Electric Coop | 100 | Old Dominion Electric Coop | 100
natural gas peaker | Marsh Run Generation Facility | 7836_G_3 | 7836 | G | 3 | 3272 | Combustion Turbine |  | PJM_Dom | Virginia | 51 | Fauquier | 61 | 51061 | 161 | 10818 | 2004 | 9999 |  |  | N | Natural Gas, Distillate Fuel Oil |  |  |  | DLNB + H2O | [8 empty] | 0.3 | 0.04218 | 0.04218 | 0.04218 | 0.04218 | [11 empty] | Old Dominion Electric Coop | 100 | Old Dominion Electric Coop | 100
natural gas peaker | Louisa Generation Facility | 7837_G_1 | 7837 | G | 1 | 3274 | Combustion Turbine |  | PJM_Dom | Virginia | 51 | Louisa | 109 | 51109 | 76.5 | 11627 | 2003 | 9999 |  |  | N | Natural Gas, Distillate Fuel Oil |  |  |  | DLNB + H2O | [8 empty] | 0.3 | 0.02525 | 0.02525 | 0.02525 | 0.02525 | [11 empty] | Old Dominion Electric Coop | 100 | Old Dominion Electric Coop | 100
natural gas peaker | Louisa Generation Facility | 7837_G_2 | 7837 | G | 2 | 3275 | Combustion Turbine |  | PJM_Dom | Virginia | 51 | Louisa | 109 | 51109 | 77 | 11627 | 2003 | 9999 |  |  | N | Natural Gas, Distillate Fuel Oil |  |  |  | DLNB + H2O | [8 empty] | 0.3 | 0.02946 | 0.02946 | 0.02946 | 0.02946 | [11 empty] | Old Dominion Electric Coop | 100 | Old Dominion Electric Coop | 100
natural gas peaker | Louisa Generation Facility | 7837_G_3 | 7837 | G | 3 | 3276 | Combustion Turbine |  | PJM_Dom | Virginia | 51 | Louisa | 109 | 51109 | 77.3 | 11627 | 2003 | 9999 |  |  | N | Natural Gas, Distillate Fuel Oil |  |  |  | DLNB + H2O | [8 empty] | 0.3 | 0.02936 | 0.02936 | 0.02936 | 0.02936 | [11 empty] | Old Dominion Electric Coop | 100 | Old Dominion Electric Coop | 100
natural gas peaker | Louisa Generation Facility | 7837_G_4 | 7837 | G | 4 | 3277 | Combustion Turbine |  | PJM_Dom | Virginia | 51 | Louisa | 109 | 51109 | 77.2 | 11627 | 2003 | 9999 |  |  | N | Natural Gas, Distillate Fuel Oil |  |  |  | DLNB + H2O | [8 empty] | 0.3 | 0.02263 | 0.02263 | 0.02263 | 0.02263 | [11 empty] | Old Dominion Electric Coop | 100 | Old Dominion Electric Coop | 100
natural gas peaker | Louisa Generation Facility | 7837_G_5 | 7837 | G | 5 | 3278 | Combustion Turbine |  | PJM_Dom | Virginia | 51 | Louisa | 109 | 51109 | 158 | 11627 | 2003 | 9999 |  |  | N | Natural Gas, Distillate Fuel Oil |  |  |  | DLNB + H2O | [8 empty] | 0.3 | 0.03283 | 0.03283 | 0.03283 | 0.03283 | [11 empty] | Old Dominion Electric Coop | 100 | Old Dominion Electric Coop | 100
natural gas peaker | Remington | 7838_G_1 | 7838 | G | 1 | 3281 | Combustion Turbine |  | PJM_Dom | Virginia | 51 | Fauquier | 61 | 51061 | 153 | 10745 | 2000 | 9999 |  |  | N | Natural Gas, Distillate Fuel Oil |  |  |  | DLNB + H2O | [8 empty] | 2.64 | 0.03619 | 0.03619 | 0.03619 | 0.03619 | [11 empty] | Virginia Electric & Power Co | 100 | Dominion Energy Inc | 100
natural gas peaker | Remington | 7838_G_2 | 7838 | G | 2 | 3282 | Combustion Turbine |  | PJM_Dom | Virginia | 51 | Fauquier | 61 | 51061 | 151 | 10745 | 2000 | 9999 |  |  | N | Natural Gas, Distillate Fuel Oil |  |  |  | DLNB + H2O | [8 empty] | 2.64 | 0.03609 | 0.03609 | 0.03609 | 0.03609 | [11 empty] | Virginia Electric & Power Co | 100 | Dominion Energy Inc | 100
natural gas peaker | Remington | 7838_G_3 | 7838 | G | 3 | 3283 | Combustion Turbine |  | PJM_Dom | Virginia | 51 | Fauquier | 61 | 51061 | 152 | 10745 | 2000 | 9999 |  |  | N | Natural Gas, Distillate Fuel Oil |  |  |  | DLNB + H2O | [8 empty] | 2.64 | 0.02777 | 0.02777 | 0.02777 | 0.02777 | [11 empty] | Virginia Electric & Power Co | 100 | Dominion Energy Inc | 100
natural gas peaker | Remington | 7838_G_4 | 7838 | G | 4 | 3284 | Combustion Turbine |  | PJM_Dom | Virginia | 51 | Fauquier | 61 | 51061 | 152 | 10745 | 2000 | 9999 |  |  | N | Natural Gas, Distillate Fuel Oil |  |  |  | DLNB + H2O | [8 empty] | 2.64 | 0.03292 | 0.03292 | 0.03292 | 0.03292 | [11 empty] | Virginia Electric & Power Co | 100 | Dominion Energy Inc | 100
natural gas peaker | Ladysmith | 7839_G_1 | 7839 | G | 1 | 3279 | Combustion Turbine |  | PJM_Dom | Virginia | 51 | Caroline | 33 | 51033 | 151 | 10745 | 2001 | 9999 |  |  | N | Natural Gas, Distillate Fuel Oil |  |  |  | DLNB + H2O | [8 empty] | 2.64 | 0.03145 | 0.03145 | 0.03145 | 0.03145 | [11 empty] | Virginia Electric & Power Co | 100 | Dominion Energy Inc | 100
natural gas peaker | Ladysmith | 7839_G_2 | 7839 | G | 2 | 3280 | Combustion Turbine |  | PJM_Dom | Virginia | 51 | Caroline | 33 | 51033 | 151 | 10745 | 2001 | 9999 |  |  | N | Natural Gas, Distillate Fuel Oil |  |  |  | DLNB + H2O | [8 empty] | 2.64 | 0.03254 | 0.03254 | 0.03254 | 0.03254 | [11 empty] | Virginia Electric & Power Co | 100 | Dominion Energy Inc | 100
natural gas peaker | Ladysmith | 7839_G_3 | 7839 | G | 3 | 90273 | Combustion Turbine |  | PJM_Dom | Virginia | 51 | Caroline | 33 | 51033 | 161 | 10745 | 2008 | 9999 |  |  | N | Natural Gas, Distillate Fuel Oil |  |  |  | DLNB + H2O | [9 empty] | 0.02888 | 0.02888 | 0.02888 | 0.02888 | [11 empty] | Virginia Electric & Power Co | 100 | Dominion Energy Inc | 100
natural gas peaker | Ladysmith | 7839_G_4 | 7839 | G | 4 | 90274 | Combustion Turbine |  | PJM_Dom | Virginia | 51 | Caroline | 33 | 51033 | 160 | 10745 | 2008 | 9999 |  |  | N | Natural Gas, Distillate Fuel Oil |  |  |  | DLNB + H2O | [9 empty] | 0.03155 | 0.03155 | 0.03155 | 0.03155 | [11 empty] | Virginia Electric & Power Co | 100 | Dominion Energy Inc | 100
natural gas peaker | Ladysmith | 7839_G_5 | 7839 | G | 5 | 90276 | Combustion Turbine |  | PJM_Dom | Virginia | 51 | Caroline | 33 | 51033 | 160 | 10745 | 2009 | 9999 |  |  | N | Natural Gas, Distillate Fuel Oil |  |  |  | DLNB + H2O | [9 empty] | 0.0407 | 0.0407 | 0.0407 | 0.0407 | [11 empty] | Virginia Electric & Power Co | 100 | Dominion Energy Inc | 100
natural gas peaker | Freedom Power Project | 7842_G_CT1 | 7842 | G | CT1 | 3293 | Combustion Turbine |  | MIS_IL | Illinois | 17 | Fayette | 51 | 17051 | 45 | 10745 | 2000 | 2045 |  |  | N | Natural Gas |  |  |  | H2O | [8 empty] | 1 | 0.09515 | 0.09515 | 0.09515 | 0.09515 | [11 empty] | Southwestern Electric Coop Inc (IL) | 100 | Southwestern Electric Coop Inc (IL) | 100
natural gas peaker | Pleasant Valley (MN) | 7843_G_11 | 7843 | G | 11 | 3294 | Combustion Turbine |  | MIS_MNWI | Minnesota | 27 | Mower | 99 | 27099 | 155 | 11331 | 2001 | 9999 |  |  | N | Natural Gas, Distillate Fuel Oil |  |  |  | DLNB + H2O | [8 empty] | 0.5 | 0.11716 | 0.11716 | 0.11716 | 0.11716 | [11 empty] | Great River Energy | 100 | Great River Energy | 100
natural gas peaker | Pleasant Valley (MN) | 7843_G_12 | 7843 | G | 12 | 3295 | Combustion Turbine |  | MIS_MNWI | Minnesota | 27 | Mower | 99 | 27099 | 154 | 11330 | 2001 | 9999 |  |  | N | Natural Gas, Distillate Fuel Oil |  |  |  | DLNB + H2O | [8 empty] | 0.5 | 0.10489 | 0.10489 | 0.10489 | 0.10489 | [11 empty] | Great River Energy | 100 | Great River Energy | 100
natural gas peaker | Pleasant Valley (MN) | 7843_G_13 | 7843 | G | 13 | 3296 | Combustion Turbine |  | MIS_MNWI | Minnesota | 27 | Mower | 99 | 27099 | 126.5 | 11335 | 2002 | 9999 |  |  | N | Natural Gas, Distillate Fuel Oil |  |  |  | DLNB + H2O | [8 empty] | 0.5 | 0.11988 | 0.11988 | 0.11988 | 0.11988 | [11 empty] | Great River Energy | 100 | Great River Energy | 100
natural gas peaker | Minnesota River | 7844_G_UOO1 | 7844 | G | UOO1 | 3297 | Combustion Turbine |  | MIS_MNWI | Minnesota | 27 | Carver | 19 | 27019 | 39 | 11143 | 2001 | 9999 |  |  | N | Natural Gas |  |  |  | DLNB | [9 empty] | 0.19821 | 0.19821 | 0.19821 | 0.19821 | [11 empty] | Chaska Public Utilities | 100 | Chaska Public Utilities | 100
natural gas peaker | Lagoon Creek | 7845_G_GT1 | 7845 | G | GT1 | 3298 | Combustion Turbine |  | S_C_TVA | Tennessee | 47 | Haywood | 75 | 47075 | 73.9 | 11966 | 2001 | 9999 |  |  | N | Natural Gas, Distillate Fuel Oil | [12 empty] | 5 | 0.03285 | 0.03285 | 0.03285 | 0.03285 | [11 empty] | Tennessee Valley Authority | 100 | Tennessee Valley Authority | 100
natural gas peaker | Lagoon Creek | 7845_G_GT2 | 7845 | G | GT2 | 3302 | Combustion Turbine |  | S_C_TVA | Tennessee | 47 | Haywood | 75 | 47075 | 73.9 | 11966 | 2001 | 9999 |  |  | N | Natural Gas, Distillate Fuel Oil | [12 empty] | 5 | 0.0299 | 0.0299 | 0.0299 | 0.0299 | [11 empty] | Tennessee Valley Authority | 100 | Tennessee Valley Authority | 100
natural gas peaker | Lagoon Creek | 7845_G_GT3 | 7845 | G | GT3 | 3303 | Combustion Turbine |  | S_C_TVA | Tennessee | 47 | Haywood | 75 | 47075 | 73.9 | 11966 | 2001 | 9999 |  |  | N | Natural Gas, Distillate Fuel Oil | [12 empty] | 5 | 0.03442 | 0.03442 | 0.03442 | 0.03442 | [11 empty] | Tennessee Valley Authority | 100 | Tennessee Valley Authority | 100
natural gas peaker | Lagoon Creek | 7845_G_GT4 | 7845 | G | GT4 | 3304 | Combustion Turbine |  | S_C_TVA | Tennessee | 47 | Haywood | 75 | 47075 | 73.9 | 11966 | 2001 | 9999 |  |  | N | Natural Gas, Distillate Fuel Oil | [12 empty] | 5 | 0.02972 | 0.02972 | 0.02972 | 0.02972 | [11 empty] | Tennessee Valley Authority | 100 | Tennessee Valley Authority | 100
natural gas peaker | Lagoon Creek | 7845_G_GT5 | 7845 | G | GT5 | 3305 | Combustion Turbine |  | S_C_TVA | Tennessee | 47 | Haywood | 75 | 47075 | 73.9 | 11966 | 2001 | 9999 |  |  | N | Natural Gas, Distillate Fuel Oil | [12 empty] | 5 | 0.02945 | 0.02945 | 0.02945 | 0.02945 | [11 empty] | Tennessee Valley Authority | 100 | Tennessee Valley Authority | 100
natural gas peaker | Lagoon Creek | 7845_G_GT6 | 7845 | G | GT6 | 3306 | Combustion Turbine |  | S_C_TVA | Tennessee | 47 | Haywood | 75 | 47075 | 73.9 | 11966 | 2001 | 9999 |  |  | N | Natural Gas, Distillate Fuel Oil | [12 empty] | 5 | 0.02952 | 0.02952 | 0.02952 | 0.02952 | [11 empty] | Tennessee Valley Authority | 100 | Tennessee Valley Authority | 100
natural gas peaker | Lagoon Creek | 7845_G_GT7 | 7845 | G | GT7 | 3307 | Combustion Turbine |  | S_C_TVA | Tennessee | 47 | Haywood | 75 | 47075 | 73.9 | 11966 | 2001 | 9999 |  |  | N | Natural Gas, Distillate Fuel Oil | [12 empty] | 5 | 0.03186 | 0.03186 | 0.03186 | 0.03186 | [11 empty] | Tennessee Valley Authority | 100 | Tennessee Valley Authority | 100
natural gas peaker | Lagoon Creek | 7845_G_GT8 | 7845 | G | GT8 | 3308 | Combustion Turbine |  | S_C_TVA | Tennessee | 47 | Haywood | 75 | 47075 | 73.9 | 11966 | 2001 | 9999 |  |  | N | Natural Gas, Distillate Fuel Oil | [12 empty] | 5 | 0.03539 | 0.03539 | 0.03539 | 0.03539 | [11 empty] | Tennessee Valley Authority | 100 | Tennessee Valley Authority | 100
natural gas peaker | Lagoon Creek | 7845_G_GT10 | 7845 | G | GT10 | 3299 | Combustion Turbine |  | S_C_TVA | Tennessee | 47 | Haywood | 75 | 47075 | 72.7 | 11966 | 2002 | 9999 |  |  | N | Natural Gas, Distillate Fuel Oil | [12 empty] | 5 | 0.03263 | 0.03263 | 0.03263 | 0.03263 | [11 empty] | Tennessee Valley Authority | 100 | Tennessee Valley Authority | 100
natural gas peaker | Lagoon Creek | 7845_G_GT11 | 7845 | G | GT11 | 3300 | Combustion Turbine |  | S_C_TVA | Tennessee | 47 | Haywood | 75 | 47075 | 72.7 | 11966 | 2002 | 9999 |  |  | N | Natural Gas, Distillate Fuel Oil | [12 empty] | 5 | 0.03812 | 0.03812 | 0.03812 | 0.03812 | [11 empty] | Tennessee Valley Authority | 100 | Tennessee Valley Authority | 100
natural gas peaker | Lagoon Creek | 7845_G_GT12 | 7845 | G | GT12 | 3301 | Combustion Turbine |  | S_C_TVA | Tennessee | 47 | Haywood | 75 | 47075 | 72.7 | 11966 | 2002 | 9999 |  |  | N | Natural Gas, Distillate Fuel Oil | [12 empty] | 5 | 0.04383 | 0.04383 | 0.04383 | 0.04383 | [11 empty] | Tennessee Valley Authority | 100 | Tennessee Valley Authority | 100
natural gas peaker | Lagoon Creek | 7845_G_GT9 | 7845 | G | GT9 | 3309 | Combustion Turbine |  | S_C_TVA | Tennessee | 47 | Haywood | 75 | 47075 | 72.7 | 11966 | 2002 | 9999 |  |  | N | Natural Gas, Distillate Fuel Oil | [12 empty] | 5 | 0.0318 | 0.0318 | 0.0318 | 0.0318 | [11 empty] | Tennessee Valley Authority | 100 | Tennessee Valley Authority | 100
natural gas combined cycle | Lagoon Creek | 7845_G_CTG1 | 7845 | G | CTG1 | 90421 | Combined Cycle |  | S_C_TVA | Tennessee | 47 | Haywood | 75 | 47075 | 160 | 7360 | 2010 | 9999 |  |  | N | Natural Gas |  |  |  | DLNB | SCR | [8 empty] | 0.010516 | 0.010516 | 0.010516 | 0.010516 | [11 empty] | Tennessee Valley Authority | 100 | Tennessee Valley Authority | 100
natural gas combined cycle | Lagoon Creek | 7845_G_CTG2 | 7845 | G | CTG2 | 90422 | Combined Cycle |  | S_C_TVA | Tennessee | 47 | Haywood | 75 | 47075 | 160 | 7360 | 2010 | 9999 |  |  | N | Natural Gas |  |  |  | DLNB | SCR | [8 empty] | 0.010516 | 0.010516 | 0.010516 | 0.010516 | [11 empty] | Tennessee Valley Authority | 100 | Tennessee Valley Authority | 100
natural gas combined cycle | Lagoon Creek | 7845_G_STG1 | 7845 | G | STG1 | 90421 | Combined Cycle |  | S_C_TVA | Tennessee | 47 | Haywood | 75 | 47075 | 205 | 7360 | 2010 | 9999 |  |  | N | Natural Gas |  |  |  | DLNB | SCR | [8 empty] | 0.010516 | 0.010516 | 0.010516 | 0.010516 | [11 empty] | Tennessee Valley Authority | 100 | Tennessee Valley Authority | 100
natural gas peaker | Brandy Branch | 7846_G_001 | 7846 | G | 001 | 3310 | Combustion Turbine |  | FRCC | Florida | 12 | Duval | 31 | 12031 | 158.6 | 11516 | 2001 | 9999 |  |  | N | Natural Gas, Distillate Fuel Oil |  |  |  | DLNB + H2O | [8 empty] | 0.8 | 0.03552 | 0.03552 | 0.03552 | 0.03552 | [11 empty] | JEA | 100 | JEA | 100
natural gas combined cycle | Brandy Branch | 7846_G_002 | 7846 | G | 002 | 3311 | Combined Cycle |  | FRCC | Florida | 12 | Duval | 31 | 12031 | 189.8 | 7052 | 2001 | 9999 |  |  | N | Natural Gas, Distillate Fuel Oil |  |  |  | DLNB + H2O | SCR | [8 empty] | 0.010183 | 0.010183 | 0.010183 | 0.010183 | [11 empty] | JEA | 100 | JEA | 100
natural gas combined cycle | Brandy Branch | 7846_G_003 | 7846 | G | 003 | 3312 | Combined Cycle |  | FRCC | Florida | 12 | Duval | 31 | 12031 | 189.8 | 7052 | 2001 | 9999 |  |  | N | Natural Gas, Distillate Fuel Oil |  |  |  | DLNB + H2O | SCR | [8 empty] | 0.010183 | 0.010183 | 0.010183 | 0.010183 | [11 empty] | JEA | 100 | JEA | 100
natural gas combined cycle | Brandy Branch | 7846_G_004 | 7846 | G | 004 | 3311 | Combined Cycle |  | FRCC | Florida | 12 | Duval | 31 | 12031 | 185 | 7052 | 2005 | 9999 |  |  | N | Natural Gas, Distillate Fuel Oil |  |  |  | DLNB + H2O | SCR | [8 empty] | 0.010183 | 0.010183 | 0.010183 | 0.010183 | [11 empty] | JEA | 100 | JEA | 100
natural gas peaker | Coon Rapids II | 7847_G_1 | 7847 | G | 1 |  | Combustion Turbine | IC Engine | MIS_MIDA | Iowa | 19 | Carroll | 27 | 19027 | 1.7 | 10745 | 2001 | 9999 |  |  | N | Distillate Fuel Oil | [12 empty] | 1.24 | 1.6498 | 1.6498 | 1.6498 | 1.6498 | [11 empty] | Coon Rapids IA (City of) | 100 | Coon Rapids IA (City of) | 100
natural gas peaker | Coon Rapids II | 7847_G_2 | 7847 | G | 2 |  | Combustion Turbine | IC Engine | MIS_MIDA | Iowa | 19 | Carroll | 27 | 19027 | 1.7 | 11013 | 2001 | 9999 |  |  | N | Distillate Fuel Oil | [12 empty] | 1.24 | 1.6498 | 1.6498 | 1.6498 | 1.6498 | [11 empty] | Coon Rapids IA (City of) | 100 | Coon Rapids IA (City of) | 100
natural gas peaker | Coon Rapids II | 7847_G_3 | 7847 | G | 3 |  | Combustion Turbine | IC Engine | MIS_MIDA | Iowa | 19 | Carroll | 27 | 19027 | 1.7 | 11013 | 2001 | 9999 |  |  | N | Distillate Fuel Oil | [12 empty] | 1.24 | 1.6498 | 1.6498 | 1.6498 | 1.6498 | [11 empty] | Coon Rapids IA (City of) | 100 | Coon Rapids IA (City of) | 100
natural gas peaker | Holden | 7848_G_11 | 7848 | G | 11 | 3316 | Combustion Turbine |  | S_D_AECI | Missouri | 29 | Johnson | 101 | 29101 | 93 | 11939 | 2002 | 9999 |  |  | N | Natural Gas, Distillate Fuel Oil |  |  |  | DLNB + H2O | [8 empty] | 2.3 | 0.0243 | 0.0243 | 0.0243 | 0.0243 | [11 empty] | Associated Electric Coop Inc | 100 | Associated Electric Coop Inc | 100
natural gas peaker | Holden | 7848_G_12 | 7848 | G | 12 | 3317 | Combustion Turbine |  | S_D_AECI | Missouri | 29 | Johnson | 101 | 29101 | 83 | 11957 | 2002 | 9999 |  |  | N | Natural Gas, Distillate Fuel Oil |  |  |  | DLNB + H2O | [8 empty] | 2.3 | 0.02442 | 0.02442 | 0.02442 | 0.02442 | [11 empty] | Associated Electric Coop Inc | 100 | Associated Electric Coop Inc | 100
natural gas peaker | Holden | 7848_G_13 | 7848 | G | 13 | 3318 | Combustion Turbine |  | S_D_AECI | Missouri | 29 | Johnson | 101 | 29101 | 88 | 11948 | 2002 | 9999 |  |  | N | Natural Gas, Distillate Fuel Oil |  |  |  | DLNB + H2O | [8 empty] | 2.3 | 0.02355 | 0.02355 | 0.02355 | 0.02355 | [11 empty] | Associated Electric Coop Inc | 100 | Associated Electric Coop Inc | 100
natural gas peaker | Knoxville Industrial | 7849_G_1 | 7849 | G | 1 |  | Combustion Turbine | IC Engine | MIS_MIDA | Iowa | 19 | Marion | 125 | 19125 | 2 | 14538 | 2000 | 9999 |  |  | N | Distillate Fuel Oil | [12 empty] | 0.05 | 1.6498 | 1.6498 | 1.6498 | 1.6498 | [11 empty] | MidAmerican Energy Co | 100 | Berkshire Hathaway Inc | 100
natural gas peaker | Knoxville Industrial | 7849_G_2 | 7849 | G | 2 |  | Combustion Turbine | IC Engine | MIS_MIDA | Iowa | 19 | Marion | 125 | 19125 | 2 | 14438 | 2000 | 9999 |  |  | N | Distillate Fuel Oil | [12 empty] | 0.05 | 1.6498 | 1.6498 | 1.6498 | 1.6498 | [11 empty] | MidAmerican Energy Co | 100 | Berkshire Hathaway Inc | 100
natural gas peaker | Knoxville Industrial | 7849_G_3 | 7849 | G | 3 |  | Combustion Turbine | IC Engine | MIS_MIDA | Iowa | 19 | Marion | 125 | 19125 | 2 | 14438 | 2000 | 9999 |  |  | N | Distillate Fuel Oil | [12 empty] | 0.05 | 1.6498 | 1.6498 | 1.6498 | 1.6498 | [11 empty] | MidAmerican Energy Co | 100 | Berkshire Hathaway Inc | 100
natural gas peaker | Knoxville Industrial | 7849_G_4 | 7849 | G | 4 |  | Combustion Turbine | IC Engine | MIS_MIDA | Iowa | 19 | Marion | 125 | 19125 | 2 | 14438 | 2000 | 9999 |  |  | N | Distillate Fuel Oil | [12 empty] | 0.05 | 1.6498 | 1.6498 | 1.6498 | 1.6498 | [11 empty] | MidAmerican Energy Co | 100 | Berkshire Hathaway Inc | 100
natural gas peaker | Knoxville Industrial | 7849_G_5 | 7849 | G | 5 |  | Combustion Turbine | IC Engine | MIS_MIDA | Iowa | 19 | Marion | 125 | 19125 | 2 | 14438 | 2000 | 9999 |  |  | N | Distillate Fuel Oil | [12 empty] | 0.05 | 1.6498 | 1.6498 | 1.6498 | 1.6498 | [11 empty] | MidAmerican Energy Co | 100 | Berkshire Hathaway Inc | 100
natural gas peaker | Knoxville Industrial | 7849_G_6 | 7849 | G | 6 |  | Combustion Turbine | IC Engine | MIS_MIDA | Iowa | 19 | Marion | 125 | 19125 | 2 | 14438 | 2000 | 9999 |  |  | N | Distillate Fuel Oil | [12 empty] | 0.05 | 1.6498 | 1.6498 | 1.6498 | 1.6498 | [11 empty] | MidAmerican Energy Co | 100 | Berkshire Hathaway Inc | 100
natural gas peaker | Knoxville Industrial | 7849_G_7 | 7849 | G | 7 |  | Combustion Turbine | IC Engine | MIS_MIDA | Iowa | 19 | Marion | 125 | 19125 | 2 | 14438 | 2000 | 9999 |  |  | N | Distillate Fuel Oil | [12 empty] | 0.05 | 1.6498 | 1.6498 | 1.6498 | 1.6498 | [11 empty] | MidAmerican Energy Co | 100 | Berkshire Hathaway Inc | 100
natural gas peaker | Knoxville Industrial | 7849_G_8 | 7849 | G | 8 |  | Combustion Turbine | IC Engine | MIS_MIDA | Iowa | 19 | Marion | 125 | 19125 | 2 | 14438 | 2000 | 9999 |  |  | N | Distillate Fuel Oil | [12 empty] | 0.05 | 1.6498 | 1.6498 | 1.6498 | 1.6498 | [11 empty] | MidAmerican Energy Co | 100 | Berkshire Hathaway Inc | 100
natural gas peaker | Shenandoah | 7850_G_1 | 7850 | G | 1 |  | Combustion Turbine | IC Engine | MIS_MIDA | Iowa | 19 | Page | 145 | 19145 | 2 | 17217 | 2000 | 9999 |  |  | N | Distillate Fuel Oil | [12 empty] | 0.05 | 1.6498 | 1.6498 | 1.6498 | 1.6498 | [11 empty] | MidAmerican Energy Co | 100 | Berkshire Hathaway Inc | 100
natural gas peaker | Shenandoah | 7850_G_10 | 7850 | G | 10 |  | Combustion Turbine | IC Engine | MIS_MIDA | Iowa | 19 | Page | 145 | 19145 | 2 | 17474 | 2000 | 9999 |  |  | N | Distillate Fuel Oil | [12 empty] | 0.05 | 1.6498 | 1.6498 | 1.6498 | 1.6498 | [11 empty] | MidAmerican Energy Co | 100 | Berkshire Hathaway Inc | 100
natural gas peaker | Shenandoah | 7850_G_2 | 7850 | G | 2 |  | Combustion Turbine | IC Engine | MIS_MIDA | Iowa | 19 | Page | 145 | 19145 | 2 | 17474 | 2000 | 9999 |  |  | N | Distillate Fuel Oil | [12 empty] | 0.05 | 1.6498 | 1.6498 | 1.6498 | 1.6498 | [11 empty] | MidAmerican Energy Co | 100 | Berkshire Hathaway Inc | 100
natural gas peaker | Shenandoah | 7850_G_3 | 7850 | G | 3 |  | Combustion Turbine | IC Engine | MIS_MIDA | Iowa | 19 | Page | 145 | 19145 | 2 | 17474 | 2000 | 9999 |  |  | N | Distillate Fuel Oil | [12 empty] | 0.05 | 1.6498 | 1.6498 | 1.6498 | 1.6498 | [11 empty] | MidAmerican Energy Co | 100 | Berkshire Hathaway Inc | 100
natural gas peaker | Shenandoah | 7850_G_4 | 7850 | G | 4 |  | Combustion Turbine | IC Engine | MIS_MIDA | Iowa | 19 | Page | 145 | 19145 | 2 | 17474 | 2000 | 9999 |  |  | N | Distillate Fuel Oil | [12 empty] | 0.05 | 1.6498 | 1.6498 | 1.6498 | 1.6498 | [11 empty] | MidAmerican Energy Co | 100 | Berkshire Hathaway Inc | 100
natural gas peaker | Shenandoah | 7850_G_5 | 7850 | G | 5 |  | Combustion Turbine | IC Engine | MIS_MIDA | Iowa | 19 | Page | 145 | 19145 | 2 | 17474 | 2000 | 9999 |  |  | N | Distillate Fuel Oil | [12 empty] | 0.05 | 1.6498 | 1.6498 | 1.6498 | 1.6498 | [11 empty] | MidAmerican Energy Co | 100 | Berkshire Hathaway Inc | 100
natural gas peaker | Shenandoah | 7850_G_6 | 7850 | G | 6 |  | Combustion Turbine | IC Engine | MIS_MIDA | Iowa | 19 | Page | 145 | 19145 | 2 | 17474 | 2000 | 9999 |  |  | N | Distillate Fuel Oil | [12 empty] | 0.05 | 1.6498 | 1.6498 | 1.6498 | 1.6498 | [11 empty] | MidAmerican Energy Co | 100 | Berkshire Hathaway Inc | 100
natural gas peaker | Shenandoah | 7850_G_7 | 7850 | G | 7 |  | Combustion Turbine | IC Engine | MIS_MIDA | Iowa | 19 | Page | 145 | 19145 | 2 | 17474 | 2000 | 9999 |  |  | N | Distillate Fuel Oil | [12 empty] | 0.05 | 1.6498 | 1.6498 | 1.6498 | 1.6498 | [11 empty] | MidAmerican Energy Co | 100 | Berkshire Hathaway Inc | 100
natural gas peaker | Shenandoah | 7850_G_8 | 7850 | G | 8 |  | Combustion Turbine | IC Engine | MIS_MIDA | Iowa | 19 | Page | 145 | 19145 | 2 | 17474 | 2000 | 9999 |  |  | N | Distillate Fuel Oil | [12 empty] | 0.05 | 1.6498 | 1.6498 | 1.6498 | 1.6498 | [11 empty] | MidAmerican Energy Co | 100 | Berkshire Hathaway Inc | 100
natural gas peaker | Shenandoah | 7850_G_9 | 7850 | G | 9 |  | Combustion Turbine | IC Engine | MIS_MIDA | Iowa | 19 | Page | 145 | 19145 | 2 | 17474 | 2000 | 9999 |  |  | N | Distillate Fuel Oil | [12 empty] | 0.05 | 1.6498 | 1.6498 | 1.6498 | 1.6498 | [11 empty] | MidAmerican Energy Co | 100 | Berkshire Hathaway Inc | 100
natural gas peaker | Waterloo Lundquist | 7851_G_1 | 7851 | G | 1 |  | Combustion Turbine | IC Engine | MIS_MIDA | Iowa | 19 | Black Hawk | 13 | 19013 | 2 | 18400 | 2000 | 9999 |  |  | N | Distillate Fuel Oil | [12 empty] | 0.05 | 1.6498 | 1.6498 | 1.6498 | 1.6498 | [11 empty] | MidAmerican Energy Co | 100 | Berkshire Hathaway Inc | 100
natural gas peaker | Waterloo Lundquist | 7851_G_2 | 7851 | G | 2 |  | Combustion Turbine | IC Engine | MIS_MIDA | Iowa | 19 | Black Hawk | 13 | 19013 | 2 | 18773 | 2000 | 9999 |  |  | N | Distillate Fuel Oil | [12 empty] | 0.05 | 1.6498 | 1.6498 | 1.6498 | 1.6498 | [11 empty] | MidAmerican Energy Co | 100 | Berkshire Hathaway Inc | 100
natural gas peaker | Waterloo Lundquist | 7851_G_3 | 7851 | G | 3 |  | Combustion Turbine | IC Engine | MIS_MIDA | Iowa | 19 | Black Hawk | 13 | 19013 | 2 | 18773 | 2000 | 9999 |  |  | N | Distillate Fuel Oil | [12 empty] | 0.05 | 1.6498 | 1.6498 | 1.6498 | 1.6498 | [11 empty] | MidAmerican Energy Co | 100 | Berkshire Hathaway Inc | 100
natural gas peaker | Waterloo Lundquist | 7851_G_4 | 7851 | G | 4 |  | Combustion Turbine | IC Engine | MIS_MIDA | Iowa | 19 | Black Hawk | 13 | 19013 | 2 | 18773 | 2000 | 9999 |  |  | N | Distillate Fuel Oil | [12 empty] | 0.05 | 1.6498 | 1.6498 | 1.6498 | 1.6498 | [11 empty] | MidAmerican Energy Co | 100 | Berkshire Hathaway Inc | 100
natural gas peaker | Waterloo Lundquist | 7851_G_5 | 7851 | G | 5 |  | Combustion Turbine | IC Engine | MIS_MIDA | Iowa | 19 | Black Hawk | 13 | 19013 | 2 | 18773 | 2000 | 9999 |  |  | N | Distillate Fuel Oil | [12 empty] | 0.05 | 1.6498 | 1.6498 | 1.6498 | 1.6498 | [11 empty] | MidAmerican Energy Co | 100 | Berkshire Hathaway Inc | 100
natural gas peaker | Waterloo Lundquist | 7851_G_6 | 7851 | G | 6 |  | Combustion Turbine | IC Engine | MIS_MIDA | Iowa | 19 | Black Hawk | 13 | 19013 | 2 | 18773 | 2000 | 9999 |  |  | N | Distillate Fuel Oil | [12 empty] | 0.05 | 1.6498 | 1.6498 | 1.6498 | 1.6498 | [11 empty] | MidAmerican Energy Co | 100 | Berkshire Hathaway Inc | 100
natural gas peaker | Waterloo Lundquist | 7851_G_7 | 7851 | G | 7 |  | Combustion Turbine | IC Engine | MIS_MIDA | Iowa | 19 | Black Hawk | 13 | 19013 | 2 | 18773 | 2000 | 9999 |  |  | N | Distillate Fuel Oil | [12 empty] | 0.05 | 1.6498 | 1.6498 | 1.6498 | 1.6498 | [11 empty] | MidAmerican Energy Co | 100 | Berkshire Hathaway Inc | 100
natural gas peaker | Waterloo Lundquist | 7851_G_8 | 7851 | G | 8 |  | Combustion Turbine | IC Engine | MIS_MIDA | Iowa | 19 | Black Hawk | 13 | 19013 | 2 | 18773 | 2000 | 9999 |  |  | N | Distillate Fuel Oil | [12 empty] | 0.05 | 1.6498 | 1.6498 | 1.6498 | 1.6498 | [11 empty] | MidAmerican Energy Co | 100 | Berkshire Hathaway Inc | 100
natural gas peaker | Waterloo Lundquist | 7851_G_9 | 7851 | G | 9 |  | Combustion Turbine | IC Engine | MIS_MIDA | Iowa | 19 | Black Hawk | 13 | 19013 | 2 | 18773 | 2000 | 9999 |  |  | N | Distillate Fuel Oil | [12 empty] | 0.05 | 1.6498 | 1.6498 | 1.6498 | 1.6498 | [11 empty] | MidAmerican Energy Co | 100 | Berkshire Hathaway Inc | 100
natural gas peaker | West Receiving | 7853_G_1 | 7853 | G | 1 |  | Combustion Turbine | IC Engine | MIS_MIDA | Iowa | 19 | Crawford | 47 | 19047 | 1.8 | 10745 | 1998 | 9999 |  |  | N | Distillate Fuel Oil | [12 empty] | 1.35 | 1.6498 | 1.6498 | 1.6498 | 1.6498 | [11 empty] | Denison IA (City of) | 100 | Denison IA (City of) | 100
natural gas peaker | Avenue A Generator Sets | 7854_G_1 | 7854 | G | 1 |  | Combustion Turbine | IC Engine | PJM_COMD | Illinois | 17 | Whiteside | 195 | 17195 | 1.8 | 10745 | 2000 | 9999 |  |  | N | Distillate Fuel Oil | [12 empty] | 1 | 0.73147 | 0.73147 | 0.73147 | 0.73147 | [11 empty] | Rock Falls Electrical Dept | 100 | Rock Falls Electrical Dept | 100
natural gas peaker | Avenue A Generator Sets | 7854_G_2 | 7854 | G | 2 |  | Combustion Turbine | IC Engine | PJM_COMD | Illinois | 17 | Whiteside | 195 | 17195 | 1.8 | 10745 | 2000 | 9999 |  |  | N | Distillate Fuel Oil | [12 empty] | 1 | 0.73147 | 0.73147 | 0.73147 | 0.73147 | [11 empty] | Rock Falls Electrical Dept | 100 | Rock Falls Electrical Dept | 100
onshore wind | Moorhead Wind Turbine | 7855_G_8 | 7855 | G | 8 |  | Onshore Wind |  | SPP_WAUE | Minnesota | 27 | Clay | 27 | 27027 | 0.7 | 0 | 1999 | 9999 |  |  | N | Wind | [13 empty] | 0 | 0 | 0 | 0 | [11 empty] | Moorhead MN (City of) | 100 | Moorhead MN (City of) | 100
onshore wind | Moorhead Wind Turbine | 7855_G_9 | 7855 | G | 9 |  | Onshore Wind |  | SPP_WAUE | Minnesota | 27 | Clay | 27 | 27027 | 0.7 | 0 | 2001 | 9999 |  |  | N | Wind | [13 empty] | 0 | 0 | 0 | 0 | [11 empty] | Moorhead MN (City of) | 100 | Moorhead MN (City of) | 100
natural gas peaker | North | 7856_G_1 | 7856 | G | 1 |  | Combustion Turbine | IC Engine | MIS_MIDA | Iowa | 19 | Adair | 1 | 19001 | 1.8 | 10745 | 2002 | 9999 |  |  | N | Distillate Fuel Oil | [12 empty] | 2.5 | 1.6498 | 1.6498 | 1.6498 | 1.6498 | [11 empty] | Greenfield Municipal Utilities | 100 | Greenfield Municipal Utilities | 100
natural gas peaker | North | 7856_G_2 | 7856 | G | 2 |  | Combustion Turbine | IC Engine | MIS_MIDA | Iowa | 19 | Adair | 1 | 19001 | 1.8 | 10745 | 2002 | 9999 |  |  | N | Distillate Fuel Oil | [12 empty] | 2.5 | 1.6498 | 1.6498 | 1.6498 | 1.6498 | [11 empty] | Greenfield Municipal Utilities | 100 | Greenfield Municipal Utilities | 100
natural gas peaker | North | 7856_G_3 | 7856 | G | 3 |  | Combustion Turbine | IC Engine | MIS_MIDA | Iowa | 19 | Adair | 1 | 19001 | 2.2 | 10745 | 2011 | 9999 |  |  | N | Distillate Fuel Oil | [13 empty] | 1.6498 | 1.6498 | 1.6498 | 1.6498 | [11 empty] | Greenfield Municipal Utilities | 100 | Greenfield Municipal Utilities | 100
natural gas peaker | North | 7856_G_4 | 7856 | G | 4 |  | Combustion Turbine | IC Engine | MIS_MIDA | Iowa | 19 | Adair | 1 | 19001 | 2.2 | 10745 | 2011 | 9999 |  |  | N | Distillate Fuel Oil | [13 empty] | 1.6498 | 1.6498 | 1.6498 | 1.6498 | [11 empty] | Greenfield Municipal Utilities | 100 | Greenfield Municipal Utilities | 100
natural gas peaker | Gilliam South | 7857_G_1 | 7857 | G | 1 |  | Combustion Turbine | IC Engine | MIS_MIDA | Iowa | 19 | Adair | 1 | 19001 | 1.7 | 25000 | 2001 | 9999 |  |  | N | Distillate Fuel Oil | [12 empty] | 2.5 | 1.6498 | 1.6498 | 1.6498 | 1.6498 | [11 empty] | Stuart Municipal Utility | 100 | Stuart Municipal Utility | 100
natural gas peaker | Gilliam South | 7857_G_7 | 7857 | G | 7 |  | Combustion Turbine | IC Engine | MIS_MIDA | Iowa | 19 | Adair | 1 | 19001 | 2.3 | 25000 | 2012 | 9999 |  |  | N | Distillate Fuel Oil | [13 empty] | 1.6498 | 1.6498 | 1.6498 | 1.6498 | [11 empty] | Stuart Municipal Utility | 100 | Stuart Municipal Utility | 100
natural gas peaker | Shelbina Power #3 | 7860_G_G7 | 7860 | G | G7 |  | Combustion Turbine | IC Engine | S_D_AECI | Missouri | 29 | Shelby | 205 | 29205 | 1.8 | 12164 | 2002 | 9999 |  |  | N | Distillate Fuel Oil | [12 empty] | 2.3 | 0.01158 | 0.01158 | 0.01158 | 0.01158 | [11 empty] | Shelbina MO (City of) | 100 | Shelbina MO (City of) | 100
natural gas peaker | Shelbina Power #3 | 7860_G_G8 | 7860 | G | G8 |  | Combustion Turbine | IC Engine | S_D_AECI | Missouri | 29 | Shelby | 205 | 29205 | 1.8 | 12836 | 2002 | 9999 |  |  | N | Distillate Fuel Oil | [12 empty] | 2.3 | 0.0111 | 0.0111 | 0.0111 | 0.0111 | [11 empty] | Shelbina MO (City of) | 100 | Shelbina MO (City of) | 100
natural gas peaker | Elk Mound | 7863_G_1 | 7863 | G | 1 | 3327 | Combustion Turbine |  | MIS_MNWI | Wisconsin | 55 | Chippewa | 17 | 55017 | 30.7 | 13841 | 2001 | 9999 |  |  | N | Natural Gas, Distillate Fuel Oil |  |  |  | DLNB + H2O | [9 empty] | 0.05506 | 0.05506 | 0.05506 | 0.05506 | [11 empty] | Dairyland Power Coop | 100 | Dairyland Power Coop | 100
natural gas peaker | Elk Mound | 7863_G_2 | 7863 | G | 2 | 3328 | Combustion Turbine |  | MIS_MNWI | Wisconsin | 55 | Chippewa | 17 | 55017 | 33.9 | 13866 | 2001 | 9999 |  |  | N | Natural Gas, Distillate Fuel Oil |  |  |  | DLNB + H2O | [9 empty] | 0.05182 | 0.05182 | 0.05182 | 0.05182 | [11 empty] | Dairyland Power Coop | 100 | Dairyland Power Coop | 100
natural gas peaker | Earlville | 7865_G_1 | 7865 | G | 1 |  | Combustion Turbine | IC Engine | MIS_IA | Iowa | 19 | Delaware | 55 | 19055 | 1.8 | 10745 | 2001 | 9999 |  |  | N | Distillate Fuel Oil | [12 empty] | 2.5 | 1.6498 | 1.6498 | 1.6498 | 1.6498 | [11 empty] | Earlville IA (City of) | 100 | Earlville IA (City of) | 100
hydro | Snoqualmie 2 | 7867_G_7 | 7867 | G | 7 |  | Hydro |  | WECC_PNW | Washington | 53 | King | 33 | 53033 | 21 | 0 | 1957 | 9999 |  |  | N | Hydro | [13 empty] | 0 | 0 | 0 | 0 | [11 empty] | Puget Sound Energy Inc | 100 | Puget Energy Inc | 100
hydro | Snoqualmie 2 | 7867_G_6A | 7867 | G | 6A |  | Hydro |  | WECC_PNW | Washington | 53 | King | 33 | 53033 | 12.6 | 0 | 2013 | 9999 |  |  | N | Hydro | [13 empty] | 0 | 0 | 0 | 0 | [11 empty] | Puget Sound Energy Inc | 100 | Puget Energy Inc | 100
natural gas peaker | Glenwood Landing | 7869_G_GT1 | 7869 | G | GT1 | 3335 | Combustion Turbine |  | NY_Z_K | New York | 36 | Nassau | 59 | 36059 | 12.6 | 10745 | 1967 | 9999 |  |  | N | Distillate Fuel Oil | [13 empty] | 0.16278 | 0.16278 | 0.16278 | 0.16278 | [11 empty] | National Grid Glenwood Energy Center LLC | 100 | National Grid Plc | 100
natural gas peaker | Glenwood Landing | 7869_G_GT4 | 7869 | G | GT4 | 10031 | Combustion Turbine |  | NY_Z_K | New York | 36 | Nassau | 59 | 36059 | 40 | 10745 | 2002 | 9999 |  |  | N | Natural Gas, Distillate Fuel Oil |  |  |  | H2O | SCR | [8 empty] | 0.01481 | 0.01334 | 0.01481 | 0.01334 | [11 empty] | National Grid Glenwood Energy Center LLC | 100 | National Grid Plc | 100
natural gas peaker | Glenwood Landing | 7869_G_GT5 | 7869 | G | GT5 | 10032 | Combustion Turbine |  | NY_Z_K | New York | 36 | Nassau | 59 | 36059 | 40 | 10745 | 2002 | 9999 |  |  | N | Natural Gas, Distillate Fuel Oil |  |  |  | H2O | SCR | [8 empty] | 0.01449 | 0.01289 | 0.01449 | 0.01289 | [11 empty] | National Grid Glenwood Energy Center LLC | 100 | National Grid Plc | 100
natural gas combined cycle | Encogen | 7870_G_CTG1 | 7870 | G | CTG1 | 89576 | Combined Cycle |  | WECC_PNW | Washington | 53 | Whatcom | 73 | 53073 | 34.5 | 9214 | 1993 | 9999 |  |  | N | Natural Gas, Distillate Fuel Oil |  |  |  | STM | SCR | [8 empty] | 0.025287 | 0.025287 | 0.025287 | 0.025287 | [11 empty] | Puget Sound Energy Inc | 100 | Puget Energy Inc | 100
natural gas combined cycle | Encogen | 7870_G_CTG2 | 7870 | G | CTG2 | 89577 | Combined Cycle |  | WECC_PNW | Washington | 53 | Whatcom | 73 | 53073 | 34.5 | 9214 | 1993 | 9999 |  |  | N | Natural Gas, Distillate Fuel Oil |  |  |  | STM | SCR | [8 empty] | 0.025287 | 0.025287 | 0.025287 | 0.025287 | [11 empty] | Puget Sound Energy Inc | 100 | Puget Energy Inc | 100
natural gas combined cycle | Encogen | 7870_G_CTG3 | 7870 | G | CTG3 | 89578 | Combined Cycle |  | WECC_PNW | Washington | 53 | Whatcom | 73 | 53073 | 34.5 | 9214 | 1993 | 9999 |  |  | N | Natural Gas, Distillate Fuel Oil |  |  |  | STM | SCR | [8 empty] | 0.025287 | 0.025287 | 0.025287 | 0.025287 | [11 empty] | Puget Sound Energy Inc | 100 | Puget Energy Inc | 100
natural gas combined cycle | Encogen | 7870_G_STG | 7870 | G | STG | 89576 | Combined Cycle |  | WECC_PNW | Washington | 53 | Whatcom | 73 | 53073 | 55.9 | 9214 | 1993 | 9999 |  |  | N | Natural Gas, Distillate Fuel Oil |  |  |  | STM | SCR | [8 empty] | 0.025287 | 0.025287 | 0.025287 | 0.025287 | [11 empty] | Puget Sound Energy Inc | 100 | Puget Energy Inc | 100
natural gas peaker | Robert P Mone Plant | 7872_G_1 | 7872 | G | 1 | 3336 | Combustion Turbine |  | PJM_West | Ohio | 39 | Van Wert | 161 | 39161 | 145 | 10745 | 2002 | 9999 |  |  | N | Natural Gas, Distillate Fuel Oil |  |  |  | DLNB + H2O | [8 empty] | 0.05 | 0.08822 | 0.08822 | 0.08822 | 0.08822 | [11 empty] | National Power Coop Inc | 100 | National Power Coop Inc | 100
natural gas peaker | Robert P Mone Plant | 7872_G_2 | 7872 | G | 2 | 3337 | Combustion Turbine |  | PJM_West | Ohio | 39 | Van Wert | 161 | 39161 | 145 | 10745 | 2002 | 9999 |  |  | N | Natural Gas, Distillate Fuel Oil |  |  |  | DLNB + H2O | [8 empty] | 0.05 | 0.0873 | 0.0873 | 0.0873 | 0.0873 | [11 empty] | National Power Coop Inc | 100 | National Power Coop Inc | 100
natural gas peaker | Robert P Mone Plant | 7872_G_3 | 7872 | G | 3 | 3338 | Combustion Turbine |  | PJM_West | Ohio | 39 | Van Wert | 161 | 39161 | 145 | 10745 | 2002 | 9999 |  |  | N | Natural Gas, Distillate Fuel Oil |  |  |  | DLNB + H2O | [8 empty] | 0.05 | 0.11076 | 0.11076 | 0.11076 | 0.11076 | [11 empty] | National Power Coop Inc | 100 | National Power Coop Inc | 100
natural gas combined cycle | H L Culbreath Bayside Power Station | 7873_G_1ST | 7873 | G | 1ST | 3339 | Combined Cycle |  | FRCC | Florida | 12 | Hillsborough | 57 | 12057 | 233 | 7524 | 1965 | 9999 |  |  | N | Natural Gas |  |  |  | DLNB | SCR | [8 empty] | 0.013027 | 0.013027 | 0.013027 | 0.013027 | [11 empty] | Tampa Electric Co | 100 | TECO Energy Inc | 100
natural gas combined cycle | H L Culbreath Bayside Power Station | 7873_G_2ST | 7873 | G | 2ST | 3342 | Combined Cycle |  | FRCC | Florida | 12 | Hillsborough | 57 | 12057 | 305 | 7524 | 1967 | 9999 |  |  | N | Natural Gas |  |  |  | DLNB | SCR | [8 empty] | 0.01258 | 0.01258 | 0.01258 | 0.01258 | [11 empty] | Tampa Electric Co | 100 | TECO Energy Inc | 100
natural gas combined cycle | H L Culbreath Bayside Power Station | 7873_G_1A | 7873 | G | 1A | 3339 | Combined Cycle |  | FRCC | Florida | 12 | Hillsborough | 57 | 12057 | 156 | 7524 | 2003 | 9999 |  |  | N | Natural Gas |  |  |  | DLNB | SCR | [8 empty] | 0.013027 | 0.013027 | 0.013027 | 0.013027 | [11 empty] | Tampa Electric Co | 100 | TECO Energy Inc | 100
natural gas combined cycle | H L Culbreath Bayside Power Station | 7873_G_1B | 7873 | G | 1B | 3340 | Combined Cycle |  | FRCC | Florida | 12 | Hillsborough | 57 | 12057 | 156 | 7524 | 2003 | 9999 |  |  | N | Natural Gas |  |  |  | DLNB | SCR | [8 empty] | 0.013027 | 0.013027 | 0.013027 | 0.013027 | [11 empty] | Tampa Electric Co | 100 | TECO Energy Inc | 100
natural gas combined cycle | H L Culbreath Bayside Power Station | 7873_G_1C | 7873 | G | 1C | 3341 | Combined Cycle |  | FRCC | Florida | 12 | Hillsborough | 57 | 12057 | 156 | 7524 | 2003 | 9999 |  |  | N | Natural Gas |  |  |  | DLNB | SCR | [8 empty] | 0.013027 | 0.013027 | 0.013027 | 0.013027 | [11 empty] | Tampa Electric Co | 100 | TECO Energy Inc | 100
natural gas combined cycle | H L Culbreath Bayside Power Station | 7873_G_2A | 7873 | G | 2A | 3342 | Combined Cycle |  | FRCC | Florida | 12 | Hillsborough | 57 | 12057 | 156 | 7524 | 2004 | 9999 |  |  | N | Natural Gas |  |  |  | DLNB | SCR | [8 empty] | 0.01258 | 0.01258 | 0.01258 | 0.01258 | [11 empty] | Tampa Electric Co | 100 | TECO Energy Inc | 100
natural gas combined cycle | H L Culbreath Bayside Power Station | 7873_G_2B | 7873 | G | 2B | 3343 | Combined Cycle |  | FRCC | Florida | 12 | Hillsborough | 57 | 12057 | 156 | 7524 | 2004 | 9999 |  |  | N | Natural Gas |  |  |  | DLNB | SCR | [8 empty] | 0.01258 | 0.01258 | 0.01258 | 0.01258 | [11 empty] | Tampa Electric Co | 100 | TECO Energy Inc | 100
natural gas combined cycle | H L Culbreath Bayside Power Station | 7873_G_2C | 7873 | G | 2C | 3344 | Combined Cycle |  | FRCC | Florida | 12 | Hillsborough | 57 | 12057 | 156 | 7524 | 2004 | 9999 |  |  | N | Natural Gas |  |  |  | DLNB | SCR | [8 empty] | 0.01258 | 0.01258 | 0.01258 | 0.01258 | [11 empty] | Tampa Electric Co | 100 | TECO Energy Inc | 100
natural gas combined cycle | H L Culbreath Bayside Power Station | 7873_G_2D | 7873 | G | 2D | 3345 | Combined Cycle |  | FRCC | Florida | 12 | Hillsborough | 57 | 12057 | 156 | 7524 | 2004 | 9999 |  |  | N | Natural Gas |  |  |  | DLNB | SCR | [8 empty] | 0.01258 | 0.01258 | 0.01258 | 0.01258 | [11 empty] | Tampa Electric Co | 100 | TECO Energy Inc | 100
natural gas peaker | H L Culbreath Bayside Power Station | 7873_G_3 | 7873 | G | 3 | 90399 | Combustion Turbine |  | FRCC | Florida | 12 | Hillsborough | 57 | 12057 | 56 | 11482 | 2009 | 9999 |  |  | N | Natural Gas |  |  |  | H2O | [9 empty] | 0.08728 | 0.08728 | 0.08728 | 0.08728 | [11 empty] | Tampa Electric Co | 100 | TECO Energy Inc | 100
natural gas peaker | H L Culbreath Bayside Power Station | 7873_G_4 | 7873 | G | 4 | 90401 | Combustion Turbine |  | FRCC | Florida | 12 | Hillsborough | 57 | 12057 | 56 | 11482 | 2009 | 9999 |  |  | N | Natural Gas |  |  |  | H2O | [9 empty] | 0.08739 | 0.08739 | 0.08739 | 0.08739 | [11 empty] | Tampa Electric Co | 100 | TECO Energy Inc | 100
natural gas peaker | H L Culbreath Bayside Power Station | 7873_G_5 | 7873 | G | 5 | 90403 | Combustion Turbine |  | FRCC | Florida | 12 | Hillsborough | 57 | 12057 | 56 | 11482 | 2009 | 9999 |  |  | N | Natural Gas |  |  |  | H2O | [9 empty] | 0.08467 | 0.08467 | 0.08467 | 0.08467 | [11 empty] | Tampa Electric Co | 100 | TECO Energy Inc | 100
natural gas peaker | H L Culbreath Bayside Power Station | 7873_G_6 | 7873 | G | 6 | 90405 | Combustion Turbine |  | FRCC | Florida | 12 | Hillsborough | 57 | 12057 | 56 | 11482 | 2009 | 9999 |  |  | N | Natural Gas |  |  |  | H2O | [9 empty] | 0.08538 | 0.08538 | 0.08538 | 0.08538 | [11 empty] | Tampa Electric Co | 100 | TECO Energy Inc | 100
natural gas peaker | Edgerton | 7874_G_1 | 7874 | G | 1 |  | Combustion Turbine | IC Engine | PJM_West | Ohio | 39 | Williams | 171 | 39171 | 1.8 | 10745 | 2000 | 9999 |  |  | N | Distillate Fuel Oil | [12 empty] | 0.5 | 0.01177 | 0.01177 | 0.01177 | 0.01177 | [11 empty] | Ohio Municipal Electric Agency Joint Venture 2 | 100 | Hamilton Dept of Public Utilities | 100
natural gas peaker | Edgerton | 7874_G_2 | 7874 | G | 2 |  | Combustion Turbine | IC Engine | PJM_West | Ohio | 39 | Williams | 171 | 39171 | 1.8 | 10745 | 2000 | 9999 |  |  | N | Distillate Fuel Oil | [12 empty] | 0.5 | 0.00693 | 0.00693 | 0.00693 | 0.00693 | [11 empty] | Ohio Municipal Electric Agency Joint Venture 2 | 100 | Hamilton Dept of Public Utilities | 100
natural gas peaker | Wellington | 7878_G_1 | 7878 | G | 1 |  | Combustion Turbine | IC Engine | PJM_ATSI | Ohio | 39 | Lorain | 93 | 39093 | 1 | 11228 | 1998 | 9999 |  |  | N | Distillate Fuel Oil | [12 empty] | 0.5 | 1.1217 | 1.1217 | 1.1217 | 1.1217 | [11 empty] | American Municipal Power Inc | 100 | American Municipal Power Inc | 100
natural gas peaker | Powell Valley | 7883_G_1 | 7883 | G | 1 |  | Combustion Turbine | IC Engine | S_C_TVA | Tennessee | 47 | Hancock | 67 | 47067 | 1.8 | 11102 | 2000 | 9999 |  |  | N | Distillate Fuel Oil | [12 empty] | 5 | 1.6498 | 1.6498 | 1.6498 | 1.6498 | [11 empty] | Powell Valley Electric Coop | 100 | Powell Valley Electric Coop | 100
natural gas peaker | Powell Valley | 7883_G_10 | 7883 | G | 10 |  | Combustion Turbine | IC Engine | S_C_TVA | Tennessee | 47 | Hancock | 67 | 47067 | 1.8 | 10745 | 2000 | 9999 |  |  | N | Distillate Fuel Oil | [12 empty] | 5 | 1.6498 | 1.6498 | 1.6498 | 1.6498 | [11 empty] | Powell Valley Electric Coop | 100 | Powell Valley Electric Coop | 100
natural gas peaker | Powell Valley | 7883_G_11 | 7883 | G | 11 |  | Combustion Turbine | IC Engine | S_C_TVA | Tennessee | 47 | Hancock | 67 | 47067 | 1.8 | 10745 | 2000 | 9999 |  |  | N | Distillate Fuel Oil | [12 empty] | 5 | 1.6498 | 1.6498 | 1.6498 | 1.6498 | [11 empty] | Powell Valley Electric Coop | 100 | Powell Valley Electric Coop | 100
natural gas peaker | Powell Valley | 7883_G_2 | 7883 | G | 2 |  | Combustion Turbine | IC Engine | S_C_TVA | Tennessee | 47 | Hancock | 67 | 47067 | 1.8 | 10745 | 2000 | 9999 |  |  | N | Distillate Fuel Oil | [12 empty] | 5 | 1.6498 | 1.6498 | 1.6498 | 1.6498 | [11 empty] | Powell Valley Electric Coop | 100 | Powell Valley Electric Coop | 100
natural gas peaker | Powell Valley | 7883_G_3 | 7883 | G | 3 |  | Combustion Turbine | IC Engine | S_C_TVA | Tennessee | 47 | Hancock | 67 | 47067 | 1.8 | 10745 | 2000 | 9999 |  |  | N | Distillate Fuel Oil | [12 empty] | 5 | 1.6498 | 1.6498 | 1.6498 | 1.6498 | [11 empty] | Powell Valley Electric Coop | 100 | Powell Valley Electric Coop | 100
natural gas peaker | Powell Valley | 7883_G_4 | 7883 | G | 4 |  | Combustion Turbine | IC Engine | S_C_TVA | Tennessee | 47 | Hancock | 67 | 47067 | 1.8 | 10745 | 2000 | 9999 |  |  | N | Distillate Fuel Oil | [12 empty] | 5 | 1.6498 | 1.6498 | 1.6498 | 1.6498 | [11 empty] | Powell Valley Electric Coop | 100 | Powell Valley Electric Coop | 100
natural gas peaker | Powell Valley | 7883_G_5 | 7883 | G | 5 |  | Combustion Turbine | IC Engine | S_C_TVA | Tennessee | 47 | Hancock | 67 | 47067 | 1.8 | 10745 | 2000 | 9999 |  |  | N | Distillate Fuel Oil | [12 empty] | 5 | 1.6498 | 1.6498 | 1.6498 | 1.6498 | [11 empty] | Powell Valley Electric Coop | 100 | Powell Valley Electric Coop | 100
natural gas peaker | Powell Valley | 7883_G_6 | 7883 | G | 6 |  | Combustion Turbine | IC Engine | S_C_TVA | Tennessee | 47 | Hancock | 67 | 47067 | 1.8 | 10745 | 2000 | 9999 |  |  | N | Distillate Fuel Oil | [12 empty] | 5 | 1.6498 | 1.6498 | 1.6498 | 1.6498 | [11 empty] | Powell Valley Electric Coop | 100 | Powell Valley Electric Coop | 100
natural gas peaker | Powell Valley | 7883_G_7 | 7883 | G | 7 |  | Combustion Turbine | IC Engine | S_C_TVA | Tennessee | 47 | Hancock | 67 | 47067 | 1.8 | 10745 | 2000 | 9999 |  |  | N | Distillate Fuel Oil | [12 empty] | 5 | 1.6498 | 1.6498 | 1.6498 | 1.6498 | [11 empty] | Powell Valley Electric Coop | 100 | Powell Valley Electric Coop | 100
natural gas peaker | Powell Valley | 7883_G_8 | 7883 | G | 8 |  | Combustion Turbine | IC Engine | S_C_TVA | Tennessee | 47 | Hancock | 67 | 47067 | 1.8 | 10745 | 2000 | 9999 |  |  | N | Distillate Fuel Oil | [12 empty] | 5 | 1.6498 | 1.6498 | 1.6498 | 1.6498 | [11 empty] | Powell Valley Electric Coop | 100 | Powell Valley Electric Coop | 100
natural gas peaker | Powell Valley | 7883_G_9 | 7883 | G | 9 |  | Combustion Turbine | IC Engine | S_C_TVA | Tennessee | 47 | Hancock | 67 | 47067 | 1.8 | 10745 | 2000 | 9999 |  |  | N | Distillate Fuel Oil | [12 empty] | 5 | 1.6498 | 1.6498 | 1.6498 | 1.6498 | [11 empty] | Powell Valley Electric Coop | 100 | Powell Valley Electric Coop | 100
natural gas peaker | Dakota Magic | 7884_G_1 | 7884 | G | 1 |  | Combustion Turbine | IC Engine | MIS_MAPP | North Dakota | 38 | Richland | 77 | 38077 | 1.5 | 13469 | 2000 | 9999 |  |  | N | Distillate Fuel Oil | [12 empty] | 3 | 1.6498 | 1.6498 | 1.6498 | 1.6498 | [11 empty] | Otter Tail Power Co | 100 | Otter Tail Corp | 100
onshore wind | Wind Turbine | 7886_G_1 | 7886 | G | 1 |  | Onshore Wind |  | MIS_WUMS | Wisconsin | 55 | Kewaunee | 61 | 55061 | 0.8 | 0 | 1999 | 9999 |  |  | N | Wind | [13 empty] | 0 | 0 | 0 | 0 | [11 empty] | Madison Gas & Electric Co | 100 | MGE Energy Inc | 100
natural gas combined cycle | Terry Bundy Generating Station | 7887_G_2 | 7887 | G | 2 | 8370 | Combined Cycle |  | SPP_NEBR | Nebraska | 31 | Lancaster | 109 | 31109 | 46 | 8660 | 2003 | 9999 |  |  | N | Natural Gas, Distillate Fuel Oil |  |  |  | H2O + NH3 | SCR | [8 empty] | 0.072943 | 0.072943 | 0.072943 | 0.072943 | [11 empty] | Lincoln Electric System | 100 | Lincoln Electric System | 100
natural gas peaker | Terry Bundy Generating Station | 7887_G_4 | 7887 | G | 4 | 8374 | Combustion Turbine |  | SPP_NEBR | Nebraska | 31 | Lancaster | 109 | 31109 | 45.5 | 11020 | 2003 | 9999 |  |  | N | Natural Gas, Distillate Fuel Oil |  |  |  | H2O + NH3 | SCR | [8 empty] | 0.02945 | 0.02945 | 0.02945 | 0.02945 | [11 empty] | Lincoln Electric System | 100 | Lincoln Electric System | 100
natural gas combined cycle | Terry Bundy Generating Station | 7887_G_1 | 7887 | G | 1 | 8370 | Combined Cycle |  | SPP_NEBR | Nebraska | 31 | Lancaster | 109 | 31109 | 27.3 | 8660 | 2004 | 9999 |  |  | N | Natural Gas, Distillate Fuel Oil |  |  |  | H2O | SCR | [8 empty] | 0.072943 | 0.072943 | 0.072943 | 0.072943 | [11 empty] | Lincoln Electric System | 100 | Lincoln Electric System | 100
natural gas combined cycle | Terry Bundy Generating Station | 7887_G_3 | 7887 | G | 3 | 8372 | Combined Cycle |  | SPP_NEBR | Nebraska | 31 | Lancaster | 109 | 31109 | 44.9 | 8660 | 2004 | 9999 |  |  | N | Natural Gas, Distillate Fuel Oil |  |  |  | H2O + NH3 | SCR | [8 empty] | 0.072943 | 0.072943 | 0.072943 | 0.072943 | [11 empty] | Lincoln Electric System | 100 | Lincoln Electric System | 100
natural gas peaker | Terry Bundy Generating Station | 7887_G_BSU | 7887 | G | BSU |  | Combustion Turbine | IC Engine | SPP_NEBR | Nebraska | 31 | Lancaster | 109 | 31109 | 1.6 | 10745 | 2004 | 9999 |  |  | N | Distillate Fuel Oil | [12 empty] | 2.5 | 1.6498 | 1.6498 | 1.6498 | 1.6498 | [11 empty] | Lincoln Electric System | 100 | Lincoln Electric System | 100
biomass | Terry Bundy Generating Station | 7887_G_LFG1 | 7887 | G | LFG1 |  | Landfill Gas |  | SPP_NEBR | Nebraska | 31 | Lancaster | 109 | 31109 | 1.6 | 13500 | 2014 | 9999 |  |  | N | Landfill Gas | [13 empty] | 0.22117 | 0.22117 | 0.22117 | 0.22117 | [11 empty] | Lincoln Electric System | 100 | Lincoln Electric System | 100
biomass | Terry Bundy Generating Station | 7887_G_LFG2 | 7887 | G | LFG2 |  | Landfill Gas |  | SPP_NEBR | Nebraska | 31 | Lancaster | 109 | 31109 | 1.6 | 13500 | 2014 | 9999 |  |  | N | Landfill Gas | [13 empty] | 0.22117 | 0.22117 | 0.22117 | 0.22117 | [11 empty] | Lincoln Electric System | 100 | Lincoln Electric System | 100
biomass | Terry Bundy Generating Station | 7887_G_LFG3 | 7887 | G | LFG3 |  | Landfill Gas |  | SPP_NEBR | Nebraska | 31 | Lancaster | 109 | 31109 | 1.6 | 13500 | 2014 | 9999 |  |  | N | Landfill Gas | [13 empty] | 0.22117 | 0.22117 | 0.22117 | 0.22117 | [11 empty] | Lincoln Electric System | 100 | Lincoln Electric System | 100
natural gas combined cycle | E B Harris Electric Generating Plant | 7897_G_CT1A | 7897 | G | CT1A | 3355 | Combined Cycle |  | S_SOU | Alabama | 1 | Autauga | 1 | 01001 | 182.6 | 7138 | 2003 | 9999 |  |  | N | Natural Gas |  |  |  | DLNB | SCR | 2003 | [6 empty] | 0.001 | 0.010227 | 0.010227 | 0.010227 | 0.010227 | [11 empty] | Southern Power Co | 100 | Southern Co | 100
natural gas combined cycle | E B Harris Electric Generating Plant | 7897_G_CT1B | 7897 | G | CT1B | 3356 | Combined Cycle |  | S_SOU | Alabama | 1 | Autauga | 1 | 01001 | 182.6 | 7138 | 2003 | 9999 |  |  | N | Natural Gas |  |  |  | DLNB | SCR | 2003 | [6 empty] | 0.001 | 0.010227 | 0.010227 | 0.010227 | 0.010227 | [11 empty] | Southern Power Co | 100 | Southern Co | 100
natural gas combined cycle | E B Harris Electric Generating Plant | 7897_G_CT2A | 7897 | G | CT2A | 3357 | Combined Cycle |  | S_SOU | Alabama | 1 | Autauga | 1 | 01001 | 178.3 | 7138 | 2003 | 9999 |  |  | N | Natural Gas |  |  |  | DLNB | SCR | 2003 | [6 empty] | 0.001 | 0.0099546 | 0.0099546 | 0.0099546 | 0.0099546 | [11 empty] | Southern Power Co | 100 | Southern Co | 100
natural gas combined cycle | E B Harris Electric Generating Plant | 7897_G_CT2B | 7897 | G | CT2B | 3358 | Combined Cycle |  | S_SOU | Alabama | 1 | Autauga | 1 | 01001 | 178.3 | 7138 | 2003 | 9999 |  |  | N | Natural Gas |  |  |  | DLNB | SCR | 2003 | [6 empty] | 0.001 | 0.0099546 | 0.0099546 | 0.0099546 | 0.0099546 | [11 empty] | Southern Power Co | 100 | Southern Co | 100
natural gas combined cycle | E B Harris Electric Generating Plant | 7897_G_ST1 | 7897 | G | ST1 | 3355 | Combined Cycle |  | S_SOU | Alabama | 1 | Autauga | 1 | 01001 | 293 | 7138 | 2003 | 9999 |  |  | N | Natural Gas |  |  |  | DLNB | SCR | 2003 | [6 empty] | 0.001 | 0.010227 | 0.010227 | 0.010227 | 0.010227 | [11 empty] | Southern Power Co | 100 | Southern Co | 100
natural gas combined cycle | E B Harris Electric Generating Plant | 7897_G_ST2 | 7897 | G | ST2 | 3357 | Combined Cycle |  | S_SOU | Alabama | 1 | Autauga | 1 | 01001 | 300 | 7138 | 2003 | 9999 |  |  | N | Natural Gas |  |  |  | DLNB | SCR | 2003 | [6 empty] | 0.001 | 0.0099546 | 0.0099546 | 0.0099546 | 0.0099546 | [11 empty] | Southern Power Co | 100 | Southern Co | 100
natural gas peaker | Sand Hill | 7900_G_SH1 | 7900 | G | SH1 | 1149 | Combustion Turbine |  | ERC_REST | Texas | 48 | Travis | 453 | 48453 | 47.3 | 10745 | 2001 | 9999 |  |  | N | Natural Gas |  |  |  | H2O | SCR | [7 empty] | 3 | 0.01459 | 0.01405 | 0.01459 | 0.01405 | [11 empty] | Austin Energy | 100 | Austin Energy | 100
natural gas peaker | Sand Hill | 7900_G_SH2 | 7900 | G | SH2 | 1150 | Combustion Turbine |  | ERC_REST | Texas | 48 | Travis | 453 | 48453 | 47.3 | 10745 | 2001 | 9999 |  |  | N | Natural Gas |  |  |  | H2O | SCR | [7 empty] | 3 | 0.01492 | 0.01471 | 0.01492 | 0.01471 | [11 empty] | Austin Energy | 100 | Austin Energy | 100
natural gas peaker | Sand Hill | 7900_G_SH3 | 7900 | G | SH3 | 1151 | Combustion Turbine |  | ERC_REST | Texas | 48 | Travis | 453 | 48453 | 47.3 | 10745 | 2001 | 9999 |  |  | N | Natural Gas |  |  |  | H2O | SCR | [7 empty] | 3 | 0.01496 | 0.01445 | 0.01496 | 0.01445 | [11 empty] | Austin Energy | 100 | Austin Energy | 100
natural gas peaker | Sand Hill | 7900_G_SH4 | 7900 | G | SH4 | 1152 | Combustion Turbine |  | ERC_REST | Texas | 48 | Travis | 453 | 48453 | 47.3 | 10745 | 2001 | 9999 |  |  | N | Natural Gas |  |  |  | H2O | SCR | [7 empty] | 3 | 0.01658 | 0.01495 | 0.01658 | 0.01495 | [11 empty] | Austin Energy | 100 | Austin Energy | 100
natural gas combined cycle | Sand Hill | 7900_G_5A | 7900 | G | 5A | 10015 | Combined Cycle |  | ERC_REST | Texas | 48 | Travis | 453 | 48453 | 161 | 7929 | 2004 | 9999 |  |  | N | Natural Gas |  |  |  | LNB | SCR | [8 empty] | 0.012433 | 0.012433 | 0.012433 | 0.012433 | [11 empty] | Austin Energy | 100 | Austin Energy | 100
natural gas combined cycle | Sand Hill | 7900_G_5C | 7900 | G | 5C | 10015 | Combined Cycle |  | ERC_REST | Texas | 48 | Travis | 453 | 48453 | 151 | 7929 | 2004 | 9999 |  |  | N | Natural Gas |  |  |  | LNB | SCR | [8 empty] | 0.012433 | 0.012433 | 0.012433 | 0.012433 | [11 empty] | Austin Energy | 100 | Austin Energy | 100
natural gas peaker | Sand Hill | 7900_G_SH6 | 7900 | G | SH6 | 90519 | Combustion Turbine |  | ERC_REST | Texas | 48 | Travis | 453 | 48453 | 47.3 | 10745 | 2010 | 9999 |  |  | N | Natural Gas |  |  |  | H2O | SCR | [8 empty] | 0.01848 | 0.01669 | 0.01848 | 0.01669 | [11 empty] | Austin Energy | 100 | Austin Energy | 100
natural gas peaker | Sand Hill | 7900_G_SH7 | 7900 | G | SH7 | 90520 | Combustion Turbine |  | ERC_REST | Texas | 48 | Travis | 453 | 48453 | 47.3 | 10745 | 2010 | 9999 |  |  | N | Natural Gas |  |  |  | H2O | SCR | [8 empty] | 0.02032 | 0.01686 | 0.02032 | 0.01686 | [11 empty] | Austin Energy | 100 | Austin Energy | 100
natural gas peaker | McCartney | 7903_G_MGS1 | 7903 | G | MGS1 | 3361 | Combustion Turbine |  | SPP_N | Missouri | 29 | Greene | 77 | 29077 | 50 | 12017 | 2002 | 9999 |  |  | N | Natural Gas |  |  |  | H2O | [8 empty] | 2.3 | 0.11458 | 0.11458 | 0.11458 | 0.11458 | [11 empty] | Springfield MO (City of) | 100 | Springfield MO (City of) | 100
natural gas peaker | McCartney | 7903_G_MSG2 | 7903 | G | MSG2 | 3363 | Combustion Turbine |  | SPP_N | Missouri | 29 | Greene | 77 | 29077 | 50 | 12017 | 2002 | 9999 |  |  | N | Natural Gas |  |  |  | H2O | [8 empty] | 2.3 | 0.11109 | 0.11109 | 0.11109 | 0.11109 | [11 empty] | Springfield MO (City of) | 100 | Springfield MO (City of) | 100
hydro | Pine Flat | 7907_G_1 | 7907 | G | 1 |  | Hydro |  | WEC_CALN | California | 6 | Fresno | 19 | 06019 | 55 | 0 | 1984 | 9999 |  |  | N | Hydro | [13 empty] | 0 | 0 | 0 | 0 | [11 empty] | Kings River Conservation District | 100 | Kings River Conservation District | 100
hydro | Pine Flat | 7907_G_2 | 7907 | G | 2 |  | Hydro |  | WEC_CALN | California | 6 | Fresno | 19 | 06019 | 55 | 0 | 1984 | 9999 |  |  | N | Hydro | [13 empty] | 0 | 0 | 0 | 0 | [11 empty] | Kings River Conservation District | 100 | Kings River Conservation District | 100
hydro | Pine Flat | 7907_G_3 | 7907 | G | 3 |  | Hydro |  | WEC_CALN | California | 6 | Fresno | 19 | 06019 | 55 | 0 | 1984 | 9999 |  |  | N | Hydro | [13 empty] | 0 | 0 | 0 | 0 | [11 empty] | Kings River Conservation District | 100 | Kings River Conservation District | 100
natural gas peaker | Vernon Boulevard | 7909_G_VG02 | 7909 | G | VG02 | 8380 | Combustion Turbine |  | NY_Z_J | New York | 36 | Queens | 81 | 36081 | 40 | 11752 | 2001 | 9999 |  |  | N | Natural Gas |  |  |  |  | SCR | [7 empty] | 0.316 | 0.01401 | 0.01302 | 0.01401 | 0.01302 | [11 empty] | New York Power Authority | 100 | New York Power Authority | 100
natural gas peaker | Vernon Boulevard | 7909_G_VG03 | 7909 | G | VG03 | 8382 | Combustion Turbine |  | NY_Z_J | New York | 36 | Queens | 81 | 36081 | 39.9 | 11752 | 2001 | 9999 |  |  | N | Natural Gas |  |  |  |  | SCR | [7 empty] | 0.316 | 0.01476 | 0.01356 | 0.01476 | 0.01356 | [11 empty] | New York Power Authority | 100 | New York Power Authority | 100
natural gas peaker | Joseph J Seymour Power Project | 7910_G_1 | 7910 | G | 1 | 8384 | Combustion Turbine |  | NY_Z_J | New York | 36 | Kings | 47 | 36047 | 40 | 11015 | 2001 | 9999 |  |  | N | Natural Gas |  |  |  |  | SCR | [7 empty] | 0.316 | 0.0097 | 0.00954 | 0.0097 | 0.00954 | [11 empty] | New York Power Authority | 100 | New York Power Authority | 100
natural gas peaker | Joseph J Seymour Power Project | 7910_G_2 | 7910 | G | 2 | 8386 | Combustion Turbine |  | NY_Z_J | New York | 36 | Kings | 47 | 36047 | 39.9 | 11015 | 2001 | 9999 |  |  | N | Natural Gas |  |  |  |  | SCR | [7 empty] | 0.316 | 0.01012 | 0.00983 | 0.01012 | 0.00983 | [11 empty] | New York Power Authority | 100 | New York Power Authority | 100
natural gas peaker | Brentwood | 7912_G_1 | 7912 | G | 1 | 8390 | Combustion Turbine |  | NY_Z_K | New York | 36 | Suffolk | 103 | 36103 | 45.5 | 10745 | 2001 | 9999 |  |  | N | Natural Gas |  |  |  |  | SCR | [7 empty] | 1.053 | 0.01224 | 0.01154 | 0.01224 | 0.01154 | [11 empty] | New York Power Authority | 100 | New York Power Authority | 100
natural gas peaker | Hell Gate | 7913_G_HG01 | 7913 | G | HG01 | 8392 | Combustion Turbine |  | NY_Z_J | New York | 36 | Bronx | 5 | 36005 | 39.9 | 11027 | 2001 | 9999 |  |  | N | Natural Gas |  |  |  |  | SCR | [7 empty] | 0.316 | 0.01158 | 0.01088 | 0.01158 | 0.01088 | [11 empty] | New York Power Authority | 100 | New York Power Authority | 100
natural gas peaker | Hell Gate | 7913_G_HG02 | 7913 | G | HG02 | 8394 | Combustion Turbine |  | NY_Z_J | New York | 36 | Bronx | 5 | 36005 | 40 | 11028 | 2001 | 9999 |  |  | N | Natural Gas |  |  |  |  | SCR | [7 empty] | 0.316 | 0.01154 | 0.01112 | 0.01154 | 0.01112 | [11 empty] | New York Power Authority | 100 | New York Power Authority | 100
natural gas peaker | Harlem River Yard | 7914_G_HR01 | 7914 | G | HR01 | 8396 | Combustion Turbine |  | NY_Z_J | New York | 36 | Bronx | 5 | 36005 | 39.9 | 11043 | 2001 | 9999 |  |  | N | Natural Gas |  |  |  |  | SCR | [7 empty] | 0.316 | 0.01081 | 0.01042 | 0.01081 | 0.01042 | [11 empty] | New York Power Authority | 100 | New York Power Authority | 100
natural gas peaker | Harlem River Yard | 7914_G_HR02 | 7914 | G | HR02 | 8398 | Combustion Turbine |  | NY_Z_J | New York | 36 | Bronx | 5 | 36005 | 40 | 11043 | 2001 | 9999 |  |  | N | Natural Gas |  |  |  |  | SCR | [7 empty] | 0.316 | 0.01146 | 0.01067 | 0.01146 | 0.01067 | [11 empty] | New York Power Authority | 100 | New York Power Authority | 100
natural gas peaker | North 1st | 7915_G_N01 | 7915 | G | N01 | 8400 | Combustion Turbine |  | NY_Z_J | New York | 36 | Kings | 47 | 36047 | 46 | 10821 | 2001 | 9999 |  |  | N | Natural Gas |  |  |  |  | SCR | [7 empty] | 0.316 | 0.01009 | 0.00958 | 0.01009 | 0.00958 | [11 empty] | New York Power Authority | 100 | New York Power Authority | 100
natural gas peaker | Talbot County Energy | 7916_G_1 | 7916 | G | 1 | 3365 | Combustion Turbine |  | S_SOU | Georgia | 13 | Talbot | 263 | 13263 | 97 | 12029 | 2002 | 9999 |  |  | N | Natural Gas |  |  |  | DLNB | [8 empty] | 0.006 | 0.03073 | 0.03073 | 0.03073 | 0.03073 | [11 empty] | Oglethorpe Power Corp | 100 | Oglethorpe Power Corp | 100
natural gas peaker | Talbot County Energy | 7916_G_2 | 7916 | G | 2 | 3366 | Combustion Turbine |  | S_SOU | Georgia | 13 | Talbot | 263 | 13263 | 95.8 | 12029 | 2002 | 9999 |  |  | N | Natural Gas |  |  |  | DLNB | [8 empty] | 0.006 | 0.02933 | 0.02933 | 0.02933 | 0.02933 | [11 empty] | Oglethorpe Power Corp | 100 | Oglethorpe Power Corp | 100
natural gas peaker | Talbot County Energy | 7916_G_3 | 7916 | G | 3 | 3367 | Combustion Turbine |  | S_SOU | Georgia | 13 | Talbot | 263 | 13263 | 96.2 | 12028 | 2002 | 9999 |  |  | N | Natural Gas |  |  |  | DLNB | [8 empty] | 0.006 | 0.0301 | 0.0301 | 0.0301 | 0.0301 | [11 empty] | Oglethorpe Power Corp | 100 | Oglethorpe Power Corp | 100
natural gas peaker | Talbot County Energy | 7916_G_4 | 7916 | G | 4 | 3368 | Combustion Turbine |  | S_SOU | Georgia | 13 | Talbot | 263 | 13263 | 97.3 | 12029 | 2002 | 9999 |  |  | N | Natural Gas |  |  |  | DLNB | [8 empty] | 0.006 | 0.03253 | 0.03253 | 0.03253 | 0.03253 | [11 empty] | Oglethorpe Power Corp | 100 | Oglethorpe Power Corp | 100
natural gas peaker | Talbot County Energy | 7916_G_5 | 7916 | G | 5 | 3369 | Combustion Turbine |  | S_SOU | Georgia | 13 | Talbot | 263 | 13263 | 96.5 | 12029 | 2003 | 9999 |  |  | N | Natural Gas, Distillate Fuel Oil |  |  |  | DLNB | [8 empty] | 0.006 | 0.03067 | 0.03067 | 0.03067 | 0.03067 | [11 empty] | Oglethorpe Power Corp | 100 | Oglethorpe Power Corp | 100
natural gas peaker | Talbot County Energy | 7916_G_6 | 7916 | G | 6 | 3370 | Combustion Turbine |  | S_SOU | Georgia | 13 | Talbot | 263 | 13263 | 96.3 | 12029 | 2003 | 9999 |  |  | N | Natural Gas, Distillate Fuel Oil |  |  |  | DLNB | [8 empty] | 0.006 | 0.04088 | 0.04088 | 0.04088 | 0.04088 | [11 empty] | Oglethorpe Power Corp | 100 | Oglethorpe Power Corp | 100
natural gas combined cycle | Chattahoochee Energy Facility | 7917_G_1 | 7917 | G | 1 | 3371 | Combined Cycle |  | S_SOU | Georgia | 13 | Heard | 149 | 13149 | 142.8 | 7101 | 2003 | 9999 |  |  | N | Natural Gas |  |  |  |  | SCR | [8 empty] | 0.0087778 | 0.0087778 | 0.0087778 | 0.0087778 | [11 empty] | Oglethorpe Power Corp | 100 | Oglethorpe Power Corp | 100
natural gas combined cycle | Chattahoochee Energy Facility | 7917_G_2 | 7917 | G | 2 | 3372 | Combined Cycle |  | S_SOU | Georgia | 13 | Heard | 149 | 13149 | 149.1 | 7101 | 2003 | 9999 |  |  | N | Natural Gas |  |  |  |  | SCR | [8 empty] | 0.0087778 | 0.0087778 | 0.0087778 | 0.0087778 | [11 empty] | Oglethorpe Power Corp | 100 | Oglethorpe Power Corp | 100
natural gas combined cycle | Chattahoochee Energy Facility | 7917_G_3 | 7917 | G | 3 | 3371 | Combined Cycle |  | S_SOU | Georgia | 13 | Heard | 149 | 13149 | 166 | 7101 | 2003 | 9999 |  |  | N | Natural Gas |  |  |  |  | SCR | [8 empty] | 0.0087778 | 0.0087778 | 0.0087778 | 0.0087778 | [11 empty] | Oglethorpe Power Corp | 100 | Oglethorpe Power Corp | 100
natural gas peaker | Galion | 7918_G_1 | 7918 | G | 1 |  | Combustion Turbine | IC Engine | PJM_ATSI | Ohio | 39 | Crawford | 33 | 39033 | 1.8 | 10745 | 2001 | 9999 |  |  | N | Distillate Fuel Oil | [13 empty] | 2.4446 | 2.4446 | 2.4446 | 2.4446 | [11 empty] | Ohio Municipal Electric Agency Joint Venture 2 | 100 | Hamilton Dept of Public Utilities | 100
natural gas peaker | Galion | 7918_G_2 | 7918 | G | 2 |  | Combustion Turbine | IC Engine | PJM_ATSI | Ohio | 39 | Crawford | 33 | 39033 | 1.8 | 10745 | 2001 | 9999 |  |  | N | Distillate Fuel Oil | [13 empty] | 2.3794 | 2.3794 | 2.3794 | 2.3794 | [11 empty] | Ohio Municipal Electric Agency Joint Venture 2 | 100 | Hamilton Dept of Public Utilities | 100
natural gas peaker | Galion | 7918_G_3 | 7918 | G | 3 |  | Combustion Turbine | IC Engine | PJM_ATSI | Ohio | 39 | Crawford | 33 | 39033 | 1.8 | 10745 | 2001 | 9999 |  |  | N | Distillate Fuel Oil | [13 empty] | 2.3794 | 2.3794 | 2.3794 | 2.3794 | [11 empty] | Ohio Municipal Electric Agency Joint Venture 2 | 100 | Hamilton Dept of Public Utilities | 100
natural gas peaker | Seville | 7919_G_1 | 7919 | G | 1 |  | Combustion Turbine | IC Engine | PJM_ATSI | Ohio | 39 | Medina | 103 | 39103 | 1.8 | 10745 | 2001 | 9999 |  |  | N | Distillate Fuel Oil | [12 empty] | 0.5 | 1.7431 | 1.7431 | 1.7431 | 1.7431 | [11 empty] | Ohio Municipal Electric Agency Joint Venture 2 | 100 | Hamilton Dept of Public Utilities | 100
natural gas peaker | Seville | 7919_G_2 | 7919 | G | 2 |  | Combustion Turbine | IC Engine | PJM_ATSI | Ohio | 39 | Medina | 103 | 39103 | 1.8 | 10745 | 2001 | 9999 |  |  | N | Distillate Fuel Oil | [12 empty] | 0.5 | 2.931 | 2.931 | 2.931 | 2.931 | [11 empty] | Ohio Municipal Electric Agency Joint Venture 2 | 100 | Hamilton Dept of Public Utilities | 100
natural gas peaker | Seville | 7919_G_3 | 7919 | G | 3 |  | Combustion Turbine | IC Engine | PJM_ATSI | Ohio | 39 | Medina | 103 | 39103 | 1.8 | 10745 | 2001 | 9999 |  |  | N | Distillate Fuel Oil | [12 empty] | 0.5 | 2.6517 | 2.6517 | 2.6517 | 2.6517 | [11 empty] | Ohio Municipal Electric Agency Joint Venture 2 | 100 | Hamilton Dept of Public Utilities | 100
natural gas peaker | Traer South | 7920_G_5 | 7920 | G | 5 |  | Combustion Turbine | IC Engine | MIS_MIDA | Iowa | 19 | Tama | 171 | 19171 | 1.8 | 12283 | 2001 | 9999 |  |  | N | Distillate Fuel Oil | [12 empty] | 0.161 | 1.6498 | 1.6498 | 1.6498 | 1.6498 | [11 empty] | Traer Municipal Utilities | 100 | Traer Municipal Utilities | 100
natural gas peaker | Maquoketa 2 | 7921_G_11 | 7921 | G | 11 |  | Combustion Turbine | IC Engine | MIS_IA | Iowa | 19 | Jackson | 97 | 19097 | 1.2 | 12283 | 2001 | 9999 |  |  | N | Distillate Fuel Oil | [12 empty] | 2.5 | 1.6498 | 1.6498 | 1.6498 | 1.6498 | [11 empty] | Maquoketa Municipal Electric Utility | 100 | Maquoketa Municipal Electric Utility | 100
natural gas peaker | Maquoketa 2 | 7921_G_12 | 7921 | G | 12 |  | Combustion Turbine | IC Engine | MIS_IA | Iowa | 19 | Jackson | 97 | 19097 | 1.3 | 12283 | 2001 | 9999 |  |  | N | Distillate Fuel Oil | [12 empty] | 2.5 | 1.6498 | 1.6498 | 1.6498 | 1.6498 | [11 empty] | Maquoketa Municipal Electric Utility | 100 | Maquoketa Municipal Electric Utility | 100
natural gas peaker | Maquoketa 2 | 7921_G_13 | 7921 | G | 13 |  | Combustion Turbine | IC Engine | MIS_IA | Iowa | 19 | Jackson | 97 | 19097 | 1.3 | 12283 | 2002 | 9999 |  |  | N | Distillate Fuel Oil | [12 empty] | 2.5 | 1.6498 | 1.6498 | 1.6498 | 1.6498 | [11 empty] | Maquoketa Municipal Electric Utility | 100 | Maquoketa Municipal Electric Utility | 100
natural gas peaker | Maquoketa 2 | 7921_G_14 | 7921 | G | 14 |  | Combustion Turbine | IC Engine | MIS_IA | Iowa | 19 | Jackson | 97 | 19097 | 1.3 | 12283 | 2002 | 9999 |  |  | N | Distillate Fuel Oil | [12 empty] | 2.5 | 1.6498 | 1.6498 | 1.6498 | 1.6498 | [11 empty] | Maquoketa Municipal Electric Utility | 100 | Maquoketa Municipal Electric Utility | 100
natural gas peaker | Albertville | 7924_G_DG1 | 7924 | G | DG1 |  | Combustion Turbine | IC Engine | S_C_TVA | Alabama | 1 | Marshall | 95 | 01095 | 0.9 | 12283 | 2000 | 9999 |  |  | N | Distillate Fuel Oil | [12 empty] | 4 | 1.6498 | 1.6498 | 1.6498 | 1.6498 | [11 empty] | Tennessee Valley Authority | 100 | Tennessee Valley Authority | 100
natural gas peaker | Albertville | 7924_G_DG2 | 7924 | G | DG2 |  | Combustion Turbine | IC Engine | S_C_TVA | Alabama | 1 | Marshall | 95 | 01095 | 0.9 | 12283 | 2000 | 9999 |  |  | N | Distillate Fuel Oil | [12 empty] | 4 | 1.6498 | 1.6498 | 1.6498 | 1.6498 | [11 empty] | Tennessee Valley Authority | 100 | Tennessee Valley Authority | 100
natural gas peaker | Albertville | 7924_G_DG3 | 7924 | G | DG3 |  | Combustion Turbine | IC Engine | S_C_TVA | Alabama | 1 | Marshall | 95 | 01095 | 0.9 | 12283 | 2000 | 9999 |  |  | N | Distillate Fuel Oil | [12 empty] | 4 | 1.6498 | 1.6498 | 1.6498 | 1.6498 | [11 empty] | Tennessee Valley Authority | 100 | Tennessee Valley Authority | 100
natural gas peaker | Albertville | 7924_G_DG4 | 7924 | G | DG4 |  | Combustion Turbine | IC Engine | S_C_TVA | Alabama | 1 | Marshall | 95 | 01095 | 0.9 | 12283 | 2000 | 9999 |  |  | N | Distillate Fuel Oil | [12 empty] | 4 | 1.6498 | 1.6498 | 1.6498 | 1.6498 | [11 empty] | Tennessee Valley Authority | 100 | Tennessee Valley Authority | 100
natural gas peaker | Lakefield Junction | 7925_G_1 | 7925 | G | 1 | 3985 | Combustion Turbine |  | MIS_MNWI | Minnesota | 27 | Martin | 91 | 27091 | 83.5 | 12648 | 2001 | 9999 |  |  | N | Natural Gas, Distillate Fuel Oil |  |  |  | DLNB + H2O | [8 empty] | 0.05 | 0.03952 | 0.03952 | 0.03952 | 0.03952 | [11 empty] | Great River Energy | 100 | Great River Energy | 100
natural gas peaker | Lakefield Junction | 7925_G_2 | 7925 | G | 2 | 3986 | Combustion Turbine |  | MIS_MNWI | Minnesota | 27 | Martin | 91 | 27091 | 83 | 12652 | 2001 | 9999 |  |  | N | Natural Gas, Distillate Fuel Oil |  |  |  | DLNB + H2O | [8 empty] | 0.05 | 0.03354 | 0.03354 | 0.03354 | 0.03354 | [11 empty] | Great River Energy | 100 | Great River Energy | 100
natural gas peaker | Lakefield Junction | 7925_G_3 | 7925 | G | 3 | 3987 | Combustion Turbine |  | MIS_MNWI | Minnesota | 27 | Martin | 91 | 27091 | 82.8 | 12649 | 2001 | 9999 |  |  | N | Natural Gas, Distillate Fuel Oil |  |  |  | DLNB + H2O | [8 empty] | 0.05 | 0.03326 | 0.03326 | 0.03326 | 0.03326 | [11 empty] | Great River Energy | 100 | Great River Energy | 100
natural gas peaker | Lakefield Junction | 7925_G_4 | 7925 | G | 4 | 3988 | Combustion Turbine |  | MIS_MNWI | Minnesota | 27 | Martin | 91 | 27091 | 83 | 12649 | 2001 | 9999 |  |  | N | Natural Gas, Distillate Fuel Oil |  |  |  | DLNB + H2O | [8 empty] | 0.05 | 0.0309 | 0.0309 | 0.0309 | 0.0309 | [11 empty] | Great River Energy | 100 | Great River Energy | 100
natural gas peaker | Lakefield Junction | 7925_G_5 | 7925 | G | 5 | 3989 | Combustion Turbine |  | MIS_MNWI | Minnesota | 27 | Martin | 91 | 27091 | 84.2 | 12650 | 2001 | 9999 |  |  | N | Natural Gas, Distillate Fuel Oil |  |  |  | DLNB + H2O | [8 empty] | 0.05 | 0.03693 | 0.03693 | 0.03693 | 0.03693 | [11 empty] | Great River Energy | 100 | Great River Energy | 100
natural gas peaker | Lakefield Junction | 7925_G_6 | 7925 | G | 6 | 3990 | Combustion Turbine |  | MIS_MNWI | Minnesota | 27 | Martin | 91 | 27091 | 83.6 | 12651 | 2001 | 9999 |  |  | N | Natural Gas, Distillate Fuel Oil |  |  |  | DLNB + H2O | [8 empty] | 0.05 | 0.03278 | 0.03278 | 0.03278 | 0.03278 | [11 empty] | Great River Energy | 100 | Great River Energy | 100
natural gas peaker | Lakefield Junction | 7925_G_7 | 7925 | G | 7 |  | Combustion Turbine | IC Engine | MIS_MNWI | Minnesota | 27 | Martin | 91 | 27091 | 2 | 12283 | 2002 | 9999 |  |  | N | Distillate Fuel Oil | [13 empty] | 1.6498 | 1.6498 | 1.6498 | 1.6498 | [11 empty] | Great River Energy | 100 | Great River Energy | 100
natural gas peaker | South Strawberry | 7926_G_1A | 7926 | G | 1A |  | Combustion Turbine | IC Engine | MIS_IA | Iowa | 19 | Clayton | 43 | 19043 | 1.8 | 10745 | 2002 | 9999 |  |  | N | Distillate Fuel Oil | [12 empty] | 2.5 | 1.6498 | 1.6498 | 1.6498 | 1.6498 | [11 empty] | Strawberry Point IA (City of) | 100 | Strawberry Point IA (City of) | 100
natural gas peaker | South Strawberry | 7926_G_2A | 7926 | G | 2A |  | Combustion Turbine | IC Engine | MIS_IA | Iowa | 19 | Clayton | 43 | 19043 | 1.8 | 10745 | 2002 | 9999 |  |  | N | Distillate Fuel Oil | [12 empty] | 2.5 | 1.6498 | 1.6498 | 1.6498 | 1.6498 | [11 empty] | Strawberry Point IA (City of) | 100 | Strawberry Point IA (City of) | 100
onshore wind | Buffalo Mountain | 7927_G_1 | 7927 | G | 1 |  | Onshore Wind |  | S_C_TVA | Tennessee | 47 | Anderson | 1 | 47001 | 0.7 | 0 | 2000 | 9999 |  |  | N | Wind | [13 empty] | 0 | 0 | 0 | 0 | [11 empty] | Tennessee Valley Authority | 100 | Tennessee Valley Authority | 100
onshore wind | Buffalo Mountain | 7927_G_2 | 7927 | G | 2 |  | Onshore Wind |  | S_C_TVA | Tennessee | 47 | Anderson | 1 | 47001 | 0.7 | 0 | 2000 | 9999 |  |  | N | Wind | [13 empty] | 0 | 0 | 0 | 0 | [11 empty] | Tennessee Valley Authority | 100 | Tennessee Valley Authority | 100
onshore wind | Buffalo Mountain | 7927_G_3 | 7927 | G | 3 |  | Onshore Wind |  | S_C_TVA | Tennessee | 47 | Anderson | 1 | 47001 | 0.7 | 0 | 2000 | 9999 |  |  | N | Wind | [13 empty] | 0 | 0 | 0 | 0 | [11 empty] | Tennessee Valley Authority | 100 | Tennessee Valley Authority | 100
natural gas peaker | Osawatomie | 7928_G_1 | 7928 | G | 1 | 3383 | Combustion Turbine |  | SPP_N | Kansas | 20 | Miami | 121 | 20121 | 75.7 | 14289 | 2003 | 9999 |  |  | N | Natural Gas |  |  |  | DLNB | [8 empty] | 3 | 0.02653 | 0.02653 | 0.02653 | 0.02653 | [11 empty] | Evergy Metro Inc | 100 | Evergy Inc | 100
natural gas peaker | West Gardner | 7929_G_1 | 7929 | G | 1 | 3391 | Combustion Turbine |  | SPP_N | Kansas | 20 | Johnson | 91 | 20091 | 79.5 | 13847 | 2003 | 9999 |  |  | N | Natural Gas |  |  |  | other | [8 empty] | 3 | 0.02542 | 0.02542 | 0.02542 | 0.02542 | [11 empty] | Evergy Metro Inc | 100 | Evergy Inc | 100
natural gas peaker | West Gardner | 7929_G_2 | 7929 | G | 2 | 3392 | Combustion Turbine |  | SPP_N | Kansas | 20 | Johnson | 91 | 20091 | 78.6 | 13843 | 2003 | 9999 |  |  | N | Natural Gas |  |  |  | other | [8 empty] | 3 | 0.02749 | 0.02749 | 0.02749 | 0.02749 | [11 empty] | Evergy Metro Inc | 100 | Evergy Inc | 100
natural gas peaker | West Gardner | 7929_G_3 | 7929 | G | 3 | 3393 | Combustion Turbine |  | SPP_N | Kansas | 20 | Johnson | 91 | 20091 | 77.3 | 13842 | 2003 | 9999 |  |  | N | Natural Gas |  |  |  | other | [8 empty] | 3 | 0.02564 | 0.02564 | 0.02564 | 0.02564 | [11 empty] | Evergy Metro Inc | 100 | Evergy Inc | 100
natural gas peaker | West Gardner | 7929_G_4 | 7929 | G | 4 | 3394 | Combustion Turbine |  | SPP_N | Kansas | 20 | Johnson | 91 | 20091 | 77.5 | 13841 | 2003 | 9999 |  |  | N | Natural Gas |  |  |  | other | [8 empty] | 3 | 0.0302 | 0.0302 | 0.0302 | 0.0302 | [11 empty] | Evergy Metro Inc | 100 | Evergy Inc | 100
natural gas peaker | Russell Energy Center | 7930_G_T-1 | 7930 | G | T-1 |  | Combustion Turbine |  | SPP_N | Kansas | 20 | Russell | 167 | 20167 | 6 | 11477 | 2002 | 9999 |  |  | Y | Natural Gas | [12 empty] | 3 | 0.23894 | 0.23894 | 0.23894 | 0.23894 | [11 empty] | Russell KS (City of) | 100 | Russell KS (City of) | 100
natural gas peaker | Russell Energy Center | 7930_G_T-2 | 7930 | G | T-2 |  | Combustion Turbine |  | SPP_N | Kansas | 20 | Russell | 167 | 20167 | 6 | 11484 | 2002 | 9999 |  |  | Y | Natural Gas | [12 empty] | 3 | 0.23894 | 0.23894 | 0.23894 | 0.23894 | [11 empty] | Russell KS (City of) | 100 | Russell KS (City of) | 100
natural gas combined cycle | Coyote Springs II | 7931_G_1 | 7931 | G | 1 | 3106 | Combined Cycle |  | WECC_PNW | Oregon | 41 | Morrow | 49 | 41049 | 173 | 7050 | 2003 | 9999 |  |  | N | Natural Gas |  |  |  | DLNB | SCR | [8 empty] | 0.014027 | 0.014027 | 0.014027 | 0.014027 | [11 empty] | Avista Corp | 100 | Avista Corp | 100
natural gas combined cycle | Coyote Springs II | 7931_G_2 | 7931 | G | 2 | 3106 | Combined Cycle |  | WECC_PNW | Oregon | 41 | Morrow | 49 | 41049 | 117 | 7050 | 2003 | 9999 |  |  | N | Natural Gas |  |  |  | LNB | SCR | [8 empty] | 0.014027 | 0.014027 | 0.014027 | 0.014027 | [11 empty] | Avista Corp | 100 | Avista Corp | 100
natural gas peaker | Gaylord - Wolverine | 7932_G_1 | 7932 | G | 1 |  | Combustion Turbine |  | MIS_LMI | Michigan | 26 | Otsego | 137 | 26137 | 20.2 | 16100 | 2001 | 9999 |  |  | N | Natural Gas | [12 empty] | 1.67 | 0.78636 | 0.78636 | 0.78636 | 0.78636 | [11 empty] | Wolverine Power Supply Coop Inc | 100 | Wolverine Power Supply Coop Inc | 100
natural gas peaker | Gaylord - Wolverine | 7932_G_2 | 7932 | G | 2 |  | Combustion Turbine |  | MIS_LMI | Michigan | 26 | Otsego | 137 | 26137 | 20.2 | 16100 | 2001 | 9999 |  |  | N | Natural Gas | [12 empty] | 1.67 | 0.33921 | 0.33921 | 0.33921 | 0.33921 | [11 empty] | Wolverine Power Supply Coop Inc | 100 | Wolverine Power Supply Coop Inc | 100
natural gas peaker | Gaylord - Wolverine | 7932_G_3 | 7932 | G | 3 |  | Combustion Turbine |  | MIS_LMI | Michigan | 26 | Otsego | 137 | 26137 | 20.2 | 16100 | 2001 | 9999 |  |  | N | Natural Gas | [12 empty] | 1.67 | 0.32509 | 0.32509 | 0.32509 | 0.32509 | [11 empty] | Wolverine Power Supply Coop Inc | 100 | Wolverine Power Supply Coop Inc | 100
natural gas peaker | Industrial Park | 7934_G_3 | 7934 | G | 3 |  | Combustion Turbine | IC Engine | PJM_COMD | Illinois | 17 | Whiteside | 195 | 17195 | 1.8 | 10745 | 2001 | 9999 |  |  | N | Distillate Fuel Oil | [12 empty] | 1 | 0.73147 | 0.73147 | 0.73147 | 0.73147 | [11 empty] | Rock Falls Electrical Dept | 100 | Rock Falls Electrical Dept | 100
natural gas peaker | Industrial Park | 7934_G_4 | 7934 | G | 4 |  | Combustion Turbine | IC Engine | PJM_COMD | Illinois | 17 | Whiteside | 195 | 17195 | 1.8 | 10745 | 2001 | 9999 |  |  | N | Distillate Fuel Oil | [12 empty] | 1 | 0.73147 | 0.73147 | 0.73147 | 0.73147 | [11 empty] | Rock Falls Electrical Dept | 100 | Rock Falls Electrical Dept | 100
natural gas peaker | Industrial Park | 7934_G_5 | 7934 | G | 5 |  | Combustion Turbine | IC Engine | PJM_COMD | Illinois | 17 | Whiteside | 195 | 17195 | 1.8 | 10745 | 2001 | 9999 |  |  | N | Distillate Fuel Oil | [12 empty] | 1 | 0.73147 | 0.73147 | 0.73147 | 0.73147 | [11 empty] | Rock Falls Electrical Dept | 100 | Rock Falls Electrical Dept | 100
natural gas peaker | Industrial Park | 7934_G_6 | 7934 | G | 6 |  | Combustion Turbine | IC Engine | PJM_COMD | Illinois | 17 | Whiteside | 195 | 17195 | 1.8 | 10745 | 2002 | 9999 |  |  | N | Distillate Fuel Oil | [12 empty] | 1 | 0.73147 | 0.73147 | 0.73147 | 0.73147 | [11 empty] | Rock Falls Electrical Dept | 100 | Rock Falls Electrical Dept | 100
natural gas peaker | Industrial Park | 7934_G_7 | 7934 | G | 7 |  | Combustion Turbine | IC Engine | PJM_COMD | Illinois | 17 | Whiteside | 195 | 17195 | 1.8 | 10745 | 2002 | 9999 |  |  | N | Distillate Fuel Oil | [12 empty] | 1 | 0.73147 | 0.73147 | 0.73147 | 0.73147 | [11 empty] | Rock Falls Electrical Dept | 100 | Rock Falls Electrical Dept | 100
natural gas peaker | Industrial Park | 7934_G_8 | 7934 | G | 8 |  | Combustion Turbine | IC Engine | PJM_COMD | Illinois | 17 | Whiteside | 195 | 17195 | 2.2 | 10745 | 2011 | 9999 |  |  | N | Distillate Fuel Oil | [13 empty] | 1.6498 | 1.6498 | 1.6498 | 1.6498 | [11 empty] | Rock Falls Electrical Dept | 100 | Rock Falls Electrical Dept | 100
natural gas peaker | Industrial Park | 7934_G_9 | 7934 | G | 9 |  | Combustion Turbine | IC Engine | PJM_COMD | Illinois | 17 | Whiteside | 195 | 17195 | 2.2 | 10745 | 2011 | 9999 |  |  | N | Distillate Fuel Oil | [13 empty] | 1.6498 | 1.6498 | 1.6498 | 1.6498 | [11 empty] | Rock Falls Electrical Dept | 100 | Rock Falls Electrical Dept | 100
natural gas peaker | Trenton South | 7935_G_1 | 7935 | G | 1 |  | Combustion Turbine | IC Engine | MIS_MO | Missouri | 29 | Grundy | 79 | 29079 | 1.8 | 11747 | 2000 | 9999 |  |  | N | Distillate Fuel Oil | [12 empty] | 2.3 | 1.6498 | 1.6498 | 1.6498 | 1.6498 | [11 empty] | Dean Machinery | 100 | Dean Operations Inc | 100
natural gas peaker | Trenton South | 7935_G_2 | 7935 | G | 2 |  | Combustion Turbine | IC Engine | MIS_MO | Missouri | 29 | Grundy | 79 | 29079 | 1.8 | 11747 | 2000 | 9999 |  |  | N | Distillate Fuel Oil | [12 empty] | 2.3 | 1.6498 | 1.6498 | 1.6498 | 1.6498 | [11 empty] | Dean Machinery | 100 | Dean Operations Inc | 100
natural gas peaker | Trenton South | 7935_G_3 | 7935 | G | 3 |  | Combustion Turbine | IC Engine | MIS_MO | Missouri | 29 | Grundy | 79 | 29079 | 1.8 | 11747 | 2000 | 9999 |  |  | N | Distillate Fuel Oil | [12 empty] | 2.3 | 1.6498 | 1.6498 | 1.6498 | 1.6498 | [11 empty] | Dean Machinery | 100 | Dean Operations Inc | 100
natural gas peaker | Trenton South | 7935_G_4 | 7935 | G | 4 |  | Combustion Turbine | IC Engine | MIS_MO | Missouri | 29 | Grundy | 79 | 29079 | 1.8 | 11747 | 2000 | 9999 |  |  | N | Distillate Fuel Oil | [12 empty] | 2.3 | 1.6498 | 1.6498 | 1.6498 | 1.6498 | [11 empty] | Dean Machinery | 100 | Dean Operations Inc | 100
natural gas peaker | Trenton South | 7935_G_5 | 7935 | G | 5 |  | Combustion Turbine | IC Engine | MIS_MO | Missouri | 29 | Grundy | 79 | 29079 | 2 | 11652 | 2004 | 9999 |  |  | N | Distillate Fuel Oil | [12 empty] | 2.3 | 1.6498 | 1.6498 | 1.6498 | 1.6498 | [11 empty] | Dean Machinery | 100 | Dean Operations Inc | 100
natural gas peaker | Trenton South | 7935_G_6 | 7935 | G | 6 |  | Combustion Turbine | IC Engine | MIS_MO | Missouri | 29 | Grundy | 79 | 29079 | 2 | 11564 | 2004 | 9999 |  |  | N | Distillate Fuel Oil | [12 empty] | 2.3 | 1.6498 | 1.6498 | 1.6498 | 1.6498 | [11 empty] | Dean Machinery | 100 | Dean Operations Inc | 100
natural gas peaker | Trenton South | 7935_G_7 | 7935 | G | 7 |  | Combustion Turbine | IC Engine | MIS_MO | Missouri | 29 | Grundy | 79 | 29079 | 2 | 11564 | 2004 | 9999 |  |  | N | Distillate Fuel Oil | [12 empty] | 2.3 | 1.6498 | 1.6498 | 1.6498 | 1.6498 | [11 empty] | Dean Machinery | 100 | Dean Operations Inc | 100
onshore wind | Nine Canyon | 7936_G_1 | 7936 | G | 1 |  | Onshore Wind |  | WECC_PNW | Washington | 53 | Benton | 5 | 53005 | 95 | 0 | 2002 | 9999 |  |  | N | Wind | [13 empty] | 0 | 0 | 0 | 0 | [11 empty] | PUD No 1 of Okanogan County | 25 | PUD No 1 of Okanogan County | 25
natural gas peaker | Ponton Diesel Generating Facility | 7940_G_1 | 7940 | G | 1 |  | Combustion Turbine | IC Engine | PJM_Dom | Virginia | 51 | Amelia | 7 | 51007 | 2 | 10745 | 2002 | 9999 |  |  | N | Distillate Fuel Oil | [12 empty] | 2.64 | 1.6498 | 1.6498 | 1.6498 | 1.6498 | [11 empty] | Old Dominion Electric Coop | 100 | Old Dominion Electric Coop | 100
natural gas peaker | Ponton Diesel Generating Facility | 7940_G_2 | 7940 | G | 2 |  | Combustion Turbine | IC Engine | PJM_Dom | Virginia | 51 | Amelia | 7 | 51007 | 2 | 10745 | 2002 | 9999 |  |  | N | Distillate Fuel Oil | [13 empty] | 1.6498 | 1.6498 | 1.6498 | 1.6498 | [11 empty] | Old Dominion Electric Coop | 100 | Old Dominion Electric Coop | 100
natural gas peaker | Nottoway Diesel Generating Facility | 7941_G_1 | 7941 | G | 1 |  | Combustion Turbine | IC Engine | PJM_Dom | Virginia | 51 | Southampton | 175 | 51175 | 2 | 10745 | 2002 | 9999 |  |  | N | Distillate Fuel Oil | [12 empty] | 2.64 | 4.2548 | 4.2548 | 4.2548 | 4.2548 | [11 empty] | Old Dominion Electric Coop | 100 | Old Dominion Electric Coop | 100
natural gas peaker | Nottoway Diesel Generating Facility | 7941_G_2 | 7941 | G | 2 |  | Combustion Turbine | IC Engine | PJM_Dom | Virginia | 51 | Southampton | 175 | 51175 | 2 | 10745 | 2002 | 9999 |  |  | N | Distillate Fuel Oil | [13 empty] | 4.2548 | 4.2548 | 4.2548 | 4.2548 | [11 empty] | Old Dominion Electric Coop | 100 | Old Dominion Electric Coop | 100
hydro | Diamond Valley Lake | 7942_G_10 | 7942 | G | 10 |  | Hydro |  | WECC_SCE | California | 6 | Riverside | 65 | 06065 | 3.3 | 0 | 2001 | 9999 |  |  | N | Hydro | [13 empty] | 0 | 0 | 0 | 0 | [11 empty] | Metropolitan Water District | 100 | Metropolitan Water District | 100
hydro | Diamond Valley Lake | 7942_G_11 | 7942 | G | 11 |  | Hydro |  | WECC_SCE | California | 6 | Riverside | 65 | 06065 | 3.3 | 0 | 2001 | 9999 |  |  | N | Hydro | [13 empty] | 0 | 0 | 0 | 0 | [11 empty] | Metropolitan Water District | 100 | Metropolitan Water District | 100
hydro | Diamond Valley Lake | 7942_G_12 | 7942 | G | 12 |  | Hydro |  | WECC_SCE | California | 6 | Riverside | 65 | 06065 | 3.3 | 0 | 2001 | 9999 |  |  | N | Hydro | [13 empty] | 0 | 0 | 0 | 0 | [11 empty] | Metropolitan Water District | 100 | Metropolitan Water District | 100
hydro | Diamond Valley Lake | 7942_G_2 | 7942 | G | 2 |  | Hydro |  | WECC_SCE | California | 6 | Riverside | 65 | 06065 | 3.3 | 0 | 2001 | 9999 |  |  | N | Hydro | [13 empty] | 0 | 0 | 0 | 0 | [11 empty] | Metropolitan Water District | 100 | Metropolitan Water District | 100
hydro | Diamond Valley Lake | 7942_G_3 | 7942 | G | 3 |  | Hydro |  | WECC_SCE | California | 6 | Riverside | 65 | 06065 | 3.3 | 0 | 2001 | 9999 |  |  | N | Hydro | [13 empty] | 0 | 0 | 0 | 0 | [11 empty] | Metropolitan Water District | 100 | Metropolitan Water District | 100
hydro | Diamond Valley Lake | 7942_G_4 | 7942 | G | 4 |  | Hydro |  | WECC_SCE | California | 6 | Riverside | 65 | 06065 | 3.3 | 0 | 2001 | 9999 |  |  | N | Hydro | [13 empty] | 0 | 0 | 0 | 0 | [11 empty] | Metropolitan Water District | 100 | Metropolitan Water District | 100
hydro | Diamond Valley Lake | 7942_G_6 | 7942 | G | 6 |  | Hydro |  | WECC_SCE | California | 6 | Riverside | 65 | 06065 | 3.3 | 0 | 2001 | 9999 |  |  | N | Hydro | [13 empty] | 0 | 0 | 0 | 0 | [11 empty] | Metropolitan Water District | 100 | Metropolitan Water District | 100
hydro | Diamond Valley Lake | 7942_G_7 | 7942 | G | 7 |  | Hydro |  | WECC_SCE | California | 6 | Riverside | 65 | 06065 | 3.3 | 0 | 2001 | 9999 |  |  | N | Hydro | [13 empty] | 0 | 0 | 0 | 0 | [11 empty] | Metropolitan Water District | 100 | Metropolitan Water District | 100
hydro | Diamond Valley Lake | 7942_G_8 | 7942 | G | 8 |  | Hydro |  | WECC_SCE | California | 6 | Riverside | 65 | 06065 | 3.3 | 0 | 2001 | 9999 |  |  | N | Hydro | [13 empty] | 0 | 0 | 0 | 0 | [11 empty] | Metropolitan Water District | 100 | Metropolitan Water District | 100
natural gas combined cycle | Wansley Unit 9 | 7946_G_CT1 | 7946 | G | CT1 | 8402 | Combined Cycle |  | S_SOU | Georgia | 13 | Heard | 149 | 13149 | 143.4 | 7219 | 2004 | 9999 |  |  | N | Natural Gas |  |  |  | DLNB | SCR | [8 empty] | 0.011061 | 0.011061 | 0.011061 | 0.011061 | [11 empty] | Municipal Electric Authority of Georgia | 100 | Municipal Electric Authority of Georgia | 100
natural gas combined cycle | Wansley Unit 9 | 7946_G_CT2 | 7946 | G | CT2 | 8404 | Combined Cycle |  | S_SOU | Georgia | 13 | Heard | 149 | 13149 | 140.6 | 7219 | 2004 | 9999 |  |  | N | Natural Gas |  |  |  | DLNB | SCR | [8 empty] | 0.011061 | 0.011061 | 0.011061 | 0.011061 | [11 empty] | Municipal Electric Authority of Georgia | 100 | Municipal Electric Authority of Georgia | 100
natural gas combined cycle | Wansley Unit 9 | 7946_G_ST1 | 7946 | G | ST1 | 8402 | Combined Cycle |  | S_SOU | Georgia | 13 | Heard | 149 | 13149 | 201.7 | 7219 | 2004 | 9999 |  |  | N | Natural Gas |  |  |  | LNB + NH3 | SCR | [8 empty] | 0.011061 | 0.011061 | 0.011061 | 0.011061 | [11 empty] | Municipal Electric Authority of Georgia | 100 | Municipal Electric Authority of Georgia | 100
natural gas peaker | Solway CT | 7947_G_1 | 7947 | G | 1 | 8406 | Combustion Turbine |  | MIS_MAPP | Minnesota | 27 | Beltrami | 7 | 27007 | 43.1 | 10745 | 2003 | 9999 |  |  | N | Natural Gas, Distillate Fuel Oil |  |  |  | H2O | [9 empty] | 0.12634 | 0.12634 | 0.12634 | 0.12634 | [11 empty] | Otter Tail Power Co | 100 | Otter Tail Corp | 100
natural gas peaker | Solway CT | 7947_G_D1 | 7947 | G | D1 |  | Combustion Turbine | IC Engine | MIS_MAPP | Minnesota | 27 | Beltrami | 7 | 27007 | 1.3 | 12283 | 2005 | 9999 |  |  | N | Distillate Fuel Oil | [13 empty] | 1.6498 | 1.6498 | 1.6498 | 1.6498 | [11 empty] | Otter Tail Power Co | 100 | Otter Tail Corp | 100
natural gas peaker | Lawrence County Station | 7948_G_1 | 7948 | G | 1 | 8410 | Combustion Turbine |  | MIS_INKY | Indiana | 18 | Lawrence | 93 | 18093 | 43.8 | 11069 | 2005 | 9999 |  |  | N | Natural Gas |  |  |  | H2O | [8 empty] | 0.006 | 0.0943 | 0.0943 | 0.0943 | 0.0943 | [11 empty] | Hoosier Energy Rural Electric Coop Inc | 100 | Hoosier Energy Rural Electric Coop Inc | 100
natural gas peaker | Lawrence County Station | 7948_G_2 | 7948 | G | 2 | 8412 | Combustion Turbine |  | MIS_INKY | Indiana | 18 | Lawrence | 93 | 18093 | 43.8 | 11073 | 2005 | 9999 |  |  | N | Natural Gas |  |  |  | H2O | [8 empty] | 0.006 | 0.08362 | 0.08362 | 0.08362 | 0.08362 | [11 empty] | Hoosier Energy Rural Electric Coop Inc | 100 | Hoosier Energy Rural Electric Coop Inc | 100
natural gas peaker | Lawrence County Station | 7948_G_3 | 7948 | G | 3 | 8414 | Combustion Turbine |  | MIS_INKY | Indiana | 18 | Lawrence | 93 | 18093 | 43.8 | 11070 | 2005 | 9999 |  |  | N | Natural Gas |  |  |  | H2O | [8 empty] | 0.006 | 0.08558 | 0.08558 | 0.08558 | 0.08558 | [11 empty] | Hoosier Energy Rural Electric Coop Inc | 100 | Hoosier Energy Rural Electric Coop Inc | 100
natural gas peaker | Lawrence County Station | 7948_G_4 | 7948 | G | 4 | 8416 | Combustion Turbine |  | MIS_INKY | Indiana | 18 | Lawrence | 93 | 18093 | 43.8 | 11070 | 2005 | 9999 |  |  | N | Natural Gas |  |  |  | H2O | [8 empty] | 0.006 | 0.09463 | 0.09463 | 0.09463 | 0.09463 | [11 empty] | Hoosier Energy Rural Electric Coop Inc | 100 | Hoosier Energy Rural Electric Coop Inc | 100
natural gas peaker | Lawrence County Station | 7948_G_5 | 7948 | G | 5 | 88290 | Combustion Turbine |  | MIS_INKY | Indiana | 18 | Lawrence | 93 | 18093 | 43.8 | 11070 | 2005 | 9999 |  |  | N | Natural Gas |  |  |  | H2O | [8 empty] | 0.006 | 0.0914 | 0.0914 | 0.0914 | 0.0914 | [11 empty] | Wabash Valley Power Association Inc | 100 | Wabash Valley Power Association Inc | 100
natural gas peaker | Lawrence County Station | 7948_G_6 | 7948 | G | 6 | 88291 | Combustion Turbine |  | MIS_INKY | Indiana | 18 | Lawrence | 93 | 18093 | 43.8 | 11067 | 2005 | 9999 |  |  | N | Natural Gas |  |  |  | H2O | [8 empty] | 0.006 | 0.10053 | 0.10053 | 0.10053 | 0.10053 | [11 empty] | Wabash Valley Power Association Inc | 100 | Wabash Valley Power Association Inc | 100
natural gas peaker | Evander Andrews Power Complex | 7953_G_2 | 7953 | G | 2 | 8422 | Combustion Turbine |  | WECC_ID | Idaho | 16 | Elmore | 39 | 16039 | 41.4 | 10745 | 2001 | 9999 |  |  | N | Natural Gas |  |  |  | DLNB | [8 empty] | 1.75 | 0.09374 | 0.09374 | 0.09374 | 0.09374 | [11 empty] | Idaho Power Co | 100 | IDACORP Inc | 100
natural gas peaker | Evander Andrews Power Complex | 7953_G_3 | 7953 | G | 3 | 8424 | Combustion Turbine |  | WECC_ID | Idaho | 16 | Elmore | 39 | 16039 | 39 | 10745 | 2001 | 9999 |  |  | N | Natural Gas |  |  |  | DLNB | [8 empty] | 1.75 | 0.07248 | 0.07248 | 0.07248 | 0.07248 | [11 empty] | Idaho Power Co | 100 | IDACORP Inc | 100
natural gas peaker | Evander Andrews Power Complex | 7953_G_1 | 7953 | G | 1 | 90108 | Combustion Turbine |  | WECC_ID | Idaho | 16 | Elmore | 39 | 16039 | 171 | 10745 | 2008 | 9999 |  |  | N | Natural Gas |  |  |  | DLNB | [9 empty] | 0.03218 | 0.03218 | 0.03218 | 0.03218 | [11 empty] | Idaho Power Co | 100 | IDACORP Inc | 100
natural gas peaker | Field Street | 7954_G_1 | 7954 | G | 1 |  | Combustion Turbine |  | FRCC | Florida | 12 | Volusia | 127 | 12127 | 22 | 25000 | 2001 | 9999 |  |  | N | Distillate Fuel Oil | [12 empty] | 0.8 | 0.59664 | 0.59664 | 0.59664 | 0.59664 | [11 empty] | Utilities Commission New Smyrna Beach | 100 | Utilities Commission New Smyrna Beach | 100
natural gas peaker | Field Street | 7954_G_2 | 7954 | G | 2 |  | Combustion Turbine |  | FRCC | Florida | 12 | Volusia | 127 | 12127 | 22 | 25000 | 2001 | 9999 |  |  | N | Distillate Fuel Oil | [12 empty] | 0.8 | 0.63551 | 0.63551 | 0.63551 | 0.63551 | [11 empty] | Utilities Commission New Smyrna Beach | 100 | Utilities Commission New Smyrna Beach | 100
biomass | Elk City Station | 7955_G_1 | 7955 | G | 1 |  | Landfill Gas |  | SPP_NEBR | Nebraska | 31 | Douglas | 55 | 31055 | 0.8 | 13500 | 2002 | 9999 |  |  | N | Landfill Gas | [13 empty] | 0.22117 | 0.22117 | 0.22117 | 0.22117 | [11 empty] | Omaha Public Power District | 100 | Omaha Public Power District | 100
biomass | Elk City Station | 7955_G_2 | 7955 | G | 2 |  | Landfill Gas |  | SPP_NEBR | Nebraska | 31 | Douglas | 55 | 31055 | 0.8 | 13500 | 2002 | 9999 |  |  | N | Landfill Gas | [13 empty] | 0.22117 | 0.22117 | 0.22117 | 0.22117 | [11 empty] | Omaha Public Power District | 100 | Omaha Public Power District | 100
biomass | Elk City Station | 7955_G_3 | 7955 | G | 3 |  | Landfill Gas |  | SPP_NEBR | Nebraska | 31 | Douglas | 55 | 31055 | 0.8 | 13500 | 2002 | 9999 |  |  | N | Landfill Gas | [13 empty] | 0.22117 | 0.22117 | 0.22117 | 0.22117 | [11 empty] | Omaha Public Power District | 100 | Omaha Public Power District | 100
biomass | Elk City Station | 7955_G_4 | 7955 | G | 4 |  | Landfill Gas |  | SPP_NEBR | Nebraska | 31 | Douglas | 55 | 31055 | 0.8 | 13500 | 2002 | 9999 |  |  | N | Landfill Gas | [13 empty] | 0.22117 | 0.22117 | 0.22117 | 0.22117 | [11 empty] | Omaha Public Power District | 100 | Omaha Public Power District | 100
biomass | Elk City Station | 7955_G_5 | 7955 | G | 5 |  | Landfill Gas |  | SPP_NEBR | Nebraska | 31 | Douglas | 55 | 31055 | 0.8 | 13500 | 2006 | 9999 |  |  | N | Landfill Gas | [13 empty] | 0.22117 | 0.22117 | 0.22117 | 0.22117 | [11 empty] | Omaha Public Power District | 100 | Omaha Public Power District | 100
biomass | Elk City Station | 7955_G_6 | 7955 | G | 6 |  | Landfill Gas |  | SPP_NEBR | Nebraska | 31 | Douglas | 55 | 31055 | 0.8 | 13500 | 2006 | 9999 |  |  | N | Landfill Gas | [13 empty] | 0.22117 | 0.22117 | 0.22117 | 0.22117 | [11 empty] | Omaha Public Power District | 100 | Omaha Public Power District | 100
biomass | Elk City Station | 7955_G_7 | 7955 | G | 7 |  | Landfill Gas |  | SPP_NEBR | Nebraska | 31 | Douglas | 55 | 31055 | 0.8 | 13500 | 2006 | 9999 |  |  | N | Landfill Gas | [13 empty] | 0.22117 | 0.22117 | 0.22117 | 0.22117 | [11 empty] | Omaha Public Power District | 100 | Omaha Public Power District | 100
biomass | Elk City Station | 7955_G_8 | 7955 | G | 8 |  | Landfill Gas |  | SPP_NEBR | Nebraska | 31 | Douglas | 55 | 31055 | 0.8 | 13500 | 2009 | 9999 |  |  | N | Landfill Gas | [13 empty] | 0.22117 | 0.22117 | 0.22117 | 0.22117 | [11 empty] | Omaha Public Power District | 100 | Omaha Public Power District | 100
natural gas peaker | Sediver | 7957_G_1 | 7957 | G | 1 |  | Combustion Turbine | IC Engine | S_VACA | South Carolina | 45 | York | 91 | 45091 | 2.4 | 10745 | 2003 | 9999 |  |  | N | Distillate Fuel Oil | [12 empty] | 3.5 | 1.6498 | 1.6498 | 1.6498 | 1.6498 | [11 empty] | Santee Cooper | 100 | Santee Cooper | 100
biomass | Horry Land Fill Gas Site | 7958_G_HG1 | 7958 | G | HG1 |  | Landfill Gas |  | S_VACA | South Carolina | 45 | Horry | 51 | 45051 | 1.1 | 13500 | 2001 | 9999 |  |  | N | Landfill Gas | [13 empty] | 0.22117 | 0.22117 | 0.22117 | 0.22117 | [11 empty] | Santee Cooper | 100 | Santee Cooper | 100
biomass | Horry Land Fill Gas Site | 7958_G_HG2 | 7958 | G | HG2 |  | Landfill Gas |  | S_VACA | South Carolina | 45 | Horry | 51 | 45051 | 1.1 | 13500 | 2001 | 9999 |  |  | N | Landfill Gas | [13 empty] | 0.22117 | 0.22117 | 0.22117 | 0.22117 | [11 empty] | Santee Cooper | 100 | Santee Cooper | 100
biomass | Horry Land Fill Gas Site | 7958_G_HG3 | 7958 | G | HG3 |  | Landfill Gas |  | S_VACA | South Carolina | 45 | Horry | 51 | 45051 | 1.1 | 13500 | 2003 | 9999 |  |  | N | Landfill Gas | [13 empty] | 0.22117 | 0.22117 | 0.22117 | 0.22117 | [11 empty] | Santee Cooper | 100 | Santee Cooper | 100
natural gas peaker | Kemper County | 7960_G_GT1 | 7960 | G | GT1 | 3379 | Combustion Turbine |  | S_C_TVA | Mississippi | 28 | Kemper | 69 | 28069 | 73.3 | 12134 | 2002 | 9999 |  |  | N | Natural Gas, Distillate Fuel Oil | [12 empty] | 4.8 | 0.03242 | 0.03242 | 0.03242 | 0.03242 | [11 empty] | Tennessee Valley Authority | 100 | Tennessee Valley Authority | 100
natural gas peaker | Kemper County | 7960_G_GT2 | 7960 | G | GT2 | 3380 | Combustion Turbine |  | S_C_TVA | Mississippi | 28 | Kemper | 69 | 28069 | 73.3 | 12134 | 2002 | 9999 |  |  | N | Natural Gas, Distillate Fuel Oil | [12 empty] | 4.8 | 0.03176 | 0.03176 | 0.03176 | 0.03176 | [11 empty] | Tennessee Valley Authority | 100 | Tennessee Valley Authority | 100
natural gas peaker | Kemper County | 7960_G_GT3 | 7960 | G | GT3 | 3381 | Combustion Turbine |  | S_C_TVA | Mississippi | 28 | Kemper | 69 | 28069 | 73.3 | 12134 | 2002 | 9999 |  |  | N | Natural Gas, Distillate Fuel Oil | [12 empty] | 4.8 | 0.03025 | 0.03025 | 0.03025 | 0.03025 | [11 empty] | Tennessee Valley Authority | 100 | Tennessee Valley Authority | 100
natural gas peaker | Kemper County | 7960_G_GT4 | 7960 | G | GT4 | 3382 | Combustion Turbine |  | S_C_TVA | Mississippi | 28 | Kemper | 69 | 28069 | 73.3 | 12134 | 2002 | 9999 |  |  | N | Natural Gas, Distillate Fuel Oil | [12 empty] | 4.8 | 0.03494 | 0.03494 | 0.03494 | 0.03494 | [11 empty] | Tennessee Valley Authority | 100 | Tennessee Valley Authority | 100
natural gas peaker | Warren F Sam Beasley Generation Station | 7962_G_001 | 7962 | G | 001 | 8426 | Combustion Turbine |  | PJM_EMAC | Delaware | 10 | Kent | 1 | 10001 | 48 | 10916 | 2002 | 9999 |  |  | N | Natural Gas, Distillate Fuel Oil |  |  |  | H2O | SCR | [7 empty] | 0.05 | 0.01615 | 0.01615 | 0.01615 | 0.01615 | [11 empty] | Delaware Municipal Electric Corp | 100 | Delaware Municipal Electric Corp | 100
natural gas peaker | Warren F Sam Beasley Generation Station | 7962_G_002 | 7962 | G | 002 | 90703 | Combustion Turbine |  | PJM_EMAC | Delaware | 10 | Kent | 1 | 10001 | 50 | 10916 | 2012 | 9999 |  |  | N | Natural Gas, Distillate Fuel Oil |  |  |  | H2O | SCR | [8 empty] | 0.01965 | 0.01965 | 0.01965 | 0.01965 | [11 empty] | Delaware Municipal Electric Corp | 100 | Delaware Municipal Electric Corp | 100
natural gas peaker | Peno Creek | 7964_G_GT1 | 7964 | G | GT1 | 9048 | Combustion Turbine |  | MIS_MO | Missouri | 29 | Pike | 163 | 29163 | 47 | 11264 | 2002 | 9999 |  |  | N | Natural Gas, Distillate Fuel Oil |  |  |  | H2O | [8 empty] | 0.05 | 0.08927 | 0.08927 | 0.08927 | 0.08927 | [11 empty] | Ameren Missouri | 100 | Ameren Corp | 100
natural gas peaker | Peno Creek | 7964_G_GT2 | 7964 | G | GT2 | 9050 | Combustion Turbine |  | MIS_MO | Missouri | 29 | Pike | 163 | 29163 | 47 | 11265 | 2002 | 9999 |  |  | N | Natural Gas, Distillate Fuel Oil |  |  |  | H2O | [8 empty] | 0.05 | 0.093 | 0.093 | 0.093 | 0.093 | [11 empty] | Ameren Missouri | 100 | Ameren Corp | 100
natural gas peaker | Peno Creek | 7964_G_GT3 | 7964 | G | GT3 | 9052 | Combustion Turbine |  | MIS_MO | Missouri | 29 | Pike | 163 | 29163 | 47 | 11265 | 2002 | 9999 |  |  | N | Natural Gas, Distillate Fuel Oil |  |  |  | H2O | [8 empty] | 0.05 | 0.0888 | 0.0888 | 0.0888 | 0.0888 | [11 empty] | Ameren Missouri | 100 | Ameren Corp | 100
natural gas peaker | Peno Creek | 7964_G_GT4 | 7964 | G | GT4 | 9054 | Combustion Turbine |  | MIS_MO | Missouri | 29 | Pike | 163 | 29163 | 47 | 11265 | 2002 | 9999 |  |  | N | Natural Gas, Distillate Fuel Oil |  |  |  | H2O | [8 empty] | 0.05 | 0.08962 | 0.08962 | 0.08962 | 0.08962 | [11 empty] | Ameren Missouri | 100 | Ameren Corp | 100
onshore wind | Salt Valley Wind Plant | 7965_G_G1 | 7965 | G | G1 |  | Onshore Wind |  | SPP_NEBR | Nebraska | 31 | Lancaster | 109 | 31109 | 0.7 | 0 | 1998 | 9999 |  |  | N | Wind | [13 empty] | 0 | 0 | 0 | 0 | [11 empty] | Lincoln Electric System | 100 | Lincoln Electric System | 100
onshore wind | Salt Valley Wind Plant | 7965_G_G2 | 7965 | G | G2 |  | Onshore Wind |  | SPP_NEBR | Nebraska | 31 | Lancaster | 109 | 31109 | 0.7 | 0 | 1999 | 9999 |  |  | N | Wind | [13 empty] | 0 | 0 | 0 | 0 | [11 empty] | Lincoln Electric System | 100 | Lincoln Electric System | 100
onshore wind | Iowa Distributed Wind Generation Project | 7966_G_IDWG | 7966 | G | IDWG |  | Onshore Wind |  | MIS_MIDA | Iowa | 19 | Kossuth | 109 | 19109 | 2.3 | 0 | 2000 | 9999 |  |  | N | Wind | [13 empty] | 0 | 0 | 0 | 0 | [11 empty] | Cedar Falls Utilities | 100 | Cedar Falls Utilities | 100
natural gas peaker | Lordsburg Generating | 7967_G_GT1 | 7967 | G | GT1 | 9190 | Combustion Turbine |  | WECC_NM | New Mexico | 35 | Hidalgo | 23 | 35023 | 37 | 11948 | 2002 | 9999 |  |  | N | Natural Gas |  |  |  | H2O | [8 empty] | 0.001 | 0.09367 | 0.09367 | 0.09367 | 0.09367 | [11 empty] | Public Service Co of New Mexico | 100 | PNM Resources Inc | 100
natural gas peaker | Lordsburg Generating | 7967_G_GT2 | 7967 | G | GT2 | 9191 | Combustion Turbine |  | WECC_NM | New Mexico | 35 | Hidalgo | 23 | 35023 | 37 | 11949 | 2002 | 9999 |  |  | N | Natural Gas |  |  |  | H2O | [8 empty] | 0.001 | 0.10326 | 0.10326 | 0.10326 | 0.10326 | [11 empty] | Public Service Co of New Mexico | 100 | PNM Resources Inc | 100
natural gas peaker | Pella Peaking | 7971_G_10 | 7971 | G | 10 |  | Combustion Turbine | IC Engine | MIS_MIDA | Iowa | 19 | Marion | 125 | 19125 | 1.8 | 10745 | 2003 | 9999 |  |  | N | Distillate Fuel Oil | [12 empty] | 0.15 | 1.6498 | 1.6498 | 1.6498 | 1.6498 | [11 empty] | Pella Municipal Light & Power | 100 | Pella Municipal Light & Power | 100
natural gas peaker | Pella Peaking | 7971_G_11 | 7971 | G | 11 |  | Combustion Turbine | IC Engine | MIS_MIDA | Iowa | 19 | Marion | 125 | 19125 | 1.8 | 10745 | 2003 | 9999 |  |  | N | Distillate Fuel Oil | [12 empty] | 0.15 | 1.6498 | 1.6498 | 1.6498 | 1.6498 | [11 empty] | Pella Municipal Light & Power | 100 | Pella Municipal Light & Power | 100
natural gas peaker | Pella Peaking | 7971_G_12 | 7971 | G | 12 |  | Combustion Turbine | IC Engine | MIS_MIDA | Iowa | 19 | Marion | 125 | 19125 | 1.8 | 10745 | 2003 | 9999 |  |  | N | Distillate Fuel Oil | [12 empty] | 0.15 | 1.6498 | 1.6498 | 1.6498 | 1.6498 | [11 empty] | Pella Municipal Light & Power | 100 | Pella Municipal Light & Power | 100
natural gas peaker | Pella Peaking | 7971_G_13 | 7971 | G | 13 |  | Combustion Turbine | IC Engine | MIS_MIDA | Iowa | 19 | Marion | 125 | 19125 | 1.8 | 10745 | 2003 | 9999 |  |  | N | Distillate Fuel Oil | [12 empty] | 0.15 | 1.6498 | 1.6498 | 1.6498 | 1.6498 | [11 empty] | Pella Municipal Light & Power | 100 | Pella Municipal Light & Power | 100
natural gas peaker | Pella Peaking | 7971_G_14 | 7971 | G | 14 |  | Combustion Turbine | IC Engine | MIS_MIDA | Iowa | 19 | Marion | 125 | 19125 | 1.8 | 10745 | 2003 | 9999 |  |  | N | Distillate Fuel Oil | [12 empty] | 0.15 | 1.6498 | 1.6498 | 1.6498 | 1.6498 | [11 empty] | Pella Municipal Light & Power | 100 | Pella Municipal Light & Power | 100
natural gas peaker | Pella Peaking | 7971_G_15 | 7971 | G | 15 |  | Combustion Turbine | IC Engine | MIS_MIDA | Iowa | 19 | Marion | 125 | 19125 | 1.8 | 10745 | 2003 | 9999 |  |  | N | Distillate Fuel Oil | [13 empty] | 1.6498 | 1.6498 | 1.6498 | 1.6498 | [11 empty] | Pella Municipal Light & Power | 100 | Pella Municipal Light & Power | 100
natural gas peaker | Pella Peaking | 7971_G_16 | 7971 | G | 16 |  | Combustion Turbine | IC Engine | MIS_MIDA | Iowa | 19 | Marion | 125 | 19125 | 1.8 | 10745 | 2003 | 9999 |  |  | N | Distillate Fuel Oil | [13 empty] | 1.6498 | 1.6498 | 1.6498 | 1.6498 | [11 empty] | Pella Municipal Light & Power | 100 | Pella Municipal Light & Power | 100
natural gas peaker | Pella Peaking | 7971_G_3 | 7971 | G | 3 |  | Combustion Turbine | IC Engine | MIS_MIDA | Iowa | 19 | Marion | 125 | 19125 | 1.8 | 10745 | 2003 | 9999 |  |  | N | Distillate Fuel Oil | [12 empty] | 0.15 | 1.6498 | 1.6498 | 1.6498 | 1.6498 | [11 empty] | Pella Municipal Light & Power | 100 | Pella Municipal Light & Power | 100
natural gas peaker | Pella Peaking | 7971_G_4 | 7971 | G | 4 |  | Combustion Turbine | IC Engine | MIS_MIDA | Iowa | 19 | Marion | 125 | 19125 | 1.8 | 10745 | 2003 | 9999 |  |  | N | Distillate Fuel Oil | [12 empty] | 0.15 | 1.6498 | 1.6498 | 1.6498 | 1.6498 | [11 empty] | Pella Municipal Light & Power | 100 | Pella Municipal Light & Power | 100
natural gas peaker | Pella Peaking | 7971_G_5 | 7971 | G | 5 |  | Combustion Turbine | IC Engine | MIS_MIDA | Iowa | 19 | Marion | 125 | 19125 | 1.8 | 10745 | 2003 | 9999 |  |  | N | Distillate Fuel Oil | [12 empty] | 0.15 | 1.6498 | 1.6498 | 1.6498 | 1.6498 | [11 empty] | Pella Municipal Light & Power | 100 | Pella Municipal Light & Power | 100
natural gas peaker | Pella Peaking | 7971_G_6 | 7971 | G | 6 |  | Combustion Turbine | IC Engine | MIS_MIDA | Iowa | 19 | Marion | 125 | 19125 | 1.8 | 10745 | 2003 | 9999 |  |  | N | Distillate Fuel Oil | [12 empty] | 0.15 | 1.6498 | 1.6498 | 1.6498 | 1.6498 | [11 empty] | Pella Municipal Light & Power | 100 | Pella Municipal Light & Power | 100
natural gas peaker | Pella Peaking | 7971_G_7 | 7971 | G | 7 |  | Combustion Turbine | IC Engine | MIS_MIDA | Iowa | 19 | Marion | 125 | 19125 | 1.8 | 10745 | 2003 | 9999 |  |  | N | Distillate Fuel Oil | [12 empty] | 0.15 | 1.6498 | 1.6498 | 1.6498 | 1.6498 | [11 empty] | Pella Municipal Light & Power | 100 | Pella Municipal Light & Power | 100
natural gas peaker | Pella Peaking | 7971_G_8 | 7971 | G | 8 |  | Combustion Turbine | IC Engine | MIS_MIDA | Iowa | 19 | Marion | 125 | 19125 | 1.8 | 10745 | 2003 | 9999 |  |  | N | Distillate Fuel Oil | [12 empty] | 0.15 | 1.6498 | 1.6498 | 1.6498 | 1.6498 | [11 empty] | Pella Municipal Light & Power | 100 | Pella Municipal Light & Power | 100
natural gas peaker | Pella Peaking | 7971_G_9 | 7971 | G | 9 |  | Combustion Turbine | IC Engine | MIS_MIDA | Iowa | 19 | Marion | 125 | 19125 | 1.8 | 10745 | 2003 | 9999 |  |  | N | Distillate Fuel Oil | [12 empty] | 0.15 | 1.6498 | 1.6498 | 1.6498 | 1.6498 | [11 empty] | Pella Municipal Light & Power | 100 | Pella Municipal Light & Power | 100
natural gas peaker | Sumpter | 7972_G_1 | 7972 | G | 1 | 9882 | Combustion Turbine |  | MIS_LMI | Michigan | 26 | Wayne | 163 | 26163 | 77 | 12670 | 2002 | 9999 |  |  | N | Natural Gas |  |  |  | DLNB | [8 empty] | 1.67 | 0.03221 | 0.03221 | 0.03221 | 0.03221 | [11 empty] | Wolverine Power Supply Coop Inc | 100 | Wolverine Power Supply Coop Inc | 100
natural gas peaker | Sumpter | 7972_G_2 | 7972 | G | 2 | 9883 | Combustion Turbine |  | MIS_LMI | Michigan | 26 | Wayne | 163 | 26163 | 77.5 | 12670 | 2002 | 9999 |  |  | N | Natural Gas |  |  |  | DLNB | [8 empty] | 1.67 | 0.03599 | 0.03599 | 0.03599 | 0.03599 | [11 empty] | Wolverine Power Supply Coop Inc | 100 | Wolverine Power Supply Coop Inc | 100
natural gas peaker | Sumpter | 7972_G_3 | 7972 | G | 3 | 9884 | Combustion Turbine |  | MIS_LMI | Michigan | 26 | Wayne | 163 | 26163 | 76.6 | 12670 | 2002 | 9999 |  |  | N | Natural Gas |  |  |  | DLNB | [8 empty] | 1.67 | 0.0369 | 0.0369 | 0.0369 | 0.0369 | [11 empty] | Wolverine Power Supply Coop Inc | 100 | Wolverine Power Supply Coop Inc | 100
natural gas peaker | Sumpter | 7972_G_4 | 7972 | G | 4 | 9885 | Combustion Turbine |  | MIS_LMI | Michigan | 26 | Wayne | 163 | 26163 | 77.3 | 12670 | 2002 | 9999 |  |  | N | Natural Gas |  |  |  | DLNB | [8 empty] | 1.67 | 0.03242 | 0.03242 | 0.03242 | 0.03242 | [11 empty] | Wolverine Power Supply Coop Inc | 100 | Wolverine Power Supply Coop Inc | 100
natural gas peaker | Sharpe | 7973_G_1 | 7973 | G | 1 |  | Combustion Turbine | IC Engine | SPP_N | Kansas | 20 | Coffey | 31 | 20031 | 2 | 12283 | 2002 | 9999 |  |  | N | Distillate Fuel Oil | [13 empty] | 1.6498 | 1.6498 | 1.6498 | 1.6498 | [11 empty] | Kansas Electric Power Coop Inc | 100 | Kansas Electric Power Coop Inc | 100
natural gas peaker | Sharpe | 7973_G_10 | 7973 | G | 10 |  | Combustion Turbine | IC Engine | SPP_N | Kansas | 20 | Coffey | 31 | 20031 | 2 | 12283 | 2002 | 9999 |  |  | N | Distillate Fuel Oil | [13 empty] | 1.6498 | 1.6498 | 1.6498 | 1.6498 | [11 empty] | Kansas Electric Power Coop Inc | 100 | Kansas Electric Power Coop Inc | 100
natural gas peaker | Sharpe | 7973_G_2 | 7973 | G | 2 |  | Combustion Turbine | IC Engine | SPP_N | Kansas | 20 | Coffey | 31 | 20031 | 2 | 12283 | 2002 | 9999 |  |  | N | Distillate Fuel Oil | [13 empty] | 1.6498 | 1.6498 | 1.6498 | 1.6498 | [11 empty] | Kansas Electric Power Coop Inc | 100 | Kansas Electric Power Coop Inc | 100
natural gas peaker | Sharpe | 7973_G_3 | 7973 | G | 3 |  | Combustion Turbine | IC Engine | SPP_N | Kansas | 20 | Coffey | 31 | 20031 | 2 | 12283 | 2002 | 9999 |  |  | N | Distillate Fuel Oil | [13 empty] | 1.6498 | 1.6498 | 1.6498 | 1.6498 | [11 empty] | Kansas Electric Power Coop Inc | 100 | Kansas Electric Power Coop Inc | 100
natural gas peaker | Sharpe | 7973_G_4 | 7973 | G | 4 |  | Combustion Turbine | IC Engine | SPP_N | Kansas | 20 | Coffey | 31 | 20031 | 2 | 12283 | 2002 | 9999 |  |  | N | Distillate Fuel Oil | [13 empty] | 1.6498 | 1.6498 | 1.6498 | 1.6498 | [11 empty] | Kansas Electric Power Coop Inc | 100 | Kansas Electric Power Coop Inc | 100
natural gas peaker | Sharpe | 7973_G_5 | 7973 | G | 5 |  | Combustion Turbine | IC Engine | SPP_N | Kansas | 20 | Coffey | 31 | 20031 | 2 | 12283 | 2002 | 9999 |  |  | N | Distillate Fuel Oil | [13 empty] | 1.6498 | 1.6498 | 1.6498 | 1.6498 | [11 empty] | Kansas Electric Power Coop Inc | 100 | Kansas Electric Power Coop Inc | 100
natural gas peaker | Sharpe | 7973_G_6 | 7973 | G | 6 |  | Combustion Turbine | IC Engine | SPP_N | Kansas | 20 | Coffey | 31 | 20031 | 2 | 12283 | 2002 | 9999 |  |  | N | Distillate Fuel Oil | [13 empty] | 1.6498 | 1.6498 | 1.6498 | 1.6498 | [11 empty] | Kansas Electric Power Coop Inc | 100 | Kansas Electric Power Coop Inc | 100
natural gas peaker | Sharpe | 7973_G_7 | 7973 | G | 7 |  | Combustion Turbine | IC Engine | SPP_N | Kansas | 20 | Coffey | 31 | 20031 | 2 | 12283 | 2002 | 9999 |  |  | N | Distillate Fuel Oil | [13 empty] | 1.6498 | 1.6498 | 1.6498 | 1.6498 | [11 empty] | Kansas Electric Power Coop Inc | 100 | Kansas Electric Power Coop Inc | 100
natural gas peaker | Sharpe | 7973_G_8 | 7973 | G | 8 |  | Combustion Turbine | IC Engine | SPP_N | Kansas | 20 | Coffey | 31 | 20031 | 2 | 12283 | 2002 | 9999 |  |  | N | Distillate Fuel Oil | [13 empty] | 1.6498 | 1.6498 | 1.6498 | 1.6498 | [11 empty] | Kansas Electric Power Coop Inc | 100 | Kansas Electric Power Coop Inc | 100
natural gas peaker | Sharpe | 7973_G_9 | 7973 | G | 9 |  | Combustion Turbine | IC Engine | SPP_N | Kansas | 20 | Coffey | 31 | 20031 | 2 | 12283 | 2002 | 9999 |  |  | N | Distillate Fuel Oil | [13 empty] | 1.6498 | 1.6498 | 1.6498 | 1.6498 | [11 empty] | Kansas Electric Power Coop Inc | 100 | Kansas Electric Power Coop Inc | 100
onshore wind | Chamberlain Wind Project | 7974_G_WTC1 | 7974 | G | WTC1 |  | Onshore Wind |  | SPP_WAUE | South Dakota | 46 | Brule | 15 | 46015 | 1.3 | 0 | 2001 | 9999 |  |  | N | Wind | [13 empty] | 0 | 0 | 0 | 0 | [11 empty] | Basin Electric Power Coop | 100 | Basin Electric Power Coop | 100
onshore wind | Chamberlain Wind Project | 7974_G_WTC2 | 7974 | G | WTC2 |  | Onshore Wind |  | SPP_WAUE | South Dakota | 46 | Brule | 15 | 46015 | 1.3 | 0 | 2001 | 9999 |  |  | N | Wind | [13 empty] | 0 | 0 | 0 | 0 | [11 empty] | Basin Electric Power Coop | 100 | Basin Electric Power Coop | 100
natural gas peaker | Pyramid | 7975_G_1 | 7975 | G | 1 | 9287 | Combustion Turbine |  | WECC_NM | New Mexico | 35 | Hidalgo | 23 | 35023 | 39.5 | 10745 | 2003 | 9999 |  |  | N | Natural Gas, Distillate Fuel Oil |  |  |  | H2O | [8 empty] | 0.74 | 0.12001 | 0.12001 | 0.12001 | 0.12001 | [11 empty] | Tri State Generation & Transmission Association Inc | 100 | Tri State Generation & Transmission Association Inc | 100
natural gas peaker | Pyramid | 7975_G_2 | 7975 | G | 2 | 9288 | Combustion Turbine |  | WECC_NM | New Mexico | 35 | Hidalgo | 23 | 35023 | 39.5 | 10745 | 2003 | 9999 |  |  | N | Natural Gas, Distillate Fuel Oil |  |  |  | H2O | [8 empty] | 0.74 | 0.12026 | 0.12026 | 0.12026 | 0.12026 | [11 empty] | Tri State Generation & Transmission Association Inc | 100 | Tri State Generation & Transmission Association Inc | 100
natural gas peaker | Pyramid | 7975_G_3 | 7975 | G | 3 | 9289 | Combustion Turbine |  | WECC_NM | New Mexico | 35 | Hidalgo | 23 | 35023 | 39.5 | 10745 | 2003 | 9999 |  |  | N | Natural Gas, Distillate Fuel Oil |  |  |  | H2O | [8 empty] | 0.74 | 0.11798 | 0.11798 | 0.11798 | 0.11798 | [11 empty] | Tri State Generation & Transmission Association Inc | 100 | Tri State Generation & Transmission Association Inc | 100
natural gas peaker | Pyramid | 7975_G_4 | 7975 | G | 4 | 9290 | Combustion Turbine |  | WECC_NM | New Mexico | 35 | Hidalgo | 23 | 35023 | 39.5 | 10745 | 2003 | 9999 |  |  | N | Natural Gas, Distillate Fuel Oil |  |  |  | H2O | [8 empty] | 0.74 | 0.11409 | 0.11409 | 0.11409 | 0.11409 | [11 empty] | Tri State Generation & Transmission Association Inc | 100 | Tri State Generation & Transmission Association Inc | 100
natural gas peaker | Mulvane 2 | 7976_G_10 | 7976 | G | 10 |  | Combustion Turbine | IC Engine | SPP_N | Kansas | 20 | Sedgwick | 173 | 20173 | 3.8 | 19551 | 2003 | 9999 |  |  | N | Distillate Fuel Oil | [12 empty] | 3 | 1.6498 | 1.6498 | 1.6498 | 1.6498 | [11 empty] | Mulvane KS (City of) | 100 | Mulvane KS (City of) | 100
natural gas peaker | Mulvane 2 | 7976_G_11 | 7976 | G | 11 |  | Combustion Turbine | IC Engine | SPP_N | Kansas | 20 | Sedgwick | 173 | 20173 | 3.8 | 22909 | 2003 | 9999 |  |  | N | Distillate Fuel Oil | [12 empty] | 3 | 1.6498 | 1.6498 | 1.6498 | 1.6498 | [11 empty] | Mulvane KS (City of) | 100 | Mulvane KS (City of) | 100
natural gas peaker | Mulvane 2 | 7976_G_9 | 7976 | G | 9 |  | Combustion Turbine | IC Engine | SPP_N | Kansas | 20 | Sedgwick | 173 | 20173 | 1 | 22341 | 2003 | 9999 |  |  | N | Distillate Fuel Oil | [12 empty] | 3 | 1.6498 | 1.6498 | 1.6498 | 1.6498 | [11 empty] | Mulvane KS (City of) | 100 | Mulvane KS (City of) | 100
natural gas peaker | Granite Falls 2 | 7977_G_1 | 7977 | G | 1 |  | Combustion Turbine | IC Engine | MIS_MNWI | Minnesota | 27 | Yellow Medicine | 173 | 27173 | 2 | 25000 | 2003 | 9999 |  |  | N | Distillate Fuel Oil | [13 empty] | 1.6498 | 1.6498 | 1.6498 | 1.6498 | [11 empty] | Granite Falls Light & Water Dept | 100 | Granite Falls Light & Water Dept | 100
natural gas peaker | Granite Falls 2 | 7977_G_2 | 7977 | G | 2 |  | Combustion Turbine | IC Engine | MIS_MNWI | Minnesota | 27 | Yellow Medicine | 173 | 27173 | 2 | 25000 | 2003 | 9999 |  |  | N | Distillate Fuel Oil | [13 empty] | 1.6498 | 1.6498 | 1.6498 | 1.6498 | [11 empty] | Granite Falls Light & Water Dept | 100 | Granite Falls Light & Water Dept | 100
natural gas peaker | Granite Falls 2 | 7977_G_3 | 7977 | G | 3 |  | Combustion Turbine | IC Engine | MIS_MNWI | Minnesota | 27 | Yellow Medicine | 173 | 27173 | 2 | 25000 | 2003 | 9999 |  |  | N | Distillate Fuel Oil | [13 empty] | 1.6498 | 1.6498 | 1.6498 | 1.6498 | [11 empty] | Granite Falls Light & Water Dept | 100 | Granite Falls Light & Water Dept | 100
natural gas peaker | Mill Creek (SC) | 7981_G_1 | 7981 | G | 1 | 9192 | Combustion Turbine |  | S_VACA | South Carolina | 45 | Cherokee | 21 | 45021 | 71 | 13019 | 2002 | 9999 |  |  | N | Natural Gas, Distillate Fuel Oil |  |  |  | DLNB + H2O | [8 empty] | 3.5 | 0.03628 | 0.03628 | 0.03628 | 0.03628 | [11 empty] | Duke Energy Carolinas | 100 | Duke Energy Corp | 100
natural gas peaker | Mill Creek (SC) | 7981_G_2 | 7981 | G | 2 | 9193 | Combustion Turbine |  | S_VACA | South Carolina | 45 | Cherokee | 21 | 45021 | 70 | 13020 | 2002 | 9999 |  |  | N | Natural Gas, Distillate Fuel Oil |  |  |  | DLNB + H2O | [8 empty] | 3.5 | 0.03428 | 0.03428 | 0.03428 | 0.03428 | [11 empty] | Duke Energy Carolinas | 100 | Duke Energy Corp | 100
natural gas peaker | Mill Creek (SC) | 7981_G_3 | 7981 | G | 3 | 9194 | Combustion Turbine |  | S_VACA | South Carolina | 45 | Cherokee | 21 | 45021 | 71 | 13019 | 2002 | 9999 |  |  | N | Natural Gas, Distillate Fuel Oil |  |  |  | DLNB + H2O | [8 empty] | 3.5 | 0.03996 | 0.03996 | 0.03996 | 0.03996 | [11 empty] | Duke Energy Carolinas | 100 | Duke Energy Corp | 100
natural gas peaker | Mill Creek (SC) | 7981_G_4 | 7981 | G | 4 | 9195 | Combustion Turbine |  | S_VACA | South Carolina | 45 | Cherokee | 21 | 45021 | 70 | 13020 | 2002 | 9999 |  |  | N | Natural Gas, Distillate Fuel Oil |  |  |  | DLNB + H2O | [8 empty] | 3.5 | 0.03338 | 0.03338 | 0.03338 | 0.03338 | [11 empty] | Duke Energy Carolinas | 100 | Duke Energy Corp | 100
natural gas peaker | Mill Creek (SC) | 7981_G_5 | 7981 | G | 5 | 9196 | Combustion Turbine |  | S_VACA | South Carolina | 45 | Cherokee | 21 | 45021 | 69 | 13021 | 2003 | 9999 |  |  | N | Natural Gas, Distillate Fuel Oil |  |  |  | DLNB + H2O | [8 empty] | 3.5 | 0.03183 | 0.03183 | 0.03183 | 0.03183 | [11 empty] | Duke Energy Carolinas | 100 | Duke Energy Corp | 100
natural gas peaker | Mill Creek (SC) | 7981_G_6 | 7981 | G | 6 | 9197 | Combustion Turbine |  | S_VACA | South Carolina | 45 | Cherokee | 21 | 45021 | 71 | 13019 | 2003 | 9999 |  |  | N | Natural Gas, Distillate Fuel Oil |  |  |  | DLNB + H2O | [8 empty] | 3.5 | 0.03438 | 0.03438 | 0.03438 | 0.03438 | [11 empty] | Duke Energy Carolinas | 100 | Duke Energy Corp | 100
natural gas peaker | Mill Creek (SC) | 7981_G_7 | 7981 | G | 7 | 9198 | Combustion Turbine |  | S_VACA | South Carolina | 45 | Cherokee | 21 | 45021 | 70 | 13020 | 2003 | 9999 |  |  | N | Natural Gas, Distillate Fuel Oil |  |  |  | DLNB + H2O | [8 empty] | 3.5 | 0.02947 | 0.02947 | 0.02947 | 0.02947 | [11 empty] | Duke Energy Carolinas | 100 | Duke Energy Corp | 100
natural gas peaker | Mill Creek (SC) | 7981_G_8 | 7981 | G | 8 | 9199 | Combustion Turbine |  | S_VACA | South Carolina | 45 | Cherokee | 21 | 45021 | 71 | 13019 | 2003 | 9999 |  |  | N | Natural Gas, Distillate Fuel Oil |  |  |  | DLNB + H2O | [8 empty] | 3.5 | 0.02777 | 0.02777 | 0.02777 | 0.02777 | [11 empty] | Duke Energy Carolinas | 100 | Duke Energy Corp | 100
natural gas peaker | South Generation | 7982_G_3 | 7982 | G | 3 |  | Combustion Turbine | IC Engine | MIS_MNWI | Minnesota | 27 | Redwood | 127 | 27127 | 2 | 12608 | 2003 | 9999 |  |  | N | Distillate Fuel Oil | [13 empty] | 0.0114 | 0.0114 | 0.0114 | 0.0114 | [11 empty] | Redwood Falls Public Utility Commission | 100 | Redwood Falls Public Utility Commission | 100
natural gas peaker | South Generation | 7982_G_4 | 7982 | G | 4 |  | Combustion Turbine | IC Engine | MIS_MNWI | Minnesota | 27 | Redwood | 127 | 27127 | 2 | 12608 | 2003 | 9999 |  |  | N | Distillate Fuel Oil | [13 empty] | 0.01099 | 0.01099 | 0.01099 | 0.01099 | [11 empty] | Redwood Falls Public Utility Commission | 100 | Redwood Falls Public Utility Commission | 100
natural gas peaker | South Generation | 7982_G_5 | 7982 | G | 5 |  | Combustion Turbine | IC Engine | MIS_MNWI | Minnesota | 27 | Redwood | 127 | 27127 | 2.2 | 12621 | 2003 | 9999 |  |  | N | Distillate Fuel Oil | [13 empty] | 4.3905 | 4.3905 | 4.3905 | 4.3905 | [11 empty] | Redwood Falls Public Utility Commission | 100 | Redwood Falls Public Utility Commission | 100
natural gas peaker | Kalkaska CT #1 | 7984_G_001 | 7984 | G | 001 | 9291 | Combustion Turbine |  | MIS_LMI | Michigan | 26 | Kalkaska | 79 | 26079 | 47.3 | 10745 | 2002 | 9999 |  |  | N | Natural Gas |  |  |  | H2O | [8 empty] | 1.67 | 0.08998 | 0.08998 | 0.08998 | 0.08998 | [11 empty] | Michigan Public Power Agency | 100 | Michigan Public Power Agency | 100
natural gas combined cycle | Greater Des Moines | 7985_G_GT1 | 7985 | G | GT1 | 9886 | Combined Cycle |  | MIS_MIDA | Iowa | 19 | Polk | 153 | 19153 | 155.4 | 7823 | 2003 | 9999 |  |  | N | Natural Gas |  |  |  | DLNB | SCR | [7 empty] | 0.002 | 0.0095018 | 0.0095018 | 0.0095018 | 0.0095018 | [11 empty] | MidAmerican Energy Co | 100 | Berkshire Hathaway Inc | 100
natural gas combined cycle | Greater Des Moines | 7985_G_GT2 | 7985 | G | GT2 | 9887 | Combined Cycle |  | MIS_MIDA | Iowa | 19 | Polk | 153 | 19153 | 154.4 | 7823 | 2003 | 9999 |  |  | N | Natural Gas |  |  |  | DLNB | SCR | [7 empty] | 0.002 | 0.0095018 | 0.0095018 | 0.0095018 | 0.0095018 | [11 empty] | MidAmerican Energy Co | 100 | Berkshire Hathaway Inc | 100
natural gas combined cycle | Greater Des Moines | 7985_G_ST1 | 7985 | G | ST1 | 9886 | Combined Cycle |  | MIS_MIDA | Iowa | 19 | Polk | 153 | 19153 | 179 | 7823 | 2004 | 9999 |  |  | N | Natural Gas |  |  |  | DLNB | SCR | [7 empty] | 0.002 | 0.0095018 | 0.0095018 | 0.0095018 | 0.0095018 | [11 empty] | MidAmerican Energy Co | 100 | Berkshire Hathaway Inc | 100
natural gas peaker | Lake One | 7987_G_L1 | 7987 | G | L1 | 9888 | Combustion Turbine |  | WEC_LADW | California | 6 | Los Angeles | 37 | 06037 | 48 | 11549 | 2002 | 9999 |  |  | N | Natural Gas |  |  |  | H2O | SCR | [7 empty] | 0.74 | 0.01996 | 0.01996 | 0.01996 | 0.01996 | [11 empty] | Burbank Water & Power | 100 | Burbank Water & Power | 100
natural gas peaker | Silver Creek | 7988_G_1 | 7988 | G | 1 | 88205 | Combustion Turbine |  | MIS_MS | Mississippi | 28 | Jefferson Davis | 65 | 28065 | 75 | 12614 | 2003 | 9999 |  |  | N | Natural Gas |  |  |  | DLNB | [8 empty] | 4.8 | 0.03165 | 0.03165 | 0.03165 | 0.03165 | [11 empty] | Cooperative Energy | 100 | South Mississippi Electric Power Association | 100
natural gas peaker | Silver Creek | 7988_G_2 | 7988 | G | 2 | 88206 | Combustion Turbine |  | MIS_MS | Mississippi | 28 | Jefferson Davis | 65 | 28065 | 75 | 12614 | 2004 | 9999 |  |  | N | Natural Gas |  |  |  | DLNB | [8 empty] | 4.8 | 0.02473 | 0.02473 | 0.02473 | 0.02473 | [11 empty] | Cooperative Energy | 100 | South Mississippi Electric Power Association | 100
natural gas peaker | Silver Creek | 7988_G_3 | 7988 | G | 3 | 88207 | Combustion Turbine |  | MIS_MS | Mississippi | 28 | Jefferson Davis | 65 | 28065 | 75 | 12614 | 2005 | 9999 |  |  | N | Natural Gas |  |  |  | DLNB | [8 empty] | 4.8 | 0.02516 | 0.02516 | 0.02516 | 0.02516 | [11 empty] | Cooperative Energy | 100 | South Mississippi Electric Power Association | 100
natural gas peaker | Sylvarena | 7989_G_1 | 7989 | G | 1 | 88208 | Combustion Turbine |  | MIS_MS | Mississippi | 28 | Smith | 129 | 28129 | 43 | 10745 | 2003 | 9999 |  |  | N | Natural Gas |  |  |  | H2O | [8 empty] | 4.8 | 0.08868 | 0.08868 | 0.08868 | 0.08868 | [11 empty] | Cooperative Energy | 100 | South Mississippi Electric Power Association | 100
natural gas peaker | Sylvarena | 7989_G_2 | 7989 | G | 2 | 88209 | Combustion Turbine |  | MIS_MS | Mississippi | 28 | Smith | 129 | 28129 | 43 | 10745 | 2003 | 9999 |  |  | N | Natural Gas |  |  |  | H2O | [8 empty] | 4.8 | 0.08872 | 0.08872 | 0.08872 | 0.08872 | [11 empty] | Cooperative Energy | 100 | South Mississippi Electric Power Association | 100
natural gas peaker | Sylvarena | 7989_G_3 | 7989 | G | 3 | 88210 | Combustion Turbine |  | MIS_MS | Mississippi | 28 | Smith | 129 | 28129 | 43 | 10745 | 2003 | 9999 |  |  | N | Natural Gas |  |  |  | H2O | [8 empty] | 4.8 | 0.08805 | 0.08805 | 0.08805 | 0.08805 | [11 empty] | Cooperative Energy | 100 | South Mississippi Electric Power Association | 100
natural gas peaker | Altamont | 7990_G_1 | 7990 | G | 1 |  | Combustion Turbine | IC Engine | MIS_IL | Illinois | 17 | Effingham | 49 | 17049 | 1.8 | 10745 | 2002 | 9999 |  |  | N | Distillate Fuel Oil | [12 empty] | 1 | 1.6498 | 1.6498 | 1.6498 | 1.6498 | [11 empty] | Altamont IL (City of) | 100 | Altamont IL (City of) | 100
natural gas peaker | Altamont | 7990_G_2 | 7990 | G | 2 |  | Combustion Turbine | IC Engine | MIS_IL | Illinois | 17 | Effingham | 49 | 17049 | 1.8 | 10745 | 2002 | 9999 |  |  | N | Distillate Fuel Oil | [12 empty] | 1 | 1.6498 | 1.6498 | 1.6498 | 1.6498 | [11 empty] | Altamont IL (City of) | 100 | Altamont IL (City of) | 100
natural gas peaker | Altamont | 7990_G_3 | 7990 | G | 3 |  | Combustion Turbine | IC Engine | MIS_IL | Illinois | 17 | Effingham | 49 | 17049 | 1.8 | 10745 | 2002 | 9999 |  |  | N | Distillate Fuel Oil | [12 empty] | 1 | 1.6498 | 1.6498 | 1.6498 | 1.6498 | [11 empty] | Altamont IL (City of) | 100 | Altamont IL (City of) | 100
natural gas peaker | Altamont | 7990_G_4 | 7990 | G | 4 |  | Combustion Turbine | IC Engine | MIS_IL | Illinois | 17 | Effingham | 49 | 17049 | 1.8 | 10745 | 2006 | 9999 |  |  | N | Distillate Fuel Oil | [13 empty] | 1.6498 | 1.6498 | 1.6498 | 1.6498 | [11 empty] | Altamont IL (City of) | 100 | Altamont IL (City of) | 100
natural gas combined cycle | West Campus Cogeneration Facility | 7991_G_1 | 7991 | G | 1 | 10043 | Combined Cycle |  | MIS_WUMS | Wisconsin | 55 | Dane | 25 | 55025 | 31.6 | 8961 | 2005 | 9999 |  |  | Y | Natural Gas, Distillate Fuel Oil |  |  |  |  | SCR | [8 empty] | 0.0088965 | 0.0088965 | 0.0088965 | 0.0088965 | [11 empty] | Madison Gas & Electric Co | 55 | MGE Energy Inc | 55
natural gas combined cycle | West Campus Cogeneration Facility | 7991_G_CT2 | 7991 | G | CT2 | 10044 | Combined Cycle |  | MIS_WUMS | Wisconsin | 55 | Dane | 25 | 55025 | 32 | 8961 | 2005 | 9999 |  |  | Y | Natural Gas, Distillate Fuel Oil |  |  |  |  | SCR | [8 empty] | 0.0088965 | 0.0088965 | 0.0088965 | 0.0088965 | [11 empty] | Madison Gas & Electric Co | 55 | MGE Energy Inc | 55
natural gas combined cycle | West Campus Cogeneration Facility | 7991_G_STG1 | 7991 | G | STG1 | 10043 | Combined Cycle |  | MIS_WUMS | Wisconsin | 55 | Dane | 25 | 55025 | 66.5 | 8961 | 2005 | 9999 |  |  | Y | Natural Gas, Distillate Fuel Oil |  |  |  | H2O | SCR | [8 empty] | 0.0088965 | 0.0088965 | 0.0088965 | 0.0088965 | [11 empty] | Madison Gas & Electric Co | 55 | MGE Energy Inc | 55
natural gas peaker | Airport Industrial | 7995_G_IC1 | 7995 | G | IC1 |  | Combustion Turbine | IC Engine | WECC_CO | Colorado | 8 | Pueblo | 101 | 08101 | 2.5 | 12283 | 2002 | 9999 |  |  | N | Distillate Fuel Oil | [12 empty] | 1.2 | 1.6498 | 1.6498 | 1.6498 | 1.6498 | [11 empty] | Black Hills Colorado Electric LLC | 100 | Black Hills Corp | 100
natural gas peaker | Airport Industrial | 7995_G_IC2 | 7995 | G | IC2 |  | Combustion Turbine | IC Engine | WECC_CO | Colorado | 8 | Pueblo | 101 | 08101 | 2.5 | 12283 | 2002 | 9999 |  |  | N | Distillate Fuel Oil | [12 empty] | 1.2 | 1.6498 | 1.6498 | 1.6498 | 1.6498 | [11 empty] | Black Hills Colorado Electric LLC | 100 | Black Hills Corp | 100
natural gas peaker | Airport Industrial | 7995_G_IC3 | 7995 | G | IC3 |  | Combustion Turbine | IC Engine | WECC_CO | Colorado | 8 | Pueblo | 101 | 08101 | 2.5 | 12283 | 2002 | 9999 |  |  | N | Distillate Fuel Oil | [12 empty] | 1.2 | 1.6498 | 1.6498 | 1.6498 | 1.6498 | [11 empty] | Black Hills Colorado Electric LLC | 100 | Black Hills Corp | 100
natural gas peaker | Airport Industrial | 7995_G_IC4 | 7995 | G | IC4 |  | Combustion Turbine | IC Engine | WECC_CO | Colorado | 8 | Pueblo | 101 | 08101 | 2.5 | 12283 | 2002 | 9999 |  |  | N | Distillate Fuel Oil | [12 empty] | 1.2 | 1.6498 | 1.6498 | 1.6498 | 1.6498 | [11 empty] | Black Hills Colorado Electric LLC | 100 | Black Hills Corp | 100
natural gas peaker | Winston | 7997_G_WD01 | 7997 | G | WD01 |  | Combustion Turbine | IC Engine | FRCC | Florida | 12 | Polk | 105 | 12105 | 2.5 | 25000 | 2001 | 9999 |  |  | N | Distillate Fuel Oil |  |  |  |  | SCR | [7 empty] | 0.8 | 0.28169 | 0.28169 | 0.28169 | 0.28169 | [11 empty] | Lakeland Dept of Electric Water Utilities | 100 | Lakeland Dept of Electric Water Utilities | 100
natural gas peaker | Winston | 7997_G_WD02 | 7997 | G | WD02 |  | Combustion Turbine | IC Engine | FRCC | Florida | 12 | Polk | 105 | 12105 | 2.5 | 25000 | 2001 | 9999 |  |  | N | Distillate Fuel Oil |  |  |  |  | SCR | [7 empty] | 0.8 | 0.28168 | 0.28168 | 0.28168 | 0.28168 | [11 empty] | Lakeland Dept of Electric Water Utilities | 100 | Lakeland Dept of Electric Water Utilities | 100
natural gas peaker | Winston | 7997_G_WD03 | 7997 | G | WD03 |  | Combustion Turbine | IC Engine | FRCC | Florida | 12 | Polk | 105 | 12105 | 2.5 | 25000 | 2001 | 9999 |  |  | N | Distillate Fuel Oil |  |  |  |  | SCR | [7 empty] | 0.8 | 0.28168 | 0.28168 | 0.28168 | 0.28168 | [11 empty] | Lakeland Dept of Electric Water Utilities | 100 | Lakeland Dept of Electric Water Utilities | 100
natural gas peaker | Winston | 7997_G_WD04 | 7997 | G | WD04 |  | Combustion Turbine | IC Engine | FRCC | Florida | 12 | Polk | 105 | 12105 | 2.5 | 25000 | 2001 | 9999 |  |  | N | Distillate Fuel Oil |  |  |  |  | SCR | [7 empty] | 0.8 | 0.28168 | 0.28168 | 0.28168 | 0.28168 | [11 empty] | Lakeland Dept of Electric Water Utilities | 100 | Lakeland Dept of Electric Water Utilities | 100
natural gas peaker | Winston | 7997_G_WD05 | 7997 | G | WD05 |  | Combustion Turbine | IC Engine | FRCC | Florida | 12 | Polk | 105 | 12105 | 2.5 | 25000 | 2001 | 9999 |  |  | N | Distillate Fuel Oil | [13 empty] | 1.6498 | 1.6498 | 1.6498 | 1.6498 | [11 empty] | Lakeland Dept of Electric Water Utilities | 100 | Lakeland Dept of Electric Water Utilities | 100
natural gas peaker | Winston | 7997_G_WD06 | 7997 | G | WD06 |  | Combustion Turbine | IC Engine | FRCC | Florida | 12 | Polk | 105 | 12105 | 2.5 | 25000 | 2001 | 9999 |  |  | N | Distillate Fuel Oil | [13 empty] | 1.6498 | 1.6498 | 1.6498 | 1.6498 | [11 empty] | Lakeland Dept of Electric Water Utilities | 100 | Lakeland Dept of Electric Water Utilities | 100
natural gas peaker | Winston | 7997_G_WD07 | 7997 | G | WD07 |  | Combustion Turbine | IC Engine | FRCC | Florida | 12 | Polk | 105 | 12105 | 2.5 | 25000 | 2001 | 9999 |  |  | N | Distillate Fuel Oil | [13 empty] | 1.6498 | 1.6498 | 1.6498 | 1.6498 | [11 empty] | Lakeland Dept of Electric Water Utilities | 100 | Lakeland Dept of Electric Water Utilities | 100
natural gas peaker | Winston | 7997_G_WD08 | 7997 | G | WD08 |  | Combustion Turbine | IC Engine | FRCC | Florida | 12 | Polk | 105 | 12105 | 2.5 | 25000 | 2001 | 9999 |  |  | N | Distillate Fuel Oil | [13 empty] | 1.6498 | 1.6498 | 1.6498 | 1.6498 | [11 empty] | Lakeland Dept of Electric Water Utilities | 100 | Lakeland Dept of Electric Water Utilities | 100
natural gas peaker | Winston | 7997_G_WD09 | 7997 | G | WD09 |  | Combustion Turbine | IC Engine | FRCC | Florida | 12 | Polk | 105 | 12105 | 2.5 | 25000 | 2001 | 9999 |  |  | N | Distillate Fuel Oil | [13 empty] | 1.6498 | 1.6498 | 1.6498 | 1.6498 | [11 empty] | Lakeland Dept of Electric Water Utilities | 100 | Lakeland Dept of Electric Water Utilities | 100
natural gas peaker | Winston | 7997_G_WD10 | 7997 | G | WD10 |  | Combustion Turbine | IC Engine | FRCC | Florida | 12 | Polk | 105 | 12105 | 2.5 | 25000 | 2001 | 9999 |  |  | N | Distillate Fuel Oil | [13 empty] | 1.6498 | 1.6498 | 1.6498 | 1.6498 | [11 empty] | Lakeland Dept of Electric Water Utilities | 100 | Lakeland Dept of Electric Water Utilities | 100
natural gas peaker | Winston | 7997_G_WD11 | 7997 | G | WD11 |  | Combustion Turbine | IC Engine | FRCC | Florida | 12 | Polk | 105 | 12105 | 2.5 | 25000 | 2001 | 9999 |  |  | N | Distillate Fuel Oil | [13 empty] | 1.6498 | 1.6498 | 1.6498 | 1.6498 | [11 empty] | Lakeland Dept of Electric Water Utilities | 100 | Lakeland Dept of Electric Water Utilities | 100
natural gas peaker | Winston | 7997_G_WD12 | 7997 | G | WD12 |  | Combustion Turbine | IC Engine | FRCC | Florida | 12 | Polk | 105 | 12105 | 2.5 | 25000 | 2001 | 9999 |  |  | N | Distillate Fuel Oil | [13 empty] | 1.6498 | 1.6498 | 1.6498 | 1.6498 | [11 empty] | Lakeland Dept of Electric Water Utilities | 100 | Lakeland Dept of Electric Water Utilities | 100
natural gas peaker | Winston | 7997_G_WD13 | 7997 | G | WD13 |  | Combustion Turbine | IC Engine | FRCC | Florida | 12 | Polk | 105 | 12105 | 2.5 | 25000 | 2001 | 9999 |  |  | N | Distillate Fuel Oil | [13 empty] | 1.6498 | 1.6498 | 1.6498 | 1.6498 | [11 empty] | Lakeland Dept of Electric Water Utilities | 100 | Lakeland Dept of Electric Water Utilities | 100
natural gas peaker | Winston | 7997_G_WD14 | 7997 | G | WD14 |  | Combustion Turbine | IC Engine | FRCC | Florida | 12 | Polk | 105 | 12105 | 2.5 | 25000 | 2001 | 9999 |  |  | N | Distillate Fuel Oil | [13 empty] | 1.6498 | 1.6498 | 1.6498 | 1.6498 | [11 empty] | Lakeland Dept of Electric Water Utilities | 100 | Lakeland Dept of Electric Water Utilities | 100
natural gas peaker | Winston | 7997_G_WD15 | 7997 | G | WD15 |  | Combustion Turbine | IC Engine | FRCC | Florida | 12 | Polk | 105 | 12105 | 2.5 | 25000 | 2001 | 9999 |  |  | N | Distillate Fuel Oil | [13 empty] | 1.6498 | 1.6498 | 1.6498 | 1.6498 | [11 empty] | Lakeland Dept of Electric Water Utilities | 100 | Lakeland Dept of Electric Water Utilities | 100
natural gas peaker | Winston | 7997_G_WD16 | 7997 | G | WD16 |  | Combustion Turbine | IC Engine | FRCC | Florida | 12 | Polk | 105 | 12105 | 2.5 | 25000 | 2001 | 9999 |  |  | N | Distillate Fuel Oil | [13 empty] | 1.6498 | 1.6498 | 1.6498 | 1.6498 | [11 empty] | Lakeland Dept of Electric Water Utilities | 100 | Lakeland Dept of Electric Water Utilities | 100
natural gas peaker | Winston | 7997_G_WD17 | 7997 | G | WD17 |  | Combustion Turbine | IC Engine | FRCC | Florida | 12 | Polk | 105 | 12105 | 2.5 | 25000 | 2001 | 9999 |  |  | N | Distillate Fuel Oil | [13 empty] | 1.6498 | 1.6498 | 1.6498 | 1.6498 | [11 empty] | Lakeland Dept of Electric Water Utilities | 100 | Lakeland Dept of Electric Water Utilities | 100
natural gas peaker | Winston | 7997_G_WD18 | 7997 | G | WD18 |  | Combustion Turbine | IC Engine | FRCC | Florida | 12 | Polk | 105 | 12105 | 2.5 | 25000 | 2001 | 9999 |  |  | N | Distillate Fuel Oil | [13 empty] | 1.6498 | 1.6498 | 1.6498 | 1.6498 | [11 empty] | Lakeland Dept of Electric Water Utilities | 100 | Lakeland Dept of Electric Water Utilities | 100
natural gas peaker | Winston | 7997_G_WD19 | 7997 | G | WD19 |  | Combustion Turbine | IC Engine | FRCC | Florida | 12 | Polk | 105 | 12105 | 2.5 | 25000 | 2001 | 9999 |  |  | N | Distillate Fuel Oil | [13 empty] | 1.6498 | 1.6498 | 1.6498 | 1.6498 | [11 empty] | Lakeland Dept of Electric Water Utilities | 100 | Lakeland Dept of Electric Water Utilities | 100
natural gas peaker | Winston | 7997_G_WD20 | 7997 | G | WD20 |  | Combustion Turbine | IC Engine | FRCC | Florida | 12 | Polk | 105 | 12105 | 2.5 | 25000 | 2001 | 9999 |  |  | N | Distillate Fuel Oil | [13 empty] | 1.6498 | 1.6498 | 1.6498 | 1.6498 | [11 empty] | Lakeland Dept of Electric Water Utilities | 100 | Lakeland Dept of Electric Water Utilities | 100
natural gas combined cycle | Grays Harbor Energy Facility | 7999_G_CT1 | 7999 | G | CT1 | 89846 | Combined Cycle |  | WECC_PNW | Washington | 53 | Grays Harbor | 27 | 53027 | 151 | 7671 | 2008 | 9999 |  |  | N | Natural Gas |  |  |  | DLNB | SCR | [8 empty] | 0.0077223 | 0.0077223 | 0.0077223 | 0.0077223 | [11 empty] | Grays Harbor Energy LLC | 100 | Invenergy LLC | 100
natural gas combined cycle | Grays Harbor Energy Facility | 7999_G_CT2 | 7999 | G | CT2 | 89847 | Combined Cycle |  | WECC_PNW | Washington | 53 | Grays Harbor | 27 | 53027 | 153 | 7671 | 2008 | 9999 |  |  | N | Natural Gas |  |  |  | DLNB | SCR | [8 empty] | 0.0077223 | 0.0077223 | 0.0077223 | 0.0077223 | [11 empty] | Grays Harbor Energy LLC | 100 | Invenergy LLC | 100
natural gas combined cycle | Grays Harbor Energy Facility | 7999_G_ST1 | 7999 | G | ST1 | 89846 | Combined Cycle |  | WECC_PNW | Washington | 53 | Grays Harbor | 27 | 53027 | 300 | 7671 | 2008 | 9999 |  |  | N | Natural Gas |  |  |  | LNB + NH3 | SCR | [8 empty] | 0.0077223 | 0.0077223 | 0.0077223 | 0.0077223 | [11 empty] | Grays Harbor Energy LLC | 100 | Invenergy LLC | 100
natural gas combined cycle | Beatrice | 8000_G_CT1 | 8000 | G | CT1 | 88088 | Combined Cycle |  | SPP_NEBR | Nebraska | 31 | Gage | 67 | 31067 | 69 | 8498 | 2005 | 9999 |  |  | N | Natural Gas |  |  |  | DLNB | SCR | [8 empty] | 0.011971 | 0.011971 | 0.011971 | 0.011971 | [11 empty] | Nebraska Public Power District | 100 | Nebraska Public Power District | 100
natural gas combined cycle | Beatrice | 8000_G_CT2 | 8000 | G | CT2 | 88089 | Combined Cycle |  | SPP_NEBR | Nebraska | 31 | Gage | 67 | 31067 | 68 | 8498 | 2005 | 9999 |  |  | N | Natural Gas |  |  |  | DLNB | SCR | [8 empty] | 0.011971 | 0.011971 | 0.011971 | 0.011971 | [11 empty] | Nebraska Public Power District | 100 | Nebraska Public Power District | 100
natural gas combined cycle | Beatrice | 8000_G_ST1 | 8000 | G | ST1 | 88088 | Combined Cycle |  | SPP_NEBR | Nebraska | 31 | Gage | 67 | 31067 | 83 | 8498 | 2005 | 9999 |  |  | N | Natural Gas |  |  |  | DLNB | SCR | [8 empty] | 0.011971 | 0.011971 | 0.011971 | 0.011971 | [11 empty] | Nebraska Public Power District | 100 | Nebraska Public Power District | 100
natural gas steam turbine | Newington | 8002_B_1 | 8002 | B | 1 | 3399 | O/G Steam |  | NENGREST | New Hampshire | 33 | Rockingham | 15 | 33015 | 400 | 12657 | 1974 | 9999 | tangential |  | N | Natural Gas, Residual Fuel Oil |  |  |  | LNC2 + H2O |  |  |  | ESPH | No |  |  |  | 4 | 0.134 | 0.134 | 0.134 | 0.134 | [11 empty] | GSP Newington LLC | 100 | Energy Trading Innovations LLC | 100
hydro | Fife Brook | 8004_G_GEN1 | 8004 | G | GEN1 |  | Hydro |  | NENGREST | Massachusetts | 25 | Berkshire | 3 | 25003 | 11.2 | 0 | 1974 | 9999 |  |  | N | Hydro | [13 empty] | 0 | 0 | 0 | 0 | [11 empty] | Brookfield Renewable Energy Partners LP | 50 | Brookfield Asset Management Inc | 50
0 | Bear Swamp | 8005_G_GEN1 | 8005 | G | GEN1 |  | Pumped Storage |  | NENGREST | Massachusetts | 25 | Berkshire | 3 | 25003 | 333 | 0 | 1974 | 9999 |  |  | N | Pumped Storage | [13 empty] | 0 | 0 | 0 | 0 | [11 empty] | Bear Swamp Power Co LLC | 100 | Emera Inc | 100
0 | Bear Swamp | 8005_G_GEN2 | 8005 | G | GEN2 |  | Pumped Storage |  | NENGREST | Massachusetts | 25 | Berkshire | 3 | 25003 | 333 | 0 | 1974 | 9999 |  |  | N | Pumped Storage | [13 empty] | 0 | 0 | 0 | 0 | [11 empty] | Bear Swamp Power Co LLC | 100 | Emera Inc | 100
natural gas steam turbine | Roseton Generating Facility | 8006_B_1 | 8006 | B | 1 | 3400 | O/G Steam |  | NY_Z_G-I | New York | 36 | Orange | 71 | 36071 | 584 | 11156 | 1974 | 9999 | tangential | dry | N | Natural Gas, Residual Fuel Oil |  |  |  | FR + OFA |  |  |  | C | NA |  |  |  | 1.39 | 0.08 | 0.08 | 0.08 | 0.08 | [10 empty] | Yes | Roseton Generating LLC | 100 | Energy Trading Innovations LLC | 100
natural gas steam turbine | Roseton Generating Facility | 8006_B_2 | 8006 | B | 2 | 3401 | O/G Steam |  | NY_Z_G-I | New York | 36 | Orange | 71 | 36071 | 600 | 11140 | 1974 | 9999 | tangential | dry | N | Natural Gas, Residual Fuel Oil |  |  |  | FR + OFA |  |  |  | C | NA |  |  |  | 1.39 | 0.07272 | 0.07272 | 0.07272 | 0.07272 | [10 empty] | Yes | Roseton Generating LLC | 100 | Energy Trading Innovations LLC | 100
natural gas peaker | Holtsville | 8007_G_1 | 8007 | G | 1 | 3402 | Combustion Turbine |  | NY_Z_K | New York | 36 | Suffolk | 103 | 36103 | 55.5 | 15129 | 1974 | 9999 |  |  | N | Distillate Fuel Oil |  |  |  | H2O | [8 empty] | 1.053 | 0.16278 | 0.16278 | 0.16278 | 0.16278 | [11 empty] | National Grid Generation LLC | 100 | National Grid Plc | 100
natural gas peaker | Holtsville | 8007_G_2 | 8007 | G | 2 | 3403 | Combustion Turbine |  | NY_Z_K | New York | 36 | Suffolk | 103 | 36103 | 55.6 | 15150 | 1974 | 9999 |  |  | N | Distillate Fuel Oil |  |  |  | H2O | [8 empty] | 1.053 | 0.16278 | 0.16278 | 0.16278 | 0.16278 | [11 empty] | National Grid Generation LLC | 100 | National Grid Plc | 100
natural gas peaker | Holtsville | 8007_G_3 | 8007 | G | 3 | 3404 | Combustion Turbine |  | NY_Z_K | New York | 36 | Suffolk | 103 | 36103 | 51 | 15135 | 1974 | 9999 |  |  | N | Distillate Fuel Oil |  |  |  | H2O | [8 empty] | 1.053 | 0.16278 | 0.16278 | 0.16278 | 0.16278 | [11 empty] | National Grid Generation LLC | 100 | National Grid Plc | 100
natural gas peaker | Holtsville | 8007_G_4 | 8007 | G | 4 | 3405 | Combustion Turbine |  | NY_Z_K | New York | 36 | Suffolk | 103 | 36103 | 52.4 | 15123 | 1974 | 9999 |  |  | N | Distillate Fuel Oil |  |  |  | H2O | [8 empty] | 1.053 | 0.16278 | 0.16278 | 0.16278 | 0.16278 | [11 empty] | National Grid Generation LLC | 100 | National Grid Plc | 100
natural gas peaker | Holtsville | 8007_G_5 | 8007 | G | 5 | 3406 | Combustion Turbine |  | NY_Z_K | New York | 36 | Suffolk | 103 | 36103 | 53.4 | 15119 | 1974 | 9999 |  |  | N | Distillate Fuel Oil |  |  |  | H2O | [8 empty] | 1.053 | 0.16278 | 0.16278 | 0.16278 | 0.16278 | [11 empty] | National Grid Generation LLC | 100 | National Grid Plc | 100
natural gas peaker | Holtsville | 8007_G_10 | 8007 | G | 10 | 3411 | Combustion Turbine |  | NY_Z_K | New York | 36 | Suffolk | 103 | 36103 | 54.1 | 15125 | 1975 | 9999 |  |  | N | Distillate Fuel Oil |  |  |  | H2O | [8 empty] | 1.053 | 0.16278 | 0.16278 | 0.16278 | 0.16278 | [11 empty] | National Grid Generation LLC | 100 | National Grid Plc | 100
natural gas peaker | Holtsville | 8007_G_6 | 8007 | G | 6 | 3407 | Combustion Turbine |  | NY_Z_K | New York | 36 | Suffolk | 103 | 36103 | 50.4 | 15118 | 1975 | 9999 |  |  | N | Distillate Fuel Oil |  |  |  | H2O | [8 empty] | 1.053 | 0.16278 | 0.16278 | 0.16278 | 0.16278 | [11 empty] | National Grid Generation LLC | 100 | National Grid Plc | 100
natural gas peaker | Holtsville | 8007_G_7 | 8007 | G | 7 | 3408 | Combustion Turbine |  | NY_Z_K | New York | 36 | Suffolk | 103 | 36103 | 49.2 | 15109 | 1975 | 9999 |  |  | N | Distillate Fuel Oil |  |  |  | H2O | [8 empty] | 1.053 | 0.16278 | 0.16278 | 0.16278 | 0.16278 | [11 empty] | National Grid Generation LLC | 100 | National Grid Plc | 100
natural gas peaker | Holtsville | 8007_G_8 | 8007 | G | 8 | 3409 | Combustion Turbine |  | NY_Z_K | New York | 36 | Suffolk | 103 | 36103 | 55.4 | 15132 | 1975 | 9999 |  |  | N | Distillate Fuel Oil |  |  |  | H2O | [8 empty] | 1.053 | 0.16278 | 0.16278 | 0.16278 | 0.16278 | [11 empty] | National Grid Generation LLC | 100 | National Grid Plc | 100
natural gas peaker | Holtsville | 8007_G_9 | 8007 | G | 9 | 3410 | Combustion Turbine |  | NY_Z_K | New York | 36 | Suffolk | 103 | 36103 | 55.3 | 15128 | 1975 | 9999 |  |  | N | Distillate Fuel Oil |  |  |  | H2O | [8 empty] | 1.053 | 0.16278 | 0.16278 | 0.16278 | 0.16278 | [11 empty] | National Grid Generation LLC | 100 | National Grid Plc | 100
natural gas peaker | Murray Turbine | 8010_G_1 | 8010 | G | 1 |  | Combustion Turbine |  | WECC_UT | Utah | 49 | Salt Lake | 35 | 49035 | 12 | 12087 | 2001 | 9999 |  |  | N | Natural Gas | [12 empty] | 0.85 | 0.047 | 0.047 | 0.047 | 0.047 | [11 empty] | Murray City Power Dept | 100 | Murray City Power Dept | 100
natural gas peaker | Murray Turbine | 8010_G_2 | 8010 | G | 2 |  | Combustion Turbine |  | WECC_UT | Utah | 49 | Salt Lake | 35 | 49035 | 12 | 12087 | 2001 | 9999 |  |  | N | Natural Gas | [12 empty] | 0.85 | 0.14524 | 0.14524 | 0.14524 | 0.14524 | [11 empty] | Murray City Power Dept | 100 | Murray City Power Dept | 100
natural gas peaker | Murray Turbine | 8010_G_3 | 8010 | G | 3 |  | Combustion Turbine |  | WECC_UT | Utah | 49 | Salt Lake | 35 | 49035 | 12 | 12087 | 2002 | 9999 |  |  | N | Natural Gas | [12 empty] | 0.85 | 0.09351 | 0.09351 | 0.09351 | 0.09351 | [11 empty] | Murray City Power Dept | 100 | Murray City Power Dept | 100
natural gas peaker | Croydon CT Generating Station | 8012_G_11 | 8012 | G | 11 | 3423 | Combustion Turbine |  | PJM_EMAC | Pennsylvania | 42 | Bucks | 17 | 42017 | 49 | 12410 | 1974 | 9999 |  |  | N | Distillate Fuel Oil | [12 empty] | 1 | 0.41347 | 0.41347 | 0.41347 | 0.41347 | [11 empty] | Exelon Generation Supply LLC | 100 | Exelon Corp | 100
natural gas peaker | Croydon CT Generating Station | 8012_G_12 | 8012 | G | 12 | 3424 | Combustion Turbine |  | PJM_EMAC | Pennsylvania | 42 | Bucks | 17 | 42017 | 49 | 12412 | 1974 | 9999 |  |  | N | Distillate Fuel Oil | [12 empty] | 1 | 0.41347 | 0.41347 | 0.41347 | 0.41347 | [11 empty] | Exelon Generation Supply LLC | 100 | Exelon Corp | 100
natural gas peaker | Croydon CT Generating Station | 8012_G_21 | 8012 | G | 21 | 3425 | Combustion Turbine |  | PJM_EMAC | Pennsylvania | 42 | Bucks | 17 | 42017 | 49 | 12412 | 1974 | 9999 |  |  | N | Distillate Fuel Oil | [12 empty] | 1 | 0.41347 | 0.41347 | 0.41347 | 0.41347 | [11 empty] | Exelon Generation Supply LLC | 100 | Exelon Corp | 100
natural gas peaker | Croydon CT Generating Station | 8012_G_22 | 8012 | G | 22 | 3426 | Combustion Turbine |  | PJM_EMAC | Pennsylvania | 42 | Bucks | 17 | 42017 | 49 | 12412 | 1974 | 9999 |  |  | N | Distillate Fuel Oil | [12 empty] | 1 | 0.41347 | 0.41347 | 0.41347 | 0.41347 | [11 empty] | Exelon Generation Supply LLC | 100 | Exelon Corp | 100
natural gas peaker | Croydon CT Generating Station | 8012_G_31 | 8012 | G | 31 | 3427 | Combustion Turbine |  | PJM_EMAC | Pennsylvania | 42 | Bucks | 17 | 42017 | 49 | 12412 | 1974 | 9999 |  |  | N | Distillate Fuel Oil | [12 empty] | 1 | 0.41347 | 0.41347 | 0.41347 | 0.41347 | [11 empty] | Exelon Generation Supply LLC | 100 | Exelon Corp | 100
natural gas peaker | Croydon CT Generating Station | 8012_G_32 | 8012 | G | 32 | 3428 | Combustion Turbine |  | PJM_EMAC | Pennsylvania | 42 | Bucks | 17 | 42017 | 48 | 12413 | 1974 | 9999 |  |  | N | Distillate Fuel Oil | [12 empty] | 1 | 0.41347 | 0.41347 | 0.41347 | 0.41347 | [11 empty] | Exelon Generation Supply LLC | 100 | Exelon Corp | 100
natural gas peaker | Croydon CT Generating Station | 8012_G_41 | 8012 | G | 41 | 3429 | Combustion Turbine |  | PJM_EMAC | Pennsylvania | 42 | Bucks | 17 | 42017 | 49 | 12412 | 1974 | 9999 |  |  | N | Distillate Fuel Oil | [12 empty] | 1 | 0.41347 | 0.41347 | 0.41347 | 0.41347 | [11 empty] | Exelon Generation Supply LLC | 100 | Exelon Corp | 100
natural gas peaker | Croydon CT Generating Station | 8012_G_42 | 8012 | G | 42 | 3430 | Combustion Turbine |  | PJM_EMAC | Pennsylvania | 42 | Bucks | 17 | 42017 | 49 | 12412 | 1974 | 9999 |  |  | N | Distillate Fuel Oil | [12 empty] | 1 | 0.41347 | 0.41347 | 0.41347 | 0.41347 | [11 empty] | Exelon Generation Supply LLC | 100 | Exelon Corp | 100
natural gas peaker | Winter | 8013_G_IC 1 | 8013 | G | IC 1 |  | Combustion Turbine | IC Engine | MIS_MNWI | Wisconsin | 55 | Sawyer | 113 | 55113 | 2.8 | 12283 | 2002 | 9999 |  |  | N | Distillate Fuel Oil | [12 empty] | 3 | 1.6498 | 1.6498 | 1.6498 | 1.6498 | [11 empty] | North Central Power Co Inc | 100 | North Central Power Co Inc | 100
natural gas peaker | Winter | 8013_G_IC 2 | 8013 | G | IC 2 |  | Combustion Turbine | IC Engine | MIS_MNWI | Wisconsin | 55 | Sawyer | 113 | 55113 | 2.8 | 12283 | 2002 | 9999 |  |  | N | Distillate Fuel Oil | [12 empty] | 3 | 1.6498 | 1.6498 | 1.6498 | 1.6498 | [11 empty] | North Central Power Co Inc | 100 | North Central Power Co Inc | 100
natural gas peaker | Paragould Reciprocating | 8015_G_011 | 8015 | G | 011 |  | Combustion Turbine | IC Engine | SPP_WEST | Arkansas | 5 | Greene | 55 | 05055 | 6 | 10745 | 2001 | 9999 |  |  | N | Natural Gas | [13 empty] | 1.061 | 1.061 | 1.061 | 1.061 | [11 empty] | Paragould Light & Water Commission | 100 | Paragould Light & Water Commission | 100
natural gas peaker | Paragould Reciprocating | 8015_G_021 | 8015 | G | 021 |  | Combustion Turbine | IC Engine | SPP_WEST | Arkansas | 5 | Greene | 55 | 05055 | 6 | 10745 | 2001 | 9999 |  |  | N | Natural Gas | [13 empty] | 1.061 | 1.061 | 1.061 | 1.061 | [11 empty] | Paragould Light & Water Commission | 100 | Paragould Light & Water Commission | 100
natural gas peaker | Paragould Reciprocating | 8015_G_031 | 8015 | G | 031 |  | Combustion Turbine | IC Engine | SPP_WEST | Arkansas | 5 | Greene | 55 | 05055 | 6 | 10745 | 2001 | 9999 |  |  | N | Natural Gas | [13 empty] | 1.061 | 1.061 | 1.061 | 1.061 | [11 empty] | Paragould Light & Water Commission | 100 | Paragould Light & Water Commission | 100
natural gas peaker | Factory | 8016_G_1 | 8016 | G | 1 | 9200 | Combustion Turbine |  | MIS_IL | Illinois | 17 | Sangamon | 167 | 17167 | 18 | 18581 | 1973 | 9999 |  |  | N | Distillate Fuel Oil | [12 empty] | 1 | 1.2001 | 1.2001 | 1.2001 | 1.2001 | [11 empty] | Springfield Water Light & Power Dept | 100 | Springfield Water Light & Power Dept | 100
natural gas peaker | Baldwin City Plant No 2 | 8020_G_7 | 8020 | G | 7 |  | Combustion Turbine | IC Engine | SPP_N | Kansas | 20 | Douglas | 45 | 20045 | 3 | 10745 | 2004 | 9999 |  |  | N | Natural Gas, Distillate Fuel Oil | [13 empty] | 1.6498 | 1.6498 | 1.6498 | 1.6498 | [11 empty] | Baldwin City KS (City of) | 100 | Baldwin City KS (City of) | 100
natural gas peaker | Baldwin City Plant No 2 | 8020_G_8 | 8020 | G | 8 |  | Combustion Turbine | IC Engine | SPP_N | Kansas | 20 | Douglas | 45 | 20045 | 3 | 10745 | 2004 | 9999 |  |  | N | Natural Gas, Distillate Fuel Oil | [13 empty] | 1.6498 | 1.6498 | 1.6498 | 1.6498 | [11 empty] | Baldwin City KS (City of) | 100 | Baldwin City KS (City of) | 100
natural gas peaker | Boulder Park | 8022_G_1 | 8022 | G | 1 |  | Combustion Turbine | IC Engine | WECC_PNW | Washington | 53 | Spokane | 63 | 53063 | 4.1 | 10745 | 2002 | 9999 |  |  | N | Natural Gas | [12 empty] | 2.63 | 1.061 | 1.061 | 1.061 | 1.061 | [11 empty] | Avista Corp | 100 | Avista Corp | 100
natural gas peaker | Boulder Park | 8022_G_2 | 8022 | G | 2 |  | Combustion Turbine | IC Engine | WECC_PNW | Washington | 53 | Spokane | 63 | 53063 | 4.1 | 10745 | 2002 | 9999 |  |  | N | Natural Gas | [12 empty] | 2.63 | 1.061 | 1.061 | 1.061 | 1.061 | [11 empty] | Avista Corp | 100 | Avista Corp | 100
natural gas peaker | Boulder Park | 8022_G_3 | 8022 | G | 3 |  | Combustion Turbine | IC Engine | WECC_PNW | Washington | 53 | Spokane | 63 | 53063 | 4.1 | 10745 | 2002 | 9999 |  |  | N | Natural Gas | [12 empty] | 2.63 | 1.061 | 1.061 | 1.061 | 1.061 | [11 empty] | Avista Corp | 100 | Avista Corp | 100
natural gas peaker | Boulder Park | 8022_G_4 | 8022 | G | 4 |  | Combustion Turbine | IC Engine | WECC_PNW | Washington | 53 | Spokane | 63 | 53063 | 4.1 | 10745 | 2002 | 9999 |  |  | N | Natural Gas | [12 empty] | 2.63 | 1.061 | 1.061 | 1.061 | 1.061 | [11 empty] | Avista Corp | 100 | Avista Corp | 100
natural gas peaker | Boulder Park | 8022_G_5 | 8022 | G | 5 |  | Combustion Turbine | IC Engine | WECC_PNW | Washington | 53 | Spokane | 63 | 53063 | 4.1 | 10745 | 2002 | 9999 |  |  | N | Natural Gas | [12 empty] | 2.63 | 1.061 | 1.061 | 1.061 | 1.061 | [11 empty] | Avista Corp | 100 | Avista Corp | 100
natural gas peaker | Boulder Park | 8022_G_6 | 8022 | G | 6 |  | Combustion Turbine | IC Engine | WECC_PNW | Washington | 53 | Spokane | 63 | 53063 | 4.1 | 10745 | 2002 | 9999 |  |  | N | Natural Gas | [12 empty] | 2.63 | 1.061 | 1.061 | 1.061 | 1.061 | [11 empty] | Avista Corp | 100 | Avista Corp | 100
natural gas peaker | Hartzog | 8026_G_1 | 8026 | G | 1 |  | Combustion Turbine |  | WECC_WY | Wyoming | 56 | Campbell | 5 | 56005 | 5 | 16663 | 2002 | 9999 |  |  | N | Natural Gas | [12 empty] | 0.8 | 0.23894 | 0.23894 | 0.23894 | 0.23894 | [11 empty] | Basin Electric Power Coop | 100 | Basin Electric Power Coop | 100
natural gas peaker | Hartzog | 8026_G_2 | 8026 | G | 2 |  | Combustion Turbine |  | WECC_WY | Wyoming | 56 | Campbell | 5 | 56005 | 5 | 16665 | 2002 | 9999 |  |  | N | Natural Gas | [12 empty] | 0.8 | 0.23894 | 0.23894 | 0.23894 | 0.23894 | [11 empty] | Basin Electric Power Coop | 100 | Basin Electric Power Coop | 100
natural gas peaker | Hartzog | 8026_G_3 | 8026 | G | 3 |  | Combustion Turbine |  | WECC_WY | Wyoming | 56 | Campbell | 5 | 56005 | 5 | 16665 | 2002 | 9999 |  |  | N | Natural Gas | [12 empty] | 0.8 | 0.23894 | 0.23894 | 0.23894 | 0.23894 | [11 empty] | Basin Electric Power Coop | 100 | Basin Electric Power Coop | 100
natural gas peaker | Blue Lake | 8027_G_7 | 8027 | G | 7 | 89378 | Combustion Turbine |  | MIS_MNWI | Minnesota | 27 | Scott | 139 | 27139 | 150 | 11358 | 2005 | 9999 |  |  | N | Natural Gas |  |  |  | DLNB | [8 empty] | 0.5 | 0.0319 | 0.0319 | 0.0319 | 0.0319 | [11 empty] | Xcel Energy Services Inc | 100 | Xcel Energy Inc | 100
natural gas peaker | Blue Lake | 8027_G_8 | 8027 | G | 8 | 89379 | Combustion Turbine |  | MIS_MNWI | Minnesota | 27 | Scott | 139 | 27139 | 150 | 11358 | 2005 | 9999 |  |  | N | Natural Gas |  |  |  | DLNB | [8 empty] | 0.5 | 0.02792 | 0.02792 | 0.02792 | 0.02792 | [11 empty] | Xcel Energy Services Inc | 100 | Xcel Energy Inc | 100
natural gas peaker | Arvada | 8028_G_1 | 8028 | G | 1 |  | Combustion Turbine |  | WECC_WY | Wyoming | 56 | Sheridan | 33 | 56033 | 5 | 16765 | 2002 | 9999 |  |  | N | Natural Gas | [12 empty] | 0.8 | 0.23894 | 0.23894 | 0.23894 | 0.23894 | [11 empty] | Basin Electric Power Coop | 100 | Basin Electric Power Coop | 100
natural gas peaker | Arvada | 8028_G_2 | 8028 | G | 2 |  | Combustion Turbine |  | WECC_WY | Wyoming | 56 | Sheridan | 33 | 56033 | 5 | 16771 | 2002 | 9999 |  |  | N | Natural Gas | [12 empty] | 0.8 | 0.23894 | 0.23894 | 0.23894 | 0.23894 | [11 empty] | Basin Electric Power Coop | 100 | Basin Electric Power Coop | 100
natural gas peaker | Sycamore (IA) | 8029_G_1 | 8029 | G | 1 | 90084 | Combustion Turbine |  | MIS_MIDA | Iowa | 19 | Polk | 153 | 19153 | 76.2 | 20633 | 1974 | 9999 |  |  | N | Natural Gas, Distillate Fuel Oil | [12 empty] | 0.5 | 0.30343 | 0.30343 | 0.30343 | 0.30343 | [11 empty] | MidAmerican Energy Co | 100 | Berkshire Hathaway Inc | 100
natural gas peaker | Sycamore (IA) | 8029_G_2 | 8029 | G | 2 | 90085 | Combustion Turbine |  | MIS_MIDA | Iowa | 19 | Polk | 153 | 19153 | 74.1 | 20637 | 1974 | 9999 |  |  | N | Natural Gas, Distillate Fuel Oil | [12 empty] | 0.5 | 0.32625 | 0.32625 | 0.32625 | 0.32625 | [11 empty] | MidAmerican Energy Co | 100 | Berkshire Hathaway Inc | 100
natural gas peaker | Barber Creek | 8030_G_1 | 8030 | G | 1 |  | Combustion Turbine |  | WECC_WY | Wyoming | 56 | Campbell | 5 | 56005 | 5 | 17364 | 2002 | 9999 |  |  | N | Natural Gas | [12 empty] | 0.8 | 0.23894 | 0.23894 | 0.23894 | 0.23894 | [11 empty] | Basin Electric Power Coop | 100 | Basin Electric Power Coop | 100
natural gas peaker | Barber Creek | 8030_G_2 | 8030 | G | 2 |  | Combustion Turbine |  | WECC_WY | Wyoming | 56 | Campbell | 5 | 56005 | 5 | 17359 | 2002 | 9999 |  |  | N | Natural Gas | [12 empty] | 0.8 | 0.23894 | 0.23894 | 0.23894 | 0.23894 | [11 empty] | Basin Electric Power Coop | 100 | Basin Electric Power Coop | 100
natural gas peaker | Barber Creek | 8030_G_3 | 8030 | G | 3 |  | Combustion Turbine |  | WECC_WY | Wyoming | 56 | Campbell | 5 | 56005 | 5 | 17359 | 2002 | 9999 |  |  | N | Natural Gas | [12 empty] | 0.8 | 0.23894 | 0.23894 | 0.23894 | 0.23894 | [11 empty] | Basin Electric Power Coop | 100 | Basin Electric Power Coop | 100
natural gas combined cycle | Emery Station | 8031_G_11 | 8031 | G | 11 | 88332 | Combined Cycle |  | MIS_IA | Iowa | 19 | Cerro Gordo | 33 | 19033 | 143.4 | 7056 | 2004 | 9999 |  |  | N | Natural Gas |  |  |  | DLNB + H2O + NH3 | SCR | [7 empty] | 0.002 | 0.0073138 | 0.0073138 | 0.0073138 | 0.0073138 | [11 empty] | Interstate Power & Light Co | 100 | Alliant Energy Corp | 100
natural gas combined cycle | Emery Station | 8031_G_12 | 8031 | G | 12 | 88333 | Combined Cycle |  | MIS_IA | Iowa | 19 | Cerro Gordo | 33 | 19033 | 144.4 | 7056 | 2004 | 9999 |  |  | N | Natural Gas |  |  |  | DLNB + H2O + NH3 | SCR | [7 empty] | 0.002 | 0.0073138 | 0.0073138 | 0.0073138 | 0.0073138 | [11 empty] | Interstate Power & Light Co | 100 | Alliant Energy Corp | 100
natural gas combined cycle | Emery Station | 8031_G_ST1 | 8031 | G | ST1 | 88332 | Combined Cycle |  | MIS_IA | Iowa | 19 | Cerro Gordo | 33 | 19033 | 231 | 7056 | 2004 | 9999 |  |  | N | Natural Gas |  |  |  | DLNB + H2O + NH3 | SCR | [7 empty] | 0.002 | 0.0073138 | 0.0073138 | 0.0073138 | 0.0073138 | [11 empty] | Interstate Power & Light Co | 100 | Alliant Energy Corp | 100
natural gas peaker | Yankton | 8034_G_4 | 8034 | G | 4 |  | Combustion Turbine | IC Engine | SPP_WAUE | South Dakota | 46 | Yankton | 135 | 46135 | 2 | 12283 | 1963 | 9999 |  |  | N | Distillate Fuel Oil | [12 empty] | 3 | 1.6498 | 1.6498 | 1.6498 | 1.6498 | [11 empty] | NorthWestern Corp | 100 | NorthWestern Corp | 100
natural gas peaker | Yankton | 8034_G_1 | 8034 | G | 1 |  | Combustion Turbine | IC Engine | SPP_WAUE | South Dakota | 46 | Yankton | 135 | 46135 | 2.2 | 12283 | 1974 | 9999 |  |  | N | Natural Gas, Distillate Fuel Oil | [12 empty] | 3 | 1.061 | 1.061 | 1.061 | 1.061 | [11 empty] | NorthWestern Corp | 100 | NorthWestern Corp | 100
natural gas peaker | Yankton | 8034_G_2 | 8034 | G | 2 |  | Combustion Turbine | IC Engine | SPP_WAUE | South Dakota | 46 | Yankton | 135 | 46135 | 2.8 | 12283 | 1974 | 9999 |  |  | N | Distillate Fuel Oil | [12 empty] | 3 | 1.6498 | 1.6498 | 1.6498 | 1.6498 | [11 empty] | NorthWestern Corp | 100 | NorthWestern Corp | 100
natural gas peaker | Yankton | 8034_G_3 | 8034 | G | 3 |  | Combustion Turbine | IC Engine | SPP_WAUE | South Dakota | 46 | Yankton | 135 | 46135 | 6.5 | 12283 | 1975 | 9999 |  |  | N | Natural Gas, Distillate Fuel Oil | [12 empty] | 3 | 1.061 | 1.061 | 1.061 | 1.061 | [11 empty] | NorthWestern Corp | 100 | NorthWestern Corp | 100
nuclear | Cooper Nuclear Station | 8036_G_1 | 8036 | G | 1 |  | Nuclear |  | SPP_NEBR | Nebraska | 31 | Nemaha | 127 | 31127 | 770 | 10456 | 1974 | 9999 |  |  | N | Nuclear Fuel | [13 empty] | 0 | 0 | 0 | 0 | [11 empty] | Nebraska Public Power District | 100 | Nebraska Public Power District | 100
natural gas peaker | Clifton | 8037_G_1 | 8037 | G | 1 | 90747 | Combustion Turbine |  | SPP_N | Kansas | 20 | Washington | 201 | 20201 | 68 | 31000 | 1974 | 9999 |  |  | N | Natural Gas | [13 empty] | 0.23626 | 0.23626 | 0.23626 | 0.23626 | [11 empty] | Mid Kansas Electric Co LLC | 100 | Wheatland Electric Coop Inc | 100
natural gas peaker | Clifton | 8037_G_2 | 8037 | G | 2 |  | Combustion Turbine | IC Engine | SPP_N | Kansas | 20 | Washington | 201 | 20201 | 2.5 | 13259 | 1974 | 9999 |  |  | N | Distillate Fuel Oil | [12 empty] | 3 | 0.04018 | 0.04018 | 0.04018 | 0.04018 | [11 empty] | Mid Kansas Electric Co LLC | 100 | Wheatland Electric Coop Inc | 100
hard coal | Belews Creek | 8042_B_1 | 8042 | B | 1 | 3433 | Coal Steam |  | S_VACA | North Carolina | 37 | Stokes | 169 | 37169 | 1110 | 9185 | 1974 | 2036 | cell | dry | N | Bituminous | Wet Scrubber | 2008 | 0.95 | LNCB + OFA | SCR | 2003 |  | ESPC | Yes |  |  |  | 0.063 | 0.19472 | 0.19472 | 0.19472 | 0.19472 | 0.05 | 0.1 | 0.56 | 0.99 | [7 empty] | Duke Energy Carolinas | 100 | Duke Energy Corp | 100
hard coal | Belews Creek | 8042_B_2 | 8042 | B | 2 | 3434 | Coal Steam |  | S_VACA | North Carolina | 37 | Stokes | 169 | 37169 | 1110 | 9203 | 1975 | 2036 | cell | dry | N | Bituminous | Wet Scrubber | 2008 | 0.95 | LNCB + OFA | SCR | 2004 |  | ESPC | Yes |  |  |  | 0.063 | 0.14964 | 0.14964 | 0.14964 | 0.14964 | 0.05 | 0.1 | 0.56 | 0.99 | [7 empty] | Duke Energy Carolinas | 100 | Duke Energy Corp | 100
natural gas steam turbine | Anclote | 8048_B_1 | 8048 | B | 1 | 3438 | O/G Steam |  | FRCC | Florida | 12 | Pasco | 101 | 12101 | 498 | 10967 | 1974 | 9999 | tangential |  | N | Natural Gas, Residual Fuel Oil |  |  |  | LNB + OFA | [8 empty] | 2.75 | 0.11295 | 0.11295 | 0.11295 | 0.11295 | [11 empty] | Duke Energy Florida | 100 | Duke Energy Corp | 100
natural gas steam turbine | Anclote | 8048_B_2 | 8048 | B | 2 | 3439 | O/G Steam |  | FRCC | Florida | 12 | Pasco | 101 | 12101 | 505 | 11026 | 1974 | 9999 | tangential |  | N | Natural Gas, Residual Fuel Oil |  |  |  | LNB + OFA | [8 empty] | 2.75 | 0.10048 | 0.10048 | 0.10048 | 0.10048 | [11 empty] | Duke Energy Florida | 100 | Duke Energy Corp | 100
natural gas peaker | Intercession City | 8049_G_P1 | 8049 | G | P1 |  | Combustion Turbine |  | FRCC | Florida | 12 | Osceola | 97 | 12097 | 47 | 13352 | 1974 | 9999 |  |  | N | Distillate Fuel Oil | [12 empty] | 0.501 | 0.58181 | 0.58181 | 0.58181 | 0.58181 | [11 empty] | Duke Energy Florida | 100 | Duke Energy Corp | 100
natural gas peaker | Intercession City | 8049_G_P2 | 8049 | G | P2 |  | Combustion Turbine |  | FRCC | Florida | 12 | Osceola | 97 | 12097 | 46 | 13352 | 1974 | 9999 |  |  | N | Distillate Fuel Oil | [12 empty] | 0.501 | 0.52979 | 0.52979 | 0.52979 | 0.52979 | [11 empty] | Duke Energy Florida | 100 | Duke Energy Corp | 100
natural gas peaker | Intercession City | 8049_G_P3 | 8049 | G | P3 |  | Combustion Turbine |  | FRCC | Florida | 12 | Osceola | 97 | 12097 | 46 | 13352 | 1974 | 9999 |  |  | N | Distillate Fuel Oil | [12 empty] | 0.501 | 0.53803 | 0.53803 | 0.53803 | 0.53803 | [11 empty] | Duke Energy Florida | 100 | Duke Energy Corp | 100
natural gas peaker | Intercession City | 8049_G_P4 | 8049 | G | P4 |  | Combustion Turbine |  | FRCC | Florida | 12 | Osceola | 97 | 12097 | 46 | 13352 | 1974 | 9999 |  |  | N | Distillate Fuel Oil | [12 empty] | 0.501 | 0.54952 | 0.54952 | 0.54952 | 0.54952 | [11 empty] | Duke Energy Florida | 100 | Duke Energy Corp | 100
natural gas peaker | Intercession City | 8049_G_P5 | 8049 | G | P5 |  | Combustion Turbine |  | FRCC | Florida | 12 | Osceola | 97 | 12097 | 45 | 13352 | 1974 | 9999 |  |  | N | Distillate Fuel Oil | [12 empty] | 0.501 | 0.87953 | 0.87953 | 0.87953 | 0.87953 | [11 empty] | Duke Energy Florida | 100 | Duke Energy Corp | 100
natural gas peaker | Intercession City | 8049_G_P6 | 8049 | G | P6 |  | Combustion Turbine |  | FRCC | Florida | 12 | Osceola | 97 | 12097 | 47 | 13352 | 1974 | 9999 |  |  | N | Distillate Fuel Oil | [12 empty] | 0.501 | 0.66849 | 0.66849 | 0.66849 | 0.66849 | [11 empty] | Duke Energy Florida | 100 | Duke Energy Corp | 100
natural gas peaker | Intercession City | 8049_G_P10 | 8049 | G | P10 | 3440 | Combustion Turbine |  | FRCC | Florida | 12 | Osceola | 97 | 12097 | 78 | 13352 | 1993 | 9999 |  |  | N | Natural Gas, Distillate Fuel Oil |  |  |  | H2O | [8 empty] | 0.2 | 0.08259 | 0.08259 | 0.08259 | 0.08259 | [11 empty] | Duke Energy Florida | 100 | Duke Energy Corp | 100
natural gas peaker | Intercession City | 8049_G_P7 | 8049 | G | P7 | 3445 | Combustion Turbine |  | FRCC | Florida | 12 | Osceola | 97 | 12097 | 78 | 13352 | 1993 | 9999 |  |  | N | Natural Gas, Distillate Fuel Oil |  |  |  | H2O | [8 empty] | 0.2 | 0.08407 | 0.08407 | 0.08407 | 0.08407 | [11 empty] | Duke Energy Florida | 100 | Duke Energy Corp | 100
natural gas peaker | Intercession City | 8049_G_P8 | 8049 | G | P8 | 3446 | Combustion Turbine |  | FRCC | Florida | 12 | Osceola | 97 | 12097 | 79 | 13352 | 1993 | 9999 |  |  | N | Natural Gas, Distillate Fuel Oil |  |  |  | H2O | [8 empty] | 0.2 | 0.07843 | 0.07843 | 0.07843 | 0.07843 | [11 empty] | Duke Energy Florida | 100 | Duke Energy Corp | 100
natural gas peaker | Intercession City | 8049_G_P9 | 8049 | G | P9 | 3447 | Combustion Turbine |  | FRCC | Florida | 12 | Osceola | 97 | 12097 | 79 | 13352 | 1993 | 9999 |  |  | N | Natural Gas, Distillate Fuel Oil |  |  |  | H2O | [8 empty] | 0.2 | 0.08319 | 0.08319 | 0.08319 | 0.08319 | [11 empty] | Duke Energy Florida | 100 | Duke Energy Corp | 100
natural gas peaker | Intercession City | 8049_G_P11 | 8049 | G | P11 | 3441 | Combustion Turbine |  | FRCC | Florida | 12 | Osceola | 97 | 12097 | 140 | 13338 | 1997 | 9999 |  |  | N | Distillate Fuel Oil |  |  |  | H2O | [8 empty] | 0.2 | 0.13418 | 0.13418 | 0.13418 | 0.13418 | [11 empty] | Duke Energy Florida | 100 | Duke Energy Corp | 100
natural gas peaker | Intercession City | 8049_G_P12 | 8049 | G | P12 | 3442 | Combustion Turbine |  | FRCC | Florida | 12 | Osceola | 97 | 12097 | 73 | 13352 | 2000 | 9999 |  |  | N | Natural Gas, Distillate Fuel Oil |  |  |  | DLNB + H2O | [8 empty] | 0.05 | 0.03234 | 0.03234 | 0.03234 | 0.03234 | [11 empty] | Duke Energy Florida | 100 | Duke Energy Corp | 100
natural gas peaker | Intercession City | 8049_G_P13 | 8049 | G | P13 | 3443 | Combustion Turbine |  | FRCC | Florida | 12 | Osceola | 97 | 12097 | 75 | 13351 | 2000 | 9999 |  |  | N | Natural Gas, Distillate Fuel Oil |  |  |  | DLNB + H2O | [8 empty] | 0.05 | 0.03246 | 0.03246 | 0.03246 | 0.03246 | [11 empty] | Duke Energy Florida | 100 | Duke Energy Corp | 100
natural gas peaker | Intercession City | 8049_G_P14 | 8049 | G | P14 | 3444 | Combustion Turbine |  | FRCC | Florida | 12 | Osceola | 97 | 12097 | 72 | 13351 | 2000 | 9999 |  |  | N | Natural Gas, Distillate Fuel Oil |  |  |  | DLNB + H2O | [8 empty] | 0.05 | 0.03053 | 0.03053 | 0.03053 | 0.03053 | [11 empty] | Duke Energy Florida | 100 | Duke Energy Corp | 100
natural gas peaker | Pouch | 8053_G_N01 | 8053 | G | N01 | 8388 | Combustion Turbine |  | NY_Z_J | New York | 36 | Richmond | 85 | 36085 | 46 | 10745 | 2001 | 9999 |  |  | N | Natural Gas |  |  |  |  | SCR | [7 empty] | 1.053 | 0.00968 | 0.00934 | 0.00968 | 0.00934 | [11 empty] | New York Power Authority | 100 | New York Power Authority | 100
natural gas steam turbine | Gerald Andrus | 8054_B_1 | 8054 | B | 1 | 3449 | O/G Steam |  | MIS_MS | Mississippi | 28 | Washington | 151 | 28151 | 736 | 11828 | 1975 | 9999 | wall | dry | N | Natural Gas, Residual Fuel Oil |  |  |  | OFA | [8 empty] | 4.8 | 0.21611 | 0.21611 | 0.21611 | 0.21611 | [11 empty] | Entergy Mississippi LLC | 100 | Entergy Corp | 100
nuclear | Arkansas Nuclear One | 8055_G_1 | 8055 | G | 1 |  | Nuclear |  | MIS_AR | Arkansas | 5 | Pope | 115 | 05115 | 833.3 | 10456 | 1974 | 9999 |  |  | N | Nuclear Fuel | [13 empty] | 0 | 0 | 0 | 0 | [11 empty] | Entergy Arkansas LLC | 100 | Entergy Corp | 100
nuclear | Arkansas Nuclear One | 8055_G_2 | 8055 | G | 2 |  | Nuclear |  | MIS_AR | Arkansas | 5 | Pope | 115 | 05115 | 984.5 | 10456 | 1980 | 9999 |  |  | N | Nuclear Fuel | [13 empty] | 0 | 0 | 0 | 0 | [11 empty] | Entergy Arkansas LLC | 100 | Entergy Corp | 100
natural gas steam turbine | Waterford 1 & 2 | 8056_B_1 | 8056 | B | 1 | 3450 | O/G Steam |  | MIS_AMSO | Louisiana | 22 | St Charles | 89 | 22089 | 411 | 11385 | 1975 | 9999 | wall | dry | N | Natural Gas, Residual Fuel Oil |  |  |  | CM + FU + LNCB | [8 empty] | 5.261 | 0.15956 | 0.15956 | 0.15956 | 0.15956 | [11 empty] | Entergy Louisiana LLC | 100 | Entergy Corp | 100
natural gas peaker | Waterford 1 & 2 | 8056_G_4 | 8056 | G | 4 | 91255 | Combustion Turbine |  | MIS_AMSO | Louisiana | 22 | St Charles | 89 | 22089 | 32.5 | 14922 | 2009 | 9999 |  |  | N | Distillate Fuel Oil |  |  |  | STM | [9 empty] | 0.12039 | 0.12039 | 0.12039 | 0.12039 | [11 empty] | Entergy Louisiana LLC | 100 | Entergy Corp | 100
natural gas combined cycle | Comanche (OK) | 8059_G_1G1 | 8059 | G | 1G1 | 3452 | Combined Cycle |  | SPP_WEST | Oklahoma | 40 | Comanche | 31 | 40031 | 78 | 9675 | 1973 | 9999 |  |  | N | Natural Gas |  |  |  | DLNB | [9 empty] | 0.035871 | 0.035871 | 0.035871 | 0.035871 | [11 empty] | Public Service Co of Oklahoma | 100 | American Electric Power Co Inc | 100
natural gas combined cycle | Comanche (OK) | 8059_G_1G2 | 8059 | G | 1G2 | 3453 | Combined Cycle |  | SPP_WEST | Oklahoma | 40 | Comanche | 31 | 40031 | 78 | 9675 | 1973 | 9999 |  |  | N | Natural Gas |  |  |  | DLNB | [9 empty] | 0.035871 | 0.035871 | 0.035871 | 0.035871 | [11 empty] | Public Service Co of Oklahoma | 100 | American Electric Power Co Inc | 100
natural gas combined cycle | Comanche (OK) | 8059_G_1S | 8059 | G | 1S | 3452 | Combined Cycle |  | SPP_WEST | Oklahoma | 40 | Comanche | 31 | 40031 | 104 | 9675 | 1974 | 9999 |  |  | N | Natural Gas |  |  |  | DLNB | [9 empty] | 0.035871 | 0.035871 | 0.035871 | 0.035871 | [11 empty] | Public Service Co of Oklahoma | 100 | American Electric Power Co Inc | 100
natural gas peaker | DeCordova Steam Electric Station | 8063_G_CT1 | 8063 | G | CT1 | 90028 | Combustion Turbine |  | ERC_REST | Texas | 48 | Hood | 221 | 48221 | 71 | 13340 | 1990 | 9999 |  |  | N | Natural Gas, Distillate Fuel Oil |  |  |  | H2O | [8 empty] | 0.5 | 0.70018 | 0.70018 | 0.70018 | 0.70018 | [11 empty] | Luminant Generation Co LLC | 100 | Energy Future Holdings Corp | 100
natural gas peaker | DeCordova Steam Electric Station | 8063_G_CT2 | 8063 | G | CT2 | 90029 | Combustion Turbine |  | ERC_REST | Texas | 48 | Hood | 221 | 48221 | 70 | 13340 | 1990 | 9999 |  |  | N | Natural Gas, Distillate Fuel Oil |  |  |  | H2O | [8 empty] | 0.5 | 0.72779 | 0.72779 | 0.72779 | 0.72779 | [11 empty] | Luminant Generation Co LLC | 100 | Energy Future Holdings Corp | 100
natural gas peaker | DeCordova Steam Electric Station | 8063_G_CT3 | 8063 | G | CT3 | 90030 | Combustion Turbine |  | ERC_REST | Texas | 48 | Hood | 221 | 48221 | 70 | 13339 | 1990 | 9999 |  |  | N | Natural Gas, Distillate Fuel Oil |  |  |  | H2O | [8 empty] | 0.5 | 0.72175 | 0.72175 | 0.72175 | 0.72175 | [11 empty] | Luminant Generation Co LLC | 100 | Energy Future Holdings Corp | 100
natural gas peaker | DeCordova Steam Electric Station | 8063_G_CT4 | 8063 | G | CT4 | 90031 | Combustion Turbine |  | ERC_REST | Texas | 48 | Hood | 221 | 48221 | 71 | 13338 | 1990 | 9999 |  |  | N | Natural Gas, Distillate Fuel Oil |  |  |  | H2O | [8 empty] | 0.5 | 0.70867 | 0.70867 | 0.70867 | 0.70867 | [11 empty] | Luminant Generation Co LLC | 100 | Energy Future Holdings Corp | 100
hard coal | Jim Bridger | 8066_B_BW71 | 8066 | B | BW71 | 3455 | Coal Steam |  | WECC_WY | Wyoming | 56 | Sweetwater | 37 | 56037 | 531 | 10373 | 1974 | 2037 | tangential | dry | N | Subbituminous | Wet Scrubber | 1990 | 0.864 | LNC1 |  |  |  | ESPC | No | ACI | 2015 |  | 0.15 | 0.19306 | 0.19306 | 0.1469 | 0.1469 | 0.1 | 0.1 | 0.1 | 0.914 |  |  |  |  | C2G | 2024 | Yes | PacifiCorp | 66.67 | Berkshire Hathaway Inc | 66.67
hard coal | Jim Bridger | 8066_B_BW72 | 8066 | B | BW72 | 3456 | Coal Steam |  | WECC_WY | Wyoming | 56 | Sweetwater | 37 | 56037 | 527 | 10396 | 1975 | 2037 | tangential | dry | N | Subbituminous | Wet Scrubber | 1986 | 0.864 | LNC1 |  |  |  | ESPC | No | ACI | 2015 |  | 0.15 | 0.17656 | 0.17656 | 0.1469 | 0.1469 | 0.1 | 0.1 | 0.1 | 0.914 |  |  |  |  | C2G | 2024 | Yes | PacifiCorp | 66.67 | Berkshire Hathaway Inc | 66.67
hard coal | Jim Bridger | 8066_B_BW73 | 8066 | B | BW73 | 3457 | Coal Steam |  | WECC_WY | Wyoming | 56 | Sweetwater | 37 | 56037 | 523 | 10441 | 1976 | 2037 | tangential | dry | N | Subbituminous | Wet Scrubber | 1988 | 0.864 | LNC1 | SCR | 2015 |  | ESPC | No | ACI | 2015 |  | 0.15 | 0.2036 | 0.05172 | 0.2036 | 0.05172 | 0.1 | 0.1 | 0.1 | 0.914 | [6 empty] | Yes | PacifiCorp | 66.67 | Berkshire Hathaway Inc | 66.67
hard coal | Jim Bridger | 8066_B_BW74 | 8066 | B | BW74 | 3458 | Coal Steam |  | WECC_WY | Wyoming | 56 | Sweetwater | 37 | 56037 | 530 | 10465 | 1979 | 2037 | tangential | dry | N | Subbituminous | Wet Scrubber | 1979 | 0.91 | LNC1 | SCR | 2016 |  | ESPC | No | ACI | 2015 |  | 0.15 | 0.20595 | 0.05453 | 0.20595 | 0.05453 | 0.1 | 0.1 | 0.1 | 0.96 | [6 empty] | Yes | PacifiCorp | 66.67 | Berkshire Hathaway Inc | 66.67
natural gas combined cycle | Santan | 8068_G_ST1 | 8068 | G | ST1 |  | Combined Cycle |  | WECC_AZ | Arizona | 4 | Maricopa | 13 | 04013 | 92 | 9463 | 1974 | 9999 | other |  | N | Natural Gas |  |  |  | LNB | [9 empty] | 0.07979 | 0.07979 | 0.07979 | 0.07979 | [11 empty] | Salt River Project | 100 | Salt River Project | 100
natural gas combined cycle | Santan | 8068_G_ST2 | 8068 | G | ST2 |  | Combined Cycle |  | WECC_AZ | Arizona | 4 | Maricopa | 13 | 04013 | 92 | 9429 | 1974 | 9999 | other |  | N | Natural Gas |  |  |  | LNB | [9 empty] | 0.07383 | 0.07383 | 0.07383 | 0.07383 | [11 empty] | Salt River Project | 100 | Salt River Project | 100
natural gas combined cycle | Santan | 8068_G_ST3 | 8068 | G | ST3 |  | Combined Cycle |  | WECC_AZ | Arizona | 4 | Maricopa | 13 | 04013 | 92 | 9383 | 1974 | 9999 | other |  | N | Natural Gas |  |  |  | LNB | [9 empty] | 0.07774 | 0.07774 | 0.07774 | 0.07774 | [11 empty] | Salt River Project | 100 | Salt River Project | 100
natural gas combined cycle | Santan | 8068_G_ST4 | 8068 | G | ST4 |  | Combined Cycle |  | WECC_AZ | Arizona | 4 | Maricopa | 13 | 04013 | 92 | 9415 | 1975 | 9999 | other |  | N | Natural Gas |  |  |  | LNB | [9 empty] | 0.07499 | 0.07499 | 0.07499 | 0.07499 | [11 empty] | Salt River Project | 100 | Salt River Project | 100
natural gas combined cycle | Santan | 8068_G_ST5A | 8068 | G | ST5A | 10065 | Combined Cycle |  | WECC_AZ | Arizona | 4 | Maricopa | 13 | 04013 | 151 | 7489 | 2005 | 9999 |  |  | N | Natural Gas |  |  |  | DLNB | SCR | [8 empty] | 0.0064229 | 0.0064229 | 0.0064229 | 0.0064229 | [11 empty] | Salt River Project | 100 | Salt River Project | 100
natural gas combined cycle | Santan | 8068_G_ST5B | 8068 | G | ST5B | 10066 | Combined Cycle |  | WECC_AZ | Arizona | 4 | Maricopa | 13 | 04013 | 151 | 7489 | 2005 | 9999 |  |  | N | Natural Gas |  |  |  | DLNB | SCR | [8 empty] | 0.0064229 | 0.0064229 | 0.0064229 | 0.0064229 | [11 empty] | Salt River Project | 100 | Salt River Project | 100
natural gas combined cycle | Santan | 8068_G_ST5S | 8068 | G | ST5S | 10065 | Combined Cycle |  | WECC_AZ | Arizona | 4 | Maricopa | 13 | 04013 | 280 | 7489 | 2005 | 9999 |  |  | N | Natural Gas |  |  |  | LNB | SCR | [8 empty] | 0.0064229 | 0.0064229 | 0.0064229 | 0.0064229 | [11 empty] | Salt River Project | 100 | Salt River Project | 100
natural gas combined cycle | Santan | 8068_G_ST6A | 8068 | G | ST6A | 10067 | Combined Cycle |  | WECC_AZ | Arizona | 4 | Maricopa | 13 | 04013 | 151 | 7489 | 2006 | 9999 |  |  | N | Natural Gas |  |  |  | DLNB | SCR | [8 empty] | 0.005911 | 0.005911 | 0.005911 | 0.005911 | [11 empty] | Salt River Project | 100 | Salt River Project | 100
natural gas combined cycle | Santan | 8068_G_ST6S | 8068 | G | ST6S | 10067 | Combined Cycle |  | WECC_AZ | Arizona | 4 | Maricopa | 13 | 04013 | 126 | 7489 | 2006 | 9999 |  |  | N | Natural Gas |  |  |  | LNB | SCR | [8 empty] | 0.005911 | 0.005911 | 0.005911 | 0.005911 | [11 empty] | Salt River Project | 100 | Salt River Project | 100
hard coal | Huntington | 8069_B_1 | 8069 | B | 1 | 3459 | Coal Steam |  | WECC_UT | Utah | 49 | Emery | 15 | 49015 | 459 | 10283 | 1977 | 2032 | tangential | dry | N | Bituminous | Wet Scrubber | 1978 | 0.8 | LNC3 |  |  |  | ESPC + B | Yes |  |  |  | 1.2 | 0.20132 | 0.20132 | 0.20132 | 0.20132 | 0.05 | 0.1 | 0.56 | 0.9782 | [6 empty] | Yes | PacifiCorp | 100 | Berkshire Hathaway Inc | 100
hard coal | Huntington | 8069_B_2 | 8069 | B | 2 | 3460 | Coal Steam |  | WECC_UT | Utah | 49 | Emery | 15 | 49015 | 450 | 10325 | 1977 | 2032 | tangential | dry | N | Bituminous | Wet Scrubber | 2006 | 0.82 | LNC3 |  |  |  | B | NA |  |  |  | 0.12 | 0.19693 | 0.19693 | 0.19693 | 0.19693 | 0.05 | 0.1 | 0.56 | 0.8628 | [6 empty] | Yes | PacifiCorp | 100 | Berkshire Hathaway Inc | 100
natural gas combined cycle | Beaver | 8073_G_1 | 8073 | G | 1 |  | Combined Cycle |  | WECC_PNW | Oregon | 41 | Columbia | 9 | 41009 | 54 | 10337 | 1974 | 9999 |  |  | N | Natural Gas, Distillate Fuel Oil | [13 empty] | 0.075758 | 0.075758 | 0.075758 | 0.075758 | [11 empty] | Portland General Electric Co | 100 | Portland General Electric Co | 100
natural gas combined cycle | Beaver | 8073_G_2 | 8073 | G | 2 |  | Combined Cycle |  | WECC_PNW | Oregon | 41 | Columbia | 9 | 41009 | 54 | 10337 | 1974 | 9999 |  |  | N | Natural Gas, Distillate Fuel Oil | [13 empty] | 0.075758 | 0.075758 | 0.075758 | 0.075758 | [11 empty] | Portland General Electric Co | 100 | Portland General Electric Co | 100
natural gas combined cycle | Beaver | 8073_G_3 | 8073 | G | 3 |  | Combined Cycle |  | WECC_PNW | Oregon | 41 | Columbia | 9 | 41009 | 54 | 10337 | 1974 | 9999 |  |  | N | Natural Gas, Distillate Fuel Oil | [13 empty] | 0.075758 | 0.075758 | 0.075758 | 0.075758 | [11 empty] | Portland General Electric Co | 100 | Portland General Electric Co | 100
natural gas combined cycle | Beaver | 8073_G_4 | 8073 | G | 4 |  | Combined Cycle |  | WECC_PNW | Oregon | 41 | Columbia | 9 | 41009 | 54 | 10337 | 1974 | 9999 |  |  | N | Natural Gas, Distillate Fuel Oil | [13 empty] | 0.075758 | 0.075758 | 0.075758 | 0.075758 | [11 empty] | Portland General Electric Co | 100 | Portland General Electric Co | 100
natural gas combined cycle | Beaver | 8073_G_5 | 8073 | G | 5 |  | Combined Cycle |  | WECC_PNW | Oregon | 41 | Columbia | 9 | 41009 | 54 | 10337 | 1974 | 9999 |  |  | N | Natural Gas, Distillate Fuel Oil | [13 empty] | 0.075758 | 0.075758 | 0.075758 | 0.075758 | [11 empty] | Portland General Electric Co | 100 | Portland General Electric Co | 100
natural gas combined cycle | Beaver | 8073_G_6 | 8073 | G | 6 |  | Combined Cycle |  | WECC_PNW | Oregon | 41 | Columbia | 9 | 41009 | 54 | 10337 | 1974 | 9999 |  |  | N | Natural Gas, Distillate Fuel Oil | [13 empty] | 0.075758 | 0.075758 | 0.075758 | 0.075758 | [11 empty] | Portland General Electric Co | 100 | Portland General Electric Co | 100
natural gas combined cycle | Beaver | 8073_G_7 | 8073 | G | 7 |  | Combined Cycle |  | WECC_PNW | Oregon | 41 | Columbia | 9 | 41009 | 137 | 10337 | 1977 | 9999 |  |  | N | Natural Gas, Distillate Fuel Oil | [13 empty] | 0.075758 | 0.075758 | 0.075758 | 0.075758 | [11 empty] | Portland General Electric Co | 100 | Portland General Electric Co | 100
natural gas peaker | Beaver | 8073_G_8 | 8073 | G | 8 |  | Combustion Turbine |  | WECC_PNW | Oregon | 41 | Columbia | 9 | 41009 | 24 | 12333 | 2001 | 9999 |  |  | N | Natural Gas | [12 empty] | 1.4 | 0.05585 | 0.05585 | 0.05585 | 0.05585 | [11 empty] | Portland General Electric Co | 100 | Portland General Electric Co | 100
natural gas peaker | Springfield (CO) | 8100_G_2 | 8100 | G | 2 |  | Combustion Turbine | IC Engine | WECC_CO | Colorado | 8 | Baca | 9 | 08009 | 0.2 | 12283 | 1950 | 9999 |  |  | N | Natural Gas, Distillate Fuel Oil | [12 empty] | 1.2 | 1.6498 | 1.6498 | 1.6498 | 1.6498 | [11 empty] | Springfield Municipal Utilities | 100 | Springfield Municipal Utilities | 100
natural gas peaker | Springfield (CO) | 8100_G_IC4 | 8100 | G | IC4 |  | Combustion Turbine | IC Engine | WECC_CO | Colorado | 8 | Baca | 9 | 08009 | 0.5 | 12283 | 1950 | 9999 |  |  | N | Natural Gas, Distillate Fuel Oil | [12 empty] | 1.2 | 1.6498 | 1.6498 | 1.6498 | 1.6498 | [11 empty] | Springfield Municipal Utilities | 100 | Springfield Municipal Utilities | 100
natural gas peaker | Springfield (CO) | 8100_G_IC5 | 8100 | G | IC5 |  | Combustion Turbine | IC Engine | WECC_CO | Colorado | 8 | Baca | 9 | 08009 | 0.8 | 12283 | 1960 | 9999 |  |  | N | Natural Gas, Distillate Fuel Oil | [12 empty] | 1.2 | 1.6498 | 1.6498 | 1.6498 | 1.6498 | [11 empty] | Springfield Municipal Utilities | 100 | Springfield Municipal Utilities | 100
natural gas peaker | Springfield (CO) | 8100_G_1 | 8100 | G | 1 |  | Combustion Turbine | IC Engine | WECC_CO | Colorado | 8 | Baca | 9 | 08009 | 1.2 | 12283 | 1965 | 9999 |  |  | N | Natural Gas, Distillate Fuel Oil | [12 empty] | 1.2 | 1.6498 | 1.6498 | 1.6498 | 1.6498 | [11 empty] | Springfield Municipal Utilities | 100 | Springfield Municipal Utilities | 100
hard coal | Gavin Power, LLC | 8102_B_1 | 8102 | B | 1 | 3461 | Coal Steam |  | PJM_West | Ohio | 39 | Gallia | 53 | 39053 | 1348 | 9926 | 1974 | 9999 | cell | dry | N | Bituminous, Subbituminous | Wet Scrubber | 1994 | 0.95 | LNB + LNCB | SCR | 2001 |  | ESPC | No |  |  |  | 2.15 | 0.7096 | 0.10519 | 0.7096 | 0.10519 | 0.05 | 0.1 | 0.56 | 0.99 | [7 empty] | Gavin Power LLC | 100 | ArcLight Capital Partners LLC | 100
hard coal | Gavin Power, LLC | 8102_B_2 | 8102 | B | 2 | 3462 | Coal Steam |  | PJM_West | Ohio | 39 | Gallia | 53 | 39053 | 1361 | 9861 | 1975 | 9999 | cell | dry | N | Bituminous, Subbituminous | Wet Scrubber | 1994 | 0.95 | LNB + LNCB | SCR | 2001 |  | ESPC | No |  |  |  | 2.15 | 0.4434 | 0.10611 | 0.4434 | 0.10611 | 0.05 | 0.1 | 0.56 | 0.99 | [7 empty] | Gavin Power LLC | 100 | ArcLight Capital Partners LLC | 100
natural gas peaker | Halstad | 8105_G_4 | 8105 | G | 4 |  | Combustion Turbine | IC Engine | MIS_MNWI | Minnesota | 27 | Norman | 107 | 27107 | 1.9 | 22109 | 2007 | 9999 |  |  | N | Distillate Fuel Oil | [13 empty] | 1.6498 | 1.6498 | 1.6498 | 1.6498 | [11 empty] | Halstad MN (City of) | 100 | Halstad MN (City of) | 100
natural gas peaker | Halstad | 8105_G_5 | 8105 | G | 5 |  | Combustion Turbine | IC Engine | MIS_MNWI | Minnesota | 27 | Norman | 107 | 27107 | 1.9 | 22093 | 2007 | 9999 |  |  | N | Distillate Fuel Oil | [13 empty] | 1.6498 | 1.6498 | 1.6498 | 1.6498 | [11 empty] | Halstad MN (City of) | 100 | Halstad MN (City of) | 100
natural gas peaker | Tipton | 8106_G_2 | 8106 | G | 2 |  | Combustion Turbine | IC Engine | MIS_IL | Iowa | 19 | Cedar | 31 | 19031 | 1.2 | 11756 | 1971 | 9999 |  |  | N | Natural Gas, Distillate Fuel Oil | [12 empty] | 1.629 | 1.061 | 1.061 | 1.061 | 1.061 | [11 empty] | Tipton IA (City of) | 100 | Tipton IA (City of) | 100
natural gas peaker | Tipton | 8106_G_1A | 8106 | G | 1A |  | Combustion Turbine | IC Engine | MIS_IL | Iowa | 19 | Cedar | 31 | 19031 | 2 | 11686 | 2001 | 9999 |  |  | N | Natural Gas, Distillate Fuel Oil | [12 empty] | 0.161 | 1.061 | 1.061 | 1.061 | 1.061 | [11 empty] | Tipton IA (City of) | 100 | Tipton IA (City of) | 100
natural gas peaker | Tipton | 8106_G_5 | 8106 | G | 5 |  | Combustion Turbine | IC Engine | MIS_IL | Iowa | 19 | Cedar | 31 | 19031 | 2 | 11797 | 2011 | 9999 |  |  | N | Distillate Fuel Oil | [13 empty] | 1.6498 | 1.6498 | 1.6498 | 1.6498 | [11 empty] | Tipton IA (City of) | 100 | Tipton IA (City of) | 100
natural gas peaker | Tipton | 8106_G_6 | 8106 | G | 6 |  | Combustion Turbine | IC Engine | MIS_IL | Iowa | 19 | Cedar | 31 | 19031 | 2 | 11797 | 2011 | 9999 |  |  | N | Distillate Fuel Oil | [13 empty] | 1.6498 | 1.6498 | 1.6498 | 1.6498 | [11 empty] | Tipton IA (City of) | 100 | Tipton IA (City of) | 100
natural gas peaker | Tipton | 8106_G_7 | 8106 | G | 7 |  | Combustion Turbine | IC Engine | MIS_IL | Iowa | 19 | Cedar | 31 | 19031 | 2 | 10745 | 2019 | 9999 |  |  | N | Distillate Fuel Oil | [13 empty] | 1.6498 | 1.6498 | 1.6498 | 1.6498 | [11 empty] | Tipton IA (City of) | 100 | Tipton IA (City of) | 100
natural gas peaker | Hopkinton | 8108_G_1 | 8108 | G | 1 |  | Combustion Turbine | IC Engine | MIS_IL | Iowa | 19 | Delaware | 55 | 19055 | 1.6 | 11454 | 1973 | 9999 |  |  | N | Distillate Fuel Oil | [12 empty] | 2.5 | 1.6498 | 1.6498 | 1.6498 | 1.6498 | [11 empty] | Hopkinton Municipal Utilities | 100 | Hopkinton Municipal Utilities | 100
natural gas peaker | Hopkinton | 8108_G_CAT | 8108 | G | CAT |  | Combustion Turbine | IC Engine | MIS_IL | Iowa | 19 | Delaware | 55 | 19055 | 2.2 | 11369 | 2011 | 9999 |  |  | N | Distillate Fuel Oil | [13 empty] | 1.6498 | 1.6498 | 1.6498 | 1.6498 | [11 empty] | Hopkinton Municipal Utilities | 100 | Hopkinton Municipal Utilities | 100
natural gas peaker | Stanberry | 8110_G_IC5 | 8110 | G | IC5 |  | Combustion Turbine | IC Engine | S_D_AECI | Missouri | 29 | Gentry | 75 | 29075 | 0.3 | 12283 | 1958 | 9999 |  |  | N | Distillate Fuel Oil | [12 empty] | 2.3 | 1.6498 | 1.6498 | 1.6498 | 1.6498 | [11 empty] | Stanberry MO (City of) | 100 | Stanberry MO (City of) | 100
natural gas peaker | Stanberry | 8110_G_1 | 8110 | G | 1 |  | Combustion Turbine | IC Engine | S_D_AECI | Missouri | 29 | Gentry | 75 | 29075 | 1.1 | 12283 | 1963 | 9999 |  |  | N | Natural Gas, Distillate Fuel Oil | [12 empty] | 2.3 | 1.061 | 1.061 | 1.061 | 1.061 | [11 empty] | Stanberry MO (City of) | 100 | Stanberry MO (City of) | 100
natural gas peaker | Stanberry | 8110_G_2 | 8110 | G | 2 |  | Combustion Turbine | IC Engine | S_D_AECI | Missouri | 29 | Gentry | 75 | 29075 | 1.1 | 12283 | 1967 | 9999 |  |  | N | Natural Gas, Distillate Fuel Oil | [12 empty] | 2.3 | 1.061 | 1.061 | 1.061 | 1.061 | [11 empty] | Stanberry MO (City of) | 100 | Stanberry MO (City of) | 100
natural gas peaker | Stanberry | 8110_G_IC6 | 8110 | G | IC6 |  | Combustion Turbine | IC Engine | S_D_AECI | Missouri | 29 | Gentry | 75 | 29075 | 1.8 | 12283 | 1979 | 9999 |  |  | N | Natural Gas, Distillate Fuel Oil | [12 empty] | 2.3 | 1.061 | 1.061 | 1.061 | 1.061 | [11 empty] | Stanberry MO (City of) | 100 | Stanberry MO (City of) | 100
hard coal | Ray D Nixon | 8219_B_1 | 8219 | B | 1 | 3466 | Coal Steam |  | WECC_CO | Colorado | 8 | El Paso | 41 | 08041 | 208 | 10457 | 1980 | 2029 | wall | dry | N | Bituminous, Subbituminous | Dry Scrubber | 2017 | 0.9 | LNB + OFA |  |  |  | B | NA | ACI | 2015 |  | 0.11 | 0.16282 | 0.16282 | 0.16282 | 0.16282 | 0.1 | 0.1 | 0.1 | 0.95 | [6 empty] | Yes | Colorado Springs Utilities | 100 | Colorado Springs Utilities | 100
natural gas peaker | Ray D Nixon | 8219_G_GT1 | 8219 | G | GT1 | 3468 | Combustion Turbine |  | WECC_CO | Colorado | 8 | El Paso | 41 | 08041 | 30 | 14912 | 1999 | 9999 |  |  | N | Natural Gas |  |  |  | DLNB | [8 empty] | 1.2 | 0.05024 | 0.05024 | 0.05024 | 0.05024 | [11 empty] | Colorado Springs Utilities | 100 | Colorado Springs Utilities | 100
natural gas peaker | Ray D Nixon | 8219_G_GT2 | 8219 | G | GT2 | 3467 | Combustion Turbine |  | WECC_CO | Colorado | 8 | El Paso | 41 | 08041 | 30 | 14921 | 1999 | 9999 |  |  | N | Natural Gas |  |  |  | DLNB | [8 empty] | 1.2 | 0.03235 | 0.03235 | 0.03235 | 0.03235 | [11 empty] | Colorado Springs Utilities | 100 | Colorado Springs Utilities | 100
hard coal | Coyote | 8222_B_B1 | 8222 | B | B1 | 3469 | Coal Steam |  | MIS_MAPP | North Dakota | 38 | Mercer | 57 | 38057 | 429 | 11481 | 1981 | 9999 | cyclone | wet | N | Lignite | Dry Scrubber | 1981 | 0.7 | OFA |  |  |  | B | NA | ACI | 2015 |  | 1.2 | 0.46107 | 0.46107 | 0.46107 | 0.46107 | 0.1 | 0.1 | 0.1 | 0.75 | [7 empty] | Otter Tail Power Co | 35 | Otter Tail Corp | 35
hard coal | Springerville | 8223_B_2 | 8223 | B | 2 | 3471 | Coal Steam |  | WECC_AZ | Arizona | 4 | Apache | 1 | 04001 | 406 | 10293 | 1990 | 2032 | tangential | dry | N | Subbituminous | Dry Scrubber | 1990 | 0.89 | LNC1 |  |  |  | B | NA | ACI | 2016 |  | 0.69 | 0.17938 | 0.17938 | 0.1469 | 0.1469 | 0.1 | 0.1 | 0.1 | 0.94 | [7 empty] | Tucson Electric Power Co | 100 | Uns Energy Corp | 100
solar pv | Springerville | 8223_G_SGSS | 8223 | G | SGSS |  | Solar PV |  | WECC_AZ | Arizona | 4 | Apache | 1 | 04001 | 3.7 | 0 | 2001 | 9999 |  |  | N | Solar | [13 empty] | 0 | 0 | 0 | 0 | [11 empty] | Tucson Electric Power Co | 100 | Uns Energy Corp | 100
hard coal | Springerville | 8223_B_3 | 8223 | B | 3 | 89514 | Coal Steam |  | WECC_AZ | Arizona | 4 | Apache | 1 | 04001 | 417 | 10191 | 2006 | 9999 | wall | dry | N | Subbituminous | Dry Scrubber | 2006 | 0.847 | AA + LNB | SCR | 2006 |  | B | NA | ACI | 2016 |  | 0.69 | 0.08436 | 0.08436 | 0.08436 | 0.08436 | 0.1 | 0.1 | 0.1 | 0.897 | [7 empty] | Tri State Generation & Transmission Association Inc | 100 | Tri State Generation & Transmission Association Inc | 100
hard coal | Springerville | 8223_B_4 | 8223 | B | 4 | 90132 | Coal Steam |  | WECC_AZ | Arizona | 4 | Apache | 1 | 04001 | 415 | 10260 | 2009 | 9999 | wall | dry | N | Subbituminous | Dry Scrubber | 2009 | 0.847 | AA + LNB | SCR | 2009 |  | B | NA | ACI | 2009 |  | 0.8 | 0.06834 | 0.06834 | 0.06834 | 0.06834 | 0.1 | 0.1 | 0.1 | 0.897 | [7 empty] | Salt River Project | 100 | Salt River Project | 100
solar pv | Springerville | 8223_G_SGSS1 | 8223 | G | SGSS1 |  | Solar PV |  | WECC_AZ | Arizona | 4 | Apache | 1 | 04001 | 1.4 | 0 | 2010 | 9999 |  |  | N | Solar | [13 empty] | 0 | 0 | 0 | 0 | [11 empty] | Tucson Electric Power Co | 100 | Uns Energy Corp | 100
solar pv | Springerville | 8223_G_WMS | 8223 | G | WMS |  | Solar PV |  | WECC_AZ | Arizona | 4 | Apache | 1 | 04001 | 8.3 | 0 | 2014 | 9999 |  |  | N | Solar | [13 empty] | 0 | 0 | 0 | 0 | [11 empty] | Tucson Electric Power Co | 100 | Uns Energy Corp | 100
0 | Seneca Generation LLC | 8225_G_1 | 8225 | G | 1 |  | Pumped Storage |  | PJM_PENE | Pennsylvania | 42 | Warren | 123 | 42123 | 237 | 0 | 1970 | 9999 |  |  | N | Pumped Storage | [13 empty] | 0 | 0 | 0 | 0 | [11 empty] | Seneca Generation LLC | 100 | LS Power Group | 100
0 | Seneca Generation LLC | 8225_G_2 | 8225 | G | 2 |  | Pumped Storage |  | PJM_PENE | Pennsylvania | 42 | Warren | 123 | 42123 | 245 | 0 | 1970 | 9999 |  |  | N | Pumped Storage | [13 empty] | 0 | 0 | 0 | 0 | [11 empty] | Seneca Generation LLC | 100 | LS Power Group | 100
0 | Seneca Generation LLC | 8225_G_3 | 8225 | G | 3 |  | Pumped Storage |  | PJM_PENE | Pennsylvania | 42 | Warren | 123 | 42123 | 31 | 0 | 1970 | 9999 |  |  | N | Pumped Storage | [13 empty] | 0 | 0 | 0 | 0 | [11 empty] | Seneca Generation LLC | 100 | LS Power Group | 100
hydro | Hoover Dam (AZ) | 8902_G_A0 | 8902 | G | A0 |  | Hydro |  | WECC_AZ | Arizona | 4 | Mohave | 15 | 04015 | 2.7 | 0 | 1936 | 9999 |  |  | N | Hydro | [13 empty] | 0 | 0 | 0 | 0 | [11 empty] | U S Bureau of Reclamation | 100 | U S Bureau of Reclamation | 100
hydro | Hoover Dam (AZ) | 8902_G_A8 | 8902 | G | A8 |  | Hydro |  | WECC_AZ | Arizona | 4 | Mohave | 15 | 04015 | 61.5 | 0 | 1937 | 9999 |  |  | N | Hydro | [13 empty] | 0 | 0 | 0 | 0 | [11 empty] | U S Bureau of Reclamation | 100 | U S Bureau of Reclamation | 100
hydro | Hoover Dam (AZ) | 8902_G_A6 | 8902 | G | A6 |  | Hydro |  | WECC_AZ | Arizona | 4 | Mohave | 15 | 04015 | 130 | 0 | 1939 | 9999 |  |  | N | Hydro | [13 empty] | 0 | 0 | 0 | 0 | [11 empty] | U S Bureau of Reclamation | 100 | U S Bureau of Reclamation | 100
hydro | Hoover Dam (AZ) | 8902_G_A7 | 8902 | G | A7 |  | Hydro |  | WECC_AZ | Arizona | 4 | Mohave | 15 | 04015 | 130 | 0 | 1939 | 9999 |  |  | N | Hydro | [13 empty] | 0 | 0 | 0 | 0 | [11 empty] | U S Bureau of Reclamation | 100 | U S Bureau of Reclamation | 100
hydro | Hoover Dam (AZ) | 8902_G_A1 | 8902 | G | A1 |  | Hydro |  | WECC_AZ | Arizona | 4 | Mohave | 15 | 04015 | 130 | 0 | 1941 | 9999 |  |  | N | Hydro | [13 empty] | 0 | 0 | 0 | 0 | [11 empty] | U S Bureau of Reclamation | 100 | U S Bureau of Reclamation | 100
hydro | Hoover Dam (AZ) | 8902_G_A2 | 8902 | G | A2 |  | Hydro |  | WECC_AZ | Arizona | 4 | Mohave | 15 | 04015 | 130 | 0 | 1942 | 9999 |  |  | N | Hydro | [13 empty] | 0 | 0 | 0 | 0 | [11 empty] | U S Bureau of Reclamation | 100 | U S Bureau of Reclamation | 100
hydro | Hoover Dam (AZ) | 8902_G_A5 | 8902 | G | A5 |  | Hydro |  | WECC_AZ | Arizona | 4 | Mohave | 15 | 04015 | 127 | 0 | 1943 | 9999 |  |  | N | Hydro | [13 empty] | 0 | 0 | 0 | 0 | [11 empty] | U S Bureau of Reclamation | 100 | U S Bureau of Reclamation | 100
hydro | Hoover Dam (AZ) | 8902_G_A3 | 8902 | G | A3 |  | Hydro |  | WECC_AZ | Arizona | 4 | Mohave | 15 | 04015 | 130 | 0 | 1952 | 9999 |  |  | N | Hydro | [13 empty] | 0 | 0 | 0 | 0 | [11 empty] | U S Bureau of Reclamation | 100 | U S Bureau of Reclamation | 100
hydro | Hoover Dam (AZ) | 8902_G_A4 | 8902 | G | A4 |  | Hydro |  | WECC_AZ | Arizona | 4 | Mohave | 15 | 04015 | 130 | 0 | 1952 | 9999 |  |  | N | Hydro | [13 empty] | 0 | 0 | 0 | 0 | [11 empty] | U S Bureau of Reclamation | 100 | U S Bureau of Reclamation | 100
hydro | Hoover Dam (AZ) | 8902_G_A9 | 8902 | G | A9 |  | Hydro |  | WECC_AZ | Arizona | 4 | Mohave | 15 | 04015 | 68.5 | 0 | 1952 | 9999 |  |  | N | Hydro | [13 empty] | 0 | 0 | 0 | 0 | [11 empty] | U S Bureau of Reclamation | 100 | U S Bureau of Reclamation | 100
natural gas steam turbine | Astoria Generating Station | 8906_B_20 | 8906 | B | 20 | 3485 | O/G Steam |  | NY_Z_J | New York | 36 | Queens | 81 | 36081 | 173 | 14137 | 1954 | 9999 | wall | dry | N | Natural Gas |  |  |  | LNB | [8 empty] | 0.001 | 0.07909 | 0.07909 | 0.07909 | 0.07909 | [11 empty] | Astoria Generating | 100 | ArcLight Capital Partners LLC | 100
natural gas steam turbine | Astoria Generating Station | 8906_B_30 | 8906 | B | 30 | 90457 | O/G Steam |  | NY_Z_J | New York | 36 | Queens | 81 | 36081 | 377 | 12256 | 1958 | 9999 | wall | dry | N | Natural Gas |  |  |  | FR | [8 empty] | 1.02 | 0.04725 | 0.04725 | 0.04725 | 0.04725 | [11 empty] | Astoria Generating | 100 | ArcLight Capital Partners LLC | 100
natural gas steam turbine | Astoria Generating Station | 8906_B_50 | 8906 | B | 50 | 90461 | O/G Steam |  | NY_Z_J | New York | 36 | Queens | 81 | 36081 | 378 | 11763 | 1962 | 9999 | tangential |  | N | Natural Gas |  |  |  | LNB | [8 empty] | 1.02 | 0.04962 | 0.04962 | 0.04962 | 0.04962 | [11 empty] | Astoria Generating | 100 | ArcLight Capital Partners LLC | 100
natural gas peaker | Astoria Generating Station | 8906_G_1 | 8906 | G | 1 | 3489 | Combustion Turbine |  | NY_Z_J | New York | 36 | Queens | 81 | 36081 | 14 | 18734 | 1967 | 9999 |  |  | N | Natural Gas | [13 empty] | 0.2224 | 0.2224 | 0.2224 | 0.2224 | [11 empty] | Astoria Generating | 100 | ArcLight Capital Partners LLC | 100
natural gas peaker | Cherry Street | 9038_G_7 | 9038 | G | 7 |  | Combustion Turbine | IC Engine | NENGREST | Massachusetts | 25 | Middlesex | 17 | 25017 | 2.5 | 11228 | 1951 | 9999 |  |  | N | Distillate Fuel Oil | [12 empty] | 0.789 | 3.1545 | 3.1545 | 3.1545 | 3.1545 | [11 empty] | Hudson Light & Power Dept | 100 | Hudson Light & Power Dept | 100
natural gas peaker | Cherry Street | 9038_G_8 | 9038 | G | 8 |  | Combustion Turbine | IC Engine | NENGREST | Massachusetts | 25 | Middlesex | 17 | 25017 | 3.4 | 11204 | 1956 | 9999 |  |  | N | Natural Gas, Distillate Fuel Oil | [12 empty] | 0.789 | 3.0738 | 3.0738 | 3.0738 | 3.0738 | [11 empty] | Hudson Light & Power Dept | 100 | Hudson Light & Power Dept | 100
natural gas peaker | Cherry Street | 9038_G_12 | 9038 | G | 12 |  | Combustion Turbine | IC Engine | NENGREST | Massachusetts | 25 | Middlesex | 17 | 25017 | 4.9 | 11220 | 1972 | 9999 |  |  | N | Natural Gas, Distillate Fuel Oil | [12 empty] | 0.789 | 3.1 | 3.1 | 3.1 | 3.1 | [11 empty] | Hudson Light & Power Dept | 100 | Hudson Light & Power Dept | 100
hydro | Monroe Street | 9095_G_6 | 9095 | G | 6 |  | Hydro |  | WECC_PNW | Washington | 53 | Spokane | 63 | 53063 | 15 | 0 | 1992 | 9999 |  |  | N | Hydro | [13 empty] | 0 | 0 | 0 | 0 | [11 empty] | Avista Corp | 100 | Avista Corp | 100
hydro | Upper Falls | 9096_G_1 | 9096 | G | 1 |  | Hydro |  | WECC_PNW | Washington | 53 | Spokane | 63 | 53063 | 10.2 | 0 | 1922 | 9999 |  |  | N | Hydro | [13 empty] | 0 | 0 | 0 | 0 | [11 empty] | Avista Corp | 100 | Avista Corp | 100
hydro | Cabot Holyoke | 9864_G_1 | 9864 | G | 1 |  | Hydro |  | NENGREST | Massachusetts | 25 | Hampden | 13 | 25013 | 0.6 | 0 | 1893 | 9999 |  |  | N | Hydro | [13 empty] | 0 | 0 | 0 | 0 | [11 empty] | Holyoke Gas & Electric Dept | 100 | Holyoke Gas & Electric Dept | 100
hydro | Cabot Holyoke | 9864_G_4 | 9864 | G | 4 |  | Hydro |  | NENGREST | Massachusetts | 25 | Hampden | 13 | 25013 | 0.5 | 0 | 1907 | 9999 |  |  | N | Hydro | [13 empty] | 0 | 0 | 0 | 0 | [11 empty] | Holyoke Gas & Electric Dept | 100 | Holyoke Gas & Electric Dept | 100
hydro | Cabot Holyoke | 9864_G_2 | 9864 | G | 2 |  | Hydro |  | NENGREST | Massachusetts | 25 | Hampden | 13 | 25013 | 0.6 | 0 | 1938 | 9999 |  |  | N | Hydro | [13 empty] | 0 | 0 | 0 | 0 | [11 empty] | Holyoke Gas & Electric Dept | 100 | Holyoke Gas & Electric Dept | 100
hydro | Cabot Holyoke | 9864_G_3 | 9864 | G | 3 |  | Hydro |  | NENGREST | Massachusetts | 25 | Hampden | 13 | 25013 | 0.4 | 0 | 1939 | 9999 |  |  | N | Hydro | [13 empty] | 0 | 0 | 0 | 0 | [11 empty] | Holyoke Gas & Electric Dept | 100 | Holyoke Gas & Electric Dept | 100
natural gas steam turbine | Colorado Energy Nations Company | 10003_B_BLR1 | 10003 | B | BLR1 |  | O/G Steam |  | WECC_CO | Colorado | 8 | Jefferson | 59 | 08059 | 10 | 8300 | 1967 | 9999 |  |  | Y | Natural Gas | [12 empty] | 1.5 | 0.23063 | 0.23063 | 0.23063 | 0.23063 | [11 empty] | Colorado Energy Nations Co LLP | 100 | ENGIE SA | 100
natural gas steam turbine | Colorado Energy Nations Company | 10003_B_BLR2 | 10003 | B | BLR2 |  | O/G Steam |  | WECC_CO | Colorado | 8 | Jefferson | 59 | 08059 | 10 | 8300 | 1967 | 9999 |  |  | Y | Natural Gas | [12 empty] | 1.5 | 0.23063 | 0.23063 | 0.23063 | 0.23063 | [11 empty] | Colorado Energy Nations Co LLP | 100 | ENGIE SA | 100
natural gas steam turbine | Colorado Energy Nations Company | 10003_B_BLR4 | 10003 | B | BLR4 |  | O/G Steam |  | WECC_CO | Colorado | 8 | Jefferson | 59 | 08059 | 10 | 8300 | 1974 | 9999 |  |  | Y | Natural Gas |  |  |  | other | [8 empty] | 1 | 0.04408 | 0.04408 | 0.04408 | 0.04408 | [11 empty] | Colorado Energy Nations Co LLP | 100 | ENGIE SA | 100
natural gas steam turbine | Colorado Energy Nations Company | 10003_B_BLR5 | 10003 | B | BLR5 |  | O/G Steam |  | WECC_CO | Colorado | 8 | Jefferson | 59 | 08059 | 10 | 8300 | 1979 | 9999 |  |  | Y | Natural Gas |  |  |  | other | [8 empty] | 1 | 0.04481 | 0.04481 | 0.04481 | 0.04481 | [11 empty] | Colorado Energy Nations Co LLP | 100 | ENGIE SA | 100
municipal solid waste | Mosaic South Pierce Operations | 10004_G_TG1 | 10004 | G | TG1 |  | Non-Fossil Waste |  | FRCC | Florida | 12 | Polk | 105 | 12105 | 4 | 9194 | 1978 | 9999 |  |  | Y | Non-Fossil Waste | [13 empty] | 0 | 0 | 0 | 0 | [11 empty] | Mosaic Co | 100 | Mosaic Co (The) | 100
municipal solid waste | Mosaic South Pierce Operations | 10004_G_TG2 | 10004 | G | TG2 |  | Non-Fossil Waste |  | FRCC | Florida | 12 | Polk | 105 | 12105 | 33 | 9194 | 1992 | 9999 |  |  | Y | Non-Fossil Waste | [13 empty] | 0 | 0 | 0 | 0 | [11 empty] | Mosaic Co | 100 | Mosaic Co (The) | 100
onshore wind | Dinosaur Point | 10005_G_WTGS | 10005 | G | WTGS |  | Onshore Wind |  | WEC_CALN | California | 6 | Merced | 47 | 06047 | 17 | 0 | 1988 | 9999 |  |  | N | Wind | [13 empty] | 0 | 0 | 0 | 0 | [11 empty] | Intl Turbine Research Inc | 100 | Intl Turbine Research Inc | 100
natural gas peaker | Baptist Medical Center | 10008_G_TG-2 | 10008 | G | TG-2 |  | Combustion Turbine |  | FRCC | Florida | 12 | Duval | 31 | 12031 | 2.2 | 8700 | 1983 | 9999 |  |  | Y | Natural Gas, Distillate Fuel Oil | [12 empty] | 0.8 | 0.47388 | 0.47388 | 0.47388 | 0.47388 | [11 empty] | Baptist Memorial Hospital | 100 | Baptist Memorial Health Care Corp | 100
natural gas peaker | Baptist Medical Center | 10008_G_TG-3 | 10008 | G | TG-3 |  | Combustion Turbine |  | FRCC | Florida | 12 | Duval | 31 | 12031 | 2.7 | 8700 | 1986 | 9999 |  |  | Y | Natural Gas, Distillate Fuel Oil | [12 empty] | 0.8 | 0.47388 | 0.47388 | 0.47388 | 0.47388 | [11 empty] | Baptist Memorial Hospital | 100 | Baptist Memorial Health Care Corp | 100
natural gas peaker | Baptist Medical Center | 10008_G_TG-4 | 10008 | G | TG-4 |  | Combustion Turbine |  | FRCC | Florida | 12 | Duval | 31 | 12031 | 3.2 | 8700 | 1993 | 9999 |  |  | Y | Natural Gas, Distillate Fuel Oil | [12 empty] | 0.8 | 0.23894 | 0.23894 | 0.23894 | 0.23894 | [11 empty] | Baptist Memorial Hospital | 100 | Baptist Memorial Health Care Corp | 100
municipal solid waste | Covanta Hennepin Energy | 10013_B_1 | 10013 | B | 1 |  | Municipal Solid Waste |  | MIS_MNWI | Minnesota | 27 | Hennepin | 53 | 27053 | 16.8 | 18276 | 1989 | 9999 |  |  | N | MSW | Dry Scrubber | 1989 | 0.95 | AA | SNCR |  |  | B | NA | ACI | 1994 |  |  | 0.21601 | 0.21601 | 0.21601 | 0.21601 | 0.08 | 0.08 | 0.08 | [8 empty] | Covanta Hennepin Energy Resource Co | 100 | Covanta Holding Corp | 100
municipal solid waste | Covanta Hennepin Energy | 10013_B_2 | 10013 | B | 2 |  | Municipal Solid Waste |  | MIS_MNWI | Minnesota | 27 | Hennepin | 53 | 27053 | 16.8 | 18276 | 1989 | 9999 |  |  | N | MSW | Dry Scrubber | 1989 | 0.95 | AA | SNCR |  |  | B | NA | ACI | 1994 |  |  | 0.21575 | 0.21575 | 0.21575 | 0.21575 | 0.08 | 0.08 | 0.08 | [8 empty] | Covanta Hennepin Energy Resource Co | 100 | Covanta Holding Corp | 100
hydro | Lucky Peak Power Plant Project | 10014_G_U131 | 10014 | G | U131 |  | Hydro |  | WECC_ID | Idaho | 16 | Ada | 1 | 16001 | 36.2 | 0 | 1988 | 9999 |  |  | N | Hydro | [13 empty] | 0 | 0 | 0 | 0 | [11 empty] | Boise Kuna Irrigation District | 100 | Boise Kuna Irrigation District | 100
hydro | Lucky Peak Power Plant Project | 10014_G_U132 | 10014 | G | U132 |  | Hydro |  | WECC_ID | Idaho | 16 | Ada | 1 | 16001 | 36.2 | 0 | 1988 | 9999 |  |  | N | Hydro | [13 empty] | 0 | 0 | 0 | 0 | [11 empty] | Boise Kuna Irrigation District | 100 | Boise Kuna Irrigation District | 100
hydro | Lucky Peak Power Plant Project | 10014_G_U133 | 10014 | G | U133 |  | Hydro |  | WECC_ID | Idaho | 16 | Ada | 1 | 16001 | 10.6 | 0 | 1988 | 9999 |  |  | N | Hydro | [13 empty] | 0 | 0 | 0 | 0 | [11 empty] | Boise Kuna Irrigation District | 100 | Boise Kuna Irrigation District | 100
geothermal | Desert Peak Power Plant | 10018_G_GEN2 | 10018 | G | GEN2 |  | Geothermal |  | WECC_NNV | Nevada | 32 | Lyon | 19 | 32019 | 10 | 9771 | 2006 | 9999 |  |  | N | Geothermal | [13 empty] | 0 | 0 | 0 | 0 | 0.4563 | 0.4563 | 0.4563 | [8 empty] | ORNI 3 LLC | 100 | Ormat Technologies Inc | 100
geothermal | Desert Peak Power Plant | 10018_G_OEC2 | 10018 | G | OEC2 |  | Geothermal |  | WECC_NNV | Nevada | 32 | Lyon | 19 | 32019 | 7.3 | 9771 | 2006 | 9999 |  |  | N | Geothermal | [13 empty] | 0 | 0 | 0 | 0 | 0.4563 | 0.4563 | 0.4563 | [8 empty] | ORNI 3 LLC | 100 | Ormat Technologies Inc | 100
natural gas steam turbine | RED-Rochester, LLC | 10025_B_44 | 10025 | B | 44 | 3518 | O/G Steam |  | NY_Z_B | New York | 36 | Monroe | 55 | 36055 | 23.8 | 8300 | 1948 | 9999 | tangential | dry | Y | Natural Gas |  |  |  | FU + LA | [8 empty] | 1.1 | 0.05385 | 0.05385 | 0.05385 | 0.05385 | [11 empty] | RED Rochester LLC | 100 | Recycled Energy Development LLC | 100
hydro | RED-Rochester, LLC | 10025_G_KPR1 | 10025 | G | KPR1 |  | Hydro |  | NY_Z_B | New York | 36 | Monroe | 55 | 36055 | 0.4 | 0 | 1957 | 9999 |  |  | N | Hydro | [13 empty] | 0 | 0 | 0 | 0 | [11 empty] | RED Rochester LLC | 100 | Recycled Energy Development LLC | 100
natural gas steam turbine | RED-Rochester, LLC | 10025_B_41 | 10025 | B | 41 | 3518 | O/G Steam |  | NY_Z_B | New York | 36 | Monroe | 55 | 36055 | 17.3 | 8300 | 1964 | 9999 | cyclone | wet | Y | Natural Gas |  |  |  | FU + LA | [8 empty] | 1.1 | 0.06 | 0.06 | 0.06 | 0.06 | [11 empty] | RED Rochester LLC | 100 | Recycled Energy Development LLC | 100
natural gas steam turbine | RED-Rochester, LLC | 10025_B_PB1 | 10025 | B | PB1 |  | O/G Steam |  | NY_Z_B | New York | 36 | Monroe | 55 | 36055 | 0.38 | 8300 | 1966 | 9999 | wall |  | Y | Residual Fuel Oil |  |  |  | LA | [8 empty] | 4.99 | 0.08 | 0.08 | 0.08 | 0.08 | [11 empty] | RED Rochester LLC | 100 | Recycled Energy Development LLC | 100
natural gas steam turbine | RED-Rochester, LLC | 10025_B_PB2 | 10025 | B | PB2 |  | O/G Steam |  | NY_Z_B | New York | 36 | Monroe | 55 | 36055 | 0.38 | 8300 | 1966 | 9999 | wall |  | Y | Residual Fuel Oil |  |  |  | LA | [8 empty] | 4.99 | 0.08 | 0.08 | 0.08 | 0.08 | [11 empty] | RED Rochester LLC | 100 | Recycled Energy Development LLC | 100
natural gas steam turbine | RED-Rochester, LLC | 10025_B_PB3 | 10025 | B | PB3 |  | O/G Steam |  | NY_Z_B | New York | 36 | Monroe | 55 | 36055 | 0.38 | 8300 | 1966 | 9999 | wall |  | Y | Residual Fuel Oil |  |  |  | LA | [8 empty] | 4.99 | 0.08 | 0.08 | 0.08 | 0.08 | [11 empty] | RED Rochester LLC | 100 | Recycled Energy Development LLC | 100
natural gas steam turbine | RED-Rochester, LLC | 10025_B_PB4 | 10025 | B | PB4 |  | O/G Steam |  | NY_Z_B | New York | 36 | Monroe | 55 | 36055 | 0.38 | 8300 | 1966 | 9999 | wall |  | Y | Residual Fuel Oil |  |  |  | LA | [8 empty] | 4.99 | 0.08 | 0.08 | 0.08 | 0.08 | [11 empty] | RED Rochester LLC | 100 | Recycled Energy Development LLC | 100
natural gas steam turbine | RED-Rochester, LLC | 10025_B_42 | 10025 | B | 42 | 3516 | O/G Steam |  | NY_Z_B | New York | 36 | Monroe | 55 | 36055 | 17.3 | 8300 | 1968 | 9999 | cyclone | wet | Y | Natural Gas |  |  |  | FU + LA | [8 empty] | 1.1 | 0.06 | 0.06 | 0.06 | 0.06 | [11 empty] | RED Rochester LLC | 100 | Recycled Energy Development LLC | 100
natural gas steam turbine | RED-Rochester, LLC | 10025_B_43 | 10025 | B | 43 | 3517 | O/G Steam |  | NY_Z_B | New York | 36 | Monroe | 55 | 36055 | 23.8 | 8300 | 1969 | 9999 | cyclone | wet | Y | Natural Gas |  |  |  | FU + LA | [8 empty] | 1.1 | 0.06 | 0.06 | 0.06 | 0.06 | [11 empty] | RED Rochester LLC | 100 | Recycled Energy Development LLC | 100
natural gas steam turbine | RED-Rochester, LLC | 10025_G_75TG | 10025 | G | 75TG |  | O/G Steam |  | NY_Z_B | New York | 36 | Monroe | 55 | 36055 | 2.2 | 11798 | 2015 | 9999 |  |  | N | Natural Gas | [12 empty] | 1.1 | 0.035 | 0.035 | 0.035 | 0.035 | [11 empty] | RED Rochester LLC | 100 | Recycled Energy Development LLC | 100
natural gas steam turbine | RED-Rochester, LLC | 10025_B_45 | 10025 | B | 45 |  | O/G Steam |  | NY_Z_B | New York | 36 | Monroe | 55 | 36055 | 0.94 | 8300 | 2017 | 9999 | wall | dry | Y | Natural Gas | [13 empty] | 0.15 | 0.15 | 0.15 | 0.15 | [11 empty] | RED Rochester LLC | 100 | Recycled Energy Development LLC | 100
natural gas steam turbine | RED-Rochester, LLC | 10025_B_46 | 10025 | B | 46 |  | O/G Steam |  | NY_Z_B | New York | 36 | Monroe | 55 | 36055 | 10.9 | 8300 | 2017 | 9999 | wall | dry | Y | Natural Gas | [13 empty] | 0.05 | 0.05 | 0.05 | 0.05 | [11 empty] | RED Rochester LLC | 100 | Recycled Energy Development LLC | 100
natural gas steam turbine | RED-Rochester, LLC | 10025_B_47 | 10025 | B | 47 |  | O/G Steam |  | NY_Z_B | New York | 36 | Monroe | 55 | 36055 | 10.9 | 8300 | 2017 | 9999 | wall | dry | Y | Natural Gas | [13 empty] | 0.05 | 0.05 | 0.05 | 0.05 | [11 empty] | RED Rochester LLC | 100 | Recycled Energy Development LLC | 100
natural gas steam turbine | RED-Rochester, LLC | 10025_B_48 | 10025 | B | 48 |  | O/G Steam |  | NY_Z_B | New York | 36 | Monroe | 55 | 36055 | 10.9 | 8300 | 2017 | 9999 | wall | dry | Y | Natural Gas | [13 empty] | 0.05 | 0.05 | 0.05 | 0.05 | [11 empty] | RED Rochester LLC | 100 | Recycled Energy Development LLC | 100
natural gas combined cycle | Energy Center Dover | 10030_G_COG1 | 10030 | G | COG1 |  | Combined Cycle |  | PJM_EMAC | Delaware | 10 | Kent | 1 | 10001 | 15 | 7517 | 1985 | 9999 |  |  | Y | Natural Gas |  |  |  |  | SCR | [8 empty] | 0.0081674 | 0.0081674 | 0.0081674 | 0.0081674 | [11 empty] | Energy Center Dover LLC | 100 | Basalt Infastructure Partners LLC | 100
natural gas combined cycle | Energy Center Dover | 10030_G_KD-1 | 10030 | G | KD-1 | 5046 | Combined Cycle |  | PJM_EMAC | Delaware | 10 | Kent | 1 | 10001 | 44 | 7517 | 2001 | 9999 |  |  | Y | Natural Gas |  |  |  | H2O | SCR | [7 empty] | 0.81 | 0.0081674 | 0.0081674 | 0.0081674 | 0.0081674 | [11 empty] | Energy Center Dover LLC | 100 | Basalt Infastructure Partners LLC | 100
natural gas peaker | Energy Center Dover | 10030_G_KD-2 | 10030 | G | KD-2 | 5047 | Combustion Turbine |  | PJM_EMAC | Delaware | 10 | Kent | 1 | 10001 | 44 | 10745 | 2001 | 9999 |  |  | N | Natural Gas, Distillate Fuel Oil |  |  |  | H2O | [8 empty] | 0.81 | 0.07804 | 0.07804 | 0.07804 | 0.07804 | [11 empty] | Energy Center Dover LLC | 100 | Basalt Infastructure Partners LLC | 100
natural gas combined cycle | Gilroy Power Plant | 10034_G_GEN1 | 10034 | G | GEN1 | 89552 | Combined Cycle |  | WEC_CALN | California | 6 | Santa Clara | 85 | 06085 | 85 | 7705 | 1987 | 9999 |  |  | Y | Natural Gas | [13 empty] | 0.036993 | 0.036993 | 0.036993 | 0.036993 | [11 empty] | Calpine Gilroy Cogeneration LP | 100 | Energy Capital Partners | 100
natural gas combined cycle | Gilroy Power Plant | 10034_G_GEN2 | 10034 | G | GEN2 | 89552 | Combined Cycle |  | WEC_CALN | California | 6 | Santa Clara | 85 | 06085 | 30 | 7705 | 1987 | 9999 |  |  | Y | Natural Gas | [13 empty] | 0.036993 | 0.036993 | 0.036993 | 0.036993 | [11 empty] | Calpine Gilroy Cogeneration LP | 100 | Energy Capital Partners | 100
hydro | Hillsborough Hosiery | 10036_G_GEN1 | 10036 | G | GEN1 |  | Hydro |  | NENGREST | New Hampshire | 33 | Hillsborough | 11 | 33011 | 0.6 | 0 | 1989 | 9999 |  |  | N | Hydro | [13 empty] | 0 | 0 | 0 | 0 | [11 empty] | Silverstreet Hydro | 100 | Silverstreet Hydro | 100
hydro | Hillsborough Hosiery | 10036_G_GEN2 | 10036 | G | GEN2 |  | Hydro |  | NENGREST | New Hampshire | 33 | Hillsborough | 11 | 33011 | 0.6 | 0 | 1989 | 9999 |  |  | N | Hydro | [13 empty] | 0 | 0 | 0 | 0 | [11 empty] | Ace Power Partners | 99 | ArcLight Capital Partners LLC | 99
natural gas peaker | Kaweah Delta District Hospital | 10042_G_KDHT1 | 10042 | G | KDHT1 |  | Combustion Turbine |  | WECC_SCE | California | 6 | Tulare | 107 | 06107 | 3.5 | 12369 | 2008 | 9999 |  |  | N | Natural Gas | [13 empty] | 0.01246 | 0.01246 | 0.01246 | 0.01246 | [11 empty] | Kaweah Delta Hospital | 100 | Kaweah Delta Hospital | 100
hydro | Little Mac Project | 10049_G_1 | 10049 | G | 1 |  | Hydro |  | WECC_ID | Idaho | 16 | Twin Falls | 83 | 16083 | 0.3 | 0 | 1984 | 9999 |  |  | N | Hydro | [13 empty] | 0 | 0 | 0 | 0 | [11 empty] | J & R Energy Inc | 100 | J & R Energy Inc | 100
hydro | Little Mac Project | 10049_G_2 | 10049 | G | 2 |  | Hydro |  | WECC_ID | Idaho | 16 | Twin Falls | 83 | 16083 | 0.4 | 0 | 1984 | 9999 |  |  | N | Hydro | [13 empty] | 0 | 0 | 0 | 0 | [11 empty] | J & R Energy Inc | 100 | J & R Energy Inc | 100
hydro | Little Mac Project | 10049_G_3 | 10049 | G | 3 |  | Hydro |  | WECC_ID | Idaho | 16 | Twin Falls | 83 | 16083 | 0.4 | 0 | 1984 | 9999 |  |  | N | Hydro | [13 empty] | 0 | 0 | 0 | 0 | [11 empty] | J & R Energy Inc | 100 | J & R Energy Inc | 100
hydro | Little Mac Project | 10049_G_4 | 10049 | G | 4 |  | Hydro |  | WECC_ID | Idaho | 16 | Twin Falls | 83 | 16083 | 0.4 | 0 | 1984 | 9999 |  |  | N | Hydro | [13 empty] | 0 | 0 | 0 | 0 | [11 empty] | J & R Energy Inc | 100 | J & R Energy Inc | 100
municipal solid waste | Fourche Creek Wastewater | 10050_G_4 | 10050 | G | 4 |  | Non-Fossil Waste |  | MIS_AR | Arkansas | 5 | Pulaski | 119 | 05119 | 1.3 | 3911 | 2009 | 9999 |  |  | Y | Non-Fossil Waste | [13 empty] | 0 | 0 | 0 | 0 | [11 empty] | Little Rock Wastewater Utility | 100 | Little Rock Wastewater Utility | 100
hydro | Lockville Hydropower | 10051_G_GEN1 | 10051 | G | GEN1 |  | Hydro |  | S_VACA | North Carolina | 37 | Chatham | 37 | 37037 | 0.6 | 0 | 1985 | 9999 |  |  | N | Hydro | [13 empty] | 0 | 0 | 0 | 0 | [11 empty] | Lockville Hydropower Co | 100 | Lockville Hydropower Co | 100
hydro | Lockville Hydropower | 10051_G_GEN2 | 10051 | G | GEN2 |  | Hydro |  | S_VACA | North Carolina | 37 | Chatham | 37 | 37037 | 0.6 | 0 | 1985 | 9999 |  |  | N | Hydro | [13 empty] | 0 | 0 | 0 | 0 | [11 empty] | Lockville Hydropower Co | 100 | Lockville Hydropower Co | 100
biomass | Fairhaven Power | 10052_B_BLR1 | 10052 | B | BLR1 |  | Biomass |  | WEC_CALN | California | 6 | Humboldt | 23 | 06023 | 16 | 17738 | 1986 | 9999 |  |  | N | Biomass |  |  |  | AA + LNB + OFA |  |  |  | ESPH | No |  |  |  |  | 0.12268 | 0.12268 | 0.12268 | 0.12268 | [11 empty] | DG Fairhaven Power LLC | 100 | EWP America Inc | 100
natural gas combined cycle | Mars Wrigley Confectionery US, LLC | 10061_G_GEN1 | 10061 | G | GEN1 |  | Combined Cycle |  | PJM_EMAC | New Jersey | 34 | WARREN | 41 | 34041 | 8.8 | 7905 | 1989 | 9999 |  |  | Y | Natural Gas | [13 empty] | 0.02214 | 0.02214 | 0.02214 | 0.02214 | [11 empty] | M & M Mars Inc | 100 | Mars Inc | 100
municipal solid waste | Miami Dade County Resource Recovery Fac | 10062_B_BLR1 | 10062 | B | BLR1 |  | Municipal Solid Waste |  | FRCC | Florida | 12 | Miami Dade | 86 | 12086 | 17.9 | 25743 | 1983 | 9999 |  |  | N | MSW | Dry Scrubber | 2000 | 0.389 | other | SNCR |  |  | B | NA | ACI | 2000 |  |  | 0.62599 | 0.23 | 0.62599 | 0.23 | 0.08 | 0.08 | 0.08 | [8 empty] | Metro Dade County | 100 | Metro Dade County | 100
municipal solid waste | Miami Dade County Resource Recovery Fac | 10062_B_BLR2 | 10062 | B | BLR2 |  | Municipal Solid Waste |  | FRCC | Florida | 12 | Miami Dade | 86 | 12086 | 17.9 | 25743 | 1983 | 9999 |  |  | N | MSW | Dry Scrubber | 2000 | 0.771 | other | SNCR |  |  | B | NA | ACI | 2000 |  |  | 0.62599 | 0.23 | 0.62599 | 0.23 | 0.08 | 0.08 | 0.08 | [8 empty] | Metro Dade County | 100 | Metro Dade County | 100
municipal solid waste | Miami Dade County Resource Recovery Fac | 10062_B_BLR3 | 10062 | B | BLR3 |  | Municipal Solid Waste |  | FRCC | Florida | 12 | Miami Dade | 86 | 12086 | 17.9 | 25743 | 1983 | 9999 |  |  | N | MSW | Dry Scrubber | 2000 | 0.69 | other | SNCR |  |  | B | NA | ACI | 2000 |  |  | 0.62599 | 0.23 | 0.62599 | 0.23 | 0.08 | 0.08 | 0.08 | [8 empty] | Metro Dade County | 100 | Metro Dade County | 100
municipal solid waste | Miami Dade County Resource Recovery Fac | 10062_B_BLR4 | 10062 | B | BLR4 |  | Municipal Solid Waste |  | FRCC | Florida | 12 | Miami Dade | 86 | 12086 | 17.9 | 25743 | 1983 | 9999 |  |  | N | MSW | Dry Scrubber | 2000 | 0.869 | other | SNCR |  |  | B | NA | ACI | 2000 |  |  | 0.62599 | 0.23 | 0.62599 | 0.23 | 0.08 | 0.08 | 0.08 | [8 empty] | Metro Dade County | 100 | Metro Dade County | 100
hydro | Derby Hydro | 10063_G_GEN1 | 10063 | G | GEN1 |  | Hydro |  | NENG_CT | Connecticut | 9 | Fairfield | 1 | 09001 | 4 | 0 | 1989 | 9999 |  |  | N | Hydro | [13 empty] | 0 | 0 | 0 | 0 | [11 empty] | Mc Callum Enterprises I LP | 100 | Mc Callum Enterprises I LP | 100
hydro | Derby Hydro | 10063_G_GEN2 | 10063 | G | GEN2 |  | Hydro |  | NENG_CT | Connecticut | 9 | Fairfield | 1 | 09001 | 4 | 0 | 1989 | 9999 |  |  | N | Hydro | [13 empty] | 0 | 0 | 0 | 0 | [11 empty] | Mc Callum Enterprises I LP | 100 | Mc Callum Enterprises I LP | 100
hydro | Derby Hydro | 10063_G_GEN3 | 10063 | G | GEN3 |  | Hydro |  | NENG_CT | Connecticut | 9 | Fairfield | 1 | 09001 | 0.3 | 0 | 1989 | 9999 |  |  | N | Hydro | [13 empty] | 0 | 0 | 0 | 0 | [11 empty] | Mc Callum Enterprises I LP | 100 | Mc Callum Enterprises I LP | 100
hydro | Derby Hydro | 10063_G_GEN4 | 10063 | G | GEN4 |  | Hydro |  | NENG_CT | Connecticut | 9 | Fairfield | 1 | 09001 | 0.3 | 0 | 1989 | 9999 |  |  | N | Hydro | [13 empty] | 0 | 0 | 0 | 0 | [11 empty] | Mc Callum Enterprises I LP | 100 | Mc Callum Enterprises I LP | 100
hydro | Lockwood Hydroelectric Facility | 10066_G_GEN1 | 10066 | G | GEN1 |  | Hydro |  | NENG_ME | Maine | 23 | Kennebec | 11 | 23011 | 0.7 | 0 | 1985 | 9999 |  |  | N | Hydro | [13 empty] | 0 | 0 | 0 | 0 | [11 empty] | Merimil LP | 100 | Merimil Holdings LLC | 100
hydro | Lockwood Hydroelectric Facility | 10066_G_GEN2 | 10066 | G | GEN2 |  | Hydro |  | NENG_ME | Maine | 23 | Kennebec | 11 | 23011 | 0.7 | 0 | 1985 | 9999 |  |  | N | Hydro | [13 empty] | 0 | 0 | 0 | 0 | [11 empty] | Merimil LP | 100 | Merimil Holdings LLC | 100
hydro | Lockwood Hydroelectric Facility | 10066_G_GEN3 | 10066 | G | GEN3 |  | Hydro |  | NENG_ME | Maine | 23 | Kennebec | 11 | 23011 | 0.7 | 0 | 1985 | 9999 |  |  | N | Hydro | [13 empty] | 0 | 0 | 0 | 0 | [11 empty] | Merimil LP | 100 | Merimil Holdings LLC | 100
hydro | Lockwood Hydroelectric Facility | 10066_G_GEN4 | 10066 | G | GEN4 |  | Hydro |  | NENG_ME | Maine | 23 | Kennebec | 11 | 23011 | 0.7 | 0 | 1985 | 9999 |  |  | N | Hydro | [13 empty] | 0 | 0 | 0 | 0 | [11 empty] | Merimil LP | 100 | Merimil Holdings LLC | 100
hydro | Lockwood Hydroelectric Facility | 10066_G_GEN5 | 10066 | G | GEN5 |  | Hydro |  | NENG_ME | Maine | 23 | Kennebec | 11 | 23011 | 0.7 | 0 | 1985 | 9999 |  |  | N | Hydro | [13 empty] | 0 | 0 | 0 | 0 | [11 empty] | Merimil LP | 100 | Merimil Holdings LLC | 100
hydro | Lockwood Hydroelectric Facility | 10066_G_GEN6 | 10066 | G | GEN6 |  | Hydro |  | NENG_ME | Maine | 23 | Kennebec | 11 | 23011 | 0.7 | 0 | 1985 | 9999 |  |  | N | Hydro | [13 empty] | 0 | 0 | 0 | 0 | [11 empty] | Merimil LP | 100 | Merimil Holdings LLC | 100
hydro | Lockwood Hydroelectric Facility | 10066_G_GEN7 | 10066 | G | GEN7 |  | Hydro |  | NENG_ME | Maine | 23 | Kennebec | 11 | 23011 | 2.2 | 0 | 1988 | 9999 |  |  | N | Hydro | [13 empty] | 0 | 0 | 0 | 0 | [11 empty] | Merimil LP | 100 | Merimil Holdings LLC | 100
hydro | Foothills Hydro Plant | 10070_G_GEN1 | 10070 | G | GEN1 |  | Hydro |  | WECC_CO | Colorado | 8 | Douglas | 35 | 08035 | 3.1 | 0 | 1985 | 9999 |  |  | N | Hydro | [13 empty] | 0 | 0 | 0 | 0 | [11 empty] | Denver Municipal Electric Utility | 100 | Denver Municipal Electric Utility | 100
hard coal | Engineered Carbons Borger Cogen | 10072_B_WHBOIL | 10072 | B | WHBOIL |  | Fossil Waste |  | SPP_SPS | Texas | 48 | Hutchinson | 233 | 48233 | 18.8 | 10994 | 1982 | 9999 |  |  | N | Fossil Waste | [12 empty] | 1.09 | 0.02195 | 0.02195 | 0.02195 | 0.02195 | [11 empty] | Orion Engineered Carbons | 100 | Rhone Group LLC | 100
hydro | Strontia Springs Hydro Plant | 10081_G_GEN1 | 10081 | G | GEN1 |  | Hydro |  | WECC_CO | Colorado | 8 | Douglas | 35 | 08035 | 1 | 0 | 1986 | 9999 |  |  | N | Hydro | [13 empty] | 0 | 0 | 0 | 0 | [11 empty] | Denver Municipal Electric Utility | 100 | Denver Municipal Electric Utility | 100
municipal solid waste | Total Energy Facilities | 10091_G_GEN1 | 10091 | G | GEN1 |  | Non-Fossil Waste |  | WEC_LADW | California | 6 | Los Angeles | 37 | 06037 | 8 | 10489 | 1986 | 9999 |  |  | Y | Non-Fossil Waste | [13 empty] | 0 | 0 | 0 | 0 | [11 empty] | Sanitation Districts of Los Angeles County | 100 | Sanitation Districts of Los Angeles County | 100
municipal solid waste | Total Energy Facilities | 10091_G_GEN4 | 10091 | G | GEN4 |  | Non-Fossil Waste |  | WEC_LADW | California | 6 | Los Angeles | 37 | 06037 | 7.4 | 10489 | 1986 | 9999 |  |  | Y | Non-Fossil Waste | [13 empty] | 0 | 0 | 0 | 0 | [11 empty] | Sanitation Districts of Los Angeles County | 100 | Sanitation Districts of Los Angeles County | 100
municipal solid waste | Total Energy Facilities | 10091_G_G3 | 10091 | G | G3 |  | Non-Fossil Waste |  | WEC_LADW | California | 6 | Los Angeles | 37 | 06037 | 8 | 10489 | 2001 | 9999 |  |  | Y | Non-Fossil Waste | [13 empty] | 0 | 0 | 0 | 0 | [11 empty] | Sanitation Districts of Los Angeles County | 100 | Sanitation Districts of Los Angeles County | 100
municipal solid waste | Total Energy Facilities | 10091_G_G2 | 10091 | G | G2 |  | Non-Fossil Waste |  | WEC_LADW | California | 6 | Los Angeles | 37 | 06037 | 8 | 10489 | 2003 | 9999 |  |  | Y | Non-Fossil Waste | [13 empty] | 0 | 0 | 0 | 0 | [11 empty] | Sanitation Districts of Los Angeles County | 100 | Sanitation Districts of Los Angeles County | 100
hydro | Stevens Mills Dam | 10109_G_1G | 10109 | G | 1G |  | Hydro |  | NENGREST | New Hampshire | 33 | Merrimack | 13 | 33013 | 0.2 | 0 | 1985 | 9999 |  |  | N | Hydro | [13 empty] | 0 | 0 | 0 | 0 | [11 empty] | Franklin Power LLC | 100 | Hudson Clean Energy Partners LP | 100
hydro | Stevens Mills Dam | 10109_G_3G | 10109 | G | 3G |  | Hydro |  | NENGREST | New Hampshire | 33 | Merrimack | 13 | 33013 | 1.8 | 0 | 1985 | 9999 |  |  | N | Hydro | [13 empty] | 0 | 0 | 0 | 0 | [11 empty] | Franklin Power LLC | 100 | Hudson Clean Energy Partners LP | 100
hard coal | John B Rich Memorial Power Station | 10113_B_CFB1 | 10113 | B | CFB1 | 3527 | Coal Steam |  | PJM_WMAC | Pennsylvania | 42 | Schuylkill | 107 | 42107 | 40 | 13587 | 1988 | 9999 | FBC | dry | Y | Waste Coal | Reagent Injection | 1988 | 0.893 | OFA |  |  |  | B | NA |  |  |  | 4 | 0.09214 | 0.09214 | 0.09214 | 0.09214 | 0.01 | 0.01 | 0.01 | 0.98 | Yes | 1988 | [5 empty] | Gilberton Power Co | 100 | Gilberton Power Co | 100
hard coal | John B Rich Memorial Power Station | 10113_B_CFB2 | 10113 | B | CFB2 | 3528 | Coal Steam |  | PJM_WMAC | Pennsylvania | 42 | Schuylkill | 107 | 42107 | 40 | 13587 | 1988 | 9999 | FBC | dry | Y | Waste Coal | Reagent Injection | 1988 | 0.893 | OFA |  |  |  | B | NA |  |  |  | 4 | 0.09146 | 0.09146 | 0.09146 | 0.09146 | 0.01 | 0.01 | 0.01 | 0.98 | Yes | 1988 | [5 empty] | Gilberton Power Co | 100 | Gilberton Power Co | 100
natural gas peaker | Grossmont Hospital | 10115_G_GEN3 | 10115 | G | GEN3 |  | Combustion Turbine |  | WEC_SDGE | California | 6 | San Diego | 73 | 06073 | 4.2 | 8700 | 2016 | 9999 |  |  | Y | Natural Gas | [13 empty] | 0.01092 | 0.01092 | 0.01092 | 0.01092 | [11 empty] | Grossmont Hospital | 100 | Sharp Healthcare | 100
hydro | Hampshire Paper | 10116_G_05 | 10116 | G | 05 |  | Hydro |  | NY_Z_C&E | New York | 36 | St Lawrence | 89 | 36089 | 1.8 | 0 | 1987 | 9999 |  |  | N | Hydro | [13 empty] | 0 | 0 | 0 | 0 | [11 empty] | Hampshire Paper Co Inc | 100 | Hampshire Paper Co Inc | 100
municipal solid waste | Harrisburg Facility | 10118_B_1 | 10118 | B | 1 |  | Municipal Solid Waste |  | PJM_WMAC | Pennsylvania | 42 | Dauphin | 43 | 42043 | 5.6 | 6464 | 2005 | 9999 |  |  | Y | MSW | Dry Scrubber | 2006 | 0.813 | FR + NH3 + OFA | SNCR |  |  | B | NA | ACI | 2006 |  |  | 0.14532 | 0.14532 | 0.14532 | 0.14532 | 0.08 | 0.08 | 0.08 |  | Yes | 2006 | [5 empty] | Harrisburg Authority | 100 | Harrisburg Authority | 100
municipal solid waste | Harrisburg Facility | 10118_B_2 | 10118 | B | 2 |  | Municipal Solid Waste |  | PJM_WMAC | Pennsylvania | 42 | Dauphin | 43 | 42043 | 5.6 | 6464 | 2005 | 9999 |  |  | Y | MSW | Dry Scrubber | 2006 | 0.813 | FR + NH3 + OFA | SNCR |  |  | B | NA | ACI | 2006 |  |  | 0.09 | 0.09 | 0.09 | 0.09 | 0.08 | 0.08 | 0.08 |  | Yes | 2006 | [5 empty] | Harrisburg Authority | 100 | Harrisburg Authority | 100
municipal solid waste | Harrisburg Facility | 10118_B_3 | 10118 | B | 3 |  | Municipal Solid Waste |  | PJM_WMAC | Pennsylvania | 42 | Dauphin | 43 | 42043 | 5.6 | 6464 | 2005 | 9999 |  |  | Y | MSW | Dry Scrubber | 2006 | 0.813 | FR + NH3 + OFA | SNCR |  |  | B | NA | ACI | 2006 |  |  | 0.09 | 0.09 | 0.09 | 0.09 | 0.08 | 0.08 | 0.08 |  | Yes | 2006 | [5 empty] | Harrisburg Authority | 100 | Harrisburg Authority | 100
hydro | High Shoals Hydro (GA) | 10121_G_GEN1 | 10121 | G | GEN1 |  | Hydro |  | S_SOU | Georgia | 13 | Morgan | 211 | 13211 | 1.4 | 0 | 1988 | 9999 |  |  | N | Hydro | [13 empty] | 0 | 0 | 0 | 0 | [11 empty] | High Shoals Hydro | 100 | High Shoals Hydro | 100
hydro | Hollow Dam Power Partnership | 10124_G_HY1 | 10124 | G | HY1 |  | Hydro |  | NY_Z_C&E | New York | 36 | St Lawrence | 89 | 36089 | 0.3 | 0 | 1987 | 9999 |  |  | N | Hydro | [13 empty] | 0 | 0 | 0 | 0 | [11 empty] | Hollow Dam Power Co | 100 | Algonquin Power Income Fund | 100
hydro | Hollow Dam Power Partnership | 10124_G_HY2 | 10124 | G | HY2 |  | Hydro |  | NY_Z_C&E | New York | 36 | St Lawrence | 89 | 36089 | 0.3 | 0 | 1987 | 9999 |  |  | N | Hydro | [13 empty] | 0 | 0 | 0 | 0 | [11 empty] | Hollow Dam Power Co | 100 | Algonquin Power Income Fund | 100
hydro | Gosselin Hydro Plant | 10128_G_GEN1 | 10128 | G | GEN1 |  | Hydro |  | WEC_CALN | California | 6 | Trinity | 105 | 06105 | 0.1 | 0 | 1983 | 9999 |  |  | N | Hydro | [13 empty] | 0 | 0 | 0 | 0 | [11 empty] | Humboldt Bay Municipal Water District | 100 | Humboldt Bay Municipal Water District | 100
hydro | Gosselin Hydro Plant | 10128_G_GEN2 | 10128 | G | GEN2 |  | Hydro |  | WEC_CALN | California | 6 | Trinity | 105 | 06105 | 0.1 | 0 | 1983 | 9999 |  |  | N | Hydro | [13 empty] | 0 | 0 | 0 | 0 | [11 empty] | Humboldt Bay Municipal Water District | 100 | Humboldt Bay Municipal Water District | 100
natural gas peaker | Indiana University of Pennsylvania | 10129_G_GEN1 | 10129 | G | GEN1 |  | Combustion Turbine | IC Engine | PJM_PENE | Pennsylvania | 42 | Indiana | 63 | 42063 | 6 | 8700 | 1988 | 9999 |  |  | Y | Natural Gas, Distillate Fuel Oil | [12 empty] | 3.7 | 1.3579 | 1.3579 | 1.3579 | 1.3579 | [11 empty] | Indiana University of Pennsylvania | 100 | Indiana University of Pennsylvania | 100
natural gas peaker | Indiana University of Pennsylvania | 10129_G_GEN2 | 10129 | G | GEN2 |  | Combustion Turbine | IC Engine | PJM_PENE | Pennsylvania | 42 | Indiana | 63 | 42063 | 6 | 8700 | 1988 | 9999 |  |  | Y | Natural Gas, Distillate Fuel Oil | [12 empty] | 3.7 | 1.3579 | 1.3579 | 1.3579 | 1.3579 | [11 empty] | Indiana University of Pennsylvania | 100 | Indiana University of Pennsylvania | 100
natural gas peaker | Indiana University of Pennsylvania | 10129_G_GEN3 | 10129 | G | GEN3 |  | Combustion Turbine | IC Engine | PJM_PENE | Pennsylvania | 42 | Indiana | 63 | 42063 | 6 | 8700 | 1988 | 9999 |  |  | Y | Natural Gas, Distillate Fuel Oil | [12 empty] | 3.7 | 1.3579 | 1.3579 | 1.3579 | 1.3579 | [11 empty] | Indiana University of Pennsylvania | 100 | Indiana University of Pennsylvania | 100
natural gas peaker | Indiana University of Pennsylvania | 10129_G_GEN4 | 10129 | G | GEN4 |  | Combustion Turbine | IC Engine | PJM_PENE | Pennsylvania | 42 | Indiana | 63 | 42063 | 6 | 8700 | 1988 | 9999 |  |  | Y | Natural Gas, Distillate Fuel Oil | [12 empty] | 3.7 | 1.3579 | 1.3579 | 1.3579 | 1.3579 | [11 empty] | Indiana University of Pennsylvania | 100 | Indiana University of Pennsylvania | 100
hydro | Deweys Mill | 10137_G_GEN1 | 10137 | G | GEN1 |  | Hydro |  | NENGREST | Vermont | 50 | Windsor | 27 | 50027 | 2.4 | 0 | 1989 | 9999 |  |  | N | Hydro | [13 empty] | 0 | 0 | 0 | 0 | [11 empty] | Hydro Energies Inc | 100 | Enel SpA | 100
hydro | Deweys Mill | 10137_G_GEN2 | 10137 | G | GEN2 |  | Hydro |  | NENGREST | Vermont | 50 | Windsor | 27 | 50027 | 0.5 | 0 | 1989 | 9999 |  |  | N | Hydro | [13 empty] | 0 | 0 | 0 | 0 | [11 empty] | Hydro Energies Inc | 100 | Enel SpA | 100
hydro | South Dry Creek Hydro | 10138_G_1 | 10138 | G | 1 |  | Hydro |  | WECC_MT | Montana | 30 | Carbon | 9 | 30009 | 2 | 0 | 1985 | 9999 |  |  | N | Hydro | [13 empty] | 0 | 0 | 0 | 0 | [11 empty] | Hydro Dynamics Inc | 100 | Hydro Dynamics Inc | 100
hydro | Isabella Hydro Project | 10139_G_GEN1 | 10139 | G | GEN1 |  | Hydro |  | WECC_SCE | California | 6 | Kern | 29 | 06029 | 5.9 | 0 | 1990 | 9999 |  |  | N | Hydro | [13 empty] | 0 | 0 | 0 | 0 | [11 empty] | Isabella Partners | 100 | Isabella Partners | 100
hydro | Isabella Hydro Project | 10139_G_GEN2 | 10139 | G | GEN2 |  | Hydro |  | WECC_SCE | California | 6 | Kern | 29 | 06029 | 5.9 | 0 | 1990 | 9999 |  |  | N | Hydro | [13 empty] | 0 | 0 | 0 | 0 | [11 empty] | Isabella Partners | 100 | Isabella Partners | 100
hydro | Birch Creek Power | 10140_G_GEN1 | 10140 | G | GEN1 |  | Hydro |  | WECC_ID | Idaho | 16 | Clark | 33 | 16033 | 2.6 | 0 | 1986 | 9999 |  |  | N | Hydro | [13 empty] | 0 | 0 | 0 | 0 | [11 empty] | Birch Power Co | 100 | Birch Power Co | 100
hard coal | Colver Power Project | 10143_B_ABB01 | 10143 | B | ABB01 | 3529 | Coal Steam |  | PJM_PENE | Pennsylvania | 42 | Cambria | 21 | 42021 | 110 | 11032 | 1995 | 9999 | FBC | dry | N | Waste Coal | Reagent Injection | 1995 | 0.893 | NH3 | SNCR |  | 1995 | B | NA |  |  |  | 0.54 | 0.15758 | 0.15758 | 0.15758 | 0.15758 | 0.01 | 0.01 | 0.01 | 0.98 | Yes | 2016 | [5 empty] | Inter Power/Ahlcon Partners L P | 100 | UBS AG | 100
biomass | Sierra Pacific Lincoln Facility | 10144_B_BLR3 | 10144 | B | BLR3 |  | Biomass |  | WEC_CALN | California | 6 | Placer | 61 | 06061 | 17.5 | 5019 | 2005 | 9999 |  |  | Y | Biomass |  |  |  |  | SNCR |  |  | ESPC + C | No |  |  |  |  | 0.1256 | 0.1256 | 0.1256 | 0.1256 | [11 empty] | Sierra Pacific Industries Inc | 100 | Sierra Pacific Industries | 100
hard coal | Grant Town Power Plant | 10151_B_BLR1A | 10151 | B | BLR1A | 10068 | Coal Steam |  | PJM_AP | West Virginia | 54 | Marion | 49 | 54049 | 40 | 13650 | 1993 | 9999 | FBC | dry | N | Waste Coal | Reagent Injection | 1992 | 0.92 | CF + CM + NH3 | SNCR |  | 2003 | B | NA |  |  |  | 0.83 | 0.32225 | 0.16112 | 0.32225 | 0.16112 | 0.01 | 0.01 | 0.01 | 0.98 | Yes | 1992 | [5 empty] | American Bituminous Power LP | 100 | NRG Energy Inc | 100
hard coal | Grant Town Power Plant | 10151_B_BLR1B | 10151 | B | BLR1B | 10069 | Coal Steam |  | PJM_AP | West Virginia | 54 | Marion | 49 | 54049 | 40 | 13650 | 1993 | 9999 | FBC | dry | N | Waste Coal | Reagent Injection | 1992 | 0.92 | CF + CM + NH3 | SNCR |  | 2003 | B | NA |  |  |  | 0.83 | 0.31997 | 0.15998 | 0.31997 | 0.15998 | 0.01 | 0.01 | 0.01 | 0.98 | Yes | 1992 | [5 empty] | American Bituminous Power LP | 100 | NRG Energy Inc | 100
hydro | Warrior Ridge Hydro | 10152_G_L-1 | 10152 | G | L-1 |  | Hydro |  | PJM_PENE | Pennsylvania | 42 | Huntingdon | 61 | 42061 | 0.7 | 0 | 1985 | 9999 |  |  | N | Hydro | [13 empty] | 0 | 0 | 0 | 0 | [11 empty] | American Hydro Power Co | 100 | American Hydro Power Co | 100
hydro | Warrior Ridge Hydro | 10152_G_L-2 | 10152 | G | L-2 |  | Hydro |  | PJM_PENE | Pennsylvania | 42 | Huntingdon | 61 | 42061 | 0.7 | 0 | 1985 | 9999 |  |  | N | Hydro | [13 empty] | 0 | 0 | 0 | 0 | [11 empty] | American Hydro Power Co | 100 | American Hydro Power Co | 100
hydro | Warrior Ridge Hydro | 10152_G_L-4 | 10152 | G | L-4 |  | Hydro |  | PJM_PENE | Pennsylvania | 42 | Huntingdon | 61 | 42061 | 0.7 | 0 | 1985 | 9999 |  |  | N | Hydro | [13 empty] | 0 | 0 | 0 | 0 | [11 empty] | American Hydro Power Co | 100 | American Hydro Power Co | 100
hydro | Warrior Ridge Hydro | 10152_G_L-5 | 10152 | G | L-5 |  | Hydro |  | PJM_PENE | Pennsylvania | 42 | Huntingdon | 61 | 42061 | 0.7 | 0 | 1985 | 9999 |  |  | N | Hydro | [13 empty] | 0 | 0 | 0 | 0 | [11 empty] | American Hydro Power Co | 100 | American Hydro Power Co | 100
hydro | Brasfield | 10155_G_1 | 10155 | G | 1 |  | Hydro |  | PJM_Dom | Virginia | 51 | Chesterfield | 41 | 51041 | 2.9 | 0 | 1993 | 9999 |  |  | N | Hydro | [13 empty] | 0 | 0 | 0 | 0 | [11 empty] | Appomattox River Associates LP | 100 | Appomattox River Associates LP | 100
natural gas combined cycle | Fresno Cogen Partners | 10156_G_GEN2 | 10156 | G | GEN2 | 89509 | Combined Cycle |  | WEC_CALN | California | 6 | Fresno | 19 | 06019 | 6 | 8754 | 1990 | 9999 |  |  | Y | Natural Gas |  |  |  | H2O | SCR | [8 empty] | 0.0082476 | 0.0082476 | 0.0082476 | 0.0082476 | [11 empty] | Fresno Cogeneration Partners LP | 100 | Fresno Cogeneration Partners LP | 100
natural gas peaker | Fresno Cogen Partners | 10156_G_GEN3 | 10156 | G | GEN3 |  | Combustion Turbine |  | WEC_CALN | California | 6 | Fresno | 19 | 06019 | 21.9 | 19283 | 2001 | 9999 |  |  | N | Natural Gas |  |  |  |  | SCR | [8 empty] | 0.01294 | 0.01294 | 0.01294 | 0.01294 | [11 empty] | Fresno Cogeneration Partners LP | 100 | Fresno Cogeneration Partners LP | 100
natural gas combined cycle | Fresno Cogen Partners | 10156_G_GEN4 | 10156 | G | GEN4 | 89509 | Combined Cycle |  | WEC_CALN | California | 6 | Fresno | 19 | 06019 | 45 | 8754 | 2004 | 9999 |  |  | Y | Natural Gas |  |  |  | H2O | SCR | [8 empty] | 0.0082476 | 0.0082476 | 0.0082476 | 0.0082476 | [11 empty] | Fresno Cogeneration Partners LP | 100 | Fresno Cogeneration Partners LP | 100
hydro | Whitewater Hydro Plant | 10162_G_WWHI | 10162 | G | WWHI |  | Hydro |  | WECC_SCE | California | 6 | Riverside | 65 | 06065 | 1.3 | 0 | 1986 | 9999 |  |  | N | Hydro | [13 empty] | 0 | 0 | 0 | 0 | [11 empty] | Desert Water Agency | 100 | Desert Water Agency | 100
hard coal | Seadrift Coke LP | 10167_G_GEN1 | 10167 | G | GEN1 |  | Coal Steam |  | ERC_REST | Texas | 48 | Calhoun | 57 | 48057 | 7.6 | 10986 | 1983 | 9999 |  |  | Y | Petroleum Coke | [12 empty] | 0.79 | 0.47486 | 0.47486 | 0.47486 | 0.47486 | 0.05 | 0.05 | 0.05 | 0.98 | [7 empty] | Seadrift Coke L P | 100 | Carbide Graphite Group Inc | 100
natural gas combined cycle | Carson Cogeneration | 10169_G_GEN1 | 10169 | G | GEN1 | 89366 | Combined Cycle |  | WECC_SCE | California | 6 | Los Angeles | 37 | 06037 | 41.3 | 8642 | 1989 | 9999 |  |  | Y | Natural Gas |  |  |  | H2O | SCR | [8 empty] | 0.32293 | 0.32293 | 0.32293 | 0.32293 | [11 empty] | Carson Hybrid Storage LLC | 100 | Carson Hybrid Energy Storage LLC | 100
natural gas combined cycle | Carson Cogeneration | 10169_G_GEN2 | 10169 | G | GEN2 | 89366 | Combined Cycle |  | WECC_SCE | California | 6 | Los Angeles | 37 | 06037 | 8 | 8642 | 1990 | 9999 |  |  | Y | Natural Gas |  |  |  | H2O | SCR | [8 empty] | 0.32293 | 0.32293 | 0.32293 | 0.32293 | [11 empty] | Carson Hybrid Storage LLC | 100 | Carson Hybrid Energy Storage LLC | 100
hydro | Cherokee Falls | 10173_G_T-1 | 10173 | G | T-1 |  | Hydro |  | S_VACA | South Carolina | 45 | Cherokee | 21 | 45021 | 1 | 0 | 1985 | 9999 |  |  | N | Hydro | [13 empty] | 0 | 0 | 0 | 0 | [11 empty] | Aquenergy Systems Inc | 100 | Enel SpA | 100
natural gas peaker | Childrens Hospital | 10175_G_0799 | 10175 | G | 0799 |  | Combustion Turbine | IC Engine | WEC_SDGE | California | 6 | San Diego | 73 | 06073 | 2 | 13469 | 2000 | 9999 |  |  | N | Distillate Fuel Oil | [13 empty] | 0.4671 | 0.4671 | 0.4671 | 0.4671 | [11 empty] | Childrens Hospital & Health | 100 | Childrens Hospital & Health | 100
natural gas peaker | Childrens Hospital | 10175_G_1711 | 10175 | G | 1711 |  | Combustion Turbine |  | WEC_SDGE | California | 6 | San Diego | 73 | 06073 | 4.8 | 9185 | 2004 | 9999 |  |  | Y | Natural Gas | [13 empty] | 0.79549 | 0.79549 | 0.79549 | 0.79549 | [11 empty] | Childrens Hospital & Health | 100 | Childrens Hospital & Health | 100
natural gas peaker | Childrens Hospital | 10175_G_5083 | 10175 | G | 5083 |  | Combustion Turbine | IC Engine | WEC_SDGE | California | 6 | San Diego | 73 | 06073 | 1.5 | 13469 | 2010 | 9999 |  |  | N | Distillate Fuel Oil | [13 empty] | 0.4671 | 0.4671 | 0.4671 | 0.4671 | [11 empty] | Childrens Hospital & Health | 100 | Childrens Hospital & Health | 100
natural gas peaker | Childrens Hospital | 10175_G_5084 | 10175 | G | 5084 |  | Combustion Turbine | IC Engine | WEC_SDGE | California | 6 | San Diego | 73 | 06073 | 1.5 | 13469 | 2010 | 9999 |  |  | N | Distillate Fuel Oil | [13 empty] | 0.4671 | 0.4671 | 0.4671 | 0.4671 | [11 empty] | Childrens Hospital & Health | 100 | Childrens Hospital & Health | 100
natural gas peaker | Childrens Hospital | 10175_G_5085 | 10175 | G | 5085 |  | Combustion Turbine | IC Engine | WEC_SDGE | California | 6 | San Diego | 73 | 06073 | 1.5 | 13469 | 2010 | 9999 |  |  | N | Distillate Fuel Oil | [13 empty] | 0.4671 | 0.4671 | 0.4671 | 0.4671 | [11 empty] | Childrens Hospital & Health | 100 | Childrens Hospital & Health | 100
natural gas peaker | M Street Jet | 10176_G_NO.6 | 10176 | G | NO.6 | 3530 | Combustion Turbine |  | NENGREST | Massachusetts | 25 | Suffolk | 25 | 25025 | 50 | 15347 | 1979 | 9999 |  |  | N | Distillate Fuel Oil |  |  |  | H2O | [8 empty] | 1.2 | 0.14261 | 0.14261 | 0.14261 | 0.14261 | [11 empty] | Massachusetts Bay Transportation Authority | 100 | Massachusetts Bay Transmission Authority | 100
municipal solid waste | Metro Wastewater Reclamation District | 10180_G_3 | 10180 | G | 3 |  | Non-Fossil Waste |  | WECC_CO | Colorado | 8 | Denver | 31 | 08031 | 1.2 | 8785 | 1985 | 9999 |  |  | Y | Non-Fossil Waste | [13 empty] | 0 | 0 | 0 | 0 | [11 empty] | Metropolitan Wastewater Reclamation | 100 | Metropolitan Wastewater Reclamation | 100
municipal solid waste | Metro Wastewater Reclamation District | 10180_G_4 | 10180 | G | 4 |  | Non-Fossil Waste |  | WECC_CO | Colorado | 8 | Denver | 31 | 08031 | 1.2 | 8785 | 1985 | 9999 |  |  | Y | Non-Fossil Waste | [13 empty] | 0 | 0 | 0 | 0 | [11 empty] | Metropolitan Wastewater Reclamation | 100 | Metropolitan Wastewater Reclamation | 100
municipal solid waste | Metro Wastewater Reclamation District | 10180_G_5 | 10180 | G | 5 |  | Non-Fossil Waste |  | WECC_CO | Colorado | 8 | Denver | 31 | 08031 | 2.5 | 8785 | 2000 | 9999 |  |  | Y | Non-Fossil Waste | [13 empty] | 0 | 0 | 0 | 0 | [11 empty] | SUEZ Denver Metro LLC | 100 | ENGIE SA | 100
municipal solid waste | Metro Wastewater Reclamation District | 10180_G_6 | 10180 | G | 6 |  | Non-Fossil Waste |  | WECC_CO | Colorado | 8 | Denver | 31 | 08031 | 2.5 | 8785 | 2000 | 9999 |  |  | Y | Non-Fossil Waste | [13 empty] | 0 | 0 | 0 | 0 | [11 empty] | SUEZ Denver Metro LLC | 100 | ENGIE SA | 100
hydro | Mine Falls Generating Station | 10183_G_GEN1 | 10183 | G | GEN1 |  | Hydro |  | NENGREST | New Hampshire | 33 | Hillsborough | 11 | 33011 | 1.5 | 0 | 1985 | 9999 |  |  | N | Hydro | [13 empty] | 0 | 0 | 0 | 0 | [11 empty] | Mine Falls LP | 100 | Hudson Clean Energy Partners LP | 100
hydro | Mine Falls Generating Station | 10183_G_GEN2 | 10183 | G | GEN2 |  | Hydro |  | NENGREST | New Hampshire | 33 | Hillsborough | 11 | 33011 | 1.7 | 0 | 1985 | 9999 |  |  | N | Hydro | [13 empty] | 0 | 0 | 0 | 0 | [11 empty] | Mine Falls LP | 100 | Hudson Clean Energy Partners LP | 100
natural gas peaker | Central Utility Plant | 10184_G_EG1 | 10184 | G | EG1 |  | Combustion Turbine | IC Engine | ERC_REST | Texas | 48 | Travis | 453 | 48453 | 3.6 | 10245 | 1988 | 9999 |  |  | Y | Natural Gas, Distillate Fuel Oil | [12 empty] | 3 | 1.061 | 1.061 | 1.061 | 1.061 | [11 empty] | Silicon Hills Campus LLC | 100 | World Class Holdings | 100
natural gas peaker | Central Utility Plant | 10184_G_EG2 | 10184 | G | EG2 |  | Combustion Turbine | IC Engine | ERC_REST | Texas | 48 | Travis | 453 | 48453 | 2.5 | 10245 | 1988 | 9999 |  |  | Y | Natural Gas, Distillate Fuel Oil | [12 empty] | 3 | 1.061 | 1.061 | 1.061 | 1.061 | [11 empty] | Silicon Hills Campus LLC | 100 | World Class Holdings | 100
natural gas steam turbine | Central Utility Plant | 10184_G_TG1 | 10184 | G | TG1 |  | O/G Steam |  | ERC_REST | Texas | 48 | Travis | 453 | 48453 | 2.2 | 11765 | 1988 | 9999 |  |  | Y | Natural Gas, Distillate Fuel Oil | [12 empty] | 3 | 0.21238 | 0.21238 | 0.21238 | 0.21238 | [11 empty] | Silicon Hills Campus LLC | 100 | World Class Holdings | 100
hydro | Anson Abenaki Hydros | 10186_G_AB7 | 10186 | G | AB7 |  | Hydro |  | NENG_ME | Maine | 23 | Somerset | 25 | 23025 | 2.2 | 0 | 1950 | 9999 |  |  | N | Hydro | [13 empty] | 0 | 0 | 0 | 0 | [11 empty] | Eagle Creek Madison Hydro LLC | 100 | Hudson Clean Energy Partners LP | 100
hydro | Anson Abenaki Hydros | 10186_G_AB5 | 10186 | G | AB5 |  | Hydro |  | NENG_ME | Maine | 23 | Somerset | 25 | 23025 | 2.2 | 0 | 1961 | 9999 |  |  | N | Hydro | [13 empty] | 0 | 0 | 0 | 0 | [11 empty] | Eagle Creek Madison Hydro LLC | 100 | Hudson Clean Energy Partners LP | 100
hydro | Anson Abenaki Hydros | 10186_G_AB2 | 10186 | G | AB2 |  | Hydro |  | NENG_ME | Maine | 23 | Somerset | 25 | 23025 | 2.2 | 0 | 1980 | 9999 |  |  | N | Hydro | [13 empty] | 0 | 0 | 0 | 0 | [11 empty] | Eagle Creek Madison Hydro LLC | 100 | Hudson Clean Energy Partners LP | 100
hydro | Anson Abenaki Hydros | 10186_G_AB1 | 10186 | G | AB1 |  | Hydro |  | NENG_ME | Maine | 23 | Somerset | 25 | 23025 | 2.2 | 0 | 1983 | 9999 |  |  | N | Hydro | [13 empty] | 0 | 0 | 0 | 0 | [11 empty] | Eagle Creek Madison Hydro LLC | 100 | Hudson Clean Energy Partners LP | 100
hydro | Anson Abenaki Hydros | 10186_G_AB3 | 10186 | G | AB3 |  | Hydro |  | NENG_ME | Maine | 23 | Somerset | 25 | 23025 | 2.2 | 0 | 1983 | 9999 |  |  | N | Hydro | [13 empty] | 0 | 0 | 0 | 0 | [11 empty] | Eagle Creek Madison Hydro LLC | 100 | Hudson Clean Energy Partners LP | 100
hydro | Anson Abenaki Hydros | 10186_G_AB4 | 10186 | G | AB4 |  | Hydro |  | NENG_ME | Maine | 23 | Somerset | 25 | 23025 | 2.2 | 0 | 1983 | 9999 |  |  | N | Hydro | [13 empty] | 0 | 0 | 0 | 0 | [11 empty] | Eagle Creek Madison Hydro LLC | 100 | Hudson Clean Energy Partners LP | 100
hydro | Anson Abenaki Hydros | 10186_G_AN1 | 10186 | G | AN1 |  | Hydro |  | NENG_ME | Maine | 23 | Somerset | 25 | 23025 | 1.8 | 0 | 1984 | 9999 |  |  | N | Hydro | [13 empty] | 0 | 0 | 0 | 0 | [11 empty] | Eagle Creek Madison Hydro LLC | 100 | Hudson Clean Energy Partners LP | 100
hydro | Anson Abenaki Hydros | 10186_G_AN2 | 10186 | G | AN2 |  | Hydro |  | NENG_ME | Maine | 23 | Somerset | 25 | 23025 | 1.8 | 0 | 1984 | 9999 |  |  | N | Hydro | [13 empty] | 0 | 0 | 0 | 0 | [11 empty] | Eagle Creek Madison Hydro LLC | 100 | Hudson Clean Energy Partners LP | 100
hydro | Anson Abenaki Hydros | 10186_G_AN3 | 10186 | G | AN3 |  | Hydro |  | NENG_ME | Maine | 23 | Somerset | 25 | 23025 | 1.8 | 0 | 1984 | 9999 |  |  | N | Hydro | [13 empty] | 0 | 0 | 0 | 0 | [11 empty] | Eagle Creek Madison Hydro LLC | 100 | Hudson Clean Energy Partners LP | 100
hydro | Anson Abenaki Hydros | 10186_G_AN4 | 10186 | G | AN4 |  | Hydro |  | NENG_ME | Maine | 23 | Somerset | 25 | 23025 | 1.8 | 0 | 1984 | 9999 |  |  | N | Hydro | [13 empty] | 0 | 0 | 0 | 0 | [11 empty] | Eagle Creek Madison Hydro LLC | 100 | Hudson Clean Energy Partners LP | 100
hydro | Anson Abenaki Hydros | 10186_G_AN5 | 10186 | G | AN5 |  | Hydro |  | NENG_ME | Maine | 23 | Somerset | 25 | 23025 | 1.8 | 0 | 1984 | 9999 |  |  | N | Hydro | [13 empty] | 0 | 0 | 0 | 0 | [11 empty] | Eagle Creek Madison Hydro LLC | 100 | Hudson Clean Energy Partners LP | 100
hydro | Anson Abenaki Hydros | 10186_G_AB8 | 10186 | G | AB8 |  | Hydro |  | NENG_ME | Maine | 23 | Somerset | 25 | 23025 | 0.3 | 0 | 1989 | 9999 |  |  | N | Hydro | [13 empty] | 0 | 0 | 0 | 0 | [11 empty] | Eagle Creek Madison Hydro LLC | 100 | Hudson Clean Energy Partners LP | 100
hydro | Anson Abenaki Hydros | 10186_G_AB6 | 10186 | G | AB6 |  | Hydro |  | NENG_ME | Maine | 23 | Somerset | 25 | 23025 | 2.6 | 0 | 2008 | 9999 |  |  | N | Hydro | [13 empty] | 0 | 0 | 0 | 0 | [11 empty] | Eagle Creek Madison Hydro LLC | 100 | Hudson Clean Energy Partners LP | 100
natural gas combined cycle | Castleton Energy Center | 10190_G_GEN1 | 10190 | G | GEN1 | 3532 | Combined Cycle |  | NY_Z_F | New York | 36 | Rensselaer | 83 | 36083 | 45.8 | 9066 | 1992 | 9999 |  |  | N | Natural Gas, Distillate Fuel Oil |  |  |  | STM | [9 empty] | 0.073697 | 0.073697 | 0.073697 | 0.073697 | [11 empty] | Fortistar LLC | 100 | FORTISTAR | 100
natural gas combined cycle | Castleton Energy Center | 10190_G_GEN2 | 10190 | G | GEN2 | 3532 | Combined Cycle |  | NY_Z_F | New York | 36 | Rensselaer | 83 | 36083 | 24.4 | 9066 | 1992 | 9999 |  |  | N | Natural Gas, Distillate Fuel Oil |  |  |  | STM | [9 empty] | 0.073697 | 0.073697 | 0.073697 | 0.073697 | [11 empty] | Fortistar LLC | 100 | FORTISTAR | 100
onshore wind | Tehachapi Wind Resource I | 10191_G_EXIS | 10191 | G | EXIS |  | Onshore Wind |  | WECC_SCE | California | 6 | Kern | 29 | 06029 | 8.7 | 0 | 1984 | 9999 |  |  | N | Wind | [13 empty] | 0 | 0 | 0 | 0 | [11 empty] | Calwind Resources Inc | 100 | Calwind Resources Inc | 100
hydro | Moose River | 10196_G_GEN1 | 10196 | G | GEN1 |  | Hydro |  | NY_Z_C&E | New York | 36 | Lewis | 49 | 36049 | 12.3 | 0 | 1987 | 9999 |  |  | N | Hydro | [13 empty] | 0 | 0 | 0 | 0 | [11 empty] | Fortis US Energy Corp | 100 | Fortis Inc | 100
hydro | Philadlephia | 10197_G_GEN1 | 10197 | G | GEN1 |  | Hydro |  | NY_Z_C&E | New York | 36 | Jefferson | 45 | 36045 | 3.3 | 0 | 1986 | 9999 |  |  | N | Hydro | [13 empty] | 0 | 0 | 0 | 0 | [11 empty] | Fortis US Energy Corp | 100 | Fortis Inc | 100
municipal solid waste | Mosaic Phosphates Uncle Sam | 10198_G_GEN2 | 10198 | G | GEN2 |  | Non-Fossil Waste |  | MIS_AMSO | Louisiana | 22 | St James | 93 | 22093 | 11 | 18343 | 1968 | 9999 |  |  | Y | Non-Fossil Waste | [13 empty] | 0 | 0 | 0 | 0 | [11 empty] | Mosaic Co | 100 | Mosaic Co (The) | 100
municipal solid waste | Mosaic Phosphates Uncle Sam | 10198_G_GEN3 | 10198 | G | GEN3 |  | Non-Fossil Waste |  | MIS_AMSO | Louisiana | 22 | St James | 93 | 22093 | 15 | 18343 | 2016 | 9999 |  |  | Y | Non-Fossil Waste | [13 empty] | 0 | 0 | 0 | 0 | [11 empty] | Mosaic Co | 100 | Mosaic Co (The) | 100
municipal solid waste | Mosaic Co Tampa Facility | 10204_G_GEN1 | 10204 | G | GEN1 |  | Non-Fossil Waste |  | FRCC | Florida | 12 | Hillsborough | 57 | 12057 | 34.4 | 9194 | 1988 | 9999 |  |  | Y | Non-Fossil Waste | [13 empty] | 0 | 0 | 0 | 0 | [11 empty] | Mosaic Co | 100 | Mosaic Co (The) | 100
municipal solid waste | Mosaic Co Tampa Facility | 10204_B_7-1 | 10204 | B | 7-1 |  | Non-Fossil Waste |  | FRCC | Florida | 12 | Hillsborough | 57 | 12057 | 10.4 | 9194 | 1999 | 9999 |  |  | Y | Non-Fossil Waste | [13 empty] | 0 | 0 | 0 | 0 | [11 empty] | Mosaic Co | 100 | Mosaic Co (The) | 100
municipal solid waste | Mosaic Co Tampa Facility | 10204_B_7-2 | 10204 | B | 7-2 |  | Non-Fossil Waste |  | FRCC | Florida | 12 | Hillsborough | 57 | 12057 | 10.4 | 9194 | 1999 | 9999 |  |  | Y | Non-Fossil Waste | [13 empty] | 0 | 0 | 0 | 0 | [11 empty] | Mosaic Co | 100 | Mosaic Co (The) | 100
municipal solid waste | Mosaic Co Tampa Facility | 10204_B_9-1 | 10204 | B | 9-1 |  | Non-Fossil Waste |  | FRCC | Florida | 12 | Hillsborough | 57 | 12057 | 10.4 | 9194 | 1999 | 9999 |  |  | Y | Non-Fossil Waste | [13 empty] | 0 | 0 | 0 | 0 | [11 empty] | Mosaic Co | 100 | Mosaic Co (The) | 100
municipal solid waste | Mosaic Co Tampa Facility | 10204_B_9-2 | 10204 | B | 9-2 |  | Non-Fossil Waste |  | FRCC | Florida | 12 | Hillsborough | 57 | 12057 | 10.4 | 9194 | 2000 | 9999 |  |  | Y | Non-Fossil Waste | [13 empty] | 0 | 0 | 0 | 0 | [11 empty] | Mosaic Co | 100 | Mosaic Co (The) | 100
natural gas combined cycle | El Segundo Cogen | 10213_G_GEN1 | 10213 | G | GEN1 |  | Combined Cycle |  | WEC_LADW | California | 6 | Los Angeles | 37 | 06037 | 38.7 | 9543 | 1987 | 9999 |  |  | Y | Natural Gas |  |  |  |  | SCR | [8 empty] | 0.020717 | 0.020717 | 0.020717 | 0.020717 | [11 empty] | Chevron USA Inc Electric Sequndo | 100 | Chevron Corp | 100
natural gas combined cycle | El Segundo Cogen | 10213_G_GEN2 | 10213 | G | GEN2 |  | Combined Cycle |  | WEC_LADW | California | 6 | Los Angeles | 37 | 06037 | 38.7 | 9543 | 1987 | 9999 |  |  | Y | Natural Gas |  |  |  |  | SCR | [8 empty] | 0.020717 | 0.020717 | 0.020717 | 0.020717 | [11 empty] | Chevron USA Inc Electric Sequndo | 100 | Chevron Corp | 100
natural gas combined cycle | El Segundo Cogen | 10213_G_GEN5 | 10213 | G | GEN5 |  | Combined Cycle |  | WEC_LADW | California | 6 | Los Angeles | 37 | 06037 | 39.2 | 9543 | 1996 | 9999 |  |  | Y | Natural Gas |  |  |  |  | SCR | [8 empty] | 0.020717 | 0.020717 | 0.020717 | 0.020717 | [11 empty] | Chevron USA Inc Electric Sequndo | 100 | Chevron Corp | 100
natural gas combined cycle | El Segundo Cogen | 10213_G_GEN6 | 10213 | G | GEN6 |  | Combined Cycle |  | WEC_LADW | California | 6 | Los Angeles | 37 | 06037 | 9.1 | 9543 | 1996 | 9999 |  |  | Y | Natural Gas |  |  |  | NH3 + STM | SCR | [8 empty] | 0.020717 | 0.020717 | 0.020717 | 0.020717 | [11 empty] | Chevron USA Inc Electric Sequndo | 100 | Chevron Corp | 100
natural gas combined cycle | El Segundo Cogen | 10213_G_GEN7 | 10213 | G | GEN7 |  | Combined Cycle |  | WEC_LADW | California | 6 | Los Angeles | 37 | 06037 | 40.7 | 8762 | 2013 | 9999 |  |  | Y | Natural Gas |  |  |  |  | SCR | [8 empty] | 0.011464 | 0.011464 | 0.011464 | 0.011464 | [11 empty] | Chevron USA Inc Electric Sequndo | 100 | Chevron Corp | 100
natural gas combined cycle | El Segundo Cogen | 10213_G_GEN8 | 10213 | G | GEN8 |  | Combined Cycle |  | WEC_LADW | California | 6 | Los Angeles | 37 | 06037 | 5.2 | 8762 | 2013 | 9999 |  |  | Y | Natural Gas |  |  |  | NH3 + STM | SCR | [8 empty] | 0.011464 | 0.011464 | 0.011464 | 0.011464 | [11 empty] | Chevron USA Inc Electric Sequndo | 100 | Chevron Corp | 100
hydro | Lower Saranac Hydroelectric Facility | 10214_G_GEN1 | 10214 | G | GEN1 |  | Hydro |  | NY_Z_D | New York | 36 | Clinton | 19 | 36019 | 3 | 0 | 1990 | 9999 |  |  | N | Hydro | [13 empty] | 0 | 0 | 0 | 0 | [11 empty] | Tifd III P Inc | 99 | General Electric Co | 99
hydro | Lower Saranac Hydroelectric Facility | 10214_G_GEN2 | 10214 | G | GEN2 |  | Hydro |  | NY_Z_D | New York | 36 | Clinton | 19 | 36019 | 3 | 0 | 1990 | 9999 |  |  | N | Hydro | [13 empty] | 0 | 0 | 0 | 0 | [11 empty] | Tifd III P Inc | 99 | General Electric Co | 99
hydro | Lower Saranac Hydroelectric Facility | 10214_G_GEN3 | 10214 | G | GEN3 |  | Hydro |  | NY_Z_D | New York | 36 | Clinton | 19 | 36019 | 0.3 | 0 | 1990 | 9999 |  |  | N | Hydro | [13 empty] | 0 | 0 | 0 | 0 | [11 empty] | Tifd III P Inc | 99 | General Electric Co | 99
municipal solid waste | Alabama River Pulp | 10216_B_PB1 | 10216 | B | PB1 |  | Non-Fossil Waste |  | S_SOU | Alabama | 1 | Monroe | 99 | 01099 | 21.8 | 11843 | 1978 | 9999 |  |  | Y | Non-Fossil Waste | Wet Scrubber | 1978 | 0.829 | STM | [9 empty] | 0.07 | 0.07 | 0.07 | 0.07 | [11 empty] | Alabama River Pulp Co Inc | 100 | Parsons & Whittemore Inc | 100
municipal solid waste | Alabama River Pulp | 10216_B_RB1 | 10216 | B | RB1 |  | Non-Fossil Waste |  | S_SOU | Alabama | 1 | Monroe | 99 | 01099 | 21.8 | 11843 | 1978 | 9999 |  |  | Y | Non-Fossil Waste |  |  |  | other |  |  |  | ESPC | No |  |  |  |  | 0.02 | 0.02 | 0.02 | 0.02 | [11 empty] | Alabama River Pulp Co Inc | 100 | Parsons & Whittemore Inc | 100
hydro | Warrensburg Hydroelectric | 10218_G_HY1 | 10218 | G | HY1 |  | Hydro |  | NY_Z_F | New York | 36 | Warren | 113 | 36113 | 2.9 | 0 | 1988 | 9999 |  |  | N | Hydro | [13 empty] | 0 | 0 | 0 | 0 | [11 empty] | Warrensburg Hydro Power LP | 100 | Riverstone Holdings LLC | 100
hydro | Middle Falls Hydro | 10219_G_HY1 | 10219 | G | HY1 |  | Hydro |  | NY_Z_F | New York | 36 | Washington | 115 | 36115 | 1.1 | 0 | 1989 | 9999 |  |  | N | Hydro | [13 empty] | 0 | 0 | 0 | 0 | [11 empty] | Middle Falls LP | 100 | Riverstone Holdings LLC | 100
hydro | Middle Falls Hydro | 10219_G_HY2 | 10219 | G | HY2 |  | Hydro |  | NY_Z_F | New York | 36 | Washington | 115 | 36115 | 1.1 | 0 | 1989 | 9999 |  |  | N | Hydro | [13 empty] | 0 | 0 | 0 | 0 | [11 empty] | Middle Falls LP | 100 | Riverstone Holdings LLC | 100
hydro | Sissonville Hydro | 10220_G_HY1 | 10220 | G | HY1 |  | Hydro |  | NY_Z_C&E | New York | 36 | St Lawrence | 89 | 36089 | 3 | 0 | 1990 | 9999 |  |  | N | Hydro | [13 empty] | 0 | 0 | 0 | 0 | [11 empty] | Sissonville LP | 100 | Riverstone Holdings LLC | 100
hydro | New York State Dam Hydro | 10221_G_GEN1 | 10221 | G | GEN1 |  | Hydro |  | NY_Z_F | New York | 36 | Saratoga | 91 | 36091 | 5.7 | 0 | 1990 | 9999 |  |  | N | Hydro | [13 empty] | 0 | 0 | 0 | 0 | [11 empty] | Nysd LP | 100 | Riverstone Holdings LLC | 100
hydro | New York State Dam Hydro | 10221_G_GEN2 | 10221 | G | GEN2 |  | Hydro |  | NY_Z_F | New York | 36 | Saratoga | 91 | 36091 | 5.7 | 0 | 1990 | 9999 |  |  | N | Hydro | [13 empty] | 0 | 0 | 0 | 0 | [11 empty] | Nysd LP | 100 | Riverstone Holdings LLC | 100
hydro | Tulare Success Power Project | 10222_G_SPP1 | 10222 | G | SPP1 |  | Hydro |  | WECC_SCE | California | 6 | Tulare | 107 | 06107 | 1.4 | 0 | 1989 | 9999 |  |  | N | Hydro | [13 empty] | 0 | 0 | 0 | 0 | [11 empty] | KMS Energy Inc | 50 | Algonquin Power Income Fund | 50
municipal solid waste | Leaf River Cellulose LLC | 10233_B_PB | 10233 | B | PB |  | Non-Fossil Waste |  | S_SOU | Mississippi | 28 | Perry | 111 | 28111 | 26 | 5075 | 1984 | 9999 |  |  | Y | Non-Fossil Waste | [7 empty] | ESPH | No |  |  |  |  | 0.15688 | 0.15688 | 0.15688 | 0.15688 | [11 empty] | Leaf River Cellulose LLC | 100 | Koch Industries Inc | 100
municipal solid waste | Leaf River Cellulose LLC | 10233_B_RB | 10233 | B | RB |  | Non-Fossil Waste |  | S_SOU | Mississippi | 28 | Perry | 111 | 28111 | 26 | 5075 | 1984 | 9999 |  |  | Y | Non-Fossil Waste | [7 empty] | ESPH | No |  |  |  |  | 0.06146 | 0.06146 | 0.06146 | 0.06146 | [11 empty] | Leaf River Cellulose LLC | 100 | Koch Industries Inc | 100
hydro | Diana Hydroelectric | 10237_G_GEN1 | 10237 | G | GEN1 |  | Hydro |  | NY_Z_C&E | New York | 36 | Lewis | 49 | 36049 | 1.6 | 0 | 1985 | 9999 |  |  | N | Hydro | [13 empty] | 0 | 0 | 0 | 0 | [11 empty] | Fortis US Energy Corp | 100 | Fortis Inc | 100
hydro | Dolgeville Hydro | 10238_G_GEN1 | 10238 | G | GEN1 |  | Hydro |  | NY_Z_C&E | New York | 36 | Herkimer | 43 | 36043 | 2.6 | 0 | 1985 | 9999 |  |  | N | Hydro | [13 empty] | 0 | 0 | 0 | 0 | [11 empty] | Hydro Ottawa Holding Inc | 100 | Hydro Ottawa Holding Inc | 100
natural gas peaker | Ticona Polymers Inc | 10243_G_GEN5 | 10243 | G | GEN5 |  | Combustion Turbine |  | ERC_REST | Texas | 48 | Nueces | 355 | 48355 | 32.5 | 11373 | 1989 | 9999 |  |  | Y | Natural Gas | [13 empty] | 0.12155 | 0.12155 | 0.12155 | 0.12155 | [11 empty] | Celanese Engineering Resin Inc | 100 | Celanese Ag | 100
hydro | Haypress | 10253_G_UGEN | 10253 | G | UGEN |  | Hydro |  | WEC_CALN | California | 6 | Sierra | 91 | 06091 | 5 | 0 | 1988 | 9999 |  |  | N | Hydro | [13 empty] | 0 | 0 | 0 | 0 | [11 empty] | Northbrook Hydro LLC | 100 | Energy Investors Funds Group | 100
hydro | Haypress | 10253_G_LGEN | 10253 | G | LGEN |  | Hydro |  | WEC_CALN | California | 6 | Sierra | 91 | 06091 | 5 | 0 | 1989 | 9999 |  |  | N | Hydro | [13 empty] | 0 | 0 | 0 | 0 | [11 empty] | Northbrook Hydro LLC | 100 | Energy Investors Funds Group | 100
hydro | West Enfield Hydro | 10255_G_GEN1 | 10255 | G | GEN1 |  | Hydro |  | NENG_ME | Maine | 23 | Penobscot | 19 | 23019 | 4.4 | 0 | 1988 | 9999 |  |  | N | Hydro | [13 empty] | 0 | 0 | 0 | 0 | [11 empty] | Bangor Pacific Hydro Associates | 100 | Brookfield Asset Management Inc | 100
hydro | West Enfield Hydro | 10255_G_GEN2 | 10255 | G | GEN2 |  | Hydro |  | NENG_ME | Maine | 23 | Penobscot | 19 | 23019 | 5.1 | 0 | 1988 | 9999 |  |  | N | Hydro | [13 empty] | 0 | 0 | 0 | 0 | [11 empty] | Bangor Pacific Hydro Associates | 100 | Brookfield Asset Management Inc | 100
hydro | Haw River Hydro | 10258_G_1 | 10258 | G | 1 |  | Hydro |  | S_VACA | North Carolina | 37 | Alamance | 1 | 37001 | 1 | 0 | 1981 | 9999 |  |  | N | Hydro | [13 empty] | 0 | 0 | 0 | 0 | [11 empty] | Haw River Hydro Co | 100 | Gravity Renewables Inc | 100
hydro | Haw River Hydro | 10258_G_2 | 10258 | G | 2 |  | Hydro |  | S_VACA | North Carolina | 37 | Alamance | 1 | 37001 | 0.5 | 0 | 1982 | 9999 |  |  | N | Hydro | [13 empty] | 0 | 0 | 0 | 0 | [11 empty] | Haw River Hydro Co | 100 | Gravity Renewables Inc | 100
hydro | Clement Dam Hydro LLC | 10276_G_0049 | 10276 | G | 0049 |  | Hydro |  | NENGREST | New Hampshire | 33 | Belknap | 1 | 33001 | 2.3 | 0 | 1984 | 9999 |  |  | N | Hydro | [13 empty] | 0 | 0 | 0 | 0 | [11 empty] | Clement Dam Hydroelectric LLC | 100 | Ontario Power Generation Inc | 100
hydro | Kansas River Project | 10279_G_1 | 10279 | G | 1 |  | Hydro |  | SPP_N | Kansas | 20 | Douglas | 45 | 20045 | 0.3 | 0 | 1920 | 9999 |  |  | N | Hydro | [13 empty] | 0 | 0 | 0 | 0 | [11 empty] | Bowersock Mills & Power Co | 100 | Bowersock Mills & Power Co | 100
hydro | Kansas River Project | 10279_G_2 | 10279 | G | 2 |  | Hydro |  | SPP_N | Kansas | 20 | Douglas | 45 | 20045 | 0.3 | 0 | 1922 | 9999 |  |  | N | Hydro | [13 empty] | 0 | 0 | 0 | 0 | [11 empty] | Bowersock Mills & Power Co | 100 | Bowersock Mills & Power Co | 100
hydro | Kansas River Project | 10279_G_3 | 10279 | G | 3 |  | Hydro |  | SPP_N | Kansas | 20 | Douglas | 45 | 20045 | 0.3 | 0 | 1922 | 9999 |  |  | N | Hydro | [13 empty] | 0 | 0 | 0 | 0 | [11 empty] | Bowersock Mills & Power Co | 100 | Bowersock Mills & Power Co | 100
hydro | Kansas River Project | 10279_G_4 | 10279 | G | 4 |  | Hydro |  | SPP_N | Kansas | 20 | Douglas | 45 | 20045 | 0.3 | 0 | 1922 | 9999 |  |  | N | Hydro | [13 empty] | 0 | 0 | 0 | 0 | [11 empty] | Bowersock Mills & Power Co | 100 | Bowersock Mills & Power Co | 100
hydro | Kansas River Project | 10279_G_5 | 10279 | G | 5 |  | Hydro |  | SPP_N | Kansas | 20 | Douglas | 45 | 20045 | 0.4 | 0 | 1922 | 9999 |  |  | N | Hydro | [13 empty] | 0 | 0 | 0 | 0 | [11 empty] | Bowersock Mills & Power Co | 100 | Bowersock Mills & Power Co | 100
hydro | Kansas River Project | 10279_G_6 | 10279 | G | 6 |  | Hydro |  | SPP_N | Kansas | 20 | Douglas | 45 | 20045 | 0.4 | 0 | 1925 | 9999 |  |  | N | Hydro | [13 empty] | 0 | 0 | 0 | 0 | [11 empty] | Bowersock Mills & Power Co | 100 | Bowersock Mills & Power Co | 100
hydro | Kansas River Project | 10279_G_7 | 10279 | G | 7 |  | Hydro |  | SPP_N | Kansas | 20 | Douglas | 45 | 20045 | 0.4 | 0 | 1925 | 9999 |  |  | N | Hydro | [13 empty] | 0 | 0 | 0 | 0 | [11 empty] | Bowersock Mills & Power Co | 100 | Bowersock Mills & Power Co | 100
hydro | Kansas River Project | 10279_G_10 | 10279 | G | 10 |  | Hydro |  | SPP_N | Kansas | 20 | Douglas | 45 | 20045 | 1.3 | 0 | 2012 | 9999 |  |  | N | Hydro | [13 empty] | 0 | 0 | 0 | 0 | [11 empty] | Bowersock Mills & Power Co | 100 | Bowersock Mills & Power Co | 100
hydro | Kansas River Project | 10279_G_11 | 10279 | G | 11 |  | Hydro |  | SPP_N | Kansas | 20 | Douglas | 45 | 20045 | 1 | 0 | 2012 | 9999 |  |  | N | Hydro | [13 empty] | 0 | 0 | 0 | 0 | [11 empty] | Bowersock Mills & Power Co | 100 | Bowersock Mills & Power Co | 100
hydro | Kansas River Project | 10279_G_8 | 10279 | G | 8 |  | Hydro |  | SPP_N | Kansas | 20 | Douglas | 45 | 20045 | 1 | 0 | 2012 | 9999 |  |  | N | Hydro | [13 empty] | 0 | 0 | 0 | 0 | [11 empty] | Bowersock Mills & Power Co | 100 | Bowersock Mills & Power Co | 100
hydro | Kansas River Project | 10279_G_9 | 10279 | G | 9 |  | Hydro |  | SPP_N | Kansas | 20 | Douglas | 45 | 20045 | 1.3 | 0 | 2012 | 9999 |  |  | N | Hydro | [13 empty] | 0 | 0 | 0 | 0 | [11 empty] | Bowersock Mills & Power Co | 100 | Bowersock Mills & Power Co | 100
hydro | Big Creek Water Works | 10282_G_BCHY | 10282 | G | BCHY |  | Hydro |  | WEC_CALN | California | 6 | Trinity | 105 | 06105 | 4.8 | 0 | 1987 | 9999 |  |  | N | Hydro | [13 empty] | 0 | 0 | 0 | 0 | [11 empty] | Big Creek Water Works Ltd | 100 | Big Creek Water Works Ltd | 100
hydro | Townsend Hydro | 10285_G_GEN1 | 10285 | G | GEN1 |  | Hydro |  | PJM_West | Pennsylvania | 42 | Beaver | 7 | 42007 | 2.1 | 0 | 1987 | 9999 |  |  | N | Hydro | [13 empty] | 0 | 0 | 0 | 0 | [11 empty] | Beaver Falls Municipal Authority | 100 | Beaver Falls Municipal Authority | 100
hydro | Townsend Hydro | 10285_G_GEN2 | 10285 | G | GEN2 |  | Hydro |  | PJM_West | Pennsylvania | 42 | Beaver | 7 | 42007 | 2.1 | 0 | 1987 | 9999 |  |  | N | Hydro | [13 empty] | 0 | 0 | 0 | 0 | [11 empty] | Beaver Falls Municipal Authority | 100 | Beaver Falls Municipal Authority | 100
hydro | Cornell Hydro | 10286_G_1 | 10286 | G | 1 |  | Hydro |  | NY_Z_C&E | New York | 36 | Tompkins | 109 | 36109 | 0.5 | 0 | 1981 | 9999 |  |  | N | Hydro | [13 empty] | 0 | 0 | 0 | 0 | [11 empty] | Cornell Hydro | 100 | Cornell Hydro | 100
hydro | Cornell Hydro | 10286_G_2 | 10286 | G | 2 |  | Hydro |  | NY_Z_C&E | New York | 36 | Tompkins | 109 | 36109 | 1.1 | 0 | 1981 | 9999 |  |  | N | Hydro | [13 empty] | 0 | 0 | 0 | 0 | [11 empty] | Cornell Hydro | 100 | Cornell Hydro | 100
geothermal | Beowawe Power | 10287_G_GEN1 | 10287 | G | GEN1 |  | Geothermal |  | WECC_NNV | Nevada | 32 | Lander | 15 | 32015 | 12.8 | 9771 | 1985 | 9999 |  |  | N | Geothermal | [13 empty] | 0 | 0 | 0 | 0 | 0.4563 | 0.4563 | 0.4563 | [8 empty] | Beowawe Power LLC | 100 | Caithness Energy LLC | 100
geothermal | Beowawe Power | 10287_G_GEN2 | 10287 | G | GEN2 |  | Geothermal |  | WECC_NNV | Nevada | 32 | Lander | 15 | 32015 | 1.3 | 9771 | 2011 | 9999 |  |  | N | Geothermal | [13 empty] | 0 | 0 | 0 | 0 | 0.4563 | 0.4563 | 0.4563 | [8 empty] | Beowawe Power LLC | 100 | Caithness Energy LLC | 100
biomass | Bridgewater Power LP | 10290_B_EU1 | 10290 | B | EU1 |  | Biomass |  | NENGREST | New Hampshire | 33 | Grafton | 9 | 33009 | 16 | 15710 | 1987 | 9999 |  |  | N | Biomass |  |  |  | LA + OFA | SCR |  |  | B + C | NA |  |  |  | 0.067 | 0.10785 | 0.10785 | 0.10785 | 0.10785 | [11 empty] | Bridgewater Power Co LP | 100 | Public Service Enterprise Group Inc | 100
natural gas combined cycle | King City Power Plant | 10294_G_GTG | 10294 | G | GTG | 91323 | Combined Cycle |  | WEC_CALN | California | 6 | Monterey | 53 | 06053 | 73 | 7832 | 1989 | 9999 |  |  | Y | Natural Gas |  |  |  | DLNB | SCR | [8 empty] | 0.033266 | 0.033266 | 0.033266 | 0.033266 | [11 empty] | Calpine King City Cogeneration LLC | 100 | General Electric Co | 100
natural gas combined cycle | King City Power Plant | 10294_G_STG | 10294 | G | STG | 8434 | Combined Cycle |  | WEC_CALN | California | 6 | Monterey | 53 | 06053 | 38 | 7832 | 1989 | 9999 |  |  | Y | Natural Gas |  |  |  | DLNB + H2O + NH3 | SCR | [8 empty] | 0.033266 | 0.033266 | 0.033266 | 0.033266 | [11 empty] | Calpine King City Cogeneration LLC | 100 | General Electric Co | 100
hydro | South Forks Hydro | 10296_G_GEN1 | 10296 | G | GEN1 |  | Hydro |  | WECC_ID | Idaho | 16 | Twin Falls | 83 | 16083 | 4 | 0 | 1984 | 9999 |  |  | N | Hydro | [13 empty] | 0 | 0 | 0 | 0 | [11 empty] | Ida West Energy Co | 50 | IDACORP Inc | 50
hydro | South Forks Hydro | 10296_G_GEN2 | 10296 | G | GEN2 |  | Hydro |  | WECC_ID | Idaho | 16 | Twin Falls | 83 | 16083 | 4 | 0 | 1984 | 9999 |  |  | N | Hydro | [13 empty] | 0 | 0 | 0 | 0 | [11 empty] | Ida West Energy Co | 50 | IDACORP Inc | 50
natural gas peaker | Bayou Cogen Plant | 10298_G_GT1 | 10298 | G | GT1 | 88564 | Combustion Turbine |  | ERC_REST | Texas | 48 | Harris | 201 | 48201 | 75 | 12369 | 2014 | 9999 |  |  | N | Natural Gas |  |  |  | DLNB | [9 empty] | 0.01833 | 0.01833 | 0.01833 | 0.01833 | [11 empty] | Air Liquide Large Industries US LP | 100 | Air Liquide Group | 100
natural gas peaker | Bayou Cogen Plant | 10298_G_GT2 | 10298 | G | GT2 | 88564 | Combustion Turbine |  | ERC_REST | Texas | 48 | Harris | 201 | 48201 | 75 | 12369 | 2015 | 9999 |  |  | N | Natural Gas |  |  |  | DLNB | [9 empty] | 0.01779 | 0.01779 | 0.01779 | 0.01779 | [11 empty] | Air Liquide Large Industries US LP | 100 | Air Liquide Group | 100
natural gas peaker | Bayou Cogen Plant | 10298_G_GT3 | 10298 | G | GT3 | 88565 | Combustion Turbine |  | ERC_REST | Texas | 48 | Harris | 201 | 48201 | 75 | 12369 | 2015 | 9999 |  |  | N | Natural Gas |  |  |  | DLNB | [9 empty] | 0.01887 | 0.01887 | 0.01887 | 0.01887 | [11 empty] | Air Liquide Large Industries US LP | 100 | Air Liquide Group | 100
biomass | Desert View Power | 10300_B_BLR1 | 10300 | B | BLR1 |  | Biomass |  | WECC_IID | California | 6 | Riverside | 65 | 06065 | 23.5 | 16026 | 1992 | 9999 |  |  | N | Biomass | Dry Scrubber | 1992 | 0.92 |  | SNCR |  |  | B | NA |  |  |  |  | 0.07882 | 0.07882 | 0.07882 | 0.07882 |  |  |  |  | Yes | [6 empty] | Greenleaf Power LLC | 100 | Greenleaf Power | 100
biomass | Desert View Power | 10300_B_BLR2 | 10300 | B | BLR2 |  | Biomass |  | WECC_IID | California | 6 | Riverside | 65 | 06065 | 23.5 | 16026 | 1992 | 9999 |  |  | N | Biomass | Dry Scrubber | 1992 | 0.92 |  | SNCR |  |  | B | NA |  |  |  |  | 0.07882 | 0.07882 | 0.07882 | 0.07882 |  |  |  |  | Yes | [6 empty] | Greenleaf Power LLC | 100 | Greenleaf Power | 100
municipal solid waste | Dutchess Cnty Resource Recovery Facility | 10305_G_GEN1 | 10305 | G | GEN1 |  | Municipal Solid Waste |  | NY_Z_G-I | New York | 36 | Dutchess | 27 | 36027 | 7.2 | 26554 | 1987 | 9999 |  |  | Y | MSW | [13 empty] | 0.22765 | 0.22765 | 0.22765 | 0.22765 | 0.08 | 0.08 | 0.08 | [8 empty] | Dutchess County Resource Recovery Agency | 100 | Dutchess County | 100
natural gas combined cycle | Bellingham Cogeneration Facility | 10307_G_CT1 | 10307 | G | CT1 | 3537 | Combined Cycle |  | NENGREST | Massachusetts | 25 | Norfolk | 21 | 25021 | 102 | 8349 | 1991 | 9999 |  |  | N | Natural Gas, Distillate Fuel Oil |  |  |  | STM | [9 empty] | 0.087028 | 0.087028 | 0.087028 | 0.087028 | [11 empty] | Northeast Energy Associates LP | 100 | NextEra Energy Inc | 100
natural gas combined cycle | Bellingham Cogeneration Facility | 10307_G_CT2 | 10307 | G | CT2 | 3538 | Combined Cycle |  | NENGREST | Massachusetts | 25 | Norfolk | 21 | 25021 | 102 | 8349 | 1991 | 9999 |  |  | N | Natural Gas, Distillate Fuel Oil |  |  |  | STM | [9 empty] | 0.087028 | 0.087028 | 0.087028 | 0.087028 | [11 empty] | Northeast Energy Associates LP | 100 | NextEra Energy Inc | 100
natural gas combined cycle | Bellingham Cogeneration Facility | 10307_G_ST1 | 10307 | G | ST1 | 3537 | Combined Cycle |  | NENGREST | Massachusetts | 25 | Norfolk | 21 | 25021 | 60 | 8349 | 1991 | 9999 |  |  | N | Natural Gas, Distillate Fuel Oil |  |  |  | STM | [9 empty] | 0.087028 | 0.087028 | 0.087028 | 0.087028 | [11 empty] | Northeast Energy Associates LP | 100 | NextEra Energy Inc | 100
natural gas combined cycle | Sayreville Cogeneration Facility | 10308_G_CT1 | 10308 | G | CT1 | 3539 | Combined Cycle |  | PJM_EMAC | New Jersey | 34 | Middlesex | 23 | 34023 | 112 | 8500 | 1991 | 9999 |  |  | N | Natural Gas |  |  |  | STM | [9 empty] | 0.086884 | 0.086884 | 0.086884 | 0.086884 | [11 empty] | North Jersey Energy Associates LP | 100 | Vistra Energy | 100
natural gas combined cycle | Sayreville Cogeneration Facility | 10308_G_CT2 | 10308 | G | CT2 | 3540 | Combined Cycle |  | PJM_EMAC | New Jersey | 34 | Middlesex | 23 | 34023 | 112 | 8500 | 1991 | 9999 |  |  | N | Natural Gas |  |  |  | STM | [9 empty] | 0.086884 | 0.086884 | 0.086884 | 0.086884 | [11 empty] | North Jersey Energy Associates LP | 100 | Vistra Energy | 100
natural gas combined cycle | Sayreville Cogeneration Facility | 10308_G_ST1 | 10308 | G | ST1 | 3539 | Combined Cycle |  | PJM_EMAC | New Jersey | 34 | Middlesex | 23 | 34023 | 68 | 8500 | 1991 | 9999 |  |  | N | Natural Gas |  |  |  | STM | [9 empty] | 0.086884 | 0.086884 | 0.086884 | 0.086884 | [11 empty] | North Jersey Energy Associates LP | 100 | Vistra Energy | 100
hydro | Copper Dam Plant | 10323_G_TURGO | 10323 | G | TURGO |  | Hydro |  | WECC_PNW | Oregon | 41 | Hood River | 27 | 41027 | 1 | 0 | 2015 | 9999 |  |  | N | Hydro | [13 empty] | 0 | 0 | 0 | 0 | [11 empty] | Farmers Irrigation District | 100 | Farmers Irrigation District | 100
hydro | Peters Drive Plant | 10324_G_GEN3 | 10324 | G | GEN3 |  | Hydro |  | WECC_PNW | Oregon | 41 | Hood River | 27 | 41027 | 0.3 | 0 | 1987 | 9999 |  |  | N | Hydro | [13 empty] | 0 | 0 | 0 | 0 | [11 empty] | Farmers Irrigation District | 100 | Farmers Irrigation District | 100
hydro | Mink Creek Hydro | 10325_G_GEN1 | 10325 | G | GEN1 |  | Hydro |  | WECC_ID | Idaho | 16 | Franklin | 41 | 16041 | 2 | 0 | 1986 | 9999 |  |  | N | Hydro | [13 empty] | 0 | 0 | 0 | 0 | [11 empty] | Robert Fackrell | 100 | Robert Fackrell | 100
natural gas steam turbine | T B Simon Power Plant | 10328_B_BLR1 | 10328 | B | BLR1 | 89142 | O/G Steam |  | MIS_LMI | Michigan | 26 | Ingham | 65 | 26065 | 17 | 8300 | 1965 | 9999 | wall | dry | Y | Natural Gas |  |  |  | LNB | SNCR | [7 empty] | 1.67 | 0.14368 | 0.14368 | 0.14368 | 0.14368 | [11 empty] | Michigan State University | 100 | Michigan State University | 100
natural gas steam turbine | T B Simon Power Plant | 10328_B_BLR2 | 10328 | B | BLR2 | 89143 | O/G Steam |  | MIS_LMI | Michigan | 26 | Ingham | 65 | 26065 | 17 | 8300 | 1965 | 9999 | wall | dry | Y | Natural Gas |  |  |  | LNB | SNCR | [7 empty] | 1.67 | 0.10818 | 0.10818 | 0.10818 | 0.10818 | [11 empty] | Michigan State University | 100 | Michigan State University | 100
natural gas steam turbine | T B Simon Power Plant | 10328_B_BLR3 | 10328 | B | BLR3 | 89144 | O/G Steam |  | MIS_LMI | Michigan | 26 | Ingham | 65 | 26065 | 17 | 8300 | 1973 | 9999 | wall | dry | Y | Natural Gas |  |  |  | LNB | SNCR | [7 empty] | 1.67 | 0.1246 | 0.1246 | 0.1246 | 0.1246 | [11 empty] | Michigan State University | 100 | Michigan State University | 100
natural gas steam turbine | T B Simon Power Plant | 10328_B_BLR4 | 10328 | B | BLR4 | 89145 | O/G Steam |  | MIS_LMI | Michigan | 26 | Ingham | 65 | 26065 | 17 | 8300 | 1990 | 9999 |  | dry | Y | Natural Gas |  |  |  | CF | SNCR | [7 empty] | 1.67 | 0.01436 | 0.01436 | 0.01436 | 0.01436 | [11 empty] | Michigan State University | 100 | Michigan State University | 100
natural gas steam turbine | T B Simon Power Plant | 10328_B_BLR6 | 10328 | B | BLR6 | 89142 | O/G Steam |  | MIS_LMI | Michigan | 26 | Ingham | 65 | 26065 | 17 | 8300 | 2004 | 9999 | wall | dry | Y | Natural Gas |  |  |  | LNB | SNCR | [7 empty] | 1.67 | 0.14368 | 0.14368 | 0.14368 | 0.14368 | [11 empty] | Michigan State University | 100 | Michigan State University | 100
natural gas peaker | T B Simon Power Plant | 10328_G_GEN6 | 10328 | G | GEN6 |  | Combustion Turbine |  | MIS_LMI | Michigan | 26 | Ingham | 65 | 26065 | 12.6 | 12369 | 2006 | 9999 |  |  | N | Natural Gas | [13 empty] | 0.03143 | 0.03143 | 0.03143 | 0.03143 | [11 empty] | Michigan State University | 100 | Michigan State University | 100
municipal solid waste | Southside Water Reclamation Plant | 10339_G_GEN3 | 10339 | G | GEN3 |  | Non-Fossil Waste |  | WECC_NM | New Mexico | 35 | Bernalillo | 1 | 35001 | 1.1 | 15825 | 1987 | 9999 |  |  | Y | Non-Fossil Waste | [13 empty] | 0 | 0 | 0 | 0 | [11 empty] | Albuquerque (City of) | 100 | Albuquerque (City of) | 100
municipal solid waste | Southside Water Reclamation Plant | 10339_G_GEN4 | 10339 | G | GEN4 |  | Non-Fossil Waste |  | WECC_NM | New Mexico | 35 | Bernalillo | 1 | 35001 | 1.1 | 15825 | 1987 | 9999 |  |  | Y | Non-Fossil Waste | [13 empty] | 0 | 0 | 0 | 0 | [11 empty] | Albuquerque (City of) | 100 | Albuquerque (City of) | 100
natural gas peaker | Southside Water Reclamation Plant | 10339_G_GEN1 | 10339 | G | GEN1 |  | Combustion Turbine | IC Engine | WECC_NM | New Mexico | 35 | Bernalillo | 1 | 35001 | 2.1 | 15825 | 2002 | 9999 |  |  | Y | Natural Gas | [13 empty] | 1.061 | 1.061 | 1.061 | 1.061 | [11 empty] | Albuquerque (City of) | 100 | Albuquerque (City of) | 100
natural gas peaker | Southside Water Reclamation Plant | 10339_G_GEN2 | 10339 | G | GEN2 |  | Combustion Turbine | IC Engine | WECC_NM | New Mexico | 35 | Bernalillo | 1 | 35001 | 2.1 | 15825 | 2002 | 9999 |  |  | Y | Natural Gas | [13 empty] | 1.061 | 1.061 | 1.061 | 1.061 | [11 empty] | Albuquerque (City of) | 100 | Albuquerque (City of) | 100
natural gas combined cycle | Foster Wheeler Martinez | 10342_G_TG1 | 10342 | G | TG1 |  | Combined Cycle |  | WEC_CALN | California | 6 | Contra Costa | 13 | 06013 | 35 | 6117 | 1987 | 9999 |  |  | Y | Natural Gas | [13 empty] | 0.0295 | 0.0295 | 0.0295 | 0.0295 | [11 empty] | Foster Wheeler Martinez Inc | 50.5 | Foster Wheeler Ag | 50.5
natural gas combined cycle | Foster Wheeler Martinez | 10342_G_TG2 | 10342 | G | TG2 |  | Combined Cycle |  | WEC_CALN | California | 6 | Contra Costa | 13 | 06013 | 35 | 6117 | 1987 | 9999 |  |  | Y | Natural Gas | [13 empty] | 0.0295 | 0.0295 | 0.0295 | 0.0295 | [11 empty] | Foster Wheeler Martinez Inc | 50.5 | Foster Wheeler Ag | 50.5
natural gas combined cycle | Foster Wheeler Martinez | 10342_G_TG3 | 10342 | G | TG3 |  | Combined Cycle |  | WEC_CALN | California | 6 | Contra Costa | 13 | 06013 | 33.5 | 6117 | 1987 | 9999 |  |  | Y | Natural Gas | [13 empty] | 0.0295 | 0.0295 | 0.0295 | 0.0295 | [11 empty] | Foster Wheeler Martinez Inc | 50.5 | Foster Wheeler Ag | 50.5
hard coal | Foster Wheeler Mt Carmel Cogen | 10343_B_SG-101 | 10343 | B | SG-101 | 3542 | Coal Steam |  | PJM_WMAC | Pennsylvania | 42 | Northumberland | 97 | 42097 | 43 | 14500 | 1990 | 9999 | FBC | dry | Y | Waste Coal | Dry Scrubber | 1990 | 0.91 | CF |  |  |  | B | NA |  |  |  | 0.24 | 0.06934 | 0.06934 | 0.06934 | 0.06934 | 0.01 | 0.01 | 0.01 | 0.99 | Yes | 1990 | [5 empty] | Mt Carmel Cogeneration Inc | 100 | Foster Wheeler Ag | 100
natural gas peaker | Greenleaf 2 Power Plant | 10349_G_GEN1 | 10349 | G | GEN1 |  | Combustion Turbine |  | WEC_CALN | California | 6 | Sutter | 101 | 06101 | 49.5 | 8700 | 1989 | 9999 |  |  | Y | Natural Gas | [12 empty] | 0.74 | 0.02113 | 0.02113 | 0.02113 | 0.02113 | [11 empty] | Calpine Corp Yuba City | 100 | Energy Capital Partners | 100
biomass | ReEnergy Livermore Falls | 10354_B_1 | 10354 | B | 1 |  | Biomass |  | NENG_ME | Maine | 23 | Androscoggin | 1 | 23001 | 36 | 13703 | 1992 | 9999 |  |  | N | Biomass |  |  |  | NH3 | SNCR |  |  | ESPH + C | Yes |  |  |  |  | 0.0706 | 0.0706 | 0.0706 | 0.0706 | [11 empty] | ReEnergy Livermore Falls LLC | 100 | ReEnergy | 100
biomass | Lumberton | 10382_B_UNIT1 | 10382 | B | UNIT1 | 3545 | Biomass |  | S_VACA | North Carolina | 37 | Robeson | 155 | 37155 | 17.4 | 18075 | 2015 | 9999 | stoker/SPR | dry | Y | Biomass |  |  | 0.5 | OFA | SNCR |  |  | B | NA |  |  |  | 2.3 | 0.4414 | 0.15895 | 0.4414 | 0.15895 | 0.11 | 0.27 | 1 |  | Yes | [6 empty] | North Carolina Renewable Energy LLC | 100 | North Carolina Renewable Energy LLC | 100
biomass | Lumberton | 10382_B_UNIT2 | 10382 | B | UNIT2 | 3546 | Biomass |  | S_VACA | North Carolina | 37 | Robeson | 155 | 37155 | 17.4 | 18075 | 2015 | 9999 | stoker/SPR | dry | Y | Biomass |  |  |  | OFA | SNCR |  |  | B | NA |  |  |  | 2.3 | 0.4474 | 0.16333 | 0.4474 | 0.16333 | 0.11 | 0.27 | 1 | [8 empty] | North Carolina Renewable Energy LLC | 100 | North Carolina Renewable Energy LLC | 100
biomass | Sycamore Energy 1 | 10387_G_3 | 10387 | G | 3 |  | Landfill Gas |  | WEC_SDGE | California | 6 | San Diego | 73 | 06073 | 2.8 | 22752 | 2004 | 9999 |  |  | N | Landfill Gas | [13 empty] | 0.0655 | 0.0655 | 0.0655 | 0.0655 | [11 empty] | Landfill Generating Partners | 100 | FORTISTAR | 100
biomass | Sycamore Energy 1 | 10387_G_1A | 10387 | G | 1A |  | Landfill Gas |  | WEC_SDGE | California | 6 | San Diego | 73 | 06073 | 1.2 | 22752 | 2011 | 9999 |  |  | N | Landfill Gas | [13 empty] | 0.0655 | 0.0655 | 0.0655 | 0.0655 | [11 empty] | Landfill Generating Partners | 100 | FORTISTAR | 100
biomass | Sycamore Energy 1 | 10387_G_2A | 10387 | G | 2A |  | Landfill Gas |  | WEC_SDGE | California | 6 | San Diego | 73 | 06073 | 1.2 | 22752 | 2011 | 9999 |  |  | N | Landfill Gas | [13 empty] | 0.0655 | 0.0655 | 0.0655 | 0.0655 | [11 empty] | Landfill Generating Partners | 100 | FORTISTAR | 100
hard coal | ArcelorMittal Indiana Harbor West | 10397_B_5HPB | 10397 | B | 5HPB |  | Fossil Waste |  | MIS_INKY | Indiana | 18 | Lake | 89 | 18089 | 11.1 | 5172 | 1952 | 9999 | wall |  | Y | Fossil Waste | [13 empty] | 0.04795 | 0.04795 | 0.04795 | 0.04795 | [11 empty] | ISG Indiana Harbor Inc | 100 | Mittal Steel Co N V | 100
hard coal | ArcelorMittal Indiana Harbor West | 10397_B_6HPB | 10397 | B | 6HPB |  | Fossil Waste |  | MIS_INKY | Indiana | 18 | Lake | 89 | 18089 | 11.1 | 5172 | 1956 | 9999 | wall |  | Y | Fossil Waste | [13 empty] | 0.07033 | 0.07033 | 0.07033 | 0.07033 | [11 empty] | ISG Indiana Harbor Inc | 100 | Mittal Steel Co N V | 100
hard coal | ArcelorMittal Indiana Harbor West | 10397_B_7HPB | 10397 | B | 7HPB |  | Fossil Waste |  | MIS_INKY | Indiana | 18 | Lake | 89 | 18089 | 11.1 | 5172 | 1956 | 9999 | wall |  | Y | Fossil Waste | [13 empty] | 0.06952 | 0.06952 | 0.06952 | 0.06952 | [11 empty] | ISG Indiana Harbor Inc | 100 | Mittal Steel Co N V | 100
hard coal | ArcelorMittal Indiana Harbor West | 10397_B_8HPB | 10397 | B | 8HPB |  | Fossil Waste |  | MIS_INKY | Indiana | 18 | Lake | 89 | 18089 | 24 | 5172 | 1967 | 9999 | tangential |  | Y | Fossil Waste | [13 empty] | 0.04795 | 0.04795 | 0.04795 | 0.04795 | [11 empty] | ISG Indiana Harbor Inc | 100 | Mittal Steel Co N V | 100
hard coal | ArcelorMittal Indiana Harbor West | 10397_B_9HPB | 10397 | B | 9HPB |  | Fossil Waste |  | MIS_INKY | Indiana | 18 | Lake | 89 | 18089 | 17 | 5172 | 2000 | 9999 | wall |  | Y | Fossil Waste | [13 empty] | 0.01 | 0.01 | 0.01 | 0.01 | [11 empty] | ISG Indiana Harbor Inc | 100 | Mittal Steel Co N V | 100
natural gas combined cycle | Kingsburg Cogen | 10405_G_GEN1 | 10405 | G | GEN1 | 90775 | Combined Cycle |  | WEC_CALN | California | 6 | Fresno | 19 | 06019 | 22 | 10245 | 1990 | 9999 |  |  | Y | Natural Gas |  |  |  |  | SCR | [8 empty] | 0.019338 | 0.019338 | 0.019338 | 0.019338 | [11 empty] | KES Kingsburg LP | 100 | JPMorgan Chase & Co | 100
natural gas combined cycle | Kingsburg Cogen | 10405_G_GEN2 | 10405 | G | GEN2 | 90775 | Combined Cycle |  | WEC_CALN | California | 6 | Fresno | 19 | 06019 | 11.8 | 10245 | 1990 | 9999 |  |  | Y | Natural Gas |  |  |  |  | SCR | [8 empty] | 0.019338 | 0.019338 | 0.019338 | 0.019338 | [11 empty] | KES Kingsburg LP | 100 | JPMorgan Chase & Co | 100
natural gas steam turbine | Pensacola Florida Plant | 10416_B_BO4 | 10416 | B | BO4 |  | O/G Steam |  | S_SOU | Florida | 12 | Escambia | 33 | 12033 | 2.7 | 8300 | 1953 | 9999 |  |  | Y | Natural Gas | [13 empty] | 0.23063 | 0.23063 | 0.23063 | 0.23063 | [11 empty] | Solutia Inc Pensacola | 100 | Solutia Inc | 100
natural gas steam turbine | Pensacola Florida Plant | 10416_B_BO7 | 10416 | B | BO7 |  | O/G Steam |  | S_SOU | Florida | 12 | Escambia | 33 | 12033 | 2.7 | 8300 | 1953 | 9999 |  |  | Y | Natural Gas | [13 empty] | 0.2 | 0.2 | 0.2 | 0.2 | [11 empty] | Solutia Inc Pensacola | 100 | Solutia Inc | 100
natural gas steam turbine | Pensacola Florida Plant | 10416_B_BO8 | 10416 | B | BO8 |  | O/G Steam |  | S_SOU | Florida | 12 | Escambia | 33 | 12033 | 2.7 | 8300 | 1953 | 9999 |  |  | Y | Natural Gas | [13 empty] | 0.25 | 0.25 | 0.25 | 0.25 | [11 empty] | Solutia Inc Pensacola | 100 | Solutia Inc | 100
natural gas steam turbine | Pensacola Florida Plant | 10416_B_BO5 | 10416 | B | BO5 |  | O/G Steam |  | S_SOU | Florida | 12 | Escambia | 33 | 12033 | 2.7 | 8300 | 1957 | 9999 |  |  | Y | Natural Gas | [13 empty] | 0.23063 | 0.23063 | 0.23063 | 0.23063 | [11 empty] | Solutia Inc Pensacola | 100 | Solutia Inc | 100
natural gas steam turbine | Pensacola Florida Plant | 10416_B_BO6 | 10416 | B | BO6 |  | O/G Steam |  | S_SOU | Florida | 12 | Escambia | 33 | 12033 | 2.7 | 8300 | 1957 | 9999 |  |  | Y | Natural Gas | [13 empty] | 0.23063 | 0.23063 | 0.23063 | 0.23063 | [11 empty] | Solutia Inc Pensacola | 100 | Solutia Inc | 100
natural gas peaker | Pensacola Florida Plant | 10416_G_GEN4 | 10416 | G | GEN4 |  | Combustion Turbine |  | S_SOU | Florida | 12 | Escambia | 33 | 12033 | 82 | 8700 | 1993 | 9999 |  |  | Y | Natural Gas | [13 empty] | 0.09767 | 0.09767 | 0.09767 | 0.09767 | [11 empty] | State Street Bank & Trust Co | 100 | State Street Corp | 100
natural gas steam turbine | Pensacola Florida Plant | 10416_B_BO9 | 10416 | B | BO9 |  | O/G Steam |  | S_SOU | Florida | 12 | Escambia | 33 | 12033 | 2.7 | 8300 | 2007 | 9999 |  |  | Y | Natural Gas | [13 empty] | 0.23063 | 0.23063 | 0.23063 | 0.23063 | [11 empty] | Solutia Inc Pensacola | 100 | Solutia Inc | 100
hydro | Dillon Hydro Plant | 10421_G_GEN1 | 10421 | G | GEN1 |  | Hydro |  | WECC_CO | Colorado | 8 | Summit | 117 | 08117 | 1.8 | 0 | 1987 | 9999 |  |  | N | Hydro | [13 empty] | 0 | 0 | 0 | 0 | [11 empty] | Denver Municipal Electric Utility | 100 | Denver Municipal Electric Utility | 100
hydro | Williams Fork Hydro Plant | 10422_G_GEN1 | 10422 | G | GEN1 |  | Hydro |  | WECC_CO | Colorado | 8 | Grand | 49 | 08049 | 3 | 0 | 1959 | 9999 |  |  | N | Hydro | [13 empty] | 0 | 0 | 0 | 0 | [11 empty] | Denver Municipal Electric Utility | 100 | Denver Municipal Electric Utility | 100
hydro | Williams Fork Hydro Plant | 10422_G_GEN2 | 10422 | G | GEN2 |  | Hydro |  | WECC_CO | Colorado | 8 | Grand | 49 | 08049 | 0.5 | 0 | 2012 | 9999 |  |  | N | Hydro | [13 empty] | 0 | 0 | 0 | 0 | [11 empty] | Denver Municipal Electric Utility | 100 | Denver Municipal Electric Utility | 100
hydro | North Fork Hydro Plant | 10423_G_GEN1 | 10423 | G | GEN1 |  | Hydro |  | WECC_CO | Colorado | 8 | Park | 93 | 08093 | 5.5 | 0 | 1988 | 9999 |  |  | N | Hydro | [13 empty] | 0 | 0 | 0 | 0 | [11 empty] | Denver Municipal Electric Utility | 100 | Denver Municipal Electric Utility | 100
hydro | Gross Hydro Plant | 10424_G_GEN1 | 10424 | G | GEN1 |  | Hydro |  | WECC_CO | Colorado | 8 | Jefferson | 59 | 08059 | 7.8 | 0 | 2007 | 9999 |  |  | N | Hydro | [13 empty] | 0 | 0 | 0 | 0 | [11 empty] | Denver Water Board | 100 | Denver Water Board | 100
natural gas peaker | New-Indy Ontario Mill | 10427_G_GEN2 | 10427 | G | GEN2 |  | Combustion Turbine |  | WECC_SCE | California | 6 | San Bernardino | 71 | 06071 | 14.7 | 12369 | 2019 | 9999 |  |  | N | Natural Gas | [13 empty] | 0.011 | 0.011 | 0.011 | 0.011 | [11 empty] | New Indy Ontario LLC | 100 | New Indy Containerboard LLC | 100
natural gas peaker | New-Indy Ontario Mill | 10427_G_GEN3 | 10427 | G | GEN3 |  | Combustion Turbine |  | WECC_SCE | California | 6 | San Bernardino | 71 | 06071 | 14.7 | 12369 | 2019 | 9999 |  |  | N | Natural Gas | [13 empty] | 0.011 | 0.011 | 0.011 | 0.011 | [11 empty] | New Indy Ontario LLC | 100 | New Indy Containerboard LLC | 100
municipal solid waste | Camden Resource Recovery Facility | 10435_B_SG101A | 10435 | B | SG101A |  | Municipal Solid Waste |  | PJM_EMAC | New Jersey | 34 | Camden | 7 | 34007 | 11 | 22061 | 1991 | 9999 |  |  | N | MSW | Dry Scrubber | 1991 | 0.8 |  | SNCR |  |  | ESPC | No | ACI | 1995 |  |  | 0.3 | 0.3 | 0.3 | 0.3 | 0.08 | 0.08 | 0.08 | [8 empty] | Camden County Energy Recovery Associates LP | 100 | Foster Wheeler Ag | 100
municipal solid waste | Camden Resource Recovery Facility | 10435_B_SG101B | 10435 | B | SG101B |  | Municipal Solid Waste |  | PJM_EMAC | New Jersey | 34 | Camden | 7 | 34007 | 11 | 22061 | 1991 | 9999 |  |  | N | MSW | Dry Scrubber | 1991 | 0.8 |  | SNCR |  |  | ESPC | No | ACI | 1995 |  |  | 0.3 | 0.3 | 0.3 | 0.3 | 0.08 | 0.08 | 0.08 | [8 empty] | Camden County Energy Recovery Associates LP | 100 | Foster Wheeler Ag | 100
municipal solid waste | Camden Resource Recovery Facility | 10435_B_SG101C | 10435 | B | SG101C |  | Municipal Solid Waste |  | PJM_EMAC | New Jersey | 34 | Camden | 7 | 34007 | 11 | 22061 | 1991 | 9999 |  |  | N | MSW | Dry Scrubber | 1991 | 0.8 |  | SNCR |  |  | ESPC | No | ACI | 1995 |  |  | 0.3 | 0.3 | 0.3 | 0.3 | 0.08 | 0.08 | 0.08 | [8 empty] | Camden County Energy Recovery Associates LP | 100 | Foster Wheeler Ag | 100
municipal solid waste | ExxonMobil Baytown Refinery | 10436_G_ST34 | 10436 | G | ST34 |  | Non-Fossil Waste |  | ERC_REST | Texas | 48 | Harris | 201 | 48201 | 7.5 | 11084 | 1952 | 9999 |  |  | N | Non-Fossil Waste | [13 empty] | 0 | 0 | 0 | 0 | [11 empty] | Exxon Co USA | 100 | ExxonMobil Corp | 100
natural gas peaker | ExxonMobil Baytown Refinery | 10436_G_GT41 | 10436 | G | GT41 |  | Combustion Turbine |  | ERC_REST | Texas | 48 | Harris | 201 | 48201 | 18 | 8700 | 1977 | 9999 |  |  | Y | Natural Gas | [13 empty] | 0.02052 | 0.02052 | 0.02052 | 0.02052 | [11 empty] | Exxon Co USA | 100 | ExxonMobil Corp | 100
natural gas peaker | ExxonMobil Baytown Refinery | 10436_G_GT42 | 10436 | G | GT42 |  | Combustion Turbine |  | ERC_REST | Texas | 48 | Harris | 201 | 48201 | 18 | 8700 | 1977 | 9999 |  |  | Y | Natural Gas | [13 empty] | 0.01796 | 0.01796 | 0.01796 | 0.01796 | [11 empty] | Exxon Co USA | 100 | ExxonMobil Corp | 100
natural gas peaker | ExxonMobil Baytown Refinery | 10436_G_GT43 | 10436 | G | GT43 |  | Combustion Turbine |  | ERC_REST | Texas | 48 | Harris | 201 | 48201 | 18 | 8700 | 1977 | 9999 |  |  | Y | Natural Gas | [13 empty] | 0.02615 | 0.02615 | 0.02615 | 0.02615 | [11 empty] | Exxon Co USA | 100 | ExxonMobil Corp | 100
natural gas peaker | ExxonMobil Baytown Refinery | 10436_G_GT44 | 10436 | G | GT44 |  | Combustion Turbine |  | ERC_REST | Texas | 48 | Harris | 201 | 48201 | 18 | 8700 | 1977 | 9999 |  |  | Y | Natural Gas | [13 empty] | 0.03289 | 0.03289 | 0.03289 | 0.03289 | [11 empty] | Exxon Co USA | 100 | ExxonMobil Corp | 100
natural gas peaker | ExxonMobil Baytown Refinery | 10436_G_GT45 | 10436 | G | GT45 |  | Combustion Turbine |  | ERC_REST | Texas | 48 | Harris | 201 | 48201 | 28 | 8700 | 1988 | 9999 |  |  | Y | Natural Gas | [13 empty] | 0.00921 | 0.00921 | 0.00921 | 0.00921 | [11 empty] | Exxon Co USA | 100 | ExxonMobil Corp | 100
natural gas peaker | ExxonMobil Baytown Refinery | 10436_G_GT38 | 10436 | G | GT38 |  | Combustion Turbine |  | ERC_REST | Texas | 48 | Harris | 201 | 48201 | 28 | 8700 | 1989 | 9999 |  |  | Y | Natural Gas | [13 empty] | 0.01407 | 0.01407 | 0.01407 | 0.01407 | [11 empty] | Exxon Co USA | 100 | ExxonMobil Corp | 100
solar pv | Sunray 2 | 10437_G_SUN2 | 10437 | G | SUN2 |  | Solar PV |  | WECC_SCE | California | 6 | San Bernardino | 71 | 06071 | 20 | 0 | 2017 | 9999 |  |  | N | Solar | [13 empty] | 0 | 0 | 0 | 0 | [11 empty] | Sunray Energy 3 LLC | 100 | Carlyle Group (The) | 100
solar pv | Sunray 3 | 10438_G_SUN3 | 10438 | G | SUN3 |  | Solar PV |  | WECC_SCE | California | 6 | San Bernardino | 71 | 06071 | 13.8 | 0 | 2017 | 9999 |  |  | N | Solar | [13 empty] | 0 | 0 | 0 | 0 | [11 empty] | Sunray Energy 2 LLC | 100 | Carlyle Group (The) | 100
solar thermal | SEGS IX | 10446_B_HTFHTR | 10446 | B | HTFHTR |  | Solar Thermal |  | WECC_SCE | California | 6 | San Bernardino | 71 | 06071 | 88 | 9771 | 1990 | 9999 |  |  | N | Solar | [13 empty] | 0 | 0 | 0 | 0 | [11 empty] | Luz Solar Partners Ltd IX | 100 | NextEra Energy Inc | 100
hydro | LAC Courte Oreilles Hydroelect | 10453_G_U1 | 10453 | G | U1 |  | Hydro |  | MIS_MNWI | Wisconsin | 55 | Sawyer | 113 | 55113 | 0.2 | 0 | 1986 | 9999 |  |  | N | Hydro | [13 empty] | 0 | 0 | 0 | 0 | [11 empty] | Lco Hydro | 100 | Lac Courte Oreilles Band of Lake Superior Chippewa | 100
hydro | LAC Courte Oreilles Hydroelect | 10453_G_U2 | 10453 | G | U2 |  | Hydro |  | MIS_MNWI | Wisconsin | 55 | Sawyer | 113 | 55113 | 1.5 | 0 | 1986 | 9999 |  |  | N | Hydro | [13 empty] | 0 | 0 | 0 | 0 | [11 empty] | Lco Hydro | 100 | Lac Courte Oreilles Band of Lake Superior Chippewa | 100
hydro | LAC Courte Oreilles Hydroelect | 10453_G_U3 | 10453 | G | U3 |  | Hydro |  | MIS_MNWI | Wisconsin | 55 | Sawyer | 113 | 55113 | 1.5 | 0 | 1986 | 9999 |  |  | N | Hydro | [13 empty] | 0 | 0 | 0 | 0 | [11 empty] | Lco Hydro | 100 | Lac Courte Oreilles Band of Lake Superior Chippewa | 100
hydro | Muck Valley Hydroelectric | 10458_G_GEN1 | 10458 | G | GEN1 |  | Hydro |  | WEC_CALN | California | 6 | LASSEN | 35 | 06035 | 29.9 | 0 | 1988 | 9999 |  |  | N | Hydro | [13 empty] | 0 | 0 | 0 | 0 | [11 empty] | Malacha Hydro LP | 100 | Brookfield Asset Management Inc | 100
biomass | ReEnergy Black River | 10464_B_E0001 | 10464 | B | E0001 | 3547 | Biomass |  | NY_Z_C&E | New York | 36 | Jefferson | 45 | 36045 | 18.3 | 17949 | 2013 | 9999 | FBC | dry | N | Biomass | Wet Scrubber | 1989 | 0.999 | CF + FU + LA |  |  |  | B | NA |  |  |  | 3.8 | 0.12994 | 0.12994 | 0.12994 | 0.12994 | 0.05 | 0.43 | 0.43 | [8 empty] | ReEnergy Black River LLC | 100 | ReEnergy | 100
biomass | ReEnergy Black River | 10464_B_E0002 | 10464 | B | E0002 | 3548 | Biomass |  | NY_Z_C&E | New York | 36 | Jefferson | 45 | 36045 | 18.3 | 17949 | 2013 | 9999 | FBC | dry | N | Biomass | Wet Scrubber | 1989 | 0.999 | CF + FU + LA |  |  |  | B | NA |  |  |  | 3.8 | 0.13122 | 0.13122 | 0.13122 | 0.13122 | 0.05 | 0.43 | 0.43 | [8 empty] | ReEnergy Black River LLC | 100 | ReEnergy | 100
biomass | ReEnergy Black River | 10464_B_E0003 | 10464 | B | E0003 | 3549 | Biomass |  | NY_Z_C&E | New York | 36 | Jefferson | 45 | 36045 | 18.3 | 17949 | 2013 | 9999 | FBC | dry | N | Biomass | Wet Scrubber | 1989 | 0.999 | CF + FU + LA |  |  |  | B | NA |  |  |  | 3.8 | 0.13123 | 0.13123 | 0.13123 | 0.13123 | 0.05 | 0.43 | 0.43 | [8 empty] | ReEnergy Black River LLC | 100 | ReEnergy | 100
hydro | Fourth Branch Hydroelectric Facility | 10467_G_1 | 10467 | G | 1 |  | Hydro |  | NY_Z_F | New York | 36 | Saratoga | 91 | 36091 | 3.3 | 0 | 1987 | 9999 |  |  | N | Hydro | [13 empty] | 0 | 0 | 0 | 0 | [11 empty] | Adirondack Hydro Fourth Branch LLC | 100 | Riverstone Holdings LLC | 100
biomass | Puente Hills Energy Recovery | 10472_B_B400 | 10472 | B | B400 |  | Landfill Gas |  | WECC_SCE | California | 6 | Los Angeles | 37 | 06037 | 22.5 | 14103 | 1986 | 9999 |  |  | N | Landfill Gas |  |  |  | FR | [9 empty] | 0.0261 | 0.0261 | 0.0261 | 0.0261 | [11 empty] | Sanitation Districts of Los Angeles County | 100 | Sanitation Districts of Los Angeles County | 100
biomass | Puente Hills Energy Recovery | 10472_B_B300 | 10472 | B | B300 |  | Landfill Gas |  | WECC_SCE | California | 6 | Los Angeles | 37 | 06037 | 22.5 | 14103 | 1986 | 9999 |  |  | N | Landfill Gas |  |  |  | FR | [9 empty] | 0.0261 | 0.0261 | 0.0261 | 0.0261 | [11 empty] | Sanitation Districts of Los Angeles County | 100 | Sanitation Districts of Los Angeles County | 100
municipal solid waste | Wisconsin Rapids Pulp Mill | 10477_B_P1 | 10477 | B | P1 |  | Non-Fossil Waste |  | MIS_WUMS | Wisconsin | 55 | Wood | 141 | 55141 | 10.8 | 5149 | 1966 | 9999 |  |  | Y | Non-Fossil Waste | [7 empty] | ESPC + C | No |  |  |  | 3.2 | 0.53 | 0.53 | 0.53 | 0.53 | [11 empty] | Newpage Wisconsin System Inc | 100 | Verso Paper Corp | 100
municipal solid waste | Wisconsin Rapids Pulp Mill | 10477_B_P2 | 10477 | B | P2 |  | Non-Fossil Waste |  | MIS_WUMS | Wisconsin | 55 | Wood | 141 | 55141 | 10.8 | 5149 | 1966 | 9999 |  |  | Y | Non-Fossil Waste | [7 empty] | ESPC + C | No |  |  |  | 3.2 | 0.54 | 0.54 | 0.54 | 0.54 | [11 empty] | Newpage Wisconsin System Inc | 100 | Verso Paper Corp | 100
municipal solid waste | Wisconsin Rapids Pulp Mill | 10477_B_R1 | 10477 | B | R1 |  | Non-Fossil Waste |  | MIS_WUMS | Wisconsin | 55 | Wood | 141 | 55141 | 10.8 | 5149 | 1966 | 9999 |  |  | Y | Non-Fossil Waste | [7 empty] | ESPC | No |  |  |  |  | 0 | 0 | 0 | 0 | [11 empty] | Newpage Wisconsin System Inc | 100 | Verso Paper Corp | 100
municipal solid waste | Wisconsin Rapids Pulp Mill | 10477_B_R2 | 10477 | B | R2 |  | Non-Fossil Waste |  | MIS_WUMS | Wisconsin | 55 | Wood | 141 | 55141 | 10.8 | 5149 | 1975 | 9999 |  |  | Y | Non-Fossil Waste | [7 empty] | ESPC | No |  |  |  |  | 0 | 0 | 0 | 0 | [11 empty] | Newpage Wisconsin System Inc | 100 | Verso Paper Corp | 100
municipal solid waste | Wisconsin Rapids Pulp Mill | 10477_B_R3 | 10477 | B | R3 |  | Non-Fossil Waste |  | MIS_WUMS | Wisconsin | 55 | Wood | 141 | 55141 | 10.8 | 5149 | 1989 | 9999 |  |  | Y | Non-Fossil Waste | [7 empty] | ESPC | No |  |  |  |  | 0 | 0 | 0 | 0 | [11 empty] | Newpage Wisconsin System Inc | 100 | Verso Paper Corp | 100
municipal solid waste | Wisconsin Rapids Pulp Mill | 10477_B_P3 | 10477 | B | P3 |  | Non-Fossil Waste |  | MIS_WUMS | Wisconsin | 55 | Wood | 141 | 55141 | 10.8 | 5149 | 1991 | 9999 |  |  | Y | Non-Fossil Waste |  |  |  | FR + LNB | [8 empty] | 0.789 | 0.04 | 0.04 | 0.04 | 0.04 | [11 empty] | Newpage Wisconsin System Inc | 100 | Verso Paper Corp | 100
geothermal | Ples I | 10479_G_T101 | 10479 | G | T101 |  | Geothermal |  | WECC_SCE | California | 6 | Mono | 51 | 06051 | 3.3 | 9771 | 1990 | 9999 |  |  | N | Geothermal | [13 empty] | 0 | 0 | 0 | 0 | 0.3713 | 0.3713 | 0.3713 | [8 empty] | Mammoth Pacific LP | 100 | Ormat Technologies Inc | 100
geothermal | Ples I | 10479_G_T102 | 10479 | G | T102 |  | Geothermal |  | WECC_SCE | California | 6 | Mono | 51 | 06051 | 3.3 | 9771 | 1990 | 9999 |  |  | N | Geothermal | [13 empty] | 0 | 0 | 0 | 0 | 0.3713 | 0.3713 | 0.3713 | [8 empty] | Mammoth Pacific LP | 100 | Ormat Technologies Inc | 100
geothermal | Ples I | 10479_G_T103 | 10479 | G | T103 |  | Geothermal |  | WECC_SCE | California | 6 | Mono | 51 | 06051 | 3.3 | 9771 | 1990 | 9999 |  |  | N | Geothermal | [13 empty] | 0 | 0 | 0 | 0 | 0.3713 | 0.3713 | 0.3713 | [8 empty] | Mammoth Pacific LP | 100 | Ormat Technologies Inc | 100
geothermal | Mammoth Pacific I | 10480_G_GEN1 | 10480 | G | GEN1 |  | Geothermal |  | WECC_SCE | California | 6 | Mono | 51 | 06051 | 3.3 | 9771 | 1984 | 9999 |  |  | N | Geothermal | [13 empty] | 0 | 0 | 0 | 0 | 0.3713 | 0.3713 | 0.3713 | [8 empty] | Mammoth One LLC | 100 | Ormat Technologies Inc | 100
geothermal | Mammoth Pacific I | 10480_G_GEN2 | 10480 | G | GEN2 |  | Geothermal |  | WECC_SCE | California | 6 | Mono | 51 | 06051 | 3.3 | 9771 | 1984 | 9999 |  |  | N | Geothermal | [13 empty] | 0 | 0 | 0 | 0 | 0.3713 | 0.3713 | 0.3713 | [8 empty] | Mammoth One LLC | 100 | Ormat Technologies Inc | 100
geothermal | Mammoth Pacific II | 10481_G_1 | 10481 | G | 1 |  | Geothermal |  | WECC_SCE | California | 6 | Mono | 51 | 06051 | 3.3 | 9771 | 1990 | 9999 |  |  | N | Geothermal | [13 empty] | 0 | 0 | 0 | 0 | 0.3713 | 0.3713 | 0.3713 | [8 empty] | Mammoth Pacific LP | 100 | Ormat Technologies Inc | 100
geothermal | Mammoth Pacific II | 10481_G_2 | 10481 | G | 2 |  | Geothermal |  | WECC_SCE | California | 6 | Mono | 51 | 06051 | 3.3 | 9771 | 1990 | 9999 |  |  | N | Geothermal | [13 empty] | 0 | 0 | 0 | 0 | 0.3713 | 0.3713 | 0.3713 | [8 empty] | Mammoth Pacific LP | 100 | Ormat Technologies Inc | 100
geothermal | Mammoth Pacific II | 10481_G_3 | 10481 | G | 3 |  | Geothermal |  | WECC_SCE | California | 6 | Mono | 51 | 06051 | 3.3 | 9771 | 1990 | 9999 |  |  | N | Geothermal | [13 empty] | 0 | 0 | 0 | 0 | 0.3713 | 0.3713 | 0.3713 | [8 empty] | Mammoth Pacific LP | 100 | Ormat Technologies Inc | 100
hydro | International Falls Power | 10487_G_GEN7 | 10487 | G | GEN7 |  | Hydro |  | MIS_MNWI | Minnesota | 27 | Koochiching | 71 | 27071 | 1.6 | 0 | 1924 | 9999 |  |  | N | Hydro | [13 empty] | 0 | 0 | 0 | 0 | [11 empty] | Boise Cascade Corp International Falls | 100 | Boise Cascade Corp | 100
hydro | International Falls Power | 10487_G_GEN6 | 10487 | G | GEN6 |  | Hydro |  | MIS_MNWI | Minnesota | 27 | Koochiching | 71 | 27071 | 1.6 | 0 | 1924 | 9999 |  |  | N | Hydro | [13 empty] | 0 | 0 | 0 | 0 | [11 empty] | Boise Cascade Corp International Falls | 100 | Boise Cascade Corp | 100
hydro | International Falls Power | 10487_G_GEN1 | 10487 | G | GEN1 |  | Hydro |  | MIS_MNWI | Minnesota | 27 | Koochiching | 71 | 27071 | 2.2 | 0 | 1946 | 9999 |  |  | N | Hydro | [13 empty] | 0 | 0 | 0 | 0 | [11 empty] | Boise Cascade Corp International Falls | 100 | Boise Cascade Corp | 100
hydro | International Falls Power | 10487_G_GEN2 | 10487 | G | GEN2 |  | Hydro |  | MIS_MNWI | Minnesota | 27 | Koochiching | 71 | 27071 | 2.2 | 0 | 1946 | 9999 |  |  | N | Hydro | [13 empty] | 0 | 0 | 0 | 0 | [11 empty] | Boise Cascade Corp International Falls | 100 | Boise Cascade Corp | 100
hydro | International Falls Power | 10487_G_GEN3 | 10487 | G | GEN3 |  | Hydro |  | MIS_MNWI | Minnesota | 27 | Koochiching | 71 | 27071 | 2.2 | 0 | 1946 | 9999 |  |  | N | Hydro | [13 empty] | 0 | 0 | 0 | 0 | [11 empty] | Boise Cascade Corp International Falls | 100 | Boise Cascade Corp | 100
hydro | International Falls Power | 10487_G_GEN4 | 10487 | G | GEN4 |  | Hydro |  | MIS_MNWI | Minnesota | 27 | Koochiching | 71 | 27071 | 2.2 | 0 | 1946 | 9999 |  |  | N | Hydro | [13 empty] | 0 | 0 | 0 | 0 | [11 empty] | Boise Cascade Corp International Falls | 100 | Boise Cascade Corp | 100
hydro | International Falls Power | 10487_G_GEN5 | 10487 | G | GEN5 |  | Hydro |  | MIS_MNWI | Minnesota | 27 | Koochiching | 71 | 27071 | 2.2 | 0 | 1946 | 9999 |  |  | N | Hydro | [13 empty] | 0 | 0 | 0 | 0 | [11 empty] | Boise Cascade Corp International Falls | 100 | Boise Cascade Corp | 100
hydro | Upper Beaver Falls Project | 10490_G_1G | 10490 | G | 1G |  | Hydro |  | NY_Z_C&E | New York | 36 | Lewis | 49 | 36049 | 1.5 | 0 | 1985 | 9999 |  |  | N | Hydro | [13 empty] | 0 | 0 | 0 | 0 | [11 empty] | Algonquin Power Beaver Falls LLC | 100 | Hudson Clean Energy Partners LP | 100
hydro | Rumford Falls Hydro Facility | 10493_G_GEN1 | 10493 | G | GEN1 |  | Hydro |  | NENG_ME | Maine | 23 | Oxford | 17 | 23017 | 8.1 | 0 | 1918 | 9999 |  |  | N | Hydro | [13 empty] | 0 | 0 | 0 | 0 | [11 empty] | Rumford Falls Hydro LLC | 100 | Brookfield Asset Management Inc | 100
hydro | Rumford Falls Hydro Facility | 10493_G_GEN2 | 10493 | G | GEN2 |  | Hydro |  | NENG_ME | Maine | 23 | Oxford | 17 | 23017 | 8.1 | 0 | 1918 | 9999 |  |  | N | Hydro | [13 empty] | 0 | 0 | 0 | 0 | [11 empty] | Rumford Falls Hydro LLC | 100 | Brookfield Asset Management Inc | 100
hydro | Rumford Falls Hydro Facility | 10493_G_GEN3 | 10493 | G | GEN3 |  | Hydro |  | NENG_ME | Maine | 23 | Oxford | 17 | 23017 | 8.8 | 0 | 1926 | 9999 |  |  | N | Hydro | [13 empty] | 0 | 0 | 0 | 0 | [11 empty] | Rumford Falls Hydro LLC | 100 | Brookfield Asset Management Inc | 100
hydro | Rumford Falls Hydro Facility | 10493_G_GEN4 | 10493 | G | GEN4 |  | Hydro |  | NENG_ME | Maine | 23 | Oxford | 17 | 23017 | 4.3 | 0 | 1950 | 9999 |  |  | N | Hydro | [13 empty] | 0 | 0 | 0 | 0 | [11 empty] | Rumford Falls Hydro LLC | 100 | Brookfield Asset Management Inc | 100
hydro | Rumford Falls Hydro Facility | 10493_G_GEN5 | 10493 | G | GEN5 |  | Hydro |  | NENG_ME | Maine | 23 | Oxford | 17 | 23017 | 7.6 | 0 | 1954 | 9999 |  |  | N | Hydro | [13 empty] | 0 | 0 | 0 | 0 | [11 empty] | Rumford Falls Hydro LLC | 100 | Brookfield Asset Management Inc | 100
hydro | Rumford Falls Hydro Facility | 10493_G_GEN6 | 10493 | G | GEN6 |  | Hydro |  | NENG_ME | Maine | 23 | Oxford | 17 | 23017 | 7.6 | 0 | 1954 | 9999 |  |  | N | Hydro | [13 empty] | 0 | 0 | 0 | 0 | [11 empty] | Rumford Falls Hydro LLC | 100 | Brookfield Asset Management Inc | 100
hydro | Sheldon Springs Hydroelectric | 10494_G_IG-1 | 10494 | G | IG-1 |  | Hydro |  | NENGREST | Vermont | 50 | Franklin | 11 | 50011 | 1.7 | 0 | 1988 | 9999 |  |  | N | Hydro | [13 empty] | 0 | 0 | 0 | 0 | [11 empty] | Missisquoi LLC | 100 | Enel SpA | 100
hydro | Sheldon Springs Hydroelectric | 10494_G_IG-2 | 10494 | G | IG-2 |  | Hydro |  | NENGREST | Vermont | 50 | Franklin | 11 | 50011 | 1.7 | 0 | 1988 | 9999 |  |  | N | Hydro | [13 empty] | 0 | 0 | 0 | 0 | [11 empty] | Missisquoi LLC | 100 | Enel SpA | 100
hydro | Sheldon Springs Hydroelectric | 10494_G_IG-3 | 10494 | G | IG-3 |  | Hydro |  | NENGREST | Vermont | 50 | Franklin | 11 | 50011 | 0.2 | 0 | 1988 | 9999 |  |  | N | Hydro | [13 empty] | 0 | 0 | 0 | 0 | [11 empty] | Missisquoi LLC | 100 | Enel SpA | 100
hydro | Sheldon Springs Hydroelectric | 10494_G_SG-1 | 10494 | G | SG-1 |  | Hydro |  | NENGREST | Vermont | 50 | Franklin | 11 | 50011 | 9.7 | 0 | 1988 | 9999 |  |  | N | Hydro | [13 empty] | 0 | 0 | 0 | 0 | [11 empty] | Missisquoi LLC | 100 | Enel SpA | 100
hydro | Sheldon Springs Hydroelectric | 10494_G_SG-2 | 10494 | G | SG-2 |  | Hydro |  | NENGREST | Vermont | 50 | Franklin | 11 | 50011 | 9.7 | 0 | 1988 | 9999 |  |  | N | Hydro | [13 empty] | 0 | 0 | 0 | 0 | [11 empty] | Missisquoi LLC | 100 | Enel SpA | 100
hydro | Sheldon Springs Hydroelectric | 10494_G_SG-3 | 10494 | G | SG-3 |  | Hydro |  | NENGREST | Vermont | 50 | Franklin | 11 | 50011 | 1 | 0 | 1988 | 9999 |  |  | N | Hydro | [13 empty] | 0 | 0 | 0 | 0 | [11 empty] | Missisquoi LLC | 100 | Enel SpA | 100
municipal solid waste | Rumford Cogeneration | 10495_B_CRECV | 10495 | B | CRECV |  | Non-Fossil Waste |  | NENG_ME | Maine | 23 | Oxford | 17 | 23017 | 34 | 5377 | 1981 | 9999 | FBC | dry | Y | Non-Fossil Waste |  |  |  | other | [9 empty] | 0.11841 | 0.11841 | 0.11841 | 0.11841 | [11 empty] | Rumford Cogeneration Co LP | 100 | Verso Paper Corp | 100
municipal solid waste | Rumford Cogeneration | 10495_B_6 | 10495 | B | 6 |  | Tires |  | NENG_ME | Maine | 23 | Oxford | 17 | 23017 | 26 | 5372 | 1990 | 9999 | FBC | dry | Y | Tires | Reagent Injection | 1990 | 0.75 | CF |  |  |  | ESPH | Yes |  |  |  | 1.92 | 0.27258 | 0.27258 | 0.27258 | 0.27258 |  |  |  |  | Yes | 1990 | [5 empty] | Rumford Cogeneration Co LP | 100 | Verso Paper Corp | 100
municipal solid waste | Rumford Cogeneration | 10495_B_7 | 10495 | B | 7 |  | Tires |  | NENG_ME | Maine | 23 | Oxford | 17 | 23017 | 26 | 5372 | 1990 | 9999 | FBC | dry | Y | Tires | Reagent Injection | 1990 | 0.75 | CF |  |  |  | ESPH | Yes |  |  |  | 1.92 | 0.27168 | 0.27168 | 0.27168 | 0.27168 |  |  |  |  | Yes | 1990 | [5 empty] | Rumford Cogeneration Co LP | 100 | Verso Paper Corp | 100
natural gas peaker | Kern River Cogeneration | 10496_G_GTAG | 10496 | G | GTAG |  | Combustion Turbine |  | WECC_SCE | California | 6 | Kern | 29 | 06029 | 72 | 8700 | 1985 | 9999 |  |  | Y | Natural Gas | [12 empty] | 0.74 | 0.01735 | 0.01735 | 0.01735 | 0.01735 | [11 empty] | Kern River Cogeneration Co | 100 | Chevron Corp | 100
natural gas peaker | Kern River Cogeneration | 10496_G_GTBG | 10496 | G | GTBG |  | Combustion Turbine |  | WECC_SCE | California | 6 | Kern | 29 | 06029 | 72 | 8700 | 1985 | 9999 |  |  | Y | Natural Gas | [12 empty] | 0.74 | 0.01735 | 0.01735 | 0.01735 | 0.01735 | [11 empty] | Kern River Cogeneration Co | 100 | Chevron Corp | 100
natural gas peaker | Kern River Cogeneration | 10496_G_GTCG | 10496 | G | GTCG |  | Combustion Turbine |  | WECC_SCE | California | 6 | Kern | 29 | 06029 | 72 | 8700 | 1985 | 9999 |  |  | Y | Natural Gas | [12 empty] | 0.74 | 0.01735 | 0.01735 | 0.01735 | 0.01735 | [11 empty] | Kern River Cogeneration Co | 100 | Chevron Corp | 100
natural gas peaker | Kern River Cogeneration | 10496_G_GTDG | 10496 | G | GTDG |  | Combustion Turbine |  | WECC_SCE | California | 6 | Kern | 29 | 06029 | 72 | 8700 | 1985 | 9999 |  |  | Y | Natural Gas | [12 empty] | 0.74 | 0.01735 | 0.01735 | 0.01735 | 0.01735 | [11 empty] | Kern River Cogeneration Co | 100 | Chevron Corp | 100
municipal solid waste | Wheelabrator Hudson Falls | 10503_B_SG201A | 10503 | B | SG201A |  | Municipal Solid Waste |  | NY_Z_F | New York | 36 | Washington | 115 | 36115 | 5.8 | 21668 | 1992 | 9999 |  |  | N | MSW | Dry Scrubber | 1992 | 0.994 | OFA |  |  |  | ESPC | Yes | ACI | 2001 |  |  | 0.27864 | 0.27864 | 0.27864 | 0.27864 | 0.08 | 0.08 | 0.08 | [8 empty] | Foster Wheeler Power System Inc | 100 | Foster Wheeler Ag | 100
municipal solid waste | Wheelabrator Hudson Falls | 10503_B_SG201B | 10503 | B | SG201B |  | Municipal Solid Waste |  | NY_Z_F | New York | 36 | Washington | 115 | 36115 | 5.8 | 21668 | 1992 | 9999 |  |  | N | MSW | Dry Scrubber | 1992 | 0.994 | OFA |  |  |  | ESPC | Yes | ACI | 2001 |  |  | 0.28936 | 0.28936 | 0.28936 | 0.28936 | 0.08 | 0.08 | 0.08 | [8 empty] | Foster Wheeler Power System Inc | 100 | Foster Wheeler Ag | 100
hydro | Milton Hydro | 10519_G_1 | 10519 | G | 1 |  | Hydro |  | NENGREST | New Hampshire | 33 | Strafford | 17 | 33017 | 0.1 | 0 | 1914 | 9999 |  |  | N | Hydro | [13 empty] | 0 | 0 | 0 | 0 | [11 empty] | SFR Hydro Corp | 100 | Algonquin Power Income Fund | 100
hydro | Milton Hydro | 10519_G_2 | 10519 | G | 2 |  | Hydro |  | NENGREST | New Hampshire | 33 | Strafford | 17 | 33017 | 0.2 | 0 | 1914 | 9999 |  |  | N | Hydro | [13 empty] | 0 | 0 | 0 | 0 | [11 empty] | SFR Hydro Corp | 100 | Algonquin Power Income Fund | 100
hydro | Milton Hydro | 10519_G_3 | 10519 | G | 3 |  | Hydro |  | NENGREST | New Hampshire | 33 | Strafford | 17 | 33017 | 0.1 | 0 | 1984 | 9999 |  |  | N | Hydro | [13 empty] | 0 | 0 | 0 | 0 | [11 empty] | SFR Hydro Corp | 100 | Algonquin Power Income Fund | 100
hydro | Milton Hydro | 10519_G_4 | 10519 | G | 4 |  | Hydro |  | NENGREST | New Hampshire | 33 | Strafford | 17 | 33017 | 0.3 | 0 | 1987 | 9999 |  |  | N | Hydro | [13 empty] | 0 | 0 | 0 | 0 | [11 empty] | SFR Hydro Corp | 100 | Algonquin Power Income Fund | 100
hydro | Dayton Hydro | 10520_G_1 | 10520 | G | 1 |  | Hydro |  | MIS_IL | Illinois | 17 | LaSalle | 99 | 17099 | 1.6 | 0 | 1925 | 9999 |  |  | N | Hydro | [13 empty] | 0 | 0 | 0 | 0 | [11 empty] | Midwest Hydro LLC | 100 | Hudson Clean Energy Partners LP | 100
hydro | Dayton Hydro | 10520_G_2 | 10520 | G | 2 |  | Hydro |  | MIS_IL | Illinois | 17 | LaSalle | 99 | 17099 | 1 | 0 | 1925 | 9999 |  |  | N | Hydro | [13 empty] | 0 | 0 | 0 | 0 | [11 empty] | Midwest Hydro LLC | 100 | Hudson Clean Energy Partners LP | 100
hydro | Dayton Hydro | 10520_G_3 | 10520 | G | 3 |  | Hydro |  | MIS_IL | Illinois | 17 | LaSalle | 99 | 17099 | 1 | 0 | 1925 | 9999 |  |  | N | Hydro | [13 empty] | 0 | 0 | 0 | 0 | [11 empty] | Midwest Hydro LLC | 100 | Hudson Clean Energy Partners LP | 100
natural gas combined cycle | Lederle Laboratories | 10521_G_GEN3 | 10521 | G | GEN3 |  | Combined Cycle |  | NY_Z_G-I | New York | 36 | Rockland | 87 | 36087 | 2.2 | 5832 | 1990 | 9999 |  |  | Y | Natural Gas, Distillate Fuel Oil | [13 empty] | 0.024573 | 0.024573 | 0.024573 | 0.024573 | [11 empty] | Wyeth | 100 | Wyeth | 100
natural gas combined cycle | Lederle Laboratories | 10521_G_GEN1 | 10521 | G | GEN1 |  | Combined Cycle |  | NY_Z_G-I | New York | 36 | Rockland | 87 | 36087 | 8.3 | 5832 | 1991 | 9999 |  |  | Y | Natural Gas, Distillate Fuel Oil | [13 empty] | 0.024573 | 0.024573 | 0.024573 | 0.024573 | [11 empty] | Wyeth | 100 | Wyeth | 100
natural gas combined cycle | Lederle Laboratories | 10521_G_GEN2 | 10521 | G | GEN2 |  | Combined Cycle |  | NY_Z_G-I | New York | 36 | Rockland | 87 | 36087 | 8.3 | 5832 | 1991 | 9999 |  |  | Y | Natural Gas, Distillate Fuel Oil | [13 empty] | 0.024573 | 0.024573 | 0.024573 | 0.024573 | [11 empty] | Wyeth | 100 | Wyeth | 100
natural gas combined cycle | Lederle Laboratories | 10521_G_TG4 | 10521 | G | TG4 |  | Combined Cycle |  | NY_Z_G-I | New York | 36 | Rockland | 87 | 36087 | 1.4 | 5832 | 1997 | 9999 |  |  | Y | Natural Gas, Distillate Fuel Oil | [13 empty] | 0.024573 | 0.024573 | 0.024573 | 0.024573 | [11 empty] | Wyeth | 100 | Wyeth | 100
natural gas combined cycle | Lederle Laboratories | 10521_G_3A | 10521 | G | 3A |  | Combined Cycle |  | NY_Z_G-I | New York | 36 | Rockland | 87 | 36087 | 1.5 | 5832 | 1998 | 9999 |  |  | Y | Natural Gas, Distillate Fuel Oil | [13 empty] | 0.024573 | 0.024573 | 0.024573 | 0.024573 | [11 empty] | Wyeth | 100 | Wyeth | 100
hydro | Benton Falls Associates | 10523_G_GEN1 | 10523 | G | GEN1 |  | Hydro |  | NENG_ME | Maine | 23 | Kennebec | 11 | 23011 | 3.3 | 0 | 1987 | 9999 |  |  | N | Hydro | [13 empty] | 0 | 0 | 0 | 0 | [11 empty] | Benton Falls Associates | 100 | Essex Hydro Associates LLC | 100
hydro | Benton Falls Associates | 10523_G_GEN2 | 10523 | G | GEN2 |  | Hydro |  | NENG_ME | Maine | 23 | Kennebec | 11 | 23011 | 0.7 | 0 | 1987 | 9999 |  |  | N | Hydro | [13 empty] | 0 | 0 | 0 | 0 | [11 empty] | Benton Falls Associates | 100 | Essex Hydro Associates LLC | 100
biomass | Craven County Wood Energy LP | 10525_B_4A | 10525 | B | 4A | 89655 | Biomass |  | S_VACA | North Carolina | 37 | Craven | 49 | 37049 | 47 | 14638 | 1990 | 9999 | stoker/SPR |  | N | Biomass |  |  |  | LA + OFA |  |  |  | ESPC + C | No |  |  |  |  | 0.21205 | 0.21205 | 0.21205 | 0.21205 | [11 empty] | Craven County Wood Energy LP | 100 | CMS Energy Corp | 100
hydro | Dodge Falls Associates | 10526_G_1UNI | 10526 | G | 1UNI |  | Hydro |  | NENGREST | New Hampshire | 33 | Grafton | 9 | 33009 | 5 | 0 | 1990 | 9999 |  |  | N | Hydro | [13 empty] | 0 | 0 | 0 | 0 | [11 empty] | Dodge Falls Associates LP | 100 | Dodge Falls Associates LP | 100
hydro | Feeder Dam Hydro Plant | 10530_G_1 | 10530 | G | 1 |  | Hydro |  | NY_Z_F | New York | 36 | Saratoga | 91 | 36091 | 0.9 | 0 | 1924 | 9999 |  |  | N | Hydro | [13 empty] | 0 | 0 | 0 | 0 | [11 empty] | Brookfield Renewable Energy Partners LP | 100 | Brookfield Asset Management Inc | 100
hydro | Feeder Dam Hydro Plant | 10530_G_2 | 10530 | G | 2 |  | Hydro |  | NY_Z_F | New York | 36 | Saratoga | 91 | 36091 | 0.9 | 0 | 1924 | 9999 |  |  | N | Hydro | [13 empty] | 0 | 0 | 0 | 0 | [11 empty] | Brookfield Renewable Energy Partners LP | 100 | Brookfield Asset Management Inc | 100
hydro | Feeder Dam Hydro Plant | 10530_G_3 | 10530 | G | 3 |  | Hydro |  | NY_Z_F | New York | 36 | Saratoga | 91 | 36091 | 1 | 0 | 1924 | 9999 |  |  | N | Hydro | [13 empty] | 0 | 0 | 0 | 0 | [11 empty] | Brookfield Renewable Energy Partners LP | 100 | Brookfield Asset Management Inc | 100
hydro | Feeder Dam Hydro Plant | 10530_G_4 | 10530 | G | 4 |  | Hydro |  | NY_Z_F | New York | 36 | Saratoga | 91 | 36091 | 0.9 | 0 | 1924 | 9999 |  |  | N | Hydro | [13 empty] | 0 | 0 | 0 | 0 | [11 empty] | Brookfield Renewable Energy Partners LP | 100 | Brookfield Asset Management Inc | 100
hydro | Feeder Dam Hydro Plant | 10530_G_5 | 10530 | G | 5 |  | Hydro |  | NY_Z_F | New York | 36 | Saratoga | 91 | 36091 | 1 | 0 | 1924 | 9999 |  |  | N | Hydro | [13 empty] | 0 | 0 | 0 | 0 | [11 empty] | Brookfield Renewable Energy Partners LP | 100 | Brookfield Asset Management Inc | 100
hydro | Beebee Island Hydro Plant | 10531_G_1 | 10531 | G | 1 |  | Hydro |  | NY_Z_C&E | New York | 36 | Jefferson | 45 | 36045 | 4.3 | 0 | 1931 | 9999 |  |  | N | Hydro | [13 empty] | 0 | 0 | 0 | 0 | [11 empty] | Brookfield Renewable Energy Partners LP | 100 | Brookfield Asset Management Inc | 100
hydro | Beebee Island Hydro Plant | 10531_G_2 | 10531 | G | 2 |  | Hydro |  | NY_Z_C&E | New York | 36 | Jefferson | 45 | 36045 | 4.3 | 0 | 1931 | 9999 |  |  | N | Hydro | [13 empty] | 0 | 0 | 0 | 0 | [11 empty] | Brookfield Renewable Energy Partners LP | 100 | Brookfield Asset Management Inc | 100
biomass | Grand River | 10532_G_2-1 | 10532 | G | 2-1 |  | Landfill Gas |  | MIS_LMI | Michigan | 26 | Clinton | 37 | 26037 | 0.8 | 13500 | 1991 | 9999 |  |  | N | Landfill Gas | [13 empty] | 0.24082 | 0.24082 | 0.24082 | 0.24082 | [11 empty] | Granger Electric Co | 100 | Granger Electric Co | 100
biomass | Grand River | 10532_G_2-3 | 10532 | G | 2-3 |  | Landfill Gas |  | MIS_LMI | Michigan | 26 | Clinton | 37 | 26037 | 0.8 | 13500 | 1991 | 9999 |  |  | N | Landfill Gas | [13 empty] | 0.24082 | 0.24082 | 0.24082 | 0.24082 | [11 empty] | Granger Electric Co | 100 | Granger Electric Co | 100
biomass | Grand River | 10532_G_2-4 | 10532 | G | 2-4 |  | Landfill Gas |  | MIS_LMI | Michigan | 26 | Clinton | 37 | 26037 | 0.8 | 13500 | 1996 | 9999 |  |  | N | Landfill Gas | [13 empty] | 0.24082 | 0.24082 | 0.24082 | 0.24082 | [11 empty] | Granger Electric Co | 100 | Granger Electric Co | 100
biomass | Grand River | 10532_G_2-5 | 10532 | G | 2-5 |  | Landfill Gas |  | MIS_LMI | Michigan | 26 | Clinton | 37 | 26037 | 0.8 | 13500 | 1997 | 9999 |  |  | N | Landfill Gas | [13 empty] | 0.24082 | 0.24082 | 0.24082 | 0.24082 | [11 empty] | Granger Electric Co | 100 | Granger Electric Co | 100
hydro | Dexter Plant | 10538_G_GEN1 | 10538 | G | GEN1 |  | Hydro |  | NY_Z_C&E | New York | 36 | Jefferson | 45 | 36045 | 0.5 | 0 | 1931 | 9999 |  |  | N | Hydro | [13 empty] | 0 | 0 | 0 | 0 | [11 empty] | Enel North America Inc | 100 | Enel SpA | 100
hydro | Dexter Plant | 10538_G_GEN2 | 10538 | G | GEN2 |  | Hydro |  | NY_Z_C&E | New York | 36 | Jefferson | 45 | 36045 | 0.5 | 0 | 1931 | 9999 |  |  | N | Hydro | [13 empty] | 0 | 0 | 0 | 0 | [11 empty] | Enel North America Inc | 100 | Enel SpA | 100
hydro | Dexter Plant | 10538_G_GEN3 | 10538 | G | GEN3 |  | Hydro |  | NY_Z_C&E | New York | 36 | Jefferson | 45 | 36045 | 0.2 | 0 | 1958 | 9999 |  |  | N | Hydro | [13 empty] | 0 | 0 | 0 | 0 | [11 empty] | Enel North America Inc | 100 | Enel SpA | 100
hydro | Dexter Plant | 10538_G_GEN4 | 10538 | G | GEN4 |  | Hydro |  | NY_Z_C&E | New York | 36 | Jefferson | 45 | 36045 | 0.2 | 0 | 1986 | 9999 |  |  | N | Hydro | [13 empty] | 0 | 0 | 0 | 0 | [11 empty] | Enel North America Inc | 100 | Enel SpA | 100
hydro | Dexter Plant | 10538_G_GEN5 | 10538 | G | GEN5 |  | Hydro |  | NY_Z_C&E | New York | 36 | Jefferson | 45 | 36045 | 0.2 | 0 | 1986 | 9999 |  |  | N | Hydro | [13 empty] | 0 | 0 | 0 | 0 | [11 empty] | Enel North America Inc | 100 | Enel SpA | 100
hydro | Dexter Plant | 10538_G_GEN6 | 10538 | G | GEN6 |  | Hydro |  | NY_Z_C&E | New York | 36 | Jefferson | 45 | 36045 | 1.2 | 0 | 1988 | 9999 |  |  | N | Hydro | [13 empty] | 0 | 0 | 0 | 0 | [11 empty] | Enel North America Inc | 100 | Enel SpA | 100
hydro | Dexter Plant | 10538_G_GEN7 | 10538 | G | GEN7 |  | Hydro |  | NY_Z_C&E | New York | 36 | Jefferson | 45 | 36045 | 1.2 | 0 | 1988 | 9999 |  |  | N | Hydro | [13 empty] | 0 | 0 | 0 | 0 | [11 empty] | Enel North America Inc | 100 | Enel SpA | 100
hydro | Theresa Plant | 10539_G_GEN2 | 10539 | G | GEN2 |  | Hydro |  | NY_Z_C&E | New York | 36 | Jefferson | 45 | 36045 | 0.3 | 0 | 1927 | 9999 |  |  | N | Hydro | [13 empty] | 0 | 0 | 0 | 0 | [11 empty] | Enel North America Inc | 100 | Enel SpA | 100
hydro | Theresa Plant | 10539_G_GEN1 | 10539 | G | GEN1 |  | Hydro |  | NY_Z_C&E | New York | 36 | Jefferson | 45 | 36045 | 1 | 0 | 1929 | 9999 |  |  | N | Hydro | [13 empty] | 0 | 0 | 0 | 0 | [11 empty] | Enel North America Inc | 100 | Enel SpA | 100
hydro | Diamond Island Plant | 10540_G_GEN1 | 10540 | G | GEN1 |  | Hydro |  | NY_Z_C&E | New York | 36 | Jefferson | 45 | 36045 | 0.4 | 0 | 1914 | 9999 |  |  | N | Hydro | [13 empty] | 0 | 0 | 0 | 0 | [11 empty] | Enel North America Inc | 100 | Enel SpA | 100
hydro | Diamond Island Plant | 10540_G_GEN2 | 10540 | G | GEN2 |  | Hydro |  | NY_Z_C&E | New York | 36 | Jefferson | 45 | 36045 | 0.4 | 0 | 1914 | 9999 |  |  | N | Hydro | [13 empty] | 0 | 0 | 0 | 0 | [11 empty] | Enel North America Inc | 100 | Enel SpA | 100
hydro | Diamond Island Plant | 10540_G_GEN3 | 10540 | G | GEN3 |  | Hydro |  | NY_Z_C&E | New York | 36 | Jefferson | 45 | 36045 | 0.4 | 0 | 1914 | 9999 |  |  | N | Hydro | [13 empty] | 0 | 0 | 0 | 0 | [11 empty] | Enel North America Inc | 100 | Enel SpA | 100
hydro | Hailesboro 4 Plant | 10544_G_GEN1 | 10544 | G | GEN1 |  | Hydro |  | NY_Z_C&E | New York | 36 | St Lawrence | 89 | 36089 | 0.8 | 0 | 1922 | 9999 |  |  | N | Hydro | [13 empty] | 0 | 0 | 0 | 0 | [11 empty] | Enel North America Inc | 100 | Enel SpA | 100
hydro | Hailesboro 4 Plant | 10544_G_GEN2 | 10544 | G | GEN2 |  | Hydro |  | NY_Z_C&E | New York | 36 | St Lawrence | 89 | 36089 | 0.6 | 0 | 1922 | 9999 |  |  | N | Hydro | [13 empty] | 0 | 0 | 0 | 0 | [11 empty] | Enel North America Inc | 100 | Enel SpA | 100
hydro | Copenhagen Plant | 10545_G_GEN1 | 10545 | G | GEN1 |  | Hydro |  | NY_Z_C&E | New York | 36 | Lewis | 49 | 36049 | 1.4 | 0 | 1984 | 9999 |  |  | N | Hydro | [13 empty] | 0 | 0 | 0 | 0 | [11 empty] | Enel North America Inc | 100 | Enel SpA | 100
hydro | Copenhagen Plant | 10545_G_GEN2 | 10545 | G | GEN2 |  | Hydro |  | NY_Z_C&E | New York | 36 | Lewis | 49 | 36049 | 1.4 | 0 | 1984 | 9999 |  |  | N | Hydro | [13 empty] | 0 | 0 | 0 | 0 | [11 empty] | Enel North America Inc | 100 | Enel SpA | 100
hydro | Copenhagen Plant | 10545_G_GEN3 | 10545 | G | GEN3 |  | Hydro |  | NY_Z_C&E | New York | 36 | Lewis | 49 | 36049 | 0.3 | 0 | 1984 | 9999 |  |  | N | Hydro | [13 empty] | 0 | 0 | 0 | 0 | [11 empty] | Enel North America Inc | 100 | Enel SpA | 100
hydro | Beaver Valley Patterson Dam | 10546_G_GEN1 | 10546 | G | GEN1 |  | Hydro |  | PJM_West | Pennsylvania | 42 | Beaver | 7 | 42007 | 0.4 | 0 | 1982 | 9999 |  |  | N | Hydro | [13 empty] | 0 | 0 | 0 | 0 | [11 empty] | Beaver Valley Power Co | 100 | Enel SpA | 100
hydro | Beaver Valley Patterson Dam | 10546_G_GEN2 | 10546 | G | GEN2 |  | Hydro |  | PJM_West | Pennsylvania | 42 | Beaver | 7 | 42007 | 0.4 | 0 | 1982 | 9999 |  |  | N | Hydro | [13 empty] | 0 | 0 | 0 | 0 | [11 empty] | Beaver Valley Power Co | 100 | Enel SpA | 100
hydro | Beaver Valley Patterson Dam | 10546_G_GEN3 | 10546 | G | GEN3 |  | Hydro |  | PJM_West | Pennsylvania | 42 | Beaver | 7 | 42007 | 0.4 | 0 | 1982 | 9999 |  |  | N | Hydro | [13 empty] | 0 | 0 | 0 | 0 | [11 empty] | Beaver Valley Power Co | 100 | Enel SpA | 100
hydro | Pyrites Plant | 10547_G_GEN1 | 10547 | G | GEN1 |  | Hydro |  | NY_Z_C&E | New York | 36 | St Lawrence | 89 | 36089 | 1.1 | 0 | 1949 | 9999 |  |  | N | Hydro | [13 empty] | 0 | 0 | 0 | 0 | [11 empty] | Enel North America Inc | 100 | Enel SpA | 100
hydro | Pyrites Plant | 10547_G_GEN2 | 10547 | G | GEN2 |  | Hydro |  | NY_Z_C&E | New York | 36 | St Lawrence | 89 | 36089 | 3.3 | 0 | 1985 | 9999 |  |  | N | Hydro | [13 empty] | 0 | 0 | 0 | 0 | [11 empty] | Enel North America Inc | 100 | Enel SpA | 100
hydro | Pyrites Plant | 10547_G_GEN3 | 10547 | G | GEN3 |  | Hydro |  | NY_Z_C&E | New York | 36 | St Lawrence | 89 | 36089 | 3.3 | 0 | 1985 | 9999 |  |  | N | Hydro | [13 empty] | 0 | 0 | 0 | 0 | [11 empty] | Enel North America Inc | 100 | Enel SpA | 100
natural gas peaker | San Jose Cogeneration | 10548_G_GEN1 | 10548 | G | GEN1 |  | Combustion Turbine |  | WEC_CALN | California | 6 | Santa Clara | 85 | 06085 | 5.6 | 9006 | 1984 | 9999 |  |  | Y | Natural Gas, Distillate Fuel Oil | [12 empty] | 0.74 | 0.47388 | 0.47388 | 0.47388 | 0.47388 | [11 empty] | San Jose State University | 100 | San Jose State University | 100
hydro | High Shoals Hydro (NC) | 10550_G_GEN1 | 10550 | G | GEN1 |  | Hydro |  | S_VACA | North Carolina | 37 | Lincoln | 109 | 37109 | 1.8 | 0 | 1934 | 9999 |  |  | N | Hydro | [13 empty] | 0 | 0 | 0 | 0 | [11 empty] | Mills Shoals Hydro Co Inc | 100 | Enel SpA | 100
hydro | Brassua Hydroelectric Project | 10555_G_1 | 10555 | G | 1 |  | Hydro |  | NENG_ME | Maine | 23 | Somerset | 25 | 23025 | 3.6 | 0 | 1989 | 9999 |  |  | N | Hydro | [13 empty] | 0 | 0 | 0 | 0 | [11 empty] | Brookfield White Pine Hydro LLC | 72.8 | Brookfield Asset Management Inc | 72.8
hydro | Boott Hydropower | 10556_G_GEN1 | 10556 | G | GEN1 |  | Hydro |  | NENGREST | Massachusetts | 25 | Middlesex | 17 | 25017 | 7.1 | 0 | 1985 | 9999 |  |  | N | Hydro | [13 empty] | 0 | 0 | 0 | 0 | [11 empty] | Boott Hydropower Inc | 100 | Enel SpA | 100
hydro | Boott Hydropower | 10556_G_GEN2 | 10556 | G | GEN2 |  | Hydro |  | NENGREST | Massachusetts | 25 | Middlesex | 17 | 25017 | 7.1 | 0 | 1985 | 9999 |  |  | N | Hydro | [13 empty] | 0 | 0 | 0 | 0 | [11 empty] | Boott Hydropower Inc | 100 | Enel SpA | 100
hydro | Boott Hydropower | 10556_G_GEN3 | 10556 | G | GEN3 |  | Hydro |  | NENGREST | Massachusetts | 25 | Middlesex | 17 | 25017 | 7.5 | 0 | 1985 | 9999 |  |  | N | Hydro | [13 empty] | 0 | 0 | 0 | 0 | [11 empty] | Boott Hydropower Inc | 100 | Enel SpA | 100
natural gas combined cycle | Algonquin Windsor Locks | 10567_G_GTG | 10567 | G | GTG | 3556 | Combined Cycle |  | NENG_CT | Connecticut | 9 | Hartford | 3 | 09003 | 35 | 5673 | 1990 | 9999 |  |  | Y | Natural Gas, Distillate Fuel Oil |  |  |  | STM | [8 empty] | 0.28 | 0.14603 | 0.14603 | 0.14603 | 0.14603 | [11 empty] | Algonquin Power Windsor Locks LLC | 100 | Algonquin Power Income Fund | 100
natural gas combined cycle | Algonquin Windsor Locks | 10567_G_STG | 10567 | G | STG | 3556 | Combined Cycle |  | NENG_CT | Connecticut | 9 | Hartford | 3 | 09003 | 16 | 5673 | 1990 | 9999 |  |  | Y | Natural Gas, Distillate Fuel Oil |  |  |  | STM | [8 empty] | 0.28 | 0.14603 | 0.14603 | 0.14603 | 0.14603 | [11 empty] | Algonquin Power Windsor Locks LLC | 100 | Algonquin Power Income Fund | 100
natural gas combined cycle | Algonquin Windsor Locks | 10567_G_GTG2 | 10567 | G | GTG2 |  | Combined Cycle |  | NENG_CT | Connecticut | 9 | Hartford | 3 | 09003 | 13 | 5673 | 2012 | 9999 |  |  | Y | Natural Gas, Distillate Fuel Oil | [13 empty] | 0.14603 | 0.14603 | 0.14603 | 0.14603 | [11 empty] | Algonquin Power Windsor Locks LLC | 100 | Algonquin Power Income Fund | 100
hydro | Errol Hydroelectric Project | 10570_G_1 | 10570 | G | 1 |  | Hydro |  | NENGREST | New Hampshire | 33 | Coos | 7 | 33007 | 3 | 0 | 1986 | 9999 |  |  | N | Hydro | [13 empty] | 0 | 0 | 0 | 0 | [11 empty] | Errol Hydroelectric Co LLC | 100 | Great Lakes Hydro Income Fund (The) | 100
onshore wind | Cameron Ridge LLC | 10586_G_EXIS | 10586 | G | EXIS |  | Onshore Wind |  | WECC_SCE | California | 6 | Kern | 29 | 06029 | 59.6 | 0 | 1984 | 9999 |  |  | N | Wind | [13 empty] | 0 | 0 | 0 | 0 | [11 empty] | Cameron Ridge LLC | 100 | NextEra Energy Inc | 100
biomass | Agrilectric Power Partners Ltd | 10593_B_BLR1 | 10593 | B | BLR1 |  | Biomass |  | MIS_WOTA | Louisiana | 22 | Calcasieu | 19 | 22019 | 10.9 | 16484 | 1984 | 9999 |  |  | N | Biomass | [7 empty] | B | NA |  |  |  |  | 0.24295 | 0.24295 | 0.24295 | 0.24295 | [11 empty] | Agrilectric Power Partners Ltd | 100 | Powell Group Inc (The) | 100
onshore wind | Ridgetop Energy LLC | 10597_G_WGN1 | 10597 | G | WGN1 |  | Onshore Wind |  | WECC_SCE | California | 6 | Kern | 29 | 06029 | 29 | 0 | 1984 | 9999 |  |  | N | Wind | [13 empty] | 0 | 0 | 0 | 0 | [11 empty] | Ridgetop Energy LLC | 100 | Energy Capital Partners | 100
hard coal | Ebensburg Power | 10603_B_031 | 10603 | B | 031 | 3557 | Coal Steam |  | PJM_PENE | Pennsylvania | 42 | Cambria | 21 | 42021 | 50 | 14500 | 1991 | 9999 | FBC | dry | Y | Waste Coal | Reagent Injection | 1991 | 0.9 | CF |  |  |  | B | NA |  |  |  | 1 | 0.09405 | 0.09405 | 0.09405 | 0.09405 | 0.01 | 0.01 | 0.01 | 0.98 | Yes | 1991 | [5 empty] | Ebensburg Power Co | 100 | McDermott International Inc | 100
hydro | Gilman Mill | 10608_G_GEN3 | 10608 | G | GEN3 |  | Hydro |  | NENGREST | Vermont | 50 | Essex | 9 | 50009 | 0.7 | 0 | 1941 | 9999 |  |  | N | Hydro | [13 empty] | 0 | 0 | 0 | 0 | [11 empty] | Ampersand Gilman Hydro LP | 100 | Ampersand Energy Partners LLC | 100
hydro | Gilman Mill | 10608_G_GEN4 | 10608 | G | GEN4 |  | Hydro |  | NENGREST | Vermont | 50 | Essex | 9 | 50009 | 0.6 | 0 | 1941 | 9999 |  |  | N | Hydro | [13 empty] | 0 | 0 | 0 | 0 | [11 empty] | Ampersand Gilman Hydro LP | 100 | Ampersand Energy Partners LLC | 100
hydro | Gilman Mill | 10608_G_GEN2 | 10608 | G | GEN2 |  | Hydro |  | NENGREST | Vermont | 50 | Essex | 9 | 50009 | 0.9 | 0 | 1966 | 9999 |  |  | N | Hydro | [13 empty] | 0 | 0 | 0 | 0 | [11 empty] | Ampersand Gilman Hydro LP | 100 | Ampersand Energy Partners LLC | 100
hydro | Gilman Mill | 10608_G_GEN1 | 10608 | G | GEN1 |  | Hydro |  | NENGREST | Vermont | 50 | Essex | 9 | 50009 | 2.1 | 0 | 1986 | 9999 |  |  | N | Hydro | [13 empty] | 0 | 0 | 0 | 0 | [11 empty] | Ampersand Gilman Hydro LP | 100 | Ampersand Energy Partners LLC | 100
natural gas combined cycle | CH Resources Beaver Falls | 10617_G_GEN1 | 10617 | G | GEN1 | 3560 | Combined Cycle |  | NY_Z_C&E | New York | 36 | Lewis | 49 | 36049 | 50.7 | 6669 | 1995 | 9999 |  |  | Y | Natural Gas, Distillate Fuel Oil |  |  |  | STM | SCR | [8 empty] | 0.14162 | 0.056 | 0.14162 | 0.056 | [11 empty] | Beaver Falls LLC | 100 | Starwood Capital Group Global LLC | 100
natural gas combined cycle | CH Resources Beaver Falls | 10617_G_GEN2 | 10617 | G | GEN2 | 3560 | Combined Cycle |  | NY_Z_C&E | New York | 36 | Lewis | 49 | 36049 | 30.6 | 6669 | 1995 | 9999 |  |  | Y | Natural Gas, Distillate Fuel Oil |  |  |  | STM | SCR | [8 empty] | 0.14162 | 0.056 | 0.14162 | 0.056 | [11 empty] | Beaver Falls LLC | 100 | Starwood Capital Group Global LLC | 100
natural gas combined cycle | Carthage Energy LLC | 10620_G_GEN1 | 10620 | G | GEN1 | 3563 | Combined Cycle |  | NY_Z_C&E | New York | 36 | Jefferson | 45 | 36045 | 38.2 | 9865 | 1991 | 9999 |  |  | N | Natural Gas, Distillate Fuel Oil |  |  |  | STM | [9 empty] | 0.13403 | 0.13403 | 0.13403 | 0.13403 | [11 empty] | Carthage Energy LLC | 100 | Alliance Energy Group LLC | 100
natural gas combined cycle | Carthage Energy LLC | 10620_G_GEN2 | 10620 | G | GEN2 | 3563 | Combined Cycle |  | NY_Z_C&E | New York | 36 | Jefferson | 45 | 36045 | 21 | 9865 | 1991 | 9999 |  |  | N | Natural Gas, Distillate Fuel Oil |  |  |  | STM | [9 empty] | 0.13403 | 0.13403 | 0.13403 | 0.13403 | [11 empty] | Carthage Energy LLC | 100 | Alliance Energy Group LLC | 100
natural gas combined cycle | CH Resources Syracuse | 10621_G_GEN1 | 10621 | G | GEN1 | 3564 | Combined Cycle |  | NY_Z_C&E | New York | 36 | Onondaga | 67 | 36067 | 56.5 | 8495 | 1994 | 9999 |  |  | N | Natural Gas |  |  |  | STM | SCR | [8 empty] | 0.068099 | 0.068099 | 0.068099 | 0.068099 | [11 empty] | Lakeside Syracuse LLC | 100 | Starwood Capital Group Global LLC | 100
natural gas combined cycle | CH Resources Syracuse | 10621_G_GEN2 | 10621 | G | GEN2 | 3564 | Combined Cycle |  | NY_Z_C&E | New York | 36 | Onondaga | 67 | 36067 | 28.8 | 8495 | 1994 | 9999 |  |  | N | Natural Gas |  |  |  | STM | SCR | [8 empty] | 0.068099 | 0.068099 | 0.068099 | 0.068099 | [11 empty] | Lakeside Syracuse LLC | 100 | Starwood Capital Group Global LLC | 100
municipal solid waste | Wheelabrator Baltimore Refuse | 10629_B_BLR1 | 10629 | B | BLR1 |  | Municipal Solid Waste |  | PJM_SMAC | Maryland | 24 | Baltimore City | 510 | 24510 | 20.4 | 12756 | 1985 | 9999 |  |  | Y | MSW | Dry Scrubber | 2000 | 0.9 |  | SNCR |  |  | ESPH | Yes | ACI | 2000 |  |  | 0.31 | 0.31 | 0.31 | 0.31 | 0.08 | 0.08 | 0.08 | [8 empty] | Wheelabrator Baltimore Inc | 100 | Macquarie Bank Limited | 100
municipal solid waste | Wheelabrator Baltimore Refuse | 10629_B_BLR2 | 10629 | B | BLR2 |  | Municipal Solid Waste |  | PJM_SMAC | Maryland | 24 | Baltimore City | 510 | 24510 | 20.4 | 12756 | 1985 | 9999 |  |  | Y | MSW | Dry Scrubber | 2000 | 0.9 |  | SNCR |  |  | ESPH | Yes | ACI | 2000 |  |  | 0.31 | 0.31 | 0.31 | 0.31 | 0.08 | 0.08 | 0.08 | [8 empty] | Wheelabrator Baltimore Inc | 100 | Macquarie Bank Limited | 100
municipal solid waste | Wheelabrator Baltimore Refuse | 10629_B_BLR3 | 10629 | B | BLR3 |  | Municipal Solid Waste |  | PJM_SMAC | Maryland | 24 | Baltimore City | 510 | 24510 | 20.4 | 12756 | 1985 | 9999 |  |  | Y | MSW | Dry Scrubber | 2000 | 0.9 |  | SNCR |  |  | ESPH | Yes | ACI | 2000 |  |  | 0.31 | 0.31 | 0.31 | 0.31 | 0.08 | 0.08 | 0.08 | [8 empty] | Wheelabrator Baltimore Inc | 100 | Macquarie Bank Limited | 100
geothermal | CE Leathers | 10631_G_GEN1 | 10631 | G | GEN1 |  | Geothermal |  | WECC_IID | California | 6 | Imperial | 25 | 06025 | 43.2 | 9771 | 1989 | 9999 |  |  | N | Geothermal | [13 empty] | 0 | 0 | 0 | 0 | 0.4625 | 0.4625 | 0.4625 | [8 empty] | CE Leathers Co | 100 | Berkshire Hathaway Inc | 100
geothermal | Del Ranch Company | 10632_G_GEN1 | 10632 | G | GEN1 |  | Geothermal |  | WECC_IID | California | 6 | Imperial | 25 | 06025 | 43.2 | 9771 | 1988 | 9999 |  |  | N | Geothermal | [13 empty] | 0 | 0 | 0 | 0 | 0.4625 | 0.4625 | 0.4625 | [8 empty] | CE Generation LLC | 100 | Berkshire Hathaway Inc | 100
natural gas combined cycle | Hopewell Cogeneration | 10633_G_GT1 | 10633 | G | GT1 | 88335 | Combined Cycle |  | PJM_Dom | Virginia | 51 | Prince George | 149 | 51149 | 94.1 | 8922 | 1990 | 9999 |  |  | Y | Natural Gas, Distillate Fuel Oil |  |  |  | STM | [9 empty] | 0.11258 | 0.11258 | 0.11258 | 0.11258 | [11 empty] | Hopewell Power Generation LLC | 100 | Vistra Energy | 100
natural gas combined cycle | Hopewell Cogeneration | 10633_G_GT2 | 10633 | G | GT2 | 88336 | Combined Cycle |  | PJM_Dom | Virginia | 51 | Prince George | 149 | 51149 | 94.1 | 8922 | 1990 | 9999 |  |  | Y | Natural Gas, Distillate Fuel Oil |  |  |  | STM | [9 empty] | 0.11258 | 0.11258 | 0.11258 | 0.11258 | [11 empty] | Hopewell Power Generation LLC | 100 | Vistra Energy | 100
natural gas combined cycle | Hopewell Cogeneration | 10633_G_GT3 | 10633 | G | GT3 | 88337 | Combined Cycle |  | PJM_Dom | Virginia | 51 | Prince George | 149 | 51149 | 94.1 | 8922 | 1990 | 9999 |  |  | Y | Natural Gas, Distillate Fuel Oil |  |  |  | STM | [9 empty] | 0.11258 | 0.11258 | 0.11258 | 0.11258 | [11 empty] | Hopewell Power Generation LLC | 100 | Vistra Energy | 100
natural gas combined cycle | Hopewell Cogeneration | 10633_G_ST1 | 10633 | G | ST1 | 88335 | Combined Cycle |  | PJM_Dom | Virginia | 51 | Prince George | 149 | 51149 | 96 | 8922 | 1990 | 9999 |  |  | Y | Natural Gas, Distillate Fuel Oil |  |  |  | STM | [9 empty] | 0.11258 | 0.11258 | 0.11258 | 0.11258 | [11 empty] | Hopewell Power Generation LLC | 100 | Vistra Energy | 100
geothermal | Elmore Company | 10634_G_GEN1 | 10634 | G | GEN1 |  | Geothermal |  | WECC_IID | California | 6 | Imperial | 25 | 06025 | 51.1 | 9771 | 1988 | 9999 |  |  | N | Geothermal | [13 empty] | 0 | 0 | 0 | 0 | 0.4625 | 0.4625 | 0.4625 | [8 empty] | Elmore Co | 100 | Berkshire Hathaway Inc | 100
municipal solid waste | Covanta Hempstead | 10642_B_1 | 10642 | B | 1 |  | Municipal Solid Waste |  | NY_Z_K | New York | 36 | Nassau | 59 | 36059 | 23.9 | 17909 | 1989 | 9999 |  |  | N | MSW | Dry Scrubber | 1989 | 0.85 | LA | SNCR |  |  | B | NA |  |  |  |  | 0.21337 | 0.21337 | 0.21337 | 0.21337 | 0.08 | 0.08 | 0.08 | [8 empty] | Covanta Hempstead Co | 100 | Covanta Holding Corp | 100
municipal solid waste | Covanta Hempstead | 10642_B_2 | 10642 | B | 2 |  | Municipal Solid Waste |  | NY_Z_K | New York | 36 | Nassau | 59 | 36059 | 23.9 | 17909 | 1989 | 9999 |  |  | N | MSW | Dry Scrubber | 1989 | 0.85 | LA | SNCR |  |  | B | NA |  |  |  |  | 0.21619 | 0.21619 | 0.21619 | 0.21619 | 0.08 | 0.08 | 0.08 | [8 empty] | Covanta Hempstead Co | 100 | Covanta Holding Corp | 100
municipal solid waste | Covanta Hempstead | 10642_B_3 | 10642 | B | 3 |  | Municipal Solid Waste |  | NY_Z_K | New York | 36 | Nassau | 59 | 36059 | 23.9 | 17909 | 1989 | 9999 |  |  | N | MSW | Dry Scrubber | 1989 | 0.85 |  | SNCR |  |  | B | NA |  |  |  |  | 0.21227 | 0.21227 | 0.21227 | 0.21227 | 0.08 | 0.08 | 0.08 | [8 empty] | Covanta Hempstead Co | 100 | Covanta Holding Corp | 100
municipal solid waste | Covanta Essex Company | 10643_B_1 | 10643 | B | 1 |  | Municipal Solid Waste |  | PJM_EMAC | New Jersey | 34 | Essex | 13 | 34013 | 20 | 20422 | 1990 | 9999 |  |  | N | MSW | Dry Scrubber | 1990 | 0.7 | NH3 | SNCR |  |  | B | NA | ACI | 1995 |  |  | 0.145 | 0.145 | 0.145 | 0.145 | 0.08 | 0.08 | 0.08 | [8 empty] | Covanta Essex Co | 100 | Covanta Holding Corp | 100
municipal solid waste | Covanta Essex Company | 10643_B_2 | 10643 | B | 2 |  | Municipal Solid Waste |  | PJM_EMAC | New Jersey | 34 | Essex | 13 | 34013 | 20 | 20422 | 1990 | 9999 |  |  | N | MSW | Dry Scrubber | 1990 | 0.7 | NH3 | SNCR |  |  | B | NA | ACI | 1995 |  |  | 0.145 | 0.145 | 0.145 | 0.145 | 0.08 | 0.08 | 0.08 | [8 empty] | Covanta Essex Co | 100 | Covanta Holding Corp | 100
municipal solid waste | Covanta Essex Company | 10643_B_3 | 10643 | B | 3 |  | Municipal Solid Waste |  | PJM_EMAC | New Jersey | 34 | Essex | 13 | 34013 | 20 | 20422 | 1990 | 9999 |  |  | N | MSW | Dry Scrubber | 1990 | 0.7 | NH3 | SNCR |  |  | B | NA | ACI | 1995 |  |  | 0.144 | 0.144 | 0.144 | 0.144 | 0.08 | 0.08 | 0.08 | [8 empty] | Covanta Essex Co | 100 | Covanta Holding Corp | 100
municipal solid waste | Covanta Southeastern Connecticut Company | 10646_B_BLR1 | 10646 | B | BLR1 |  | Municipal Solid Waste |  | NENG_CT | Connecticut | 9 | New London | 11 | 09011 | 8.2 | 20141 | 1991 | 9999 |  |  | N | MSW | Dry Scrubber | 1992 | 0.75 |  | SNCR |  |  | B | NA | ACI | 2002 |  |  | 0.25335 | 0.25335 | 0.25335 | 0.25335 | 0.08 | 0.08 | 0.08 | [8 empty] | Covanta Southeastern Connecticut Co | 100 | Covanta Holding Corp | 100
municipal solid waste | Covanta Southeastern Connecticut Company | 10646_B_BLR2 | 10646 | B | BLR2 |  | Municipal Solid Waste |  | NENG_CT | Connecticut | 9 | New London | 11 | 09011 | 8.2 | 20141 | 1991 | 9999 |  |  | N | MSW | Dry Scrubber | 1992 | 0.75 |  | SNCR |  |  | B | NA | ACI | 2002 |  |  | 0.2611 | 0.2611 | 0.2611 | 0.2611 | 0.08 | 0.08 | 0.08 | [8 empty] | Covanta Southeastern Connecticut Co | 100 | Covanta Holding Corp | 100
natural gas peaker | Bear Mountain Limited | 10649_G_GEN1 | 10649 | G | GEN1 | 91243 | Combustion Turbine |  | WEC_CALN | California | 6 | Kern | 29 | 06029 | 46 | 8700 | 1995 | 9999 |  |  | Y | Natural Gas | [12 empty] | 0.74 | 0.86899 | 0.86899 | 0.86899 | 0.86899 | [11 empty] | Bear Mountain Ltd | 100 | ContourGlobal PLC | 100
natural gas peaker | Badger Creek Limited | 10650_G_GEN1 | 10650 | G | GEN1 | 91244 | Combustion Turbine |  | WEC_CALN | California | 6 | Kern | 29 | 06029 | 46 | 8700 | 1991 | 9999 |  |  | Y | Natural Gas | [12 empty] | 0.74 | 0.76998 | 0.76998 | 0.76998 | 0.76998 | [11 empty] | Badger Creek Ltd | 100 | ContourGlobal PLC | 100
biomass | Burney Forest Products | 10652_B_BLR1 | 10652 | B | BLR1 |  | Biomass |  | WEC_CALN | California | 6 | Shasta | 89 | 06089 | 15.5 | 14869 | 1989 | 9999 |  |  | Y | Biomass |  |  |  | NH3 | SNCR |  |  | ESPH | No |  |  |  |  | 0.104 | 0.104 | 0.104 | 0.104 | [11 empty] | Forest Product LP | 55.56 | Energy Investors Funds Group | 55.56
biomass | Burney Forest Products | 10652_B_BLR2 | 10652 | B | BLR2 |  | Biomass |  | WEC_CALN | California | 6 | Shasta | 89 | 06089 | 15.5 | 14869 | 1989 | 9999 |  |  | Y | Biomass |  |  |  | NH3 | SNCR |  |  | ESPH | No |  |  |  |  | 0.109 | 0.109 | 0.109 | 0.109 | [11 empty] | Forest Product LP | 55.56 | Energy Investors Funds Group | 55.56
biomass | Collins Pine Project | 10661_B_4 | 10661 | B | 4 |  | Biomass |  | WEC_CALN | California | 6 | Plumas | 63 | 06063 | 12 | 7053 | 1985 | 9999 |  |  | Y | Biomass | [7 empty] | C | NA |  |  |  |  | 0.141 | 0.141 | 0.141 | 0.141 | [11 empty] | Collins Pine Co | 100 | Collins Companies Inc (The) | 100
hard coal | River Valley | 10671_B_1A | 10671 | B | 1A | 90961 | Coal Steam |  | SPP_WEST | Oklahoma | 40 | Le Flore | 79 | 40079 | 80 | 11851 | 1991 | 9999 | FBC | dry | Y | Bituminous, Subbituminous | Reagent Injection | 1991 | 0.852 | CF |  |  |  | B | NA |  |  |  | 1.2 | 0.1154 | 0.1154 | 0.1154 | 0.1154 | 0.05 | 0.1 | 0.43 | 0.98 | Yes | 1991 | [5 empty] | Oklahoma Gas & Electric Co | 100 | OGE Energy Corp | 100
hard coal | River Valley | 10671_B_1B | 10671 | B | 1B | 90962 | Coal Steam |  | SPP_WEST | Oklahoma | 40 | Le Flore | 79 | 40079 | 80 | 11851 | 1991 | 9999 | FBC | dry | Y | Bituminous, Subbituminous | Reagent Injection | 1991 | 0.847 | CF |  |  |  | B | NA |  |  |  | 1.2 | 0.11299 | 0.11299 | 0.11299 | 0.11299 | 0.05 | 0.1 | 0.43 | 0.98 | Yes | 1991 | [5 empty] | Oklahoma Gas & Electric Co | 100 | OGE Energy Corp | 100
hard coal | River Valley | 10671_B_2A | 10671 | B | 2A | 90963 | Coal Steam |  | SPP_WEST | Oklahoma | 40 | Le Flore | 79 | 40079 | 80 | 11896 | 1991 | 9999 | FBC | dry | Y | Bituminous, Subbituminous | Reagent Injection | 1991 | 0.829 | CF |  |  |  | B | NA |  |  |  | 1.2 | 0.13255 | 0.13255 | 0.13255 | 0.13255 | 0.05 | 0.1 | 0.43 | 0.98 | Yes | 1991 | [5 empty] | Oklahoma Gas & Electric Co | 100 | OGE Energy Corp | 100
hard coal | River Valley | 10671_B_2B | 10671 | B | 2B | 90964 | Coal Steam |  | SPP_WEST | Oklahoma | 40 | Le Flore | 79 | 40079 | 80 | 11896 | 1991 | 9999 | FBC | dry | Y | Bituminous, Subbituminous | Reagent Injection | 1991 | 0.846 | CF |  |  |  | B | NA |  |  |  | 1.2 | 0.13677 | 0.13677 | 0.13677 | 0.13677 | 0.05 | 0.1 | 0.43 | 0.98 | Yes | 1991 | [5 empty] | Oklahoma Gas & Electric Co | 100 | OGE Energy Corp | 100
hard coal | AES Warrior Run Cogeneration Facility | 10678_B_BLR1 | 10678 | B | BLR1 | 3575 | Coal Steam |  | PJM_AP | Maryland | 24 | Allegany | 1 | 24001 | 180 | 8909 | 2000 | 9999 | FBC | dry | Y | Bituminous, Waste Coal | Reagent Injection | 2000 | 0.95 | NH3 | SNCR |  | 2000 | B | NA |  |  |  | 0.42 | 0.07105 | 0.07105 | 0.07105 | 0.07105 | 0.01 | 0.01 | 0.01 | 0.98 | Yes | 2000 | [5 empty] | AES Warrior Run Inc | 100 | AES Corp (The) | 100
natural gas combined cycle | Brush Generation Facility | 10682_G_GT1 | 10682 | G | GT1 |  | Combined Cycle |  | WECC_CO | Colorado | 8 | Morgan | 87 | 08087 | 25 | 10763 | 1990 | 9999 |  |  | N | Natural Gas | [13 empty] | 0.00834 | 0.00834 | 0.00834 | 0.00834 | [11 empty] | BIV Generation Co LLC | 100 | Beowulf Energy LLC | 100
natural gas peaker | Brush Generation Facility | 10682_G_GT2 | 10682 | G | GT2 | 3576 | Combustion Turbine |  | WECC_CO | Colorado | 8 | Morgan | 87 | 08087 | 25 | 16250 | 1990 | 9999 |  |  | N | Natural Gas |  |  |  | H2O | [9 empty] | 0.08744 | 0.08744 | 0.08744 | 0.08744 | [11 empty] | BIV Generation Co LLC | 100 | Beowulf Energy LLC | 100
natural gas combined cycle | Brush Generation Facility | 10682_G_ST1 | 10682 | G | ST1 |  | Combined Cycle |  | WECC_CO | Colorado | 8 | Morgan | 87 | 08087 | 30 | 10763 | 1990 | 9999 |  |  | N | Natural Gas |  |  |  | LNB | [9 empty] | 0.00834 | 0.00834 | 0.00834 | 0.00834 | [11 empty] | BIV Generation Co LLC | 100 | Beowulf Energy LLC | 100
natural gas combined cycle | Brush Generation Facility | 10682_G_GT3 | 10682 | G | GT3 |  | Combined Cycle |  | WECC_CO | Colorado | 8 | Morgan | 87 | 08087 | 32 | 10763 | 1994 | 9999 |  |  | N | Natural Gas | [13 empty] | 0.024573 | 0.024573 | 0.024573 | 0.024573 | [11 empty] | BIV Generation Co LLC | 100 | Beowulf Energy LLC | 100
natural gas combined cycle | Brush Generation Facility | 10682_G_ST2 | 10682 | G | ST2 |  | Combined Cycle |  | WECC_CO | Colorado | 8 | Morgan | 87 | 08087 | 40 | 10763 | 1994 | 9999 |  |  | N | Natural Gas |  |  |  | LNB | [9 empty] | 0.024573 | 0.024573 | 0.024573 | 0.024573 | [11 empty] | BIV Generation Co LLC | 100 | Beowulf Energy LLC | 100
natural gas combined cycle | Brush Generation Facility | 10682_G_GT4 | 10682 | G | GT4 | 4142 | Combined Cycle |  | WECC_CO | Colorado | 8 | Morgan | 87 | 08087 | 25 | 10763 | 1999 | 9999 |  |  | N | Natural Gas |  |  |  | H2O | [9 empty] | 0.082902 | 0.082902 | 0.082902 | 0.082902 | [11 empty] | BIV Generation Co LLC | 100 | Beowulf Energy LLC | 100
natural gas combined cycle | Brush Generation Facility | 10682_G_GT5 | 10682 | G | GT5 | 4143 | Combined Cycle |  | WECC_CO | Colorado | 8 | Morgan | 87 | 08087 | 25 | 10763 | 1999 | 9999 |  |  | N | Natural Gas |  |  |  | H2O | [9 empty] | 0.082902 | 0.082902 | 0.082902 | 0.082902 | [11 empty] | BIV Generation Co LLC | 100 | Beowulf Energy LLC | 100
natural gas combined cycle | Brush Generation Facility | 10682_G_ST4 | 10682 | G | ST4 | 4143 | Combined Cycle |  | WECC_CO | Colorado | 8 | Morgan | 87 | 08087 | 90 | 10763 | 2002 | 9999 |  |  | N | Natural Gas |  |  |  | LNB | [9 empty] | 0.082902 | 0.082902 | 0.082902 | 0.082902 | [11 empty] | BIV Generation Co LLC | 100 | Beowulf Energy LLC | 100
hard coal | Argus Cogen Plant | 10684_B_BLR22 | 10684 | B | BLR22 |  | Coal Steam |  | WECC_SCE | California | 6 | San Bernardino | 71 | 06071 | 2.3 | 8300 | 1967 | 9999 |  |  | Y | Bituminous | [12 empty] | 0.526 | 0.47486 | 0.47486 | 0.47486 | 0.47486 | 1 | 0.1 | 1 | 0 | [7 empty] | Searles Valley Minerals Operations Inc | 100 | Nirma Ltd | 100
hard coal | Argus Cogen Plant | 10684_B_BLR25 | 10684 | B | BLR25 |  | Coal Steam |  | WECC_SCE | California | 6 | San Bernardino | 71 | 06071 | 27 | 8300 | 1978 | 9999 |  |  | Y | Bituminous | Wet Scrubber | 1978 | 0.983 | LNB + OFA | SNCR |  | 1978 | ESPC | Yes |  |  |  | 0.526 | 0.238 | 0.238 | 0.238 | 0.238 | 0.05 | 0.1 | 0.56 | 0.99 | [7 empty] | Searles Valley Minerals Operations Inc | 100 | Nirma Ltd | 100
hard coal | Argus Cogen Plant | 10684_B_BLR26 | 10684 | B | BLR26 |  | Coal Steam |  | WECC_SCE | California | 6 | San Bernardino | 71 | 06071 | 27 | 8300 | 1978 | 9999 |  |  | Y | Bituminous | Wet Scrubber | 1978 | 0.983 | LNB + OFA | SNCR |  | 1978 | ESPC | Yes |  |  |  | 0.526 | 0.23 | 0.23 | 0.23 | 0.23 | 0.05 | 0.1 | 0.56 | 0.99 | [7 empty] | Searles Valley Minerals Operations Inc | 100 | Nirma Ltd | 100
hydro | Rapids Energy Center | 10686_G_HYD | 10686 | G | HYD |  | Hydro |  | MIS_MNWI | Minnesota | 27 | Itasca | 61 | 27061 | 0.8 | 0 | 1943 | 9999 |  |  | N | Hydro | [13 empty] | 0 | 0 | 0 | 0 | [11 empty] | ALLETE Inc | 100 | ALLETE Inc | 100
biomass | Rapids Energy Center | 10686_B_5 | 10686 | B | 5 |  | Biomass |  | MIS_MNWI | Minnesota | 27 | Itasca | 61 | 27061 | 10.8 | 4431 | 1980 | 9999 |  |  | Y | Biomass | [7 empty] | ESPC + C | No |  |  |  | 1.2 | 0.25849 | 0.25849 | 0.25849 | 0.25849 | [11 empty] | ALLETE Inc | 100 | ALLETE Inc | 100
biomass | Rapids Energy Center | 10686_B_6 | 10686 | B | 6 |  | Biomass |  | MIS_MNWI | Minnesota | 27 | Itasca | 61 | 27061 | 10.8 | 4431 | 1980 | 9999 |  |  | Y | Biomass | [7 empty] | ESPC + C | No |  |  |  | 1.2 | 0.27089 | 0.27089 | 0.27089 | 0.27089 | [11 empty] | ALLETE Inc | 100 | ALLETE Inc | 100
biomass | Rapids Energy Center | 10686_B_7 | 10686 | B | 7 |  | Biomass |  | MIS_MNWI | Minnesota | 27 | Itasca | 61 | 27061 | 3.3 | 4431 | 2001 | 9999 |  |  | Y | Biomass |  |  |  | FR + LNB |  |  |  | ESPC + C | No |  |  |  | 4 | 0.04307 | 0.04307 | 0.04307 | 0.04307 | [11 empty] | ALLETE Inc | 100 | ALLETE Inc | 100
biomass | Rapids Energy Center | 10686_B_8 | 10686 | B | 8 |  | Biomass |  | MIS_MNWI | Minnesota | 27 | Itasca | 61 | 27061 | 3.3 | 4431 | 2001 | 9999 |  |  | Y | Biomass |  |  |  | FR + LNB | [8 empty] | 4 | 0.126 | 0.126 | 0.126 | 0.126 | [11 empty] | ALLETE Inc | 100 | ALLETE Inc | 100
hydro | Black River Hydro Associates | 10687_G_DE1 | 10687 | G | DE1 |  | Hydro |  | NY_Z_C&E | New York | 36 | Lewis | 49 | 36049 | 1.5 | 0 | 1984 | 9999 |  |  | N | Hydro | [13 empty] | 0 | 0 | 0 | 0 | [11 empty] | CHI Power Marketing Inc | 98.5 | Enel SpA | 98.5
hydro | Black River Hydro Associates | 10687_G_PL1 | 10687 | G | PL1 |  | Hydro |  | NY_Z_C&E | New York | 36 | Lewis | 49 | 36049 | 2.1 | 0 | 1984 | 9999 |  |  | N | Hydro | [13 empty] | 0 | 0 | 0 | 0 | [11 empty] | CHI Power Marketing Inc | 98.5 | Enel SpA | 98.5
hydro | Black River Hydro Associates | 10687_G_RI1 | 10687 | G | RI1 |  | Hydro |  | NY_Z_C&E | New York | 36 | Lewis | 49 | 36049 | 1.8 | 0 | 1984 | 9999 |  |  | N | Hydro | [13 empty] | 0 | 0 | 0 | 0 | [11 empty] | CHI Power Marketing Inc | 98.5 | Enel SpA | 98.5
natural gas peaker | ExxonMobil Baton Rouge Turbine Generator | 10690_G_CTG1 | 10690 | G | CTG1 |  | Combustion Turbine |  | MIS_LA | Louisiana | 22 | East Baton Rouge | 33 | 22033 | 76.7 | 8700 | 1990 | 9999 |  |  | Y | Natural Gas | [13 empty] | 0.04943 | 0.04943 | 0.04943 | 0.04943 | [11 empty] | ExxonMobil Baton Rouge | 100 | ExxonMobil Corp | 100
natural gas peaker | ExxonMobil Baytown Turbine | 10692_G_GEN1 | 10692 | G | GEN1 |  | Combustion Turbine |  | ERC_REST | Texas | 48 | Harris | 201 | 48201 | 32 | 8700 | 1989 | 9999 |  |  | Y | Natural Gas | [13 empty] | 0.47388 | 0.47388 | 0.47388 | 0.47388 | [11 empty] | Exxon Co USA | 100 | ExxonMobil Corp | 100
natural gas peaker | ExxonMobil Baytown Turbine | 10692_G_GEN2 | 10692 | G | GEN2 |  | Combustion Turbine |  | ERC_REST | Texas | 48 | Harris | 201 | 48201 | 32 | 8700 | 1989 | 9999 |  |  | Y | Natural Gas | [13 empty] | 0.47388 | 0.47388 | 0.47388 | 0.47388 | [11 empty] | Exxon Co USA | 100 | ExxonMobil Corp | 100
natural gas peaker | ExxonMobil Baytown Turbine | 10692_G_GEN3 | 10692 | G | GEN3 |  | Combustion Turbine |  | ERC_REST | Texas | 48 | Harris | 201 | 48201 | 32 | 8700 | 1989 | 9999 |  |  | Y | Natural Gas | [13 empty] | 0.47388 | 0.47388 | 0.47388 | 0.47388 | [11 empty] | Exxon Co USA | 100 | ExxonMobil Corp | 100
natural gas peaker | ExxonMobil Baytown Turbine | 10692_G_GEN4 | 10692 | G | GEN4 |  | Combustion Turbine |  | ERC_REST | Texas | 48 | Harris | 201 | 48201 | 90 | 8700 | 1997 | 9999 |  |  | Y | Natural Gas | [13 empty] | 0.04943 | 0.04943 | 0.04943 | 0.04943 | [11 empty] | Exxon Co USA | 100 | ExxonMobil Corp | 100
natural gas peaker | ExxonMobil Baytown Turbine | 10692_G_GEN5 | 10692 | G | GEN5 |  | Combustion Turbine |  | ERC_REST | Texas | 48 | Harris | 201 | 48201 | 140 | 8700 | 2004 | 9999 |  |  | Y | Natural Gas | [13 empty] | 0.04943 | 0.04943 | 0.04943 | 0.04943 | [11 empty] | Exxon Co USA | 100 | ExxonMobil Corp | 100
hydro | Pepperell Hydro Power Plant | 10694_G_2121 | 10694 | G | 2121 |  | Hydro |  | NENGREST | Massachusetts | 25 | Middlesex | 17 | 25017 | 0.8 | 0 | 1920 | 9999 |  |  | N | Hydro | [13 empty] | 0 | 0 | 0 | 0 | [11 empty] | Swift River Hydro Operations Co | 100 | Swift River Hydro Operations Co | 100
hydro | Pepperell Hydro Power Plant | 10694_G_8281 | 10694 | G | 8281 |  | Hydro |  | NENGREST | Massachusetts | 25 | Middlesex | 17 | 25017 | 0.8 | 0 | 1920 | 9999 |  |  | N | Hydro | [13 empty] | 0 | 0 | 0 | 0 | [11 empty] | Swift River Hydro Operations Co | 100 | Swift River Hydro Operations Co | 100
hydro | Pepperell Hydro Power Plant | 10694_G_G3 | 10694 | G | G3 |  | Hydro |  | NENGREST | Massachusetts | 25 | Middlesex | 17 | 25017 | 0.6 | 0 | 2006 | 9999 |  |  | N | Hydro | [13 empty] | 0 | 0 | 0 | 0 | [11 empty] | Swift River Hydro Operations Co | 100 | Swift River Hydro Operations Co | 100
hydro | Burney Creek | 10706_G_GEN1 | 10706 | G | GEN1 |  | Hydro |  | WEC_CALN | California | 6 | Shasta | 89 | 06089 | 3 | 0 | 1990 | 9999 |  |  | N | Hydro | [13 empty] | 0 | 0 | 0 | 0 | [11 empty] | Snow Mountain Hydro LLC | 100 | IDACORP Inc | 100
hydro | Cove Hydroelectric | 10707_G_GEN1 | 10707 | G | GEN1 |  | Hydro |  | WEC_CALN | California | 6 | Shasta | 89 | 06089 | 5 | 0 | 1990 | 9999 |  |  | N | Hydro | [13 empty] | 0 | 0 | 0 | 0 | [11 empty] | Snow Mountain Hydro LLC | 100 | IDACORP Inc | 100
hydro | Lost Creek I | 10708_G_GEN1 | 10708 | G | GEN1 |  | Hydro |  | WEC_CALN | California | 6 | Shasta | 89 | 06089 | 1.1 | 0 | 1989 | 9999 |  |  | N | Hydro | [13 empty] | 0 | 0 | 0 | 0 | [11 empty] | Snow Mountain Hydro LLC | 100 | IDACORP Inc | 100
hydro | Ponderosa Bailey Creek | 10709_G_GEN1 | 10709 | G | GEN1 |  | Hydro |  | WEC_CALN | California | 6 | Tehama | 103 | 06103 | 1.1 | 0 | 1990 | 9999 |  |  | N | Hydro | [13 empty] | 0 | 0 | 0 | 0 | [11 empty] | Snow Mountain Hydro LLC | 100 | IDACORP Inc | 100
onshore wind | Karen Avenue Wind Farm | 10718_G_WND | 10718 | G | WND |  | Onshore Wind |  | WECC_SCE | California | 6 | Riverside | 65 | 06065 | 11.7 | 0 | 1985 | 9999 |  |  | N | Wind | [13 empty] | 0 | 0 | 0 | 0 | [11 empty] | San Gorgonio Wind Farms Inc | 100 | San Gorgonio Wind Farms Inc | 100
natural gas combined cycle | Selkirk Cogen | 10725_G_GEN2 | 10725 | G | GEN2 | 3577 | Combined Cycle |  | NY_Z_F | New York | 36 | Albany | 1 | 36001 | 8.7 | 7915 | 1992 | 9999 |  |  | Y | Natural Gas, Distillate Fuel Oil |  |  |  | STM | SCR | [8 empty] | 0.043576 | 0.043576 | 0.043576 | 0.043576 | [11 empty] | Selkirk Cogeneration Partners LP | 100 | Ares Management LP | 100
natural gas combined cycle | Selkirk Cogen | 10725_G_GEN1 | 10725 | G | GEN1 | 3577 | Combined Cycle |  | NY_Z_F | New York | 36 | Albany | 1 | 36001 | 69.4 | 7915 | 1992 | 9999 |  |  | Y | Natural Gas, Distillate Fuel Oil |  |  |  | STM | SCR | [8 empty] | 0.043576 | 0.043576 | 0.043576 | 0.043576 | [11 empty] | Selkirk Cogeneration Partners LP | 100 | Ares Management LP | 100
natural gas combined cycle | Selkirk Cogen | 10725_G_GEN3 | 10725 | G | GEN3 | 3578 | Combined Cycle |  | NY_Z_F | New York | 36 | Albany | 1 | 36001 | 79.3 | 7915 | 1994 | 9999 |  |  | Y | Natural Gas, Distillate Fuel Oil |  |  |  | STM | SCR | [8 empty] | 0.043576 | 0.043576 | 0.043576 | 0.043576 | [11 empty] | Selkirk Cogeneration Partners LP | 100 | Ares Management LP | 100
natural gas combined cycle | Selkirk Cogen | 10725_G_GEN4 | 10725 | G | GEN4 | 3579 | Combined Cycle |  | NY_Z_F | New York | 36 | Albany | 1 | 36001 | 79.3 | 7915 | 1994 | 9999 |  |  | Y | Natural Gas, Distillate Fuel Oil |  |  |  | STM | SCR | [8 empty] | 0.043576 | 0.043576 | 0.043576 | 0.043576 | [11 empty] | Selkirk Cogeneration Partners LP | 100 | Ares Management LP | 100
natural gas combined cycle | Selkirk Cogen | 10725_G_GEN5 | 10725 | G | GEN5 | 3578 | Combined Cycle |  | NY_Z_F | New York | 36 | Albany | 1 | 36001 | 123.6 | 7915 | 1994 | 9999 |  |  | Y | Natural Gas, Distillate Fuel Oil |  |  |  | STM | SCR | [8 empty] | 0.043576 | 0.043576 | 0.043576 | 0.043576 | [11 empty] | Selkirk Cogeneration Partners LP | 100 | Ares Management LP | 100
natural gas combined cycle | Masspower | 10726_G_GEN1 | 10726 | G | GEN1 | 3580 | Combined Cycle |  | NENGREST | Massachusetts | 25 | Hampden | 13 | 25013 | 83 | 8485 | 1993 | 9999 |  |  | Y | Natural Gas |  |  |  | STM | SCR | [8 empty] | 0.034209 | 0.034209 | 0.034209 | 0.034209 | [11 empty] | MassPower LLC | 100 | Vistra Energy | 100
natural gas combined cycle | Masspower | 10726_G_GEN2 | 10726 | G | GEN2 | 3581 | Combined Cycle |  | NENGREST | Massachusetts | 25 | Hampden | 13 | 25013 | 83 | 8485 | 1993 | 9999 |  |  | Y | Natural Gas |  |  |  | STM | SCR | [8 empty] | 0.034209 | 0.034209 | 0.034209 | 0.034209 | [11 empty] | MassPower LLC | 100 | Vistra Energy | 100
natural gas combined cycle | Masspower | 10726_G_GEN3 | 10726 | G | GEN3 | 3580 | Combined Cycle |  | NENGREST | Massachusetts | 25 | Hampden | 13 | 25013 | 79 | 8485 | 1993 | 9999 |  |  | Y | Natural Gas |  |  |  | STM | SCR | [8 empty] | 0.034209 | 0.034209 | 0.034209 | 0.034209 | [11 empty] | MassPower LLC | 100 | Vistra Energy | 100
hydro | Barker Lower | 10728_G_GEN1 | 10728 | G | GEN1 |  | Hydro |  | NENG_ME | Maine | 23 | Androscoggin | 1 | 23001 | 1.5 | 0 | 1986 | 9999 |  |  | N | Hydro | [13 empty] | 0 | 0 | 0 | 0 | [11 empty] | Ridgewood Maine Hydro Partnership LP | 100 | Covanta Holding Corp | 100
hydro | Barber Dam | 10735_G_GEN1 | 10735 | G | GEN1 |  | Hydro |  | WECC_ID | Idaho | 16 | Ada | 1 | 16001 | 4 | 0 | 1990 | 9999 |  |  | N | Hydro | [13 empty] | 0 | 0 | 0 | 0 | [11 empty] | Fulcrum Inc | 100 | Fulcrum Inc | 100
hydro | Sprague Hydro | 10737_G_GEN1 | 10737 | G | GEN1 |  | Hydro |  | WECC_PNW | Oregon | 41 | Klamath | 35 | 41035 | 1 | 0 | 1989 | 9999 |  |  | N | Hydro | [13 empty] | 0 | 0 | 0 | 0 | [11 empty] | Hdi Associates V | 100 | Algonquin Power Income Fund | 100
hydro | Magic Dam Hydroelectric Project | 10740_G_GEN1 | 10740 | G | GEN1 |  | Hydro |  | WECC_ID | Idaho | 16 | Blaine | 13 | 16013 | 2.9 | 0 | 1989 | 9999 |  |  | N | Hydro | [13 empty] | 0 | 0 | 0 | 0 | [11 empty] | Magic Reservoir Hydroelectric | 100 | Magic Reservoir Hydroelectric | 100
hydro | Magic Dam Hydroelectric Project | 10740_G_GEN2 | 10740 | G | GEN2 |  | Hydro |  | WECC_ID | Idaho | 16 | Blaine | 13 | 16013 | 2.9 | 0 | 1989 | 9999 |  |  | N | Hydro | [13 empty] | 0 | 0 | 0 | 0 | [11 empty] | Magic Reservoir Hydroelectric | 100 | Magic Reservoir Hydroelectric | 100
hydro | Magic Dam Hydroelectric Project | 10740_G_GEN3 | 10740 | G | GEN3 |  | Hydro |  | WECC_ID | Idaho | 16 | Blaine | 13 | 16013 | 2.9 | 0 | 1989 | 9999 |  |  | N | Hydro | [13 empty] | 0 | 0 | 0 | 0 | [11 empty] | Magic Reservoir Hydroelectric | 100 | Magic Reservoir Hydroelectric | 100
hard coal | Morgantown Energy Facility | 10743_B_CFB1 | 10743 | B | CFB1 | 10078 | Coal Steam |  | PJM_AP | West Virginia | 54 | Monongalia | 61 | 54061 | 25 | 10092 | 1991 | 9999 | FBC | dry | Y | Bituminous, Waste Coal | Reagent Injection | 1992 | 0.946 | CF | SNCR |  | 2016 | B | NA |  |  |  | 0.4 | 0.34854 | 0.17427 | 0.34854 | 0.17427 | 0.01 | 0.01 | 0.01 | 0.98 | Yes | 1992 | [5 empty] | Morgantown Energy Associates | 100 | Dominion Energy Inc | 100
hard coal | Morgantown Energy Facility | 10743_B_CFB2 | 10743 | B | CFB2 | 10079 | Coal Steam |  | PJM_AP | West Virginia | 54 | Monongalia | 61 | 54061 | 25 | 10092 | 1991 | 9999 | FBC | dry | Y | Bituminous, Waste Coal | Reagent Injection | 1992 | 0.946 | CF | SNCR |  | 2016 | B | NA |  |  |  | 0.4 | 0.35035 | 0.17518 | 0.35035 | 0.17518 | 0.01 | 0.01 | 0.01 | 0.98 | Yes | 1992 | [5 empty] | Morgantown Energy Associates | 100 | Dominion Energy Inc | 100
natural gas combined cycle | Midland Cogeneration Venture | 10745_G_GT3 | 10745 | G | GT3 | 88567 | Combined Cycle |  | MIS_LMI | Michigan | 26 | Midland | 111 | 26111 | 88 | 7646 | 1989 | 9999 |  |  | Y | Natural Gas |  |  |  | STM | [9 empty] | 0.10008 | 0.10008 | 0.10008 | 0.10008 | [11 empty] | Midland Cogeneration Venture LP | 100 | Ontario Municipal Employees Retirement System | 100
natural gas combined cycle | Midland Cogeneration Venture | 10745_G_GT4 | 10745 | G | GT4 | 88568 | Combined Cycle |  | MIS_LMI | Michigan | 26 | Midland | 111 | 26111 | 88 | 7646 | 1989 | 9999 |  |  | Y | Natural Gas |  |  |  | STM | [9 empty] | 0.10008 | 0.10008 | 0.10008 | 0.10008 | [11 empty] | Midland Cogeneration Venture LP | 100 | Ontario Municipal Employees Retirement System | 100
natural gas combined cycle | Midland Cogeneration Venture | 10745_G_GT5 | 10745 | G | GT5 | 88569 | Combined Cycle |  | MIS_LMI | Michigan | 26 | Midland | 111 | 26111 | 88 | 7646 | 1989 | 9999 |  |  | Y | Natural Gas |  |  |  | STM | [9 empty] | 0.10008 | 0.10008 | 0.10008 | 0.10008 | [11 empty] | Midland Cogeneration Venture LP | 100 | Ontario Municipal Employees Retirement System | 100
natural gas combined cycle | Midland Cogeneration Venture | 10745_G_GT6 | 10745 | G | GT6 | 88570 | Combined Cycle |  | MIS_LMI | Michigan | 26 | Midland | 111 | 26111 | 88 | 7646 | 1989 | 9999 |  |  | Y | Natural Gas |  |  |  | STM | [9 empty] | 0.10008 | 0.10008 | 0.10008 | 0.10008 | [11 empty] | Midland Cogeneration Venture LP | 100 | Ontario Municipal Employees Retirement System | 100
natural gas combined cycle | Midland Cogeneration Venture | 10745_G_GT7 | 10745 | G | GT7 | 88571 | Combined Cycle |  | MIS_LMI | Michigan | 26 | Midland | 111 | 26111 | 88 | 7646 | 1989 | 9999 |  |  | Y | Natural Gas |  |  |  | STM | [9 empty] | 0.10008 | 0.10008 | 0.10008 | 0.10008 | [11 empty] | Midland Cogeneration Venture LP | 100 | Ontario Municipal Employees Retirement System | 100
natural gas combined cycle | Midland Cogeneration Venture | 10745_G_GT8 | 10745 | G | GT8 | 88572 | Combined Cycle |  | MIS_LMI | Michigan | 26 | Midland | 111 | 26111 | 88 | 7646 | 1989 | 9999 |  |  | Y | Natural Gas |  |  |  | STM | [9 empty] | 0.10008 | 0.10008 | 0.10008 | 0.10008 | [11 empty] | Midland Cogeneration Venture LP | 100 | Ontario Municipal Employees Retirement System | 100
natural gas peaker | Midland Cogeneration Venture | 10745_G_1G12 | 10745 | G | 1G12 |  | Combustion Turbine | IC Engine | MIS_LMI | Michigan | 26 | Midland | 111 | 26111 | 5.2 | 8700 | 1990 | 9999 |  |  | Y | Distillate Fuel Oil | [12 empty] | 1.67 | 1.6498 | 1.6498 | 1.6498 | 1.6498 | [11 empty] | Midland Cogeneration Venture LP | 100 | Ontario Municipal Employees Retirement System | 100
natural gas combined cycle | Midland Cogeneration Venture | 10745_G_GT10 | 10745 | G | GT10 | 88574 | Combined Cycle |  | MIS_LMI | Michigan | 26 | Midland | 111 | 26111 | 88 | 7578 | 1990 | 9999 |  |  | Y | Natural Gas |  |  |  | STM | [9 empty] | 0.098113 | 0.098113 | 0.098113 | 0.098113 | [11 empty] | Midland Cogeneration Venture LP | 100 | Ontario Municipal Employees Retirement System | 100
natural gas combined cycle | Midland Cogeneration Venture | 10745_G_GT11 | 10745 | G | GT11 | 88575 | Combined Cycle |  | MIS_LMI | Michigan | 26 | Midland | 111 | 26111 | 88 | 7578 | 1990 | 9999 |  |  | Y | Natural Gas |  |  |  | STM | [9 empty] | 0.098113 | 0.098113 | 0.098113 | 0.098113 | [11 empty] | Midland Cogeneration Venture LP | 100 | Ontario Municipal Employees Retirement System | 100
natural gas combined cycle | Midland Cogeneration Venture | 10745_G_GT12 | 10745 | G | GT12 | 88576 | Combined Cycle |  | MIS_LMI | Michigan | 26 | Midland | 111 | 26111 | 88 | 7578 | 1990 | 9999 |  |  | Y | Natural Gas |  |  |  | DLNB | [9 empty] | 0.098113 | 0.098113 | 0.098113 | 0.098113 | [11 empty] | Midland Cogeneration Venture LP | 100 | Ontario Municipal Employees Retirement System | 100
natural gas combined cycle | Midland Cogeneration Venture | 10745_G_GT13 | 10745 | G | GT13 | 88577 | Combined Cycle |  | MIS_LMI | Michigan | 26 | Midland | 111 | 26111 | 88 | 7578 | 1990 | 9999 |  |  | Y | Natural Gas |  |  |  | STM | [9 empty] | 0.098113 | 0.098113 | 0.098113 | 0.098113 | [11 empty] | Midland Cogeneration Venture LP | 100 | Ontario Municipal Employees Retirement System | 100
natural gas combined cycle | Midland Cogeneration Venture | 10745_G_GT14 | 10745 | G | GT14 | 88578 | Combined Cycle |  | MIS_LMI | Michigan | 26 | Midland | 111 | 26111 | 88 | 7578 | 1990 | 9999 |  |  | Y | Natural Gas |  |  |  | STM | [9 empty] | 0.098113 | 0.098113 | 0.098113 | 0.098113 | [11 empty] | Midland Cogeneration Venture LP | 100 | Ontario Municipal Employees Retirement System | 100
natural gas combined cycle | Midland Cogeneration Venture | 10745_G_GT9 | 10745 | G | GT9 | 88573 | Combined Cycle |  | MIS_LMI | Michigan | 26 | Midland | 111 | 26111 | 88 | 7578 | 1990 | 9999 |  |  | Y | Natural Gas |  |  |  | STM | [9 empty] | 0.098113 | 0.098113 | 0.098113 | 0.098113 | [11 empty] | Midland Cogeneration Venture LP | 100 | Ontario Municipal Employees Retirement System | 100
natural gas combined cycle | Midland Cogeneration Venture | 10745_G_ST1 | 10745 | G | ST1 | 88567 | Combined Cycle |  | MIS_LMI | Michigan | 26 | Midland | 111 | 26111 | 410 | 7646 | 1990 | 9999 |  |  | Y | Natural Gas |  |  |  | STM | [9 empty] | 0.10008 | 0.10008 | 0.10008 | 0.10008 | [11 empty] | Midland Cogeneration Venture LP | 100 | Ontario Municipal Employees Retirement System | 100
natural gas combined cycle | Midland Cogeneration Venture | 10745_G_ST2 | 10745 | G | ST2 | 88573 | Combined Cycle |  | MIS_LMI | Michigan | 26 | Midland | 111 | 26111 | 380 | 7578 | 1990 | 9999 |  |  | Y | Natural Gas |  |  |  | STM | [9 empty] | 0.098113 | 0.098113 | 0.098113 | 0.098113 | [11 empty] | Midland Cogeneration Venture LP | 100 | Ontario Municipal Employees Retirement System | 100
natural gas combined cycle | Midland Cogeneration Venture | 10745_G_BP15 | 10745 | G | BP15 | 88573 | Combined Cycle |  | MIS_LMI | Michigan | 26 | Midland | 111 | 26111 | 13.4 | 7578 | 1998 | 9999 |  |  | Y | Natural Gas | [13 empty] | 0.098113 | 0.098113 | 0.098113 | 0.098113 | [11 empty] | Midland Cogeneration Venture LP | 100 | Ontario Municipal Employees Retirement System | 100
municipal solid waste | Covanta Delaware Valley | 10746_B_BLR1 | 10746 | B | BLR1 |  | Municipal Solid Waste |  | PJM_EMAC | Pennsylvania | 42 | Delaware | 45 | 42045 | 13.3 | 18920 | 1991 | 9999 |  |  | N | MSW | Dry Scrubber | 1991 | 0.948 |  |  |  |  | B | NA |  |  |  |  | 0.20932 | 0.20932 | 0.20932 | 0.20932 | 0.08 | 0.08 | 0.08 | [8 empty] | Covanta Delaware Valley LP | 100 | Covanta Holding Corp | 100
municipal solid waste | Covanta Delaware Valley | 10746_B_BLR2 | 10746 | B | BLR2 |  | Municipal Solid Waste |  | PJM_EMAC | Pennsylvania | 42 | Delaware | 45 | 42045 | 13.3 | 18920 | 1991 | 9999 |  |  | N | MSW | Dry Scrubber | 1991 | 0.978 |  |  |  |  | B | NA |  |  |  |  | 0.20944 | 0.20944 | 0.20944 | 0.20944 | 0.08 | 0.08 | 0.08 | [8 empty] | Covanta Delaware Valley LP | 100 | Covanta Holding Corp | 100
municipal solid waste | Covanta Delaware Valley | 10746_B_BLR3 | 10746 | B | BLR3 |  | Municipal Solid Waste |  | PJM_EMAC | Pennsylvania | 42 | Delaware | 45 | 42045 | 13.3 | 18920 | 1991 | 9999 |  |  | N | MSW | Dry Scrubber | 1991 | 0.939 |  |  |  |  | B | NA |  |  |  |  | 0.19946 | 0.19946 | 0.19946 | 0.19946 | 0.08 | 0.08 | 0.08 | [8 empty] | Covanta Delaware Valley LP | 100 | Covanta Holding Corp | 100
municipal solid waste | Covanta Delaware Valley | 10746_B_BLR4 | 10746 | B | BLR4 |  | Municipal Solid Waste |  | PJM_EMAC | Pennsylvania | 42 | Delaware | 45 | 42045 | 13.3 | 18920 | 1991 | 9999 |  |  | N | MSW | Dry Scrubber | 1991 | 0.955 |  |  |  |  | B | NA |  |  |  |  | 0.19507 | 0.19507 | 0.19507 | 0.19507 | 0.08 | 0.08 | 0.08 | [8 empty] | Covanta Delaware Valley LP | 100 | Covanta Holding Corp | 100
municipal solid waste | Covanta Delaware Valley | 10746_B_BLR5 | 10746 | B | BLR5 |  | Municipal Solid Waste |  | PJM_EMAC | Pennsylvania | 42 | Delaware | 45 | 42045 | 13.3 | 18920 | 1991 | 9999 |  |  | N | MSW | Dry Scrubber | 1991 | 0.983 |  |  |  |  | B | NA |  |  |  |  | 0.17613 | 0.17613 | 0.17613 | 0.17613 | 0.08 | 0.08 | 0.08 | [8 empty] | Covanta Delaware Valley LP | 100 | Covanta Holding Corp | 100
municipal solid waste | Covanta Delaware Valley | 10746_B_BLR6 | 10746 | B | BLR6 |  | Municipal Solid Waste |  | PJM_EMAC | Pennsylvania | 42 | Delaware | 45 | 42045 | 13.3 | 18920 | 1991 | 9999 |  |  | N | MSW | Dry Scrubber | 1991 | 0.979 |  |  |  |  | B | NA |  |  |  |  | 0.19227 | 0.19227 | 0.19227 | 0.19227 | 0.08 | 0.08 | 0.08 | [8 empty] | Covanta Delaware Valley LP | 100 | Covanta Holding Corp | 100
biomass | Marina Landfill Gas | 10748_G_U1C06 | 10748 | G | U1C06 |  | Landfill Gas |  | WEC_CALN | California | 6 | Monterey | 53 | 06053 | 1.6 | 14103 | 2006 | 9999 |  |  | N | Landfill Gas | [13 empty] | 0.08623 | 0.08623 | 0.08623 | 0.08623 | [11 empty] | Monterey Regional Waste Management | 100 | Monterey Regional Waste Management | 100
biomass | Marina Landfill Gas | 10748_G_U4J16 | 10748 | G | U4J16 |  | Landfill Gas |  | WEC_CALN | California | 6 | Monterey | 53 | 06053 | 1.2 | 14103 | 2016 | 9999 |  |  | N | Landfill Gas | [13 empty] | 0.08623 | 0.08623 | 0.08623 | 0.08623 | [11 empty] | Monterey Regional Waste Management | 100 | Monterey Regional Waste Management | 100
natural gas combined cycle | Camden Plant Holdings LLC | 10751_G_GEN1 | 10751 | G | GEN1 | 3583 | Combined Cycle |  | PJM_EMAC | New Jersey | 34 | Camden | 7 | 34007 | 79.8 | 8774 | 1993 | 9999 |  |  | N | Natural Gas |  |  |  | STM | SCR | [8 empty] | 0.044058 | 0.044058 | 0.044058 | 0.044058 | [11 empty] | Camden Plant Holding LLC | 100 | Riverstone Holdings LLC | 100
natural gas combined cycle | Camden Plant Holdings LLC | 10751_G_GEN2 | 10751 | G | GEN2 | 3583 | Combined Cycle |  | PJM_EMAC | New Jersey | 34 | Camden | 7 | 34007 | 65.2 | 8774 | 1993 | 9999 | other |  | N | Natural Gas |  |  |  | NH3 + STM | SCR | [8 empty] | 0.044058 | 0.044058 | 0.044058 | 0.044058 | [11 empty] | Camden Plant Holding LLC | 100 | Riverstone Holdings LLC | 100
hydro | Lachute Hydro Lower | 10752_G_GEN1 | 10752 | G | GEN1 |  | Hydro |  | NY_Z_F | New York | 36 | Essex | 31 | 36031 | 3.6 | 0 | 1987 | 9999 |  |  | N | Hydro | [13 empty] | 0 | 0 | 0 | 0 | [11 empty] | Lachute Hydro Co Inc | 100 | Enel SpA | 100
hydro | Lachute Hydro Upper | 10753_G_GEN1 | 10753 | G | GEN1 |  | Hydro |  | NY_Z_F | New York | 36 | Essex | 31 | 36031 | 4.9 | 0 | 1987 | 9999 |  |  | N | Hydro | [13 empty] | 0 | 0 | 0 | 0 | [11 empty] | Lachute Hydro Co Inc | 100 | Enel SpA | 100
geothermal | Salton Sea Power Gen Co - Unit 3 | 10759_G_GEN1 | 10759 | G | GEN1 |  | Geothermal |  | WECC_IID | California | 6 | Imperial | 25 | 06025 | 47.5 | 9771 | 1989 | 9999 |  |  | N | Geothermal | [13 empty] | 0 | 0 | 0 | 0 | 0.4625 | 0.4625 | 0.4625 | [8 empty] | Salton Sea Power Generation Co | 100 | Berkshire Hathaway Inc | 100
natural gas combined cycle | Las Vegas Generating Station | 10761_G_GEN1 | 10761 | G | GEN1 | 90316 | Combined Cycle |  | WECC_SNV | Nevada | 32 | Clark | 3 | 32003 | 41 | 8608 | 1994 | 9999 |  |  | N | Natural Gas |  |  |  |  | SCR | [8 empty] | 0.02359 | 0.02359 | 0.02359 | 0.02359 | [11 empty] | Las Vegas Cogeneration LP | 100 | Berkshire Hathaway Inc | 100
natural gas combined cycle | Las Vegas Generating Station | 10761_G_GEN2 | 10761 | G | GEN2 | 90316 | Combined Cycle |  | WECC_SNV | Nevada | 32 | Clark | 3 | 32003 | 9 | 8608 | 1994 | 9999 |  |  | N | Natural Gas |  |  |  |  | SCR | [8 empty] | 0.02359 | 0.02359 | 0.02359 | 0.02359 | [11 empty] | Las Vegas Cogeneration LP | 100 | Berkshire Hathaway Inc | 100
natural gas combined cycle | Las Vegas Generating Station | 10761_G_GEN3 | 10761 | G | GEN3 | 3587 | Combined Cycle |  | WECC_SNV | Nevada | 32 | Clark | 3 | 32003 | 45 | 8608 | 2003 | 9999 |  |  | N | Natural Gas |  |  |  |  | SCR | [8 empty] | 0.0091858 | 0.0091858 | 0.0091858 | 0.0091858 | [11 empty] | Las Vegas Cogeneration II LLC | 100 | JPMorgan Chase & Co | 100
natural gas combined cycle | Las Vegas Generating Station | 10761_G_GEN4 | 10761 | G | GEN4 | 3588 | Combined Cycle |  | WECC_SNV | Nevada | 32 | Clark | 3 | 32003 | 45 | 8608 | 2003 | 9999 |  |  | N | Natural Gas |  |  |  |  | SCR | [8 empty] | 0.0091858 | 0.0091858 | 0.0091858 | 0.0091858 | [11 empty] | Las Vegas Cogeneration II LLC | 100 | JPMorgan Chase & Co | 100
natural gas combined cycle | Las Vegas Generating Station | 10761_G_GEN5 | 10761 | G | GEN5 | 3589 | Combined Cycle |  | WECC_SNV | Nevada | 32 | Clark | 3 | 32003 | 45 | 8608 | 2003 | 9999 |  |  | N | Natural Gas |  |  |  |  | SCR | [8 empty] | 0.010165 | 0.010165 | 0.010165 | 0.010165 | [11 empty] | Las Vegas Cogeneration II LLC | 100 | JPMorgan Chase & Co | 100
natural gas combined cycle | Las Vegas Generating Station | 10761_G_GEN6 | 10761 | G | GEN6 | 3590 | Combined Cycle |  | WECC_SNV | Nevada | 32 | Clark | 3 | 32003 | 45 | 8608 | 2003 | 9999 |  |  | N | Natural Gas |  |  |  |  | SCR | [8 empty] | 0.010165 | 0.010165 | 0.010165 | 0.010165 | [11 empty] | Las Vegas Cogeneration II LLC | 100 | JPMorgan Chase & Co | 100
natural gas combined cycle | Las Vegas Generating Station | 10761_G_GEN7 | 10761 | G | GEN7 | 3587 | Combined Cycle |  | WECC_SNV | Nevada | 32 | Clark | 3 | 32003 | 26 | 8608 | 2003 | 9999 |  |  | N | Natural Gas |  |  |  |  | SCR | [8 empty] | 0.0091858 | 0.0091858 | 0.0091858 | 0.0091858 | [11 empty] | Las Vegas Cogeneration II LLC | 100 | JPMorgan Chase & Co | 100
natural gas combined cycle | Las Vegas Generating Station | 10761_G_GEN8 | 10761 | G | GEN8 | 3589 | Combined Cycle |  | WECC_SNV | Nevada | 32 | Clark | 3 | 32003 | 26 | 8608 | 2003 | 9999 |  |  | N | Natural Gas |  |  |  |  | SCR | [8 empty] | 0.010165 | 0.010165 | 0.010165 | 0.010165 | [11 empty] | Las Vegas Cogeneration II LLC | 100 | JPMorgan Chase & Co | 100
geothermal | Geo East Mesa III | 10763_G_GEN1 | 10763 | G | GEN1 |  | Geothermal |  | WECC_IID | California | 6 | Imperial | 25 | 06025 | 14.4 | 9771 | 1989 | 9999 |  |  | N | Geothermal | [13 empty] | 0 | 0 | 0 | 0 | 0.4625 | 0.4625 | 0.4625 | [8 empty] | Ormat Nevada Inc | 100 | Ormat Technologies Inc | 100
geothermal | Geo East Mesa III | 10763_G_GBU | 10763 | G | GBU |  | Geothermal |  | WECC_IID | California | 6 | Imperial | 25 | 06025 | 5.3 | 9771 | 2007 | 9999 |  |  | N | Geothermal | [13 empty] | 0 | 0 | 0 | 0 | 0.4625 | 0.4625 | 0.4625 | [8 empty] | Ormat Nevada Inc | 100 | Ormat Technologies Inc | 100
biomass | Indeck Jonesboro Energy Center | 10765_B_CFB002 | 10765 | B | CFB002 |  | Biomass |  | NENG_ME | Maine | 23 | Washington | 29 | 23029 | 20.2 | 17783 | 1987 | 9999 |  |  | N | Biomass |  |  |  | CF |  |  |  | ESPH | No |  |  |  |  | 0.03549 | 0.03549 | 0.03549 | 0.03549 | [11 empty] | Stored Solar J&WE LLC | 100 | Capergy SA | 100
biomass | Indeck West Enfield Energy Center | 10766_B_CFB001 | 10766 | B | CFB001 |  | Biomass |  | NENG_ME | Maine | 23 | Penobscot | 19 | 23019 | 20.4 | 17560 | 1987 | 9999 |  |  | N | Biomass |  |  |  | CF |  |  |  | ESPH | No |  |  |  |  | 0.09048 | 0.09048 | 0.09048 | 0.09048 | [11 empty] | Stored Solar J&WE LLC | 100 | Capergy SA | 100
biomass | Rio Bravo Fresno | 10767_B_CFB | 10767 | B | CFB |  | Biomass |  | WEC_CALN | California | 6 | Fresno | 19 | 06019 | 24.3 | 14250 | 1988 | 9999 |  |  | N | Biomass |  |  |  |  | SNCR |  |  | ESPC | No |  |  |  |  | 0.0621 | 0.0621 | 0.0621 | 0.0621 | [11 empty] | Rio Bravo Fresno | 100 | North American Power Group Ltd | 100
biomass | Rio Bravo Rocklin | 10772_B_CFB | 10772 | B | CFB |  | Biomass |  | WEC_CALN | California | 6 | Placer | 61 | 06061 | 24.4 | 14571 | 1990 | 9999 |  |  | N | Biomass |  |  |  | NH3 | SNCR |  |  | ESPC | No |  |  |  |  | 0.07 | 0.07 | 0.07 | 0.07 | [11 empty] | Rio Bravo Rocklin | 100 | IHI Corp | 100
natural gas peaker | E F Oxnard Energy Facility | 10776_G_GTG | 10776 | G | GTG |  | Combustion Turbine |  | WECC_SCE | California | 6 | Ventura | 111 | 06111 | 48.5 | 8700 | 1990 | 9999 |  |  | Y | Natural Gas | [12 empty] | 0.74 | 0.00651 | 0.00651 | 0.00651 | 0.00651 | [11 empty] | EF Oxnard LLC | 100 | I Squared Capital | 100
biomass | HL Power | 10777_B_ZURN1 | 10777 | B | ZURN1 |  | Biomass |  | WEC_CALN | California | 6 | Lassen | 35 | 06035 | 30 | 14842 | 1989 | 9999 |  |  | N | Biomass |  |  |  | NH3 | SNCR |  |  | ESPH + C | No |  |  |  |  | 0.1 | 0.1 | 0.1 | 0.1 | [11 empty] | HL Power Co LP | 100 | Greenleaf Power | 100
hydro | Koyle Ranch Hydroelectric Project | 10781_G_GEN1 | 10781 | G | GEN1 |  | Hydro |  | WECC_ID | Idaho | 16 | Gooding | 47 | 16047 | 0.2 | 0 | 1983 | 9999 |  |  | N | Hydro | [13 empty] | 0 | 0 | 0 | 0 | [11 empty] | Koyle Hydro Inc | 100 | Koyle Hydro Inc | 100
hydro | Koyle Ranch Hydroelectric Project | 10781_G_GEN2 | 10781 | G | GEN2 |  | Hydro |  | WECC_ID | Idaho | 16 | Gooding | 47 | 16047 | 0.3 | 0 | 1983 | 9999 |  |  | N | Hydro | [13 empty] | 0 | 0 | 0 | 0 | [11 empty] | Koyle Hydro Inc | 100 | Koyle Hydro Inc | 100
hydro | Koyle Ranch Hydroelectric Project | 10781_G_GEN3 | 10781 | G | GEN3 |  | Hydro |  | WECC_ID | Idaho | 16 | Gooding | 47 | 16047 | 0.8 | 0 | 1983 | 9999 |  |  | N | Hydro | [13 empty] | 0 | 0 | 0 | 0 | [11 empty] | Koyle Hydro Inc | 100 | Koyle Hydro Inc | 100
hard coal | Colstrip Energy LP | 10784_B_BLR1 | 10784 | B | BLR1 |  | Coal Steam |  | WECC_MT | Montana | 30 | Rosebud | 87 | 30087 | 38 | 13936 | 1990 | 9999 | FBC | dry | N | Waste Coal | Reagent Injection | 1990 | 0.839 | CF + OFA |  |  |  | B | NA | ACI | 2009 |  | 2 | 0.37228 | 0.37228 | 0.37228 | 0.37228 | 0.01 | 0.01 | 0.01 | 0.98 | Yes | 1990 | [5 empty] | Colstrip Energy LP | 100 | National Energy & Gas Transmission Inc | 100
hydro | Piedmont Hydro Power Project | 10787_G_GEN1 | 10787 | G | GEN1 |  | Hydro |  | S_VACA | South Carolina | 45 | Greenville | 45 | 45045 | 1 | 0 | 1989 | 9999 |  |  | N | Hydro | [13 empty] | 0 | 0 | 0 | 0 | [11 empty] | Aquenergy Systems Inc | 100 | Enel SpA | 100
natural gas combined cycle | Sabine River Works | 10789_G_GEN1 | 10789 | G | GEN1 |  | Combined Cycle |  | MIS_WOTA | Texas | 48 | Orange | 361 | 48361 | 82 | 5500 | 1987 | 9999 |  |  | Y | Natural Gas |  |  |  |  | SCR | [8 empty] | 0.018445 | 0.018445 | 0.018445 | 0.018445 | [11 empty] | Performance Materials NA Inc | 100 | DowDuPont Inc | 100
natural gas combined cycle | Sabine River Works | 10789_G_GT1A | 10789 | G | GT1A | 3945 | Combined Cycle |  | MIS_WOTA | Texas | 48 | Orange | 361 | 48361 | 160 | 5500 | 2001 | 9999 |  |  | Y | Natural Gas |  |  |  |  | SCR | [8 empty] | 0.018445 | 0.018445 | 0.018445 | 0.018445 | [11 empty] | Performance Materials NA Inc | 100 | DowDuPont Inc | 100
natural gas combined cycle | Sabine River Works | 10789_G_GT1B | 10789 | G | GT1B | 3946 | Combined Cycle |  | MIS_WOTA | Texas | 48 | Orange | 361 | 48361 | 160 | 5500 | 2001 | 9999 |  |  | Y | Natural Gas |  |  |  |  | SCR | [8 empty] | 0.018445 | 0.018445 | 0.018445 | 0.018445 | [11 empty] | Performance Materials NA Inc | 100 | DowDuPont Inc | 100
natural gas combined cycle | Sabine River Works | 10789_G_ST1A | 10789 | G | ST1A | 3945 | Combined Cycle |  | MIS_WOTA | Texas | 48 | Orange | 361 | 48361 | 100 | 5500 | 2001 | 9999 |  |  | Y | Natural Gas |  |  |  |  | SCR | [8 empty] | 0.018445 | 0.018445 | 0.018445 | 0.018445 | [11 empty] | Performance Materials NA Inc | 100 | DowDuPont Inc | 100
natural gas peaker | Victoria Texas Plant | 10790_G_GEN1 | 10790 | G | GEN1 |  | Combustion Turbine |  | ERC_REST | Texas | 48 | Victoria | 469 | 48469 | 75 | 8700 | 1987 | 9999 |  |  | Y | Natural Gas | [13 empty] | 0.02726 | 0.02726 | 0.02726 | 0.02726 | [11 empty] | Invista SARL | 100 | Koch Industries Inc | 100
hydro | Fries Hydroelectric Project | 10798_G_GEN1 | 10798 | G | GEN1 |  | Hydro |  | PJM_West | Virginia | 51 | Grayson | 77 | 51077 | 2 | 0 | 1933 | 9999 |  |  | N | Hydro | [13 empty] | 0 | 0 | 0 | 0 | [11 empty] | Aquenergy Systems Inc | 100 | Enel SpA | 100
hydro | Fries Hydroelectric Project | 10798_G_GEN2 | 10798 | G | GEN2 |  | Hydro |  | PJM_West | Virginia | 51 | Grayson | 77 | 51077 | 0.8 | 0 | 1933 | 9999 |  |  | N | Hydro | [13 empty] | 0 | 0 | 0 | 0 | [11 empty] | Aquenergy Systems Inc | 100 | Enel SpA | 100
hydro | Fries Hydroelectric Project | 10798_G_GEN3 | 10798 | G | GEN3 |  | Hydro |  | PJM_West | Virginia | 51 | Grayson | 77 | 51077 | 0.2 | 0 | 1933 | 9999 |  |  | N | Hydro | [13 empty] | 0 | 0 | 0 | 0 | [11 empty] | Aquenergy Systems Inc | 100 | Enel SpA | 100
hydro | Fries Hydroelectric Project | 10798_G_GEN4 | 10798 | G | GEN4 |  | Hydro |  | PJM_West | Virginia | 51 | Grayson | 77 | 51077 | 2 | 0 | 1981 | 9999 |  |  | N | Hydro | [13 empty] | 0 | 0 | 0 | 0 | [11 empty] | Aquenergy Systems Inc | 100 | Enel SpA | 100
hydro | Pelzer Upper | 10799_G_GEN1 | 10799 | G | GEN1 |  | Hydro |  | S_VACA | South Carolina | 45 | Anderson | 7 | 45007 | 1.9 | 0 | 1989 | 9999 |  |  | N | Hydro | [13 empty] | 0 | 0 | 0 | 0 | [11 empty] | Pelzer Hydro Co Inc | 100 | Enel SpA | 100
hydro | Pelzer Lower | 10800_G_GEN1 | 10800 | G | GEN1 |  | Hydro |  | S_VACA | South Carolina | 45 | Anderson | 7 | 45007 | 3.1 | 0 | 1989 | 9999 |  |  | N | Hydro | [13 empty] | 0 | 0 | 0 | 0 | [11 empty] | Pelzer Hydro Co Inc | 100 | Enel SpA | 100
hydro | Ware Shoals Hydro Project | 10801_G_GEN1 | 10801 | G | GEN1 |  | Hydro |  | S_VACA | South Carolina | 45 | Laurens | 59 | 45059 | 3 | 0 | 1939 | 9999 |  |  | N | Hydro | [13 empty] | 0 | 0 | 0 | 0 | [11 empty] | Aquenergy Systems Inc | 100 | Enel SpA | 100
hydro | Ware Shoals Hydro Project | 10801_G_GEN2 | 10801 | G | GEN2 |  | Hydro |  | S_VACA | South Carolina | 45 | Laurens | 59 | 45059 | 3 | 0 | 1986 | 9999 |  |  | N | Hydro | [13 empty] | 0 | 0 | 0 | 0 | [11 empty] | Aquenergy Systems Inc | 100 | Enel SpA | 100
natural gas combined cycle | Kenilworth Energy Facility | 10805_G_GEN1 | 10805 | G | GEN1 | 3600 | Combined Cycle |  | PJM_EMAC | New Jersey | 34 | Union | 39 | 34039 | 20 | 8180 | 1989 | 9999 |  |  | Y | Natural Gas, Distillate Fuel Oil |  |  |  | H2O | [9 empty] | 0.14374 | 0.14374 | 0.14374 | 0.14374 | [11 empty] | EF Kenilworth LLC | 100 | I Squared Capital | 100
natural gas combined cycle | Kenilworth Energy Facility | 10805_G_GEN2 | 10805 | G | GEN2 | 3600 | Combined Cycle |  | PJM_EMAC | New Jersey | 34 | Union | 39 | 34039 | 4.5 | 8180 | 1989 | 9999 |  |  | Y | Natural Gas, Distillate Fuel Oil |  |  |  | H2O | [9 empty] | 0.14374 | 0.14374 | 0.14374 | 0.14374 | [11 empty] | EF Kenilworth LLC | 100 | I Squared Capital | 100
hydro | Crystal Springs | 10806_G_GEN1 | 10806 | G | GEN1 |  | Hydro |  | WECC_ID | Idaho | 16 | Twin Falls | 83 | 16083 | 2 | 0 | 1988 | 9999 |  |  | N | Hydro | [13 empty] | 0 | 0 | 0 | 0 | [11 empty] | Crystal Springs Hydro Electric LP | 100 | Crystal Springs Hydro Electric LP | 100
hydro | Dietrich Drop | 10807_G_GEN1 | 10807 | G | GEN1 |  | Hydro |  | WECC_ID | Idaho | 16 | Lincoln | 63 | 16063 | 4.8 | 0 | 1990 | 9999 |  |  | N | Hydro | [13 empty] | 0 | 0 | 0 | 0 | [11 empty] | BP Hydro Associates | 100 | BP plc | 100
hydro | Low Line Rapids | 10808_G_GEN1 | 10808 | G | GEN1 |  | Hydro |  | WECC_ID | Idaho | 16 | Twin Falls | 83 | 16083 | 2.7 | 0 | 1990 | 9999 |  |  | N | Hydro | [13 empty] | 0 | 0 | 0 | 0 | [11 empty] | BP Hydro Associates | 100 | BP plc | 100
hydro | Rock Creek II | 10809_G_GEN1 | 10809 | G | GEN1 |  | Hydro |  | WECC_ID | Idaho | 16 | Twin Falls | 83 | 16083 | 1.8 | 0 | 1990 | 9999 |  |  | N | Hydro | [13 empty] | 0 | 0 | 0 | 0 | [11 empty] | BP Hydro Associates | 100 | BP plc | 100
hydro | Port Leyden Hydroelectric Project | 10817_G_GEN1 | 10817 | G | GEN1 |  | Hydro |  | NY_Z_C&E | New York | 36 | Lewis | 49 | 36049 | 0.5 | 0 | 1985 | 9999 |  |  | N | Hydro | [13 empty] | 0 | 0 | 0 | 0 | [11 empty] | Enel North America Inc | 100 | Enel SpA | 100
hydro | Port Leyden Hydroelectric Project | 10817_G_GEN2 | 10817 | G | GEN2 |  | Hydro |  | NY_Z_C&E | New York | 36 | Lewis | 49 | 36049 | 0.5 | 0 | 1985 | 9999 |  |  | N | Hydro | [13 empty] | 0 | 0 | 0 | 0 | [11 empty] | Enel North America Inc | 100 | Enel SpA | 100
natural gas combined cycle | Ada Cogeneration LP | 10819_G_GEN1 | 10819 | G | GEN1 |  | Combined Cycle |  | MIS_LMI | Michigan | 26 | Kent | 81 | 26081 | 22 | 7783 | 1990 | 9999 |  |  | Y | Natural Gas | [13 empty] | 0.027288 | 0.027288 | 0.027288 | 0.027288 | [11 empty] | Ada Cogeneration LLC | 100 | TransAlta Corp | 100
natural gas combined cycle | Ada Cogeneration LP | 10819_G_GEN2 | 10819 | G | GEN2 |  | Combined Cycle |  | MIS_LMI | Michigan | 26 | Kent | 81 | 26081 | 8 | 7783 | 1990 | 9999 |  |  | Y | Natural Gas |  |  |  | H2O | [9 empty] | 0.027288 | 0.027288 | 0.027288 | 0.027288 | [11 empty] | Ada Cogeneration LLC | 100 | TransAlta Corp | 100
biomass | Grayling Generating Station | 10822_B_BOIL1 | 10822 | B | BOIL1 | 90210 | Biomass |  | MIS_LMI | Michigan | 26 | Crawford | 39 | 26039 | 38 | 15541 | 1992 | 9999 | stoker/SPR |  | N | Biomass |  |  |  |  | SNCR |  |  | ESPC + C | No |  |  |  |  | 0.11768 | 0.11768 | 0.11768 | 0.11768 | [11 empty] | Grayling Generating Station LP | 100 | CMS Energy Corp | 100
natural gas peaker | Deer Island Treatment Plant | 10823_G_G101 | 10823 | G | G101 | 3602 | Combustion Turbine |  | NENGREST | Massachusetts | 25 | Suffolk | 25 | 25025 | 22 | 13449 | 1995 | 9999 |  |  | N | Distillate Fuel Oil |  |  |  | H2O | [9 empty] | 0.38112 | 0.38112 | 0.38112 | 0.38112 | [11 empty] | Massachusetts Water Rauth Deer I | 100 | Massachusetts Water Resources Authority | 100
natural gas peaker | Deer Island Treatment Plant | 10823_G_G201 | 10823 | G | G201 | 3603 | Combustion Turbine |  | NENGREST | Massachusetts | 25 | Suffolk | 25 | 25025 | 22 | 13449 | 1995 | 9999 |  |  | N | Distillate Fuel Oil |  |  |  | H2O | [9 empty] | 0.22677 | 0.22677 | 0.22677 | 0.22677 | [11 empty] | Massachusetts Water Rauth Deer I | 100 | Massachusetts Water Resources Authority | 100
municipal solid waste | Deer Island Treatment Plant | 10823_B_B101 | 10823 | B | B101 |  | Non-Fossil Waste |  | NENGREST | Massachusetts | 25 | Suffolk | 25 | 25025 | 4.5 | 4138 | 1997 | 9999 |  |  | Y | Non-Fossil Waste |  |  |  | FR + LNB | [9 empty] | 0.02 | 0.02 | 0.02 | 0.02 | [11 empty] | Massachusetts Water Rauth Deer I | 100 | Massachusetts Water Resources Authority | 100
municipal solid waste | Deer Island Treatment Plant | 10823_B_B201 | 10823 | B | B201 |  | Non-Fossil Waste |  | NENGREST | Massachusetts | 25 | Suffolk | 25 | 25025 | 4.5 | 4138 | 1997 | 9999 |  |  | Y | Non-Fossil Waste |  |  |  | FR + LNB | [9 empty] | 0.02 | 0.02 | 0.02 | 0.02 | [11 empty] | Massachusetts Water Rauth Deer I | 100 | Massachusetts Water Resources Authority | 100
hydro | Deer Island Treatment Plant | 10823_G_H101 | 10823 | G | H101 |  | Hydro |  | NENGREST | Massachusetts | 25 | Suffolk | 25 | 25025 | 1 | 0 | 2001 | 9999 |  |  | N | Hydro | [13 empty] | 0 | 0 | 0 | 0 | [11 empty] | Massachusetts Water Rauth Deer I | 100 | Massachusetts Water Resources Authority | 100
hydro | Deer Island Treatment Plant | 10823_G_H201 | 10823 | G | H201 |  | Hydro |  | NENGREST | Massachusetts | 25 | Suffolk | 25 | 25025 | 1 | 0 | 2001 | 9999 |  |  | N | Hydro | [13 empty] | 0 | 0 | 0 | 0 | [11 empty] | Massachusetts Water Rauth Deer I | 100 | Massachusetts Water Resources Authority | 100
solar pv | Deer Island Treatment Plant | 10823_G_PV101 | 10823 | G | PV101 |  | Solar PV |  | NENGREST | Massachusetts | 25 | Suffolk | 25 | 25025 | 0.1 | 0 | 2008 | 9999 |  |  | N | Solar | [13 empty] | 0 | 0 | 0 | 0 | [11 empty] | Massachusetts Water Rauth Deer I | 100 | Massachusetts Water Resources Authority | 100
onshore wind | Deer Island Treatment Plant | 10823_G_WT101 | 10823 | G | WT101 |  | Onshore Wind |  | NENGREST | Massachusetts | 25 | Suffolk | 25 | 25025 | 0.6 | 0 | 2009 | 9999 |  |  | N | Wind | [13 empty] | 0 | 0 | 0 | 0 | [11 empty] | Massachusetts Water Rauth Deer I | 100 | Massachusetts Water Resources Authority | 100
onshore wind | Deer Island Treatment Plant | 10823_G_WT102 | 10823 | G | WT102 |  | Onshore Wind |  | NENGREST | Massachusetts | 25 | Suffolk | 25 | 25025 | 0.6 | 0 | 2009 | 9999 |  |  | N | Wind | [13 empty] | 0 | 0 | 0 | 0 | [11 empty] | Massachusetts Water Rauth Deer I | 100 | Massachusetts Water Resources Authority | 100
hydro | Oakdale Power Station | 10824_G_OAKD | 10824 | G | OAKD |  | Hydro |  | NENGREST | Massachusetts | 25 | Worcester | 27 | 25027 | 3 | 0 | 1951 | 9999 |  |  | N | Hydro | [13 empty] | 0 | 0 | 0 | 0 | [11 empty] | Massachusetts Water Resources Authority | 100 | Massachusetts Water Resources Authority | 100
hydro | Cosgrove Intake and Power Station | 10825_G_UNI1 | 10825 | G | UNI1 |  | Hydro |  | NENGREST | Massachusetts | 25 | Worcester | 27 | 25027 | 1 | 0 | 1969 | 9999 |  |  | N | Hydro | [13 empty] | 0 | 0 | 0 | 0 | [11 empty] | Massachusetts Water Resources Authority | 100 | Massachusetts Water Resources Authority | 100
hydro | Cosgrove Intake and Power Station | 10825_G_UNI2 | 10825 | G | UNI2 |  | Hydro |  | NENGREST | Massachusetts | 25 | Worcester | 27 | 25027 | 1 | 0 | 1969 | 9999 |  |  | N | Hydro | [13 empty] | 0 | 0 | 0 | 0 | [11 empty] | Massachusetts Water Resources Authority | 100 | Massachusetts Water Resources Authority | 100
biomass | Woodland Biomass Power Ltd | 10836_B_BLR1 | 10836 | B | BLR1 |  | Biomass |  | WEC_CALN | California | 6 | Yolo | 113 | 06113 | 25 | 17113 | 1989 | 9999 |  |  | N | Biomass |  |  | 0.5 | CF + NH3 | SNCR |  |  | B | NA |  |  |  |  | 0.06172 | 0.06172 | 0.06172 | 0.06172 |  |  |  |  | Yes | 1988 | [5 empty] | Woodland Biomass Power Ltd | 100 | DTE Energy Co | 100
biomass | Springfield Power LLC | 10838_B_BLR1 | 10838 | B | BLR1 |  | Biomass |  | NENGREST | New Hampshire | 33 | Sullivan | 19 | 33019 | 16.1 | 13500 | 1987 | 9999 |  |  | N | Biomass |  |  |  | LA + OFA | SCR |  |  | ESPH + C | No |  |  |  | 0.025 | 0.06299 | 0.06299 | 0.06299 | 0.06299 | [11 empty] | Springfield Power LLC | 100 | EWP America Inc | 100
biomass | DG Whitefield LLC | 10839_B_BLR1 | 10839 | B | BLR1 |  | Biomass |  | NENGREST | New Hampshire | 33 | Coos | 7 | 33007 | 17 | 13568 | 1986 | 9999 |  |  | N | Biomass |  |  |  |  | SCR |  |  | ESPC + C | No |  |  |  | 0.025 | 0.07 | 0.07 | 0.07 | 0.07 | [11 empty] | DG Whitefield LLC | 100 | EWP America Inc | 100
hydro | Walden | 10848_G_GEN1 | 10848 | G | GEN1 |  | Hydro |  | NY_Z_G-I | New York | 36 | Orange | 71 | 36071 | 1.1 | 0 | 1986 | 9999 |  |  | N | Hydro | [13 empty] | 0 | 0 | 0 | 0 | [11 empty] | Consolidated Hydro New York Inc | 100 | Enel SpA | 100
hydro | Walden | 10848_G_GEN2 | 10848 | G | GEN2 |  | Hydro |  | NY_Z_G-I | New York | 36 | Orange | 71 | 36071 | 0.8 | 0 | 1986 | 9999 |  |  | N | Hydro | [13 empty] | 0 | 0 | 0 | 0 | [11 empty] | Consolidated Hydro New York Inc | 100 | Enel SpA | 100
hydro | Walden | 10848_G_GEN3 | 10848 | G | GEN3 |  | Hydro |  | NY_Z_G-I | New York | 36 | Orange | 71 | 36071 | 0.4 | 0 | 1986 | 9999 |  |  | N | Hydro | [13 empty] | 0 | 0 | 0 | 0 | [11 empty] | Consolidated Hydro New York Inc | 100 | Enel SpA | 100
hard coal | Archer Daniels Midland Cedar Rapids | 10864_B_1 | 10864 | B | 1 |  | Coal Steam |  | MIS_IA | Iowa | 19 | Linn | 113 | 19113 | 40 | 8300 | 1988 | 9999 | FBC | dry | Y | Bituminous, Subbituminous | Reagent Injection | 1988 | 0.9 |  | SNCR |  | 2012 | B | NA |  |  |  | 0.7 | 0.06691 | 0.06691 | 0.06691 | 0.06691 | 0.05 | 0.1 | 0.43 | 0.98 | Yes | 1988 | [5 empty] | Archer Daniels Midland Co | 100 | Archer Daniels Midland Co | 100
hard coal | Archer Daniels Midland Cedar Rapids | 10864_B_2 | 10864 | B | 2 |  | Coal Steam |  | MIS_IA | Iowa | 19 | Linn | 113 | 19113 | 40 | 8300 | 1988 | 9999 | FBC | dry | Y | Bituminous, Subbituminous | Reagent Injection | 1988 | 0.9 |  | SNCR |  | 2012 | B | NA |  |  |  | 0.7 | 0.06565 | 0.06565 | 0.06565 | 0.06565 | 0.05 | 0.1 | 0.43 | 0.98 | Yes | 1988 | [5 empty] | Archer Daniels Midland Co | 100 | Archer Daniels Midland Co | 100
hard coal | Archer Daniels Midland Cedar Rapids | 10864_B_3 | 10864 | B | 3 |  | Coal Steam |  | MIS_IA | Iowa | 19 | Linn | 113 | 19113 | 40 | 8300 | 1989 | 9999 | FBC | dry | Y | Bituminous, Subbituminous | Reagent Injection | 1989 | 0.9 |  | SNCR |  | 2012 | B | NA |  |  |  | 0.7 | 0.0659 | 0.0659 | 0.0659 | 0.0659 | 0.05 | 0.1 | 0.43 | 0.98 | Yes | 1989 | [5 empty] | Archer Daniels Midland Co | 100 | Archer Daniels Midland Co | 100
hard coal | Archer Daniels Midland Cedar Rapids | 10864_B_4 | 10864 | B | 4 |  | Coal Steam |  | MIS_IA | Iowa | 19 | Linn | 113 | 19113 | 40 | 8300 | 1994 | 9999 | FBC | wet | Y | Bituminous, Subbituminous | Reagent Injection | 1994 | 0.9 |  | SNCR |  | 1994 | B | NA |  |  |  | 0.7 | 0.06504 | 0.06504 | 0.06504 | 0.06504 | 0.05 | 0.1 | 0.43 | 0.98 | Yes | 1994 | [5 empty] | Archer Daniels Midland Co | 100 | Archer Daniels Midland Co | 100
hard coal | Archer Daniels Midland Cedar Rapids | 10864_B_5 | 10864 | B | 5 |  | Coal Steam |  | MIS_IA | Iowa | 19 | Linn | 113 | 19113 | 100 | 8300 | 2001 | 9999 | FBC | dry | Y | Bituminous, Subbituminous | Reagent Injection | 2001 | 0.92 |  | SNCR |  | 2001 | B | NA |  |  |  | 0.7 | 0.06109 | 0.06109 | 0.06109 | 0.06109 | 0.05 | 0.1 | 0.43 | 0.98 | Yes | 2001 | [5 empty] | Archer Daniels Midland Co | 100 | Archer Daniels Midland Co | 100
natural gas peaker | Archer Daniels Midland Cedar Rapids | 10864_G_GEN7 | 10864 | G | GEN7 |  | Combustion Turbine |  | MIS_IA | Iowa | 19 | Linn | 113 | 19113 | 35 | 12369 | 2016 | 9999 |  |  | N | Natural Gas | [13 empty] | 0.00406 | 0.00406 | 0.00406 | 0.00406 | [11 empty] | Archer Daniels Midland Co | 100 | Archer Daniels Midland Co | 100
biomass | Biomass One LP | 10869_B_NORTH | 10869 | B | NORTH |  | Biomass |  | WECC_PNW | Oregon | 41 | Jackson | 29 | 41029 | 18.2 | 19151 | 1985 | 9999 |  |  | N | Biomass |  |  |  | OFA |  |  |  | ESPH + C | No |  |  |  |  | 0.159 | 0.159 | 0.159 | 0.159 | [11 empty] | Biomass One LP | 100 | Brookfield Asset Management Inc | 100
biomass | Biomass One LP | 10869_B_SOUTH | 10869 | B | SOUTH |  | Biomass |  | WECC_PNW | Oregon | 41 | Jackson | 29 | 41029 | 18.2 | 19151 | 1985 | 9999 |  |  | N | Biomass |  |  |  | OFA |  |  |  | ESPH + C | No |  |  |  |  | 0.15047 | 0.15047 | 0.15047 | 0.15047 | [11 empty] | Western Wind Energy Corp | 100 | Brookfield Asset Management Inc | 100
natural gas peaker | Hazelton | 10870_G_GEN1 | 10870 | G | GEN1 | 3605 | Combustion Turbine |  | PJM_WMAC | Pennsylvania | 42 | Luzerne | 79 | 42079 | 58.9 | 13894 | 1989 | 9999 |  |  | N | Natural Gas, Distillate Fuel Oil |  |  |  | H2O | [8 empty] | 4 | 0.16923 | 0.16923 | 0.16923 | 0.16923 | [11 empty] | Hazleton Generation LLC | 100 | Starwood Capital Group Global LLC | 100
natural gas peaker | Hazelton | 10870_G_GEN2 | 10870 | G | GEN2 | 9579 | Combustion Turbine |  | PJM_WMAC | Pennsylvania | 42 | Luzerne | 79 | 42079 | 28.3 | 13887 | 2002 | 9999 |  |  | N | Natural Gas, Distillate Fuel Oil |  |  |  | H2O | [8 empty] | 4 | 0.07825 | 0.07825 | 0.07825 | 0.07825 | [11 empty] | Hazleton Generation LLC | 100 | Starwood Capital Group Global LLC | 100
natural gas peaker | Hazelton | 10870_G_GEN3 | 10870 | G | GEN3 | 9580 | Combustion Turbine |  | PJM_WMAC | Pennsylvania | 42 | Luzerne | 79 | 42079 | 29.3 | 13885 | 2002 | 9999 |  |  | N | Natural Gas, Distillate Fuel Oil |  |  |  | H2O | [8 empty] | 4 | 0.08042 | 0.08042 | 0.08042 | 0.08042 | [11 empty] | Hazleton Generation LLC | 100 | Starwood Capital Group Global LLC | 100
natural gas peaker | Hazelton | 10870_G_GEN4 | 10870 | G | GEN4 | 9581 | Combustion Turbine |  | PJM_WMAC | Pennsylvania | 42 | Luzerne | 79 | 42079 | 29.1 | 13888 | 2002 | 9999 |  |  | N | Natural Gas, Distillate Fuel Oil |  |  |  | H2O | [8 empty] | 4 | 0.08492 | 0.08492 | 0.08492 | 0.08492 | [11 empty] | Hazleton Generation LLC | 100 | Starwood Capital Group Global LLC | 100
hydro | Kings Falls Hydroelectric | 10872_G_1 | 10872 | G | 1 |  | Hydro |  | NY_Z_C&E | New York | 36 | Lewis | 49 | 36049 | 0.2 | 0 | 1988 | 9999 |  |  | N | Hydro | [13 empty] | 0 | 0 | 0 | 0 | [11 empty] | Algonquin Power Systems Inc | 100 | Algonquin Power Income Fund | 100
geothermal | Coso Finance Partners | 10873_G_GEN1 | 10873 | G | GEN1 |  | Geothermal |  | WECC_SCE | California | 6 | Inyo | 27 | 06027 | 27.5 | 9771 | 1987 | 9999 |  |  | N | Geothermal | [13 empty] | 0 | 0 | 0 | 0 | 0.3713 | 0.3713 | 0.3713 | [8 empty] | Coso Finance Partners LLC | 100 | Abengoa SA | 100
geothermal | Coso Finance Partners | 10873_G_GEN2 | 10873 | G | GEN2 |  | Geothermal |  | WECC_SCE | California | 6 | Inyo | 27 | 06027 | 27 | 9771 | 1988 | 9999 |  |  | N | Geothermal | [13 empty] | 0 | 0 | 0 | 0 | 0.3713 | 0.3713 | 0.3713 | [8 empty] | Coso Finance Partners LLC | 100 | Abengoa SA | 100
geothermal | Coso Finance Partners | 10873_G_GEN3 | 10873 | G | GEN3 |  | Geothermal |  | WECC_SCE | California | 6 | Inyo | 27 | 06027 | 26.7 | 9771 | 1988 | 9999 |  |  | N | Geothermal | [13 empty] | 0 | 0 | 0 | 0 | 0.3713 | 0.3713 | 0.3713 | [8 empty] | Coso Finance Partners LLC | 100 | Abengoa SA | 100
geothermal | Coso Power Developers | 10874_G_GEN4 | 10874 | G | GEN4 |  | Geothermal |  | WECC_SCE | California | 6 | Inyo | 27 | 06027 | 30 | 9771 | 1989 | 9999 |  |  | N | Geothermal | [13 empty] | 0 | 0 | 0 | 0 | 0.3713 | 0.3713 | 0.3713 | [8 empty] | Coso Power Developers | 100 | Abengoa SA | 100
geothermal | Coso Power Developers | 10874_G_GEN5 | 10874 | G | GEN5 |  | Geothermal |  | WECC_SCE | California | 6 | Inyo | 27 | 06027 | 23.4 | 9771 | 1989 | 9999 |  |  | N | Geothermal | [13 empty] | 0 | 0 | 0 | 0 | 0.3713 | 0.3713 | 0.3713 | [8 empty] | Coso Power Developers | 100 | Abengoa SA | 100
geothermal | Coso Power Developers | 10874_G_GEN6 | 10874 | G | GEN6 |  | Geothermal |  | WECC_SCE | California | 6 | Inyo | 27 | 06027 | 26.9 | 9771 | 1989 | 9999 |  |  | N | Geothermal | [13 empty] | 0 | 0 | 0 | 0 | 0.3713 | 0.3713 | 0.3713 | [8 empty] | Coso Power Developers | 100 | Abengoa SA | 100
geothermal | Coso Energy Developers | 10875_G_GEN7 | 10875 | G | GEN7 |  | Geothermal |  | WECC_SCE | California | 6 | Inyo | 27 | 06027 | 21.8 | 9771 | 1988 | 9999 |  |  | N | Geothermal | [13 empty] | 0 | 0 | 0 | 0 | 0.3713 | 0.3713 | 0.3713 | [8 empty] | Coso Energy Developers | 100 | Abengoa SA | 100
geothermal | Coso Energy Developers | 10875_G_GEN8 | 10875 | G | GEN8 |  | Geothermal |  | WECC_SCE | California | 6 | Inyo | 27 | 06027 | 22.5 | 9771 | 1988 | 9999 |  |  | N | Geothermal | [13 empty] | 0 | 0 | 0 | 0 | 0.3713 | 0.3713 | 0.3713 | [8 empty] | Coso Energy Developers | 100 | Abengoa SA | 100
geothermal | Coso Energy Developers | 10875_G_GEN9 | 10875 | G | GEN9 |  | Geothermal |  | WECC_SCE | California | 6 | Inyo | 27 | 06027 | 23.5 | 9771 | 1989 | 9999 |  |  | N | Geothermal | [13 empty] | 0 | 0 | 0 | 0 | 0.3713 | 0.3713 | 0.3713 | [8 empty] | Coso Energy Developers | 100 | Abengoa SA | 100
geothermal | Salton Sea Power Gen Co Unit 1 | 10878_G_EE11 | 10878 | G | EE11 |  | Geothermal |  | WECC_IID | California | 6 | Imperial | 25 | 06025 | 10 | 9771 | 1982 | 9999 |  |  | N | Geothermal | [13 empty] | 0 | 0 | 0 | 0 | 0.4625 | 0.4625 | 0.4625 | [8 empty] | Salton Sea Power Generation Co | 100 | Berkshire Hathaway Inc | 100
geothermal | Salton Sea Power Gen Co - Unit 2 | 10879_G_GEN1 | 10879 | G | GEN1 |  | Geothermal |  | WECC_IID | California | 6 | Imperial | 25 | 06025 | 10 | 9771 | 1990 | 9999 |  |  | N | Geothermal | [13 empty] | 0 | 0 | 0 | 0 | 0.4625 | 0.4625 | 0.4625 | [8 empty] | Salton Sea Power Generation Co | 100 | Berkshire Hathaway Inc | 100
geothermal | Salton Sea Power Gen Co - Unit 2 | 10879_G_GEN2 | 10879 | G | GEN2 |  | Geothermal |  | WECC_IID | California | 6 | Imperial | 25 | 06025 | 4 | 9771 | 1990 | 9999 |  |  | N | Geothermal | [13 empty] | 0 | 0 | 0 | 0 | 0.4625 | 0.4625 | 0.4625 | [8 empty] | Salton Sea Power Generation Co | 100 | Berkshire Hathaway Inc | 100
geothermal | Salton Sea Power Gen Co - Unit 2 | 10879_G_GEN3 | 10879 | G | GEN3 |  | Geothermal |  | WECC_IID | California | 6 | Imperial | 25 | 06025 | 2.1 | 9771 | 1990 | 9999 |  |  | N | Geothermal | [13 empty] | 0 | 0 | 0 | 0 | 0.4625 | 0.4625 | 0.4625 | [8 empty] | Salton Sea Power Generation Co | 100 | Berkshire Hathaway Inc | 100
hydro | Bidwell Ditch Project | 10880_G_GEN1 | 10880 | G | GEN1 |  | Hydro |  | WEC_CALN | California | 6 | Shasta | 89 | 06089 | 1.8 | 0 | 1987 | 9999 |  |  | N | Hydro | [13 empty] | 0 | 0 | 0 | 0 | [11 empty] | Mega Renewables | 100 | Mega Renewables | 100
hydro | Roaring Creek Water Power | 10881_G_GEN1 | 10881 | G | GEN1 |  | Hydro |  | WEC_CALN | California | 6 | Shasta | 89 | 06089 | 2 | 0 | 1986 | 9999 |  |  | N | Hydro | [13 empty] | 0 | 0 | 0 | 0 | [11 empty] | Shasta Hydroelectric Inc | 100 | Shasta Hydroelectric Inc | 100
hydro | Hatchet Creek Project | 10882_G_GEN1 | 10882 | G | GEN1 |  | Hydro |  | WEC_CALN | California | 6 | Shasta | 89 | 06089 | 6.8 | 0 | 1986 | 9999 |  |  | N | Hydro | [13 empty] | 0 | 0 | 0 | 0 | [11 empty] | Mega Renewables | 100 | Mega Renewables | 100
natural gas steam turbine | Medical Area Total Energy Plant | 10883_B_HSG1 | 10883 | B | HSG1 |  | O/G Steam |  | NENGREST | Massachusetts | 25 | Suffolk | 25 | 25025 | 2.8 | 8300 | 1979 | 9999 |  |  | Y | Natural Gas |  |  |  |  | SCR | [7 empty] | 0.74 | 0.08262 | 0.08262 | 0.08262 | 0.08262 | [11 empty] | Morgan Stanley Infrastructure Partners | 60 | Morgan Stanley | 60
natural gas steam turbine | Medical Area Total Energy Plant | 10883_B_HSG2 | 10883 | B | HSG2 |  | O/G Steam |  | NENGREST | Massachusetts | 25 | Suffolk | 25 | 25025 | 2.8 | 8300 | 1979 | 9999 |  |  | Y | Natural Gas |  |  |  |  | SCR | [7 empty] | 0.74 | 0.08619 | 0.08619 | 0.08619 | 0.08619 | [11 empty] | Morgan Stanley Infrastructure Partners | 60 | Morgan Stanley | 60
natural gas peaker | Medical Area Total Energy Plant | 10883_G_DEG1 | 10883 | G | DEG1 |  | Combustion Turbine | IC Engine | NENGREST | Massachusetts | 25 | Suffolk | 25 | 25025 | 6 | 8700 | 1985 | 9999 |  |  | Y | Distillate Fuel Oil |  |  |  |  | SCR | [7 empty] | 0.789 | 0.05782 | 0.05782 | 0.05782 | 0.05782 | [11 empty] | Morgan Stanley Infrastructure Partners | 60 | Morgan Stanley | 60
natural gas peaker | Medical Area Total Energy Plant | 10883_G_DEG2 | 10883 | G | DEG2 |  | Combustion Turbine | IC Engine | NENGREST | Massachusetts | 25 | Suffolk | 25 | 25025 | 6 | 8700 | 1985 | 9999 |  |  | Y | Distillate Fuel Oil |  |  |  |  | SCR | [7 empty] | 0.789 | 0.04957 | 0.04957 | 0.04957 | 0.04957 | [11 empty] | Morgan Stanley Infrastructure Partners | 60 | Morgan Stanley | 60
natural gas peaker | Medical Area Total Energy Plant | 10883_G_DEG3 | 10883 | G | DEG3 |  | Combustion Turbine | IC Engine | NENGREST | Massachusetts | 25 | Suffolk | 25 | 25025 | 6 | 8700 | 1985 | 9999 |  |  | Y | Distillate Fuel Oil |  |  |  |  | SCR | [7 empty] | 0.789 | 0.04156 | 0.04156 | 0.04156 | 0.04156 | [11 empty] | Morgan Stanley Infrastructure Partners | 60 | Morgan Stanley | 60
natural gas peaker | Medical Area Total Energy Plant | 10883_G_DEG4 | 10883 | G | DEG4 |  | Combustion Turbine | IC Engine | NENGREST | Massachusetts | 25 | Suffolk | 25 | 25025 | 6 | 8700 | 1985 | 9999 |  |  | Y | Distillate Fuel Oil |  |  |  |  | SCR | [7 empty] | 0.789 | 0.04124 | 0.04124 | 0.04124 | 0.04124 | [11 empty] | Morgan Stanley Infrastructure Partners | 60 | Morgan Stanley | 60
natural gas peaker | Medical Area Total Energy Plant | 10883_G_DEG5 | 10883 | G | DEG5 |  | Combustion Turbine | IC Engine | NENGREST | Massachusetts | 25 | Suffolk | 25 | 25025 | 6 | 8700 | 1985 | 9999 |  |  | Y | Distillate Fuel Oil |  |  |  |  | SCR | [7 empty] | 0.789 | 0.0587 | 0.0587 | 0.0587 | 0.0587 | [11 empty] | Morgan Stanley Infrastructure Partners | 60 | Morgan Stanley | 60
natural gas peaker | Medical Area Total Energy Plant | 10883_G_CT1 | 10883 | G | CT1 |  | Combustion Turbine |  | NENGREST | Massachusetts | 25 | Suffolk | 25 | 25025 | 12.5 | 8700 | 2003 | 9999 |  |  | Y | Natural Gas, Distillate Fuel Oil | [12 empty] | 0.789 | 0.01585 | 0.01585 | 0.01585 | 0.01585 | [11 empty] | Morgan Stanley Infrastructure Partners | 60 | Morgan Stanley | 60
natural gas peaker | Medical Area Total Energy Plant | 10883_G_CT2 | 10883 | G | CT2 |  | Combustion Turbine |  | NENGREST | Massachusetts | 25 | Suffolk | 25 | 25025 | 12.5 | 8700 | 2003 | 9999 |  |  | Y | Natural Gas, Distillate Fuel Oil | [12 empty] | 0.789 | 0.0151 | 0.0151 | 0.0151 | 0.0151 | [11 empty] | Morgan Stanley Infrastructure Partners | 60 | Morgan Stanley | 60
natural gas steam turbine | Medical Area Total Energy Plant | 10883_B_GTHSG1 | 10883 | B | GTHSG1 |  | O/G Steam |  | NENGREST | Massachusetts | 25 | Suffolk | 25 | 25025 | 2.8 | 8300 | 2004 | 9999 |  |  | Y | Natural Gas |  |  |  |  | SCR | [7 empty] | 0.74 | 0.00148 | 0.00148 | 0.00148 | 0.00148 | [11 empty] | Morgan Stanley Infrastructure Partners | 60 | Morgan Stanley | 60
natural gas steam turbine | Medical Area Total Energy Plant | 10883_B_GTHSG2 | 10883 | B | GTHSG2 |  | O/G Steam |  | NENGREST | Massachusetts | 25 | Suffolk | 25 | 25025 | 2.8 | 8300 | 2004 | 9999 |  |  | Y | Natural Gas |  |  |  |  | SCR | [7 empty] | 0.74 | 0.00144 | 0.00144 | 0.00144 | 0.00144 | [11 empty] | Morgan Stanley Infrastructure Partners | 60 | Morgan Stanley | 60
natural gas steam turbine | Medical Area Total Energy Plant | 10883_B_PSG2 | 10883 | B | PSG2 |  | O/G Steam |  | NENGREST | Massachusetts | 25 | Suffolk | 25 | 25025 | 2.8 | 8300 | 2004 | 9999 |  |  | Y | Natural Gas | [12 empty] | 0.74 | 0.12942 | 0.12942 | 0.12942 | 0.12942 | [11 empty] | Morgan Stanley Infrastructure Partners | 60 | Morgan Stanley | 60
natural gas steam turbine | Medical Area Total Energy Plant | 10883_B_PSG3 | 10883 | B | PSG3 |  | O/G Steam |  | NENGREST | Massachusetts | 25 | Suffolk | 25 | 25025 | 2.8 | 8300 | 2004 | 9999 |  |  | Y | Natural Gas | [12 empty] | 0.74 | 0.13034 | 0.13034 | 0.13034 | 0.13034 | [11 empty] | Morgan Stanley Infrastructure Partners | 60 | Morgan Stanley | 60
natural gas steam turbine | Medical Area Total Energy Plant | 10883_B_PSG1 | 10883 | B | PSG1 |  | O/G Steam |  | NENGREST | Massachusetts | 25 | Suffolk | 25 | 25025 | 2.8 | 8300 | 2010 | 9999 |  |  | Y | Natural Gas |  |  |  | FR + LNB | [8 empty] | 0.74 | 0.01091 | 0.01091 | 0.01091 | 0.01091 | [11 empty] | Morgan Stanley Infrastructure Partners | 60 | Morgan Stanley | 60
natural gas peaker | Medical Area Total Energy Plant | 10883_G_CT3 | 10883 | G | CT3 |  | Combustion Turbine |  | NENGREST | Massachusetts | 25 | Suffolk | 25 | 25025 | 12.8 | 8700 | 2017 | 9999 |  |  | Y | Natural Gas, Distillate Fuel Oil | [13 empty] | 0.011 | 0.011 | 0.011 | 0.011 | [11 empty] | Morgan Stanley Infrastructure Partners | 60 | Morgan Stanley | 60
natural gas steam turbine | Medical Area Total Energy Plant | 10883_B_GTHSG3 | 10883 | B | GTHSG3 |  | O/G Steam |  | NENGREST | Massachusetts | 25 | Suffolk | 25 | 25025 | 2.8 | 8300 | 2017 | 9999 |  |  | Y | Natural Gas |  |  |  |  | SCR | [8 empty] | 0.0526 | 0.01052 | 0.0526 | 0.01052 | [11 empty] | Morgan Stanley Infrastructure Partners | 60 | Morgan Stanley | 60
natural gas peaker | Olive View Medical Center | 10884_G_CTC1 | 10884 | G | CTC1 |  | Combustion Turbine |  | WEC_LADW | California | 6 | Los Angeles | 37 | 06037 | 2.7 | 8700 | 1987 | 9999 |  |  | Y | Natural Gas, Distillate Fuel Oil | [13 empty] | 0.26888 | 0.26888 | 0.26888 | 0.26888 | [11 empty] | Los Angeles County | 100 | Los Angeles County | 100
natural gas peaker | Olive View Medical Center | 10884_G_CTC2 | 10884 | G | CTC2 |  | Combustion Turbine |  | WEC_LADW | California | 6 | Los Angeles | 37 | 06037 | 2.7 | 8700 | 1987 | 9999 |  |  | Y | Natural Gas, Distillate Fuel Oil | [13 empty] | 0.26888 | 0.26888 | 0.26888 | 0.26888 | [11 empty] | Los Angeles County | 100 | Los Angeles County | 100
hydro | Victory Mills | 10902_G_GEN1 | 10902 | G | GEN1 |  | Hydro |  | NY_Z_C&E | New York | 36 | Cayuga | 11 | 36011 | 1.6 | 0 | 1986 | 9999 |  |  | N | Hydro | [13 empty] | 0 | 0 | 0 | 0 | [11 empty] | Enel North America Inc | 100 | Enel SpA | 100
hydro | Lockport Powerhouse | 10903_G_1GEN | 10903 | G | 1GEN |  | Hydro |  | PJM_COMD | Illinois | 17 | Will | 197 | 17197 | 6 | 0 | 1999 | 9999 |  |  | N | Hydro | [13 empty] | 0 | 0 | 0 | 0 | [11 empty] | Metro Water Reclamation District Greater Chicago | 100 | Metro Water Reclamation District Greater Chicago | 100
hydro | Lockport Powerhouse | 10903_G_2GEN | 10903 | G | 2GEN |  | Hydro |  | PJM_COMD | Illinois | 17 | Will | 197 | 17197 | 6 | 0 | 2001 | 9999 |  |  | N | Hydro | [13 empty] | 0 | 0 | 0 | 0 | [11 empty] | Metro Water Reclamation District Greater Chicago | 100 | Metro Water Reclamation District Greater Chicago | 100
natural gas combined cycle | Pittsfield Generating LP | 50002_G_GEN1 | 50002 | G | GEN1 | 3627 | Combined Cycle |  | NENGREST | Massachusetts | 25 | Berkshire | 3 | 25003 | 35.2 | 9037 | 1990 | 9999 |  |  | Y | Natural Gas, Distillate Fuel Oil |  |  |  | STM | SCR | [8 empty] | 0.020621 | 0.020621 | 0.020621 | 0.020621 | [11 empty] | Pittsfield Generating Co LP | 100 | Maxim Power Corp | 100
natural gas combined cycle | Pittsfield Generating LP | 50002_G_GEN2 | 50002 | G | GEN2 | 3628 | Combined Cycle |  | NENGREST | Massachusetts | 25 | Berkshire | 3 | 25003 | 35.2 | 9037 | 1990 | 9999 |  |  | Y | Natural Gas, Distillate Fuel Oil |  |  |  | STM | SCR | [8 empty] | 0.020621 | 0.020621 | 0.020621 | 0.020621 | [11 empty] | Pittsfield Generating Co LP | 100 | Maxim Power Corp | 100
natural gas combined cycle | Pittsfield Generating LP | 50002_G_GEN3 | 50002 | G | GEN3 | 3629 | Combined Cycle |  | NENGREST | Massachusetts | 25 | Berkshire | 3 | 25003 | 35.2 | 9037 | 1990 | 9999 |  |  | Y | Natural Gas, Distillate Fuel Oil |  |  |  | STM | SCR | [8 empty] | 0.020621 | 0.020621 | 0.020621 | 0.020621 | [11 empty] | Pittsfield Generating Co LP | 100 | Maxim Power Corp | 100
natural gas combined cycle | Pittsfield Generating LP | 50002_G_GEN4 | 50002 | G | GEN4 | 3627 | Combined Cycle |  | NENGREST | Massachusetts | 25 | Berkshire | 3 | 25003 | 45.8 | 9037 | 1990 | 9999 |  |  | Y | Natural Gas, Distillate Fuel Oil |  |  |  | STM | SCR | [8 empty] | 0.020621 | 0.020621 | 0.020621 | 0.020621 | [11 empty] | Pittsfield Generating Co LP | 100 | Maxim Power Corp | 100
natural gas peaker | Chalk Cliff Limited | 50003_G_GEN1 | 50003 | G | GEN1 |  | Combustion Turbine |  | WEC_CALN | California | 6 | Kern | 29 | 06029 | 46 | 8700 | 1990 | 9999 |  |  | Y | Natural Gas | [12 empty] | 0.74 | 0.02298 | 0.02298 | 0.02298 | 0.02298 | [11 empty] | Chalk Cliff Ltd | 100 | ContourGlobal PLC | 100
natural gas combined cycle | Linden Cogen Plant | 50006_G_GTG1 | 50006 | G | GTG1 | 3631 | Combined Cycle |  | NY_Z_J | New Jersey | 34 | Union | 39 | 34039 | 98.3 | 6069 | 1992 | 9999 |  |  | Y | Natural Gas |  |  |  | STM | SCR | [8 empty] | 0.024269 | 0.024269 | 0.024269 | 0.024269 | [11 empty] | Cogeneration Technologies Linden Venture LP | 100 | Chubu Electric Power Co | 100
natural gas combined cycle | Linden Cogen Plant | 50006_G_GTG2 | 50006 | G | GTG2 | 3632 | Combined Cycle |  | NY_Z_J | New Jersey | 34 | Union | 39 | 34039 | 98.3 | 6069 | 1992 | 9999 |  |  | Y | Natural Gas |  |  |  | STM | SCR | [8 empty] | 0.024269 | 0.024269 | 0.024269 | 0.024269 | [11 empty] | Cogeneration Technologies Linden Venture LP | 100 | Chubu Electric Power Co | 100
natural gas combined cycle | Linden Cogen Plant | 50006_G_GTG3 | 50006 | G | GTG3 | 3633 | Combined Cycle |  | NY_Z_J | New Jersey | 34 | Union | 39 | 34039 | 98.3 | 6069 | 1992 | 9999 |  |  | Y | Natural Gas |  |  |  | STM | SCR | [8 empty] | 0.023784 | 0.023784 | 0.023784 | 0.023784 | [11 empty] | Cogeneration Technologies Linden Venture LP | 100 | Chubu Electric Power Co | 100
natural gas combined cycle | Linden Cogen Plant | 50006_G_GTG4 | 50006 | G | GTG4 | 3634 | Combined Cycle |  | NY_Z_J | New Jersey | 34 | Union | 39 | 34039 | 98.3 | 6069 | 1992 | 9999 |  |  | Y | Natural Gas |  |  |  | STM | SCR | [8 empty] | 0.023784 | 0.023784 | 0.023784 | 0.023784 | [11 empty] | Cogeneration Technologies Linden Venture LP | 100 | Chubu Electric Power Co | 100
natural gas combined cycle | Linden Cogen Plant | 50006_G_GTG5 | 50006 | G | GTG5 | 3635 | Combined Cycle |  | NY_Z_J | New Jersey | 34 | Union | 39 | 34039 | 98.3 | 6069 | 1992 | 9999 |  |  | Y | Natural Gas, Distillate Fuel Oil |  |  |  | STM | SCR | [8 empty] | 0.012515 | 0.012515 | 0.012515 | 0.012515 | [11 empty] | Cogeneration Technologies Linden Venture LP | 100 | Chubu Electric Power Co | 100
natural gas combined cycle | Linden Cogen Plant | 50006_G_STG1 | 50006 | G | STG1 | 3631 | Combined Cycle |  | NY_Z_J | New Jersey | 34 | Union | 39 | 34039 | 98.3 | 6069 | 1992 | 9999 |  |  | Y | Natural Gas |  |  |  | STM | SCR | [8 empty] | 0.024269 | 0.024269 | 0.024269 | 0.024269 | [11 empty] | Cogeneration Technologies Linden Venture LP | 100 | Chubu Electric Power Co | 100
natural gas combined cycle | Linden Cogen Plant | 50006_G_STG2 | 50006 | G | STG2 | 3633 | Combined Cycle |  | NY_Z_J | New Jersey | 34 | Union | 39 | 34039 | 98.3 | 6069 | 1992 | 9999 |  |  | Y | Natural Gas |  |  |  | STM | SCR | [8 empty] | 0.023784 | 0.023784 | 0.023784 | 0.023784 | [11 empty] | Cogeneration Technologies Linden Venture LP | 100 | Chubu Electric Power Co | 100
natural gas combined cycle | Linden Cogen Plant | 50006_G_STG3 | 50006 | G | STG3 | 3630 | Combined Cycle |  | NY_Z_J | New Jersey | 34 | Union | 39 | 34039 | 98.4 | 6069 | 1992 | 9999 |  |  | Y | Natural Gas, Distillate Fuel Oil |  |  |  | DLNB + H2O | SCR | [8 empty] | 0.012515 | 0.012515 | 0.012515 | 0.012515 | [11 empty] | Cogeneration Technologies Linden Venture LP | 100 | Chubu Electric Power Co | 100
natural gas combined cycle | Linden Cogen Plant | 50006_G_GTG6 | 50006 | G | GTG6 | 3630 | Combined Cycle |  | NY_Z_J | New Jersey | 34 | Union | 39 | 34039 | 165.8 | 6069 | 2002 | 9999 |  |  | Y | Natural Gas, Distillate Fuel Oil |  |  |  | DLNB + H2O | SCR | [8 empty] | 0.012515 | 0.012515 | 0.012515 | 0.012515 | [11 empty] | East Coast Power Linden Holding LLC | 100 | Chubu Electric Power Co | 100
hydro | Glen Ferris Hydro | 50010_G_GEN1 | 50010 | G | GEN1 |  | Hydro |  | PJM_West | West Virginia | 54 | Fayette | 19 | 54019 | 0.4 | 0 | 1912 | 9999 |  |  | N | Hydro | [13 empty] | 0 | 0 | 0 | 0 | [11 empty] | Brookfield Renewable Energy Partners LP | 100 | Brookfield Asset Management Inc | 100
hydro | Glen Ferris Hydro | 50010_G_GEN2 | 50010 | G | GEN2 |  | Hydro |  | PJM_West | West Virginia | 54 | Fayette | 19 | 54019 | 0.4 | 0 | 1912 | 9999 |  |  | N | Hydro | [13 empty] | 0 | 0 | 0 | 0 | [11 empty] | Brookfield Renewable Energy Partners LP | 100 | Brookfield Asset Management Inc | 100
hydro | Glen Ferris Hydro | 50010_G_GEN3 | 50010 | G | GEN3 |  | Hydro |  | PJM_West | West Virginia | 54 | Fayette | 19 | 54019 | 0.4 | 0 | 1912 | 9999 |  |  | N | Hydro | [13 empty] | 0 | 0 | 0 | 0 | [11 empty] | Brookfield Renewable Energy Partners LP | 100 | Brookfield Asset Management Inc | 100
hydro | Glen Ferris Hydro | 50010_G_GEN4 | 50010 | G | GEN4 |  | Hydro |  | PJM_West | West Virginia | 54 | Fayette | 19 | 54019 | 0.4 | 0 | 1912 | 9999 |  |  | N | Hydro | [13 empty] | 0 | 0 | 0 | 0 | [11 empty] | Brookfield Renewable Energy Partners LP | 100 | Brookfield Asset Management Inc | 100
hydro | Glen Ferris Hydro | 50010_G_GEN5 | 50010 | G | GEN5 |  | Hydro |  | PJM_West | West Virginia | 54 | Fayette | 19 | 54019 | 0.4 | 0 | 1912 | 9999 |  |  | N | Hydro | [13 empty] | 0 | 0 | 0 | 0 | [11 empty] | Brookfield Renewable Energy Partners LP | 100 | Brookfield Asset Management Inc | 100
hydro | Glen Ferris Hydro | 50010_G_GEN6 | 50010 | G | GEN6 |  | Hydro |  | PJM_West | West Virginia | 54 | Fayette | 19 | 54019 | 0.4 | 0 | 1912 | 9999 |  |  | N | Hydro | [13 empty] | 0 | 0 | 0 | 0 | [11 empty] | Brookfield Renewable Energy Partners LP | 100 | Brookfield Asset Management Inc | 100
hydro | Glen Ferris Hydro | 50010_G_GEN7 | 50010 | G | GEN7 |  | Hydro |  | PJM_West | West Virginia | 54 | Fayette | 19 | 54019 | 1.9 | 0 | 1917 | 9999 |  |  | N | Hydro | [13 empty] | 0 | 0 | 0 | 0 | [11 empty] | Brookfield Renewable Energy Partners LP | 100 | Brookfield Asset Management Inc | 100
hydro | Glen Ferris Hydro | 50010_G_GEN8 | 50010 | G | GEN8 |  | Hydro |  | PJM_West | West Virginia | 54 | Fayette | 19 | 54019 | 1.9 | 0 | 1917 | 9999 |  |  | N | Hydro | [13 empty] | 0 | 0 | 0 | 0 | [11 empty] | Brookfield Renewable Energy Partners LP | 100 | Brookfield Asset Management Inc | 100
hydro | Hawks Nest Hydro | 50011_G_GEN1 | 50011 | G | GEN1 |  | Hydro |  | PJM_West | West Virginia | 54 | Fayette | 19 | 54019 | 24.2 | 0 | 1936 | 9999 |  |  | N | Hydro | [13 empty] | 0 | 0 | 0 | 0 | [11 empty] | Hawks Nest Hydro LLC | 100 | Brookfield Asset Management Inc | 100
hydro | Hawks Nest Hydro | 50011_G_GEN2 | 50011 | G | GEN2 |  | Hydro |  | PJM_West | West Virginia | 54 | Fayette | 19 | 54019 | 24.2 | 0 | 1936 | 9999 |  |  | N | Hydro | [13 empty] | 0 | 0 | 0 | 0 | [11 empty] | Hawks Nest Hydro LLC | 100 | Brookfield Asset Management Inc | 100
hydro | Hawks Nest Hydro | 50011_G_GEN3 | 50011 | G | GEN3 |  | Hydro |  | PJM_West | West Virginia | 54 | Fayette | 19 | 54019 | 24.2 | 0 | 1936 | 9999 |  |  | N | Hydro | [13 empty] | 0 | 0 | 0 | 0 | [11 empty] | Hawks Nest Hydro LLC | 100 | Brookfield Asset Management Inc | 100
hydro | Hawks Nest Hydro | 50011_G_GEN4 | 50011 | G | GEN4 |  | Hydro |  | PJM_West | West Virginia | 54 | Fayette | 19 | 54019 | 24.2 | 0 | 1936 | 9999 |  |  | N | Hydro | [13 empty] | 0 | 0 | 0 | 0 | [11 empty] | Hawks Nest Hydro LLC | 100 | Brookfield Asset Management Inc | 100
municipal solid waste | Plant 31 Paper Mill | 50028_B_1FW | 50028 | B | 1FW |  | Non-Fossil Waste |  | MIS_LA | Louisiana | 22 | Ouachita | 73 | 22073 | 8.3 | 11373 | 1964 | 9999 |  |  | Y | Non-Fossil Waste |  |  |  | AA | [9 empty] | 0 | 0 | 0 | 0 | [11 empty] | Riverwood International Corp | 100 | Graphic Packaging Corp | 100
municipal solid waste | Plant 31 Paper Mill | 50028_B_HRSG | 50028 | B | HRSG |  | Non-Fossil Waste |  | MIS_LA | Louisiana | 22 | Ouachita | 73 | 22073 | 3.3 | 11373 | 1964 | 9999 |  |  | Y | Non-Fossil Waste |  |  |  | LNB | [9 empty] | 0 | 0 | 0 | 0 | [11 empty] | Riverwood International Corp | 100 | Graphic Packaging Corp | 100
municipal solid waste | Plant 31 Paper Mill | 50028_B_2FW | 50028 | B | 2FW |  | Non-Fossil Waste |  | MIS_LA | Louisiana | 22 | Ouachita | 73 | 22073 | 8.3 | 11373 | 1964 | 9999 |  |  | Y | Non-Fossil Waste | [13 empty] | 0 | 0 | 0 | 0 | [11 empty] | Riverwood International Corp | 100 | Graphic Packaging Corp | 100
municipal solid waste | Plant 31 Paper Mill | 50028_B_4BW | 50028 | B | 4BW |  | Non-Fossil Waste |  | MIS_LA | Louisiana | 22 | Ouachita | 73 | 22073 | 8.3 | 11373 | 1975 | 9999 |  |  | Y | Non-Fossil Waste | [7 empty] | ESPH | No |  |  |  |  | 0 | 0 | 0 | 0 | [11 empty] | Riverwood International Corp | 100 | Graphic Packaging Corp | 100
municipal solid waste | Plant 31 Paper Mill | 50028_B_1HP | 50028 | B | 1HP |  | Non-Fossil Waste |  | MIS_LA | Louisiana | 22 | Ouachita | 73 | 22073 | 8.3 | 11373 | 1977 | 9999 |  |  | Y | Non-Fossil Waste | Wet Scrubber | 1977 | 0.985 | AA |  |  |  | C | NA |  |  |  |  | 0 | 0 | 0 | 0 | [11 empty] | Riverwood International Corp | 100 | Graphic Packaging Corp | 100
municipal solid waste | Plant 31 Paper Mill | 50028_B_5CE | 50028 | B | 5CE |  | Non-Fossil Waste |  | MIS_LA | Louisiana | 22 | Ouachita | 73 | 22073 | 8.3 | 11373 | 1988 | 9999 |  |  | Y | Non-Fossil Waste | [7 empty] | ESPH | No |  |  |  |  | 0 | 0 | 0 | 0 | [11 empty] | Riverwood International Corp | 100 | Graphic Packaging Corp | 100
natural gas peaker | Plant 31 Paper Mill | 50028_G_GEN7 | 50028 | G | GEN7 |  | Combustion Turbine |  | MIS_LA | Louisiana | 22 | Ouachita | 73 | 22073 | 32 | 10183 | 2016 | 9999 |  |  | Y | Natural Gas |  |  |  |  | SCR | [8 empty] | 0.011 | 0.011 | 0.011 | 0.011 | [11 empty] | Riverwood International Corp | 100 | Graphic Packaging Corp | 100
hydro | Mt Ida Hydroelectric | 50031_G_3983 | 50031 | G | 3983 |  | Hydro |  | NY_Z_F | New York | 36 | Rensselaer | 83 | 36083 | 1.5 | 0 | 1992 | 9999 |  |  | N | Hydro | [13 empty] | 0 | 0 | 0 | 0 | [11 empty] | MT Ida Associates | 100 | MT Ida Associates | 100
hydro | Mt Ida Hydroelectric | 50031_G_3986 | 50031 | G | 3986 |  | Hydro |  | NY_Z_F | New York | 36 | Rensselaer | 83 | 36083 | 1.5 | 0 | 1992 | 9999 |  |  | N | Hydro | [13 empty] | 0 | 0 | 0 | 0 | [11 empty] | MT Ida Associates | 100 | MT Ida Associates | 100
hydro | Valley Falls Hydroelectric Facility | 50034_G_GEN1 | 50034 | G | GEN1 |  | Hydro |  | NY_Z_F | New York | 36 | Rensselaer | 83 | 36083 | 2.5 | 0 | 1985 | 9999 |  |  | N | Hydro | [13 empty] | 0 | 0 | 0 | 0 | [11 empty] | Valley Falls Associates | 100 | Valley Falls Associates | 100
municipal solid waste | MMWAC Resource Recovery Facility | 50035_G_ST1 | 50035 | G | ST1 |  | Municipal Solid Waste |  | NENG_ME | Maine | 23 | Androscoggin | 1 | 23001 | 2.7 | 19383 | 1992 | 9999 | FBC |  | N | MSW | Reagent Injection | 1992 | 0.75 | [9 empty] | 1.461 | 1.1503 | 1.1503 | 1.1503 | 1.1503 | 0.08 | 0.08 | 0.08 | [8 empty] | Mid Maine Waste Action Corp | 100 | Mid Maine Waste Action Corp | 100
hydro | New Martinsville Hannibal Hydro | 50036_G_UNT1 | 50036 | G | UNT1 |  | Hydro |  | PJM_AP | West Virginia | 54 | Wetzel | 103 | 54103 | 9.5 | 0 | 1988 | 9999 |  |  | N | Hydro | [13 empty] | 0 | 0 | 0 | 0 | [11 empty] | Covanta New Martinsville Hydro | 100 | Covanta Holding Corp | 100
hydro | New Martinsville Hannibal Hydro | 50036_G_UNT2 | 50036 | G | UNT2 |  | Hydro |  | PJM_AP | West Virginia | 54 | Wetzel | 103 | 54103 | 9.5 | 0 | 1988 | 9999 |  |  | N | Hydro | [13 empty] | 0 | 0 | 0 | 0 | [11 empty] | Covanta New Martinsville Hydro | 100 | Covanta Holding Corp | 100
hydro | Rio Bravo Hydro Project | 50037_G_UNT1 | 50037 | G | UNT1 |  | Hydro |  | WEC_CALN | California | 6 | Kern | 29 | 06029 | 6.7 | 0 | 1989 | 9999 |  |  | N | Hydro | [13 empty] | 0 | 0 | 0 | 0 | [11 empty] | Olcese Water District | 100 | Olcese Water District | 100
hydro | Rio Bravo Hydro Project | 50037_G_UNT2 | 50037 | G | UNT2 |  | Hydro |  | WEC_CALN | California | 6 | Kern | 29 | 06029 | 6.7 | 0 | 1989 | 9999 |  |  | N | Hydro | [13 empty] | 0 | 0 | 0 | 0 | [11 empty] | Olcese Water District | 100 | Olcese Water District | 100
natural gas combined cycle | Houston Chemical Complex Battleground | 50043_G_GT1 | 50043 | G | GT1 |  | Combined Cycle |  | ERC_REST | Texas | 48 | Harris | 201 | 48201 | 66 | 5669 | 1982 | 9999 |  |  | Y | Natural Gas |  |  |  |  | SCR | [8 empty] | 0.016837 | 0.016837 | 0.016837 | 0.016837 | [11 empty] | Oxy Vinyls LP | 100 | Occidental Petroleum Corp | 100
natural gas combined cycle | Houston Chemical Complex Battleground | 50043_G_GT2 | 50043 | G | GT2 |  | Combined Cycle |  | ERC_REST | Texas | 48 | Harris | 201 | 48201 | 66 | 5669 | 1982 | 9999 |  |  | Y | Natural Gas |  |  |  |  | SCR | [8 empty] | 0.016837 | 0.016837 | 0.016837 | 0.016837 | [11 empty] | Oxy Vinyls LP | 100 | Occidental Petroleum Corp | 100
natural gas combined cycle | Houston Chemical Complex Battleground | 50043_G_ST | 50043 | G | ST |  | Combined Cycle |  | ERC_REST | Texas | 48 | Harris | 201 | 48201 | 62 | 5669 | 1982 | 9999 |  |  | Y | Natural Gas |  |  |  | LNB | SCR | [8 empty] | 0.016837 | 0.016837 | 0.016837 | 0.016837 | [11 empty] | Oxy Vinyls LP | 100 | Occidental Petroleum Corp | 100
natural gas combined cycle | Houston Chemical Complex Battleground | 50043_G_GT3 | 50043 | G | GT3 |  | Combined Cycle |  | ERC_REST | Texas | 48 | Harris | 201 | 48201 | 69 | 5669 | 2005 | 9999 |  |  | Y | Natural Gas |  |  |  |  | SCR | [8 empty] | 0.016837 | 0.016837 | 0.016837 | 0.016837 | [11 empty] | Oxy Vinyls LP | 100 | Occidental Petroleum Corp | 100
hydro | International Paper Jay Hydro | 50047_G_GEN1 | 50047 | G | GEN1 |  | Hydro |  | NENG_ME | Maine | 23 | Franklin | 7 | 23007 | 0.5 | 0 | 1912 | 9999 |  |  | N | Hydro | [13 empty] | 0 | 0 | 0 | 0 | [11 empty] | Eagle Creek Renewable Energy LLC | 100 | Ontario Power Generation Inc | 100
hydro | International Paper Jay Hydro | 50047_G_GEN2 | 50047 | G | GEN2 |  | Hydro |  | NENG_ME | Maine | 23 | Franklin | 7 | 23007 | 0.5 | 0 | 1912 | 9999 |  |  | N | Hydro | [13 empty] | 0 | 0 | 0 | 0 | [11 empty] | Eagle Creek Renewable Energy LLC | 100 | Ontario Power Generation Inc | 100
hydro | International Paper Jay Hydro | 50047_G_GEN3 | 50047 | G | GEN3 |  | Hydro |  | NENG_ME | Maine | 23 | Franklin | 7 | 23007 | 0.5 | 0 | 1912 | 9999 |  |  | N | Hydro | [13 empty] | 0 | 0 | 0 | 0 | [11 empty] | Eagle Creek Renewable Energy LLC | 100 | Ontario Power Generation Inc | 100
hydro | International Paper Jay Hydro | 50047_G_GEN4 | 50047 | G | GEN4 |  | Hydro |  | NENG_ME | Maine | 23 | Franklin | 7 | 23007 | 0.5 | 0 | 1912 | 9999 |  |  | N | Hydro | [13 empty] | 0 | 0 | 0 | 0 | [11 empty] | Eagle Creek Renewable Energy LLC | 100 | Ontario Power Generation Inc | 100
hydro | International Paper Jay Hydro | 50047_G_GEN5 | 50047 | G | GEN5 |  | Hydro |  | NENG_ME | Maine | 23 | Franklin | 7 | 23007 | 0.5 | 0 | 1912 | 9999 |  |  | N | Hydro | [13 empty] | 0 | 0 | 0 | 0 | [11 empty] | Eagle Creek Renewable Energy LLC | 100 | Ontario Power Generation Inc | 100
hydro | International Paper Jay Hydro | 50047_G_GEN6 | 50047 | G | GEN6 |  | Hydro |  | NENG_ME | Maine | 23 | Franklin | 7 | 23007 | 0.6 | 0 | 1912 | 9999 |  |  | N | Hydro | [13 empty] | 0 | 0 | 0 | 0 | [11 empty] | Eagle Creek Renewable Energy LLC | 100 | Ontario Power Generation Inc | 100
biomass | Humboldt Sawmill Company | 50049_B_BLRA | 50049 | B | BLRA |  | Biomass |  | WEC_CALN | California | 6 | Humboldt | 23 | 06023 | 16.2 | 20413 | 1988 | 9999 |  |  | Y | Biomass |  |  |  | OFA |  |  |  | ESPH | No |  |  |  |  | 0.2 | 0.2 | 0.2 | 0.2 | [11 empty] | Greenleaf Power LLC | 100 | Greenleaf Power | 100
biomass | Humboldt Sawmill Company | 50049_B_BLRB | 50049 | B | BLRB |  | Biomass |  | WEC_CALN | California | 6 | Humboldt | 23 | 06023 | 8.7 | 20413 | 1988 | 9999 |  |  | Y | Biomass |  |  |  | OFA |  |  |  | ESPH | No |  |  |  |  | 0.13814 | 0.13814 | 0.13814 | 0.13814 | [11 empty] | Greenleaf Power LLC | 100 | Greenleaf Power | 100
biomass | Humboldt Sawmill Company | 50049_B_BLRC | 50049 | B | BLRC |  | Biomass |  | WEC_CALN | California | 6 | Humboldt | 23 | 06023 | 8.7 | 20413 | 1988 | 9999 |  |  | Y | Biomass |  |  |  | OFA |  |  |  | ESPH | No |  |  |  |  | 0.22 | 0.22 | 0.22 | 0.22 | [11 empty] | Greenleaf Power LLC | 100 | Greenleaf Power | 100
municipal solid waste | Penobscot Energy Recovery | 50051_B_BLR A | 50051 | B | BLR A |  | Municipal Solid Waste |  | NENG_ME | Maine | 23 | Penobscot | 19 | 23019 | 10.6 | 19383 | 1987 | 9999 |  |  | N | MSW | Dry Scrubber | 1987 | 0.877 | OFA |  |  |  | B | NA |  |  |  |  | 0.3 | 0.3 | 0.3 | 0.3 | 0.08 | 0.08 | 0.08 | [8 empty] | Penobscot Energy Recovery Co | 100 | Set Perc Investment LLC | 100
municipal solid waste | Penobscot Energy Recovery | 50051_B_BLR B | 50051 | B | BLR B |  | Municipal Solid Waste |  | NENG_ME | Maine | 23 | Penobscot | 19 | 23019 | 10.6 | 19383 | 1987 | 9999 |  |  | N | MSW | Dry Scrubber | 1987 | 0.877 | OFA |  |  |  | B | NA |  |  |  |  | 0.3 | 0.3 | 0.3 | 0.3 | 0.08 | 0.08 | 0.08 | [8 empty] | Penobscot Energy Recovery Co | 100 | Set Perc Investment LLC | 100
biomass | Brown Station Road Plant I | 50060_G_3972 | 50060 | G | 3972 |  | Landfill Gas |  | PJM_SMAC | Maryland | 24 | Prince Georges | 33 | 24033 | 0.8 | 14103 | 1987 | 9999 |  |  | N | Landfill Gas | [13 empty] | 0.22117 | 0.22117 | 0.22117 | 0.22117 | [11 empty] | Prince Georges County | 100 | Prince Georges County | 100
biomass | Brown Station Road Plant I | 50060_G_9314 | 50060 | G | 9314 |  | Landfill Gas |  | PJM_SMAC | Maryland | 24 | Prince Georges | 33 | 24033 | 0.8 | 14103 | 1987 | 9999 |  |  | N | Landfill Gas | [13 empty] | 0.24082 | 0.24082 | 0.24082 | 0.24082 | [11 empty] | Prince Georges County | 100 | Prince Georges County | 100
biomass | Brown Station Road Plant I | 50060_G_9340 | 50060 | G | 9340 |  | Landfill Gas |  | PJM_SMAC | Maryland | 24 | Prince Georges | 33 | 24033 | 0.8 | 14103 | 1987 | 9999 |  |  | N | Landfill Gas | [13 empty] | 0.22117 | 0.22117 | 0.22117 | 0.22117 | [11 empty] | Prince Georges County | 100 | Prince Georges County | 100
natural gas peaker | Univ of Calif Santa Cruz Cogeneration | 50064_G_003 | 50064 | G | 003 |  | Combustion Turbine |  | WEC_CALN | California | 6 | Santa Cruz | 87 | 06087 | 4.4 | 8700 | 2015 | 9999 |  |  | Y | Natural Gas | [13 empty] | 0.011 | 0.011 | 0.011 | 0.011 | [11 empty] | Santa Cruz Cogeneration Associates | 100 | Andrews Energy Projects | 100
geothermal | Calistoga Power Plant | 50066_G_UNT1 | 50066 | G | UNT1 |  | Geothermal |  | WEC_CALN | California | 6 | Lake | 33 | 06033 | 50 | 9771 | 1984 | 9999 |  |  | N | Geothermal | [13 empty] | 0 | 0 | 0 | 0 | 0.3713 | 0.3713 | 0.3713 | [8 empty] | Geysers Power Co LLC | 100 | Energy Capital Partners | 100
geothermal | Calistoga Power Plant | 50066_G_UNT2 | 50066 | G | UNT2 |  | Geothermal |  | WEC_CALN | California | 6 | Lake | 33 | 06033 | 50 | 9771 | 1984 | 9999 |  |  | N | Geothermal | [13 empty] | 0 | 0 | 0 | 0 | 0.3713 | 0.3713 | 0.3713 | [8 empty] | Geysers Power Co LLC | 100 | Energy Capital Partners | 100
municipal solid waste | Palm Beach Renewable Energy Facility 1 | 50071_B_BLR1 | 50071 | B | BLR1 |  | Municipal Solid Waste |  | FRCC | Florida | 12 | Palm Beach | 99 | 12099 | 25 | 19181 | 1989 | 9999 |  |  | N | MSW | Dry Scrubber | 2010 | 0.75 | OFA | SNCR |  |  | B | NA | ACI | 2010 |  |  | 0.24645 | 0.24645 | 0.24645 | 0.24645 | 0.08 | 0.08 | 0.08 | [8 empty] | Solid Waste Authority of Palm Beach | 100 | Solid Waste Authority of Palm Beach | 100
municipal solid waste | Palm Beach Renewable Energy Facility 1 | 50071_B_BLR2 | 50071 | B | BLR2 |  | Municipal Solid Waste |  | FRCC | Florida | 12 | Palm Beach | 99 | 12099 | 25 | 19181 | 1989 | 9999 |  |  | N | MSW | Dry Scrubber | 2011 | 0.75 | OFA | SNCR |  |  | B | NA | ACI | 2011 |  |  | 0.25415 | 0.25415 | 0.25415 | 0.25415 | 0.08 | 0.08 | 0.08 | [8 empty] | Solid Waste Authority of Palm Beach | 100 | Solid Waste Authority of Palm Beach | 100
hydro | Santa Felicia Dam | 50076_G_UNT1 | 50076 | G | UNT1 |  | Hydro |  | WECC_SCE | California | 6 | Ventura | 111 | 06111 | 0.2 | 0 | 1987 | 9999 |  |  | N | Hydro | [13 empty] | 0 | 0 | 0 | 0 | [11 empty] | United Water Conservation District | 100 | United Water Conservation District | 100
hydro | Santa Felicia Dam | 50076_G_UNT2 | 50076 | G | UNT2 |  | Hydro |  | WECC_SCE | California | 6 | Ventura | 111 | 06111 | 1.1 | 0 | 1987 | 9999 |  |  | N | Hydro | [13 empty] | 0 | 0 | 0 | 0 | [11 empty] | United Water Conservation District | 100 | United Water Conservation District | 100
hydro | Goodyear Lake Plant | 50079_G_GEN1 | 50079 | G | GEN1 |  | Hydro |  | NY_Z_C&E | New York | 36 | Otsego | 77 | 36077 | 0.8 | 0 | 1980 | 9999 |  |  | N | Hydro | [13 empty] | 0 | 0 | 0 | 0 | [11 empty] | Enel North America Inc | 100 | Enel SpA | 100
hydro | Goodyear Lake Plant | 50079_G_GEN2 | 50079 | G | GEN2 |  | Hydro |  | NY_Z_C&E | New York | 36 | Otsego | 77 | 36077 | 0.6 | 0 | 1980 | 9999 |  |  | N | Hydro | [13 empty] | 0 | 0 | 0 | 0 | [11 empty] | Enel North America Inc | 100 | Enel SpA | 100
hydro | Otis Hydro | 50080_G_GEN1 | 50080 | G | GEN1 |  | Hydro |  | NENG_ME | Maine | 23 | Franklin | 7 | 23007 | 5.1 | 0 | 1985 | 9999 |  |  | N | Hydro | [13 empty] | 0 | 0 | 0 | 0 | [11 empty] | Eagle Creek Renewable Energy LLC | 100 | Ontario Power Generation Inc | 100
hydro | Otis Hydro | 50080_G_GEN2 | 50080 | G | GEN2 |  | Hydro |  | NENG_ME | Maine | 23 | Franklin | 7 | 23007 | 5.1 | 0 | 1985 | 9999 |  |  | N | Hydro | [13 empty] | 0 | 0 | 0 | 0 | [11 empty] | Eagle Creek Renewable Energy LLC | 100 | Ontario Power Generation Inc | 100
hydro | International Paper Riley Hydro | 50081_G_GEN1 | 50081 | G | GEN1 |  | Hydro |  | NENG_ME | Maine | 23 | Franklin | 7 | 23007 | 1.1 | 0 | 1981 | 9999 |  |  | N | Hydro | [13 empty] | 0 | 0 | 0 | 0 | [11 empty] | Eagle Creek Renewable Energy LLC | 100 | Ontario Power Generation Inc | 100
hydro | International Paper Riley Hydro | 50081_G_GEN2 | 50081 | G | GEN2 |  | Hydro |  | NENG_ME | Maine | 23 | Franklin | 7 | 23007 | 1.1 | 0 | 1981 | 9999 |  |  | N | Hydro | [13 empty] | 0 | 0 | 0 | 0 | [11 empty] | Eagle Creek Renewable Energy LLC | 100 | Ontario Power Generation Inc | 100
hydro | International Paper Riley Hydro | 50081_G_GEN3 | 50081 | G | GEN3 |  | Hydro |  | NENG_ME | Maine | 23 | Franklin | 7 | 23007 | 1.1 | 0 | 1981 | 9999 |  |  | N | Hydro | [13 empty] | 0 | 0 | 0 | 0 | [11 empty] | Eagle Creek Renewable Energy LLC | 100 | Ontario Power Generation Inc | 100
hydro | International Paper Riley Hydro | 50081_G_GEN4 | 50081 | G | GEN4 |  | Hydro |  | NENG_ME | Maine | 23 | Franklin | 7 | 23007 | 1.1 | 0 | 1981 | 9999 |  |  | N | Hydro | [13 empty] | 0 | 0 | 0 | 0 | [11 empty] | Eagle Creek Renewable Energy LLC | 100 | Ontario Power Generation Inc | 100
hydro | International Paper Riley Hydro | 50081_G_GEN5 | 50081 | G | GEN5 |  | Hydro |  | NENG_ME | Maine | 23 | Franklin | 7 | 23007 | 1.1 | 0 | 1981 | 9999 |  |  | N | Hydro | [13 empty] | 0 | 0 | 0 | 0 | [11 empty] | Eagle Creek Renewable Energy LLC | 100 | Ontario Power Generation Inc | 100
hydro | International Paper Riley Hydro | 50081_G_GEN6 | 50081 | G | GEN6 |  | Hydro |  | NENG_ME | Maine | 23 | Franklin | 7 | 23007 | 1.1 | 0 | 1981 | 9999 |  |  | N | Hydro | [13 empty] | 0 | 0 | 0 | 0 | [11 empty] | Eagle Creek Renewable Energy LLC | 100 | Ontario Power Generation Inc | 100
hydro | International Paper Livermore Hydro | 50082_G_GEN1 | 50082 | G | GEN1 |  | Hydro |  | NENG_ME | Maine | 23 | Androscoggin | 1 | 23001 | 1.1 | 0 | 1910 | 9999 |  |  | N | Hydro | [13 empty] | 0 | 0 | 0 | 0 | [11 empty] | Eagle Creek Renewable Energy LLC | 100 | Ontario Power Generation Inc | 100
hydro | International Paper Livermore Hydro | 50082_G_GEN2 | 50082 | G | GEN2 |  | Hydro |  | NENG_ME | Maine | 23 | Androscoggin | 1 | 23001 | 1.1 | 0 | 1910 | 9999 |  |  | N | Hydro | [13 empty] | 0 | 0 | 0 | 0 | [11 empty] | Eagle Creek Renewable Energy LLC | 100 | Ontario Power Generation Inc | 100
hydro | International Paper Livermore Hydro | 50082_G_GEN3 | 50082 | G | GEN3 |  | Hydro |  | NENG_ME | Maine | 23 | Androscoggin | 1 | 23001 | 1.1 | 0 | 1910 | 9999 |  |  | N | Hydro | [13 empty] | 0 | 0 | 0 | 0 | [11 empty] | Eagle Creek Renewable Energy LLC | 100 | Ontario Power Generation Inc | 100
hydro | International Paper Livermore Hydro | 50082_G_GEN4 | 50082 | G | GEN4 |  | Hydro |  | NENG_ME | Maine | 23 | Androscoggin | 1 | 23001 | 1.2 | 0 | 1910 | 9999 |  |  | N | Hydro | [13 empty] | 0 | 0 | 0 | 0 | [11 empty] | Eagle Creek Renewable Energy LLC | 100 | Ontario Power Generation Inc | 100
hydro | International Paper Livermore Hydro | 50082_G_GEN5 | 50082 | G | GEN5 |  | Hydro |  | NENG_ME | Maine | 23 | Androscoggin | 1 | 23001 | 1.1 | 0 | 1910 | 9999 |  |  | N | Hydro | [13 empty] | 0 | 0 | 0 | 0 | [11 empty] | Eagle Creek Renewable Energy LLC | 100 | Ontario Power Generation Inc | 100
hydro | International Paper Livermore Hydro | 50082_G_GEN6 | 50082 | G | GEN6 |  | Hydro |  | NENG_ME | Maine | 23 | Androscoggin | 1 | 23001 | 0.7 | 0 | 1910 | 9999 |  |  | N | Hydro | [13 empty] | 0 | 0 | 0 | 0 | [11 empty] | Eagle Creek Renewable Energy LLC | 100 | Ontario Power Generation Inc | 100
hydro | International Paper Livermore Hydro | 50082_G_GEN7 | 50082 | G | GEN7 |  | Hydro |  | NENG_ME | Maine | 23 | Androscoggin | 1 | 23001 | 0.9 | 0 | 1910 | 9999 |  |  | N | Hydro | [13 empty] | 0 | 0 | 0 | 0 | [11 empty] | Eagle Creek Renewable Energy LLC | 100 | Ontario Power Generation Inc | 100
hydro | International Paper Livermore Hydro | 50082_G_GEN8 | 50082 | G | GEN8 |  | Hydro |  | NENG_ME | Maine | 23 | Androscoggin | 1 | 23001 | 1 | 0 | 1910 | 9999 |  |  | N | Hydro | [13 empty] | 0 | 0 | 0 | 0 | [11 empty] | Eagle Creek Renewable Energy LLC | 100 | Ontario Power Generation Inc | 100
hydro | International Paper Livermore Hydro | 50082_G_GEN9 | 50082 | G | GEN9 |  | Hydro |  | NENG_ME | Maine | 23 | Androscoggin | 1 | 23001 | 1 | 0 | 2004 | 9999 |  |  | N | Hydro | [13 empty] | 0 | 0 | 0 | 0 | [11 empty] | Eagle Creek Renewable Energy LLC | 100 | Ontario Power Generation Inc | 100
hydro | Sheep Creek Hydro | 50091_G_TB1 | 50091 | G | TB1 |  | Hydro |  | WECC_PNW | Washington | 53 | Stevens | 65 | 53065 | 1.3 | 0 | 1986 | 9999 |  |  | N | Hydro | [13 empty] | 0 | 0 | 0 | 0 | [11 empty] | Sheep Creek Hydro Inc | 100 | Sheep Creek Hydro Inc | 100
hydro | Sheep Creek Hydro | 50091_G_TB2 | 50091 | G | TB2 |  | Hydro |  | WECC_PNW | Washington | 53 | Stevens | 65 | 53065 | 0.3 | 0 | 1986 | 9999 |  |  | N | Hydro | [13 empty] | 0 | 0 | 0 | 0 | [11 empty] | Sheep Creek Hydro Inc | 100 | Sheep Creek Hydro Inc | 100
hydro | Chateaugay High Falls Hydro | 50093_G_WT | 50093 | G | WT |  | Hydro |  | NY_Z_D | New York | 36 | Franklin | 33 | 36033 | 1.6 | 0 | 1988 | 9999 |  |  | N | Hydro | [13 empty] | 0 | 0 | 0 | 0 | [11 empty] | Triton Power Co | 100 | Enel SpA | 100
natural gas peaker | Veolia Energy Trenton L.P. | 50094_G_7214 | 50094 | G | 7214 |  | Combustion Turbine | IC Engine | PJM_EMAC | New Jersey | 34 | Mercer | 21 | 34021 | 5.8 | 8700 | 1983 | 9999 |  |  | Y | Natural Gas, Distillate Fuel Oil | [12 empty] | 0.21 | 1.061 | 1.061 | 1.061 | 1.061 | [11 empty] | Veolia Energy Trenton LP | 100 | Veolia Environnement SA | 100
biomass | Tamarack Energy Partnership | 50099_G_GEN1 | 50099 | G | GEN1 |  | Biomass |  | WECC_ID | Idaho | 16 | Adams | 3 | 16003 | 5.8 | 5454 | 1983 | 9999 |  |  | Y | Biomass | [13 empty] | 0.55062 | 0.55062 | 0.55062 | 0.55062 | [11 empty] | Tamarack Energy Partners | 100 | Yanke Energy Inc | 100
hydro | China Mill Hydro | 50103_G_GEN 1 | 50103 | G | GEN 1 |  | Hydro |  | NENGREST | New Hampshire | 33 | Merrimack | 13 | 33013 | 1.7 | 0 | 1981 | 9999 |  |  | N | Hydro | [13 empty] | 0 | 0 | 0 | 0 | [11 empty] | Perfect Fit Industries Inc | 100 | Perfect Fit Industries Inc | 100
natural gas combined cycle | Paris Energy Center | 50109_G_GEN1 | 50109 | G | GEN1 | 89668 | Combined Cycle |  | ERC_REST | Texas | 48 | Lamar | 277 | 48277 | 78 | 8925 | 1989 | 9999 |  |  | N | Natural Gas, Distillate Fuel Oil |  |  |  | STM | [8 empty] | 1.09 | 0.12302 | 0.12302 | 0.12302 | 0.12302 | [11 empty] | Paris Generation LP | 100 | Blackstone Group (The) | 100
natural gas combined cycle | Paris Energy Center | 50109_G_GEN2 | 50109 | G | GEN2 | 89669 | Combined Cycle |  | ERC_REST | Texas | 48 | Lamar | 277 | 48277 | 80 | 8925 | 1989 | 9999 |  |  | N | Natural Gas, Distillate Fuel Oil |  |  |  | STM | [8 empty] | 1.09 | 0.12302 | 0.12302 | 0.12302 | 0.12302 | [11 empty] | Paris Generation LP | 100 | Blackstone Group (The) | 100
natural gas combined cycle | Paris Energy Center | 50109_G_GEN3 | 50109 | G | GEN3 | 89668 | Combined Cycle |  | ERC_REST | Texas | 48 | Lamar | 277 | 48277 | 78 | 8925 | 1989 | 9999 |  |  | N | Natural Gas, Distillate Fuel Oil |  |  |  | LNB | [8 empty] | 1.09 | 0.12302 | 0.12302 | 0.12302 | 0.12302 | [11 empty] | Paris Generation LP | 100 | Blackstone Group (The) | 100
biomass | Sierra Pacific Burney Facility | 50110_B_BLR1 | 50110 | B | BLR1 |  | Biomass |  | WEC_CALN | California | 6 | Shasta | 89 | 06089 | 18.9 | 4936 | 1986 | 9999 |  |  | Y | Biomass |  |  |  | OFA |  |  |  | ESPC + C | No |  |  |  |  | 0.11917 | 0.11917 | 0.11917 | 0.11917 | [11 empty] | Sierra Pacific Industries Inc | 100 | Sierra Pacific Industries | 100
biomass | Sierra Pacific Quincy Facility | 50112_B_BLR1 | 50112 | B | BLR1 |  | Biomass |  | WEC_CALN | California | 6 | Plumas | 63 | 06063 | 12 | 15307 | 1986 | 9999 |  |  | N | Biomass |  |  |  |  | SNCR |  |  | ESPC + C | No |  |  |  |  | 0.12909 | 0.12909 | 0.12909 | 0.12909 | [11 empty] | Sierra Pacific Industries Inc | 100 | Sierra Pacific Industries | 100
biomass | Sierra Pacific Quincy Facility | 50112_B_BLR2 | 50112 | B | BLR2 |  | Biomass |  | WEC_CALN | California | 6 | Plumas | 63 | 06063 | 12 | 15307 | 1998 | 9999 |  |  | N | Biomass |  |  |  |  | SNCR |  |  | ESPC + C | No |  |  |  |  | 0.19 | 0.19 | 0.19 | 0.19 | [11 empty] | Sierra Pacific Industries Inc | 100 | Sierra Pacific Industries | 100
natural gas peaker | US Borax | 50115_G_GEN1 | 50115 | G | GEN1 |  | Combustion Turbine |  | WECC_SCE | California | 6 | Kern | 29 | 06029 | 39 | 8700 | 1984 | 9999 |  |  | Y | Natural Gas | [12 empty] | 0.74 | 0.08369 | 0.08369 | 0.08369 | 0.08369 | [11 empty] | U S Borax Inc | 100 | Rio Tinto Group | 100
natural gas combined cycle | Hal C Weaver Power Plant | 50118_G_GEN4 | 50118 | G | GEN4 |  | Combined Cycle |  | ERC_REST | Texas | 48 | Travis | 453 | 48453 | 7.6 | 5500 | 1951 | 9999 |  |  | Y | Natural Gas, Distillate Fuel Oil |  |  |  | FR + NH3 | SCR | [8 empty] | 0.2336 | 0.04672 | 0.2336 | 0.04672 | [11 empty] | University of Texas At Austin | 100 | University of Texas System (The) | 100
natural gas combined cycle | Hal C Weaver Power Plant | 50118_G_GEN5 | 50118 | G | GEN5 |  | Combined Cycle |  | ERC_REST | Texas | 48 | Travis | 453 | 48453 | 6 | 5500 | 1959 | 9999 |  |  | Y | Natural Gas, Distillate Fuel Oil |  |  |  |  | SCR | [8 empty] | 0.2336 | 0.04672 | 0.2336 | 0.04672 | [11 empty] | University of Texas At Austin | 100 | University of Texas System (The) | 100
natural gas combined cycle | Hal C Weaver Power Plant | 50118_G_GEN7 | 50118 | G | GEN7 |  | Combined Cycle |  | ERC_REST | Texas | 48 | Travis | 453 | 48453 | 27.6 | 5500 | 1979 | 9999 |  |  | Y | Natural Gas, Distillate Fuel Oil |  |  |  | FR | SCR | [8 empty] | 0.2336 | 0.04672 | 0.2336 | 0.04672 | [11 empty] | University of Texas At Austin | 100 | University of Texas System (The) | 100
natural gas combined cycle | Hal C Weaver Power Plant | 50118_G_GEN8 | 50118 | G | GEN8 |  | Combined Cycle |  | ERC_REST | Texas | 48 | Travis | 453 | 48453 | 46.5 | 5500 | 1987 | 9999 |  |  | Y | Natural Gas, Distillate Fuel Oil |  |  |  |  | SCR | [8 empty] | 0.2336 | 0.04672 | 0.2336 | 0.04672 | [11 empty] | University of Texas At Austin | 100 | University of Texas System (The) | 100
natural gas combined cycle | Hal C Weaver Power Plant | 50118_G_GEN9 | 50118 | G | GEN9 |  | Combined Cycle |  | ERC_REST | Texas | 48 | Travis | 453 | 48453 | 26.1 | 5500 | 2004 | 9999 |  |  | Y | Natural Gas, Distillate Fuel Oil |  |  |  |  | SCR | [8 empty] | 0.0124 | 0.0080456 | 0.0124 | 0.0080456 | [11 empty] | University of Texas At Austin | 100 | University of Texas System (The) | 100
natural gas combined cycle | Hal C Weaver Power Plant | 50118_G_GEN10 | 50118 | G | GEN10 |  | Combined Cycle |  | ERC_REST | Texas | 48 | Travis | 453 | 48453 | 33 | 5500 | 2010 | 9999 |  |  | Y | Natural Gas, Distillate Fuel Oil |  |  |  |  | SCR | [8 empty] | 0.0124 | 0.0080456 | 0.0124 | 0.0080456 | [11 empty] | University of Texas At Austin | 100 | University of Texas System (The) | 100
hard coal | Phillips 66 Rodeo Refinery | 50119_G_GENA | 50119 | G | GENA |  | Fossil Waste |  | WEC_CALN | California | 6 | Contra Costa | 13 | 06013 | 15.3 | 4577 | 1987 | 9999 |  |  | Y | Fossil Waste | [13 empty] | 0.05568 | 0.05568 | 0.05568 | 0.05568 | [11 empty] | Phillips Petroleum Co | 100 | Phillips 66 Co | 100
hard coal | Phillips 66 Rodeo Refinery | 50119_G_GENB | 50119 | G | GENB |  | Fossil Waste |  | WEC_CALN | California | 6 | Contra Costa | 13 | 06013 | 15.4 | 4577 | 1987 | 9999 |  |  | Y | Fossil Waste | [13 empty] | 0.05903 | 0.05903 | 0.05903 | 0.05903 | [11 empty] | Phillips Petroleum Co | 100 | Phillips 66 Co | 100
hard coal | Phillips 66 Rodeo Refinery | 50119_G_GENC | 50119 | G | GENC |  | Fossil Waste |  | WEC_CALN | California | 6 | Contra Costa | 13 | 06013 | 14.9 | 4577 | 1987 | 9999 |  |  | Y | Fossil Waste | [13 empty] | 0.05035 | 0.05035 | 0.05035 | 0.05035 | [11 empty] | Phillips Petroleum Co | 100 | Phillips 66 Co | 100
hydro | Normanskill Hydro Project | 50123_G_GEN1 | 50123 | G | GEN1 |  | Hydro |  | NY_Z_F | New York | 36 | Albany | 1 | 36001 | 1.2 | 0 | 1983 | 9999 |  |  | N | Hydro | [13 empty] | 0 | 0 | 0 | 0 | [11 empty] | Watervliet (City of) | 100 | Watervliet (City of) | 100
hydro | Ottauquechee Hydro | 50126_G_2 | 50126 | G | 2 |  | Hydro |  | NENGREST | Vermont | 50 | Windsor | 27 | 50027 | 0.6 | 0 | 1983 | 9999 |  |  | N | Hydro | [13 empty] | 0 | 0 | 0 | 0 | [11 empty] | Enel North America Inc | 100 | Enel SpA | 100
hydro | Ottauquechee Hydro | 50126_G_1 | 50126 | G | 1 |  | Hydro |  | NENGREST | Vermont | 50 | Windsor | 27 | 50027 | 1.1 | 0 | 1987 | 9999 |  |  | N | Hydro | [13 empty] | 0 | 0 | 0 | 0 | [11 empty] | Enel North America Inc | 100 | Enel SpA | 100
natural gas combined cycle | Signal Hill Generating LLC | 50127_G_GTA | 50127 | G | GTA |  | Combined Cycle |  | ERC_WEST | Texas | 48 | Wichita | 485 | 48485 | 19.7 | 14659 | 1987 | 9999 |  |  | N | Natural Gas | [13 empty] | 0.24059 | 0.24059 | 0.24059 | 0.24059 | [11 empty] | Signal Hill Wichita Falls Power LP | 100 | Energy Trading Innovations LLC | 100
natural gas combined cycle | Signal Hill Generating LLC | 50127_G_GTB | 50127 | G | GTB |  | Combined Cycle |  | ERC_WEST | Texas | 48 | Wichita | 485 | 48485 | 19.7 | 14659 | 1987 | 9999 |  |  | N | Natural Gas | [13 empty] | 0.24059 | 0.24059 | 0.24059 | 0.24059 | [11 empty] | Signal Hill Wichita Falls Power LP | 100 | Energy Trading Innovations LLC | 100
natural gas combined cycle | Signal Hill Generating LLC | 50127_G_GTC | 50127 | G | GTC |  | Combined Cycle |  | ERC_WEST | Texas | 48 | Wichita | 485 | 48485 | 19.7 | 14659 | 1987 | 9999 |  |  | N | Natural Gas | [13 empty] | 0.24059 | 0.24059 | 0.24059 | 0.24059 | [11 empty] | Signal Hill Wichita Falls Power LP | 100 | Energy Trading Innovations LLC | 100
natural gas combined cycle | Signal Hill Generating LLC | 50127_G_STD | 50127 | G | STD |  | Combined Cycle |  | ERC_WEST | Texas | 48 | Wichita | 485 | 48485 | 17 | 14659 | 1987 | 9999 |  |  | N | Natural Gas | [13 empty] | 0.24059 | 0.24059 | 0.24059 | 0.24059 | [11 empty] | Signal Hill Wichita Falls Power LP | 100 | Energy Trading Innovations LLC | 100
hydro | Indian Valley Dam Hydro Project | 50129_G_1641 | 50129 | G | 1641 |  | Hydro |  | WEC_CALN | California | 6 | Lake | 33 | 06033 | 1.3 | 0 | 1983 | 9999 |  |  | N | Hydro | [13 empty] | 0 | 0 | 0 | 0 | [11 empty] | Yolo County Flood Control & Water Conservation District | 100 | Yolo County Flood Control & Water Conservation District | 100
hydro | Indian Valley Dam Hydro Project | 50129_G_1642 | 50129 | G | 1642 |  | Hydro |  | WEC_CALN | California | 6 | Lake | 33 | 06033 | 1.3 | 0 | 1983 | 9999 |  |  | N | Hydro | [13 empty] | 0 | 0 | 0 | 0 | [11 empty] | Yolo County Flood Control & Water Conservation District | 100 | Yolo County Flood Control & Water Conservation District | 100
hydro | Indian Valley Dam Hydro Project | 50129_G_8332 | 50129 | G | 8332 |  | Hydro |  | WEC_CALN | California | 6 | Lake | 33 | 06033 | 0.1 | 0 | 1983 | 9999 |  |  | N | Hydro | [13 empty] | 0 | 0 | 0 | 0 | [11 empty] | Yolo County Flood Control & Water Conservation District | 100 | Yolo County Flood Control & Water Conservation District | 100
natural gas peaker | Sycamore Cogeneration | 50134_G_GTAG | 50134 | G | GTAG |  | Combustion Turbine |  | WECC_SCE | California | 6 | Kern | 29 | 06029 | 75 | 8700 | 1987 | 9999 |  |  | Y | Natural Gas | [12 empty] | 0.74 | 0.017215 | 0.017215 | 0.017215 | 0.017215 | [11 empty] | Sycamore Cogeneration Co | 100 | Chevron Corp | 100
natural gas peaker | Sycamore Cogeneration | 50134_G_GTBG | 50134 | G | GTBG |  | Combustion Turbine |  | WECC_SCE | California | 6 | Kern | 29 | 06029 | 75 | 8700 | 1987 | 9999 |  |  | Y | Natural Gas | [12 empty] | 0.74 | 0.017215 | 0.017215 | 0.017215 | 0.017215 | [11 empty] | Sycamore Cogeneration Co | 100 | Chevron Corp | 100
natural gas peaker | Sycamore Cogeneration | 50134_G_GTCG | 50134 | G | GTCG |  | Combustion Turbine |  | WECC_SCE | California | 6 | Kern | 29 | 06029 | 75 | 8700 | 1987 | 9999 |  |  | Y | Natural Gas | [12 empty] | 0.74 | 0.017215 | 0.017215 | 0.017215 | 0.017215 | [11 empty] | Sycamore Cogeneration Co | 100 | Chevron Corp | 100
natural gas peaker | Sycamore Cogeneration | 50134_G_GTDG | 50134 | G | GTDG |  | Combustion Turbine |  | WECC_SCE | California | 6 | Kern | 29 | 06029 | 75 | 8700 | 1987 | 9999 |  |  | Y | Natural Gas | [12 empty] | 0.74 | 0.017215 | 0.017215 | 0.017215 | 0.017215 | [11 empty] | Sycamore Cogeneration Co | 100 | Chevron Corp | 100
natural gas peaker | South Oaks Hospital | 50136_G_CG1 | 50136 | G | CG1 |  | Combustion Turbine | IC Engine | NY_Z_K | New York | 36 | Suffolk | 103 | 36103 | 0.1 | 8700 | 2008 | 9999 |  |  | Y | Natural Gas | [13 empty] | 0.34851 | 0.34851 | 0.34851 | 0.34851 | [11 empty] | South Oak Hospital | 100 | South Oak Hospital | 100
natural gas peaker | South Oaks Hospital | 50136_G_CG2 | 50136 | G | CG2 |  | Combustion Turbine | IC Engine | NY_Z_K | New York | 36 | Suffolk | 103 | 36103 | 0.1 | 8700 | 2008 | 9999 |  |  | Y | Natural Gas | [13 empty] | 0.34851 | 0.34851 | 0.34851 | 0.34851 | [11 empty] | South Oak Hospital | 100 | South Oak Hospital | 100
natural gas peaker | South Oaks Hospital | 50136_G_CG3 | 50136 | G | CG3 |  | Combustion Turbine | IC Engine | NY_Z_K | New York | 36 | Suffolk | 103 | 36103 | 0.1 | 8700 | 2008 | 9999 |  |  | Y | Natural Gas | [13 empty] | 0.34851 | 0.34851 | 0.34851 | 0.34851 | [11 empty] | South Oak Hospital | 100 | South Oak Hospital | 100
natural gas peaker | South Oaks Hospital | 50136_G_CG4 | 50136 | G | CG4 |  | Combustion Turbine | IC Engine | NY_Z_K | New York | 36 | Suffolk | 103 | 36103 | 0.1 | 8700 | 2008 | 9999 |  |  | Y | Natural Gas | [13 empty] | 0.34851 | 0.34851 | 0.34851 | 0.34851 | [11 empty] | South Oak Hospital | 100 | South Oak Hospital | 100
natural gas peaker | South Oaks Hospital | 50136_G_CG5 | 50136 | G | CG5 |  | Combustion Turbine | IC Engine | NY_Z_K | New York | 36 | Suffolk | 103 | 36103 | 0.1 | 8700 | 2008 | 9999 |  |  | Y | Natural Gas | [13 empty] | 0.34851 | 0.34851 | 0.34851 | 0.34851 | [11 empty] | South Oak Hospital | 100 | South Oak Hospital | 100
biomass | Snider Industries | 50141_G_WGN1 | 50141 | G | WGN1 |  | Biomass |  | SPP_WEST | Texas | 48 | Harrison | 203 | 48203 | 5 | 12168 | 1983 | 9999 |  |  | Y | Biomass | [13 empty] | 0.36198 | 0.36198 | 0.36198 | 0.36198 | [11 empty] | Snider Industries Inc | 100 | Snider Industries Inc | 100
hydro | R E Badger Filtration Plant | 50147_G_1 | 50147 | G | 1 |  | Hydro |  | WEC_SDGE | California | 6 | San Diego | 73 | 06073 | 1 | 0 | 1987 | 9999 |  |  | N | Hydro | [13 empty] | 0 | 0 | 0 | 0 | [11 empty] | Santa Fe Irrigation District | 100 | Santa Fe Irrigation District | 100
natural gas combined cycle | Linde Wilmington | 50148_G_GEN1 | 50148 | G | GEN1 |  | Combined Cycle |  | WEC_LADW | California | 6 | Los Angeles | 37 | 06037 | 21 | 7193 | 1988 | 9999 |  |  | Y | Natural Gas | [13 empty] | 0.068427 | 0.068427 | 0.068427 | 0.068427 | [11 empty] | Praxair Inc | 100 | Praxair Inc | 100
natural gas combined cycle | Linde Wilmington | 50148_G_GEN2 | 50148 | G | GEN2 |  | Combined Cycle |  | WEC_LADW | California | 6 | Los Angeles | 37 | 06037 | 6 | 7193 | 1988 | 9999 |  |  | Y | Natural Gas | [13 empty] | 0.068427 | 0.068427 | 0.068427 | 0.068427 | [11 empty] | Praxair Inc | 100 | Praxair Inc | 100
natural gas combined cycle | Union Carbide Seadrift Cogen | 50150_G_GE10 | 50150 | G | GE10 |  | Combined Cycle |  | ERC_REST | Texas | 48 | Calhoun | 57 | 48057 | 15 | 7994 | 1964 | 9999 |  |  | Y | Natural Gas | [13 empty] | 0.07424 | 0.07424 | 0.07424 | 0.07424 | [11 empty] | Union Carbide Corp Seadrift | 100 | DowDuPont Inc | 100
natural gas combined cycle | Union Carbide Seadrift Cogen | 50150_G_GEN6 | 50150 | G | GEN6 |  | Combined Cycle |  | ERC_REST | Texas | 48 | Calhoun | 57 | 48057 | 30 | 7994 | 1987 | 9999 |  |  | Y | Natural Gas | [13 empty] | 0.07424 | 0.07424 | 0.07424 | 0.07424 | [11 empty] | Union Carbide Corp Seadrift | 100 | DowDuPont Inc | 100
natural gas combined cycle | Union Carbide Seadrift Cogen | 50150_G_GEN8 | 50150 | G | GEN8 |  | Combined Cycle |  | ERC_REST | Texas | 48 | Calhoun | 57 | 48057 | 30 | 7994 | 1987 | 9999 |  |  | Y | Natural Gas | [13 empty] | 0.07424 | 0.07424 | 0.07424 | 0.07424 | [11 empty] | Union Carbide Corp Seadrift | 100 | DowDuPont Inc | 100
natural gas combined cycle | Union Carbide Seadrift Cogen | 50150_G_GEN5 | 50150 | G | GEN5 |  | Combined Cycle |  | ERC_REST | Texas | 48 | Calhoun | 57 | 48057 | 15 | 7994 | 1987 | 9999 |  |  | Y | Natural Gas | [13 empty] | 0.07424 | 0.07424 | 0.07424 | 0.07424 | [11 empty] | Union Carbide Corp Seadrift | 100 | DowDuPont Inc | 100
natural gas combined cycle | Union Carbide Seadrift Cogen | 50150_G_GEN7 | 50150 | G | GEN7 |  | Combined Cycle |  | ERC_REST | Texas | 48 | Calhoun | 57 | 48057 | 6 | 7994 | 1987 | 9999 |  |  | Y | Natural Gas | [13 empty] | 0.07424 | 0.07424 | 0.07424 | 0.07424 | [11 empty] | Union Carbide Corp Seadrift | 100 | DowDuPont Inc | 100
natural gas combined cycle | Union Carbide Seadrift Cogen | 50150_G_GEN9 | 50150 | G | GEN9 |  | Combined Cycle |  | ERC_REST | Texas | 48 | Calhoun | 57 | 48057 | 15 | 7994 | 1987 | 9999 |  |  | Y | Natural Gas | [13 empty] | 0.07424 | 0.07424 | 0.07424 | 0.07424 | [11 empty] | Union Carbide Corp Seadrift | 100 | DowDuPont Inc | 100
natural gas combined cycle | Union Carbide Seadrift Cogen | 50150_G_GE11 | 50150 | G | GE11 |  | Combined Cycle |  | ERC_REST | Texas | 48 | Calhoun | 57 | 48057 | 30 | 7994 | 2000 | 9999 |  |  | Y | Natural Gas | [13 empty] | 0.07424 | 0.07424 | 0.07424 | 0.07424 | [11 empty] | Union Carbide Corp Seadrift | 100 | DowDuPont Inc | 100
natural gas combined cycle | Dow St Charles Operations | 50152_G_CGN1 | 50152 | G | CGN1 |  | Combined Cycle |  | MIS_LA | Louisiana | 22 | St Charles | 89 | 22089 | 100 | 5500 | 1996 | 9999 |  |  | Y | Natural Gas | [13 empty] | 0.011 | 0.011 | 0.011 | 0.011 | [11 empty] | Dow Chemical Co | 100 | DowDuPont Inc | 100
natural gas combined cycle | Dow St Charles Operations | 50152_G_CGN2 | 50152 | G | CGN2 |  | Combined Cycle |  | MIS_LA | Louisiana | 22 | St Charles | 89 | 22089 | 100 | 5500 | 1997 | 9999 |  |  | Y | Natural Gas | [13 empty] | 0.011 | 0.011 | 0.011 | 0.011 | [11 empty] | Dow Chemical Co | 100 | DowDuPont Inc | 100
natural gas combined cycle | Dow St Charles Operations | 50152_G_STG | 50152 | G | STG |  | Combined Cycle |  | MIS_LA | Louisiana | 22 | St Charles | 89 | 22089 | 20 | 5500 | 1997 | 9999 |  |  | Y | Natural Gas |  |  |  | LNB | [9 empty] | 0.011 | 0.011 | 0.011 | 0.011 | [11 empty] | Dow Chemical Co | 100 | DowDuPont Inc | 100
natural gas combined cycle | Dow St Charles Operations | 50152_G_CSTG | 50152 | G | CSTG |  | Combined Cycle |  | MIS_LA | Louisiana | 22 | St Charles | 89 | 22089 | 50 | 5500 | 2002 | 9999 |  |  | Y | Natural Gas |  |  |  | LNB | [9 empty] | 0.011 | 0.011 | 0.011 | 0.011 | [11 empty] | Dow Chemical Co | 100 | DowDuPont Inc | 100
hydro | Bear Creek | 50156_G_GEN1 | 50156 | G | GEN1 |  | Hydro |  | WEC_CALN | California | 6 | Shasta | 89 | 06089 | 3 | 0 | 1990 | 9999 |  |  | N | Hydro | [13 empty] | 0 | 0 | 0 | 0 | [11 empty] | Chi West Inc | 100 | Enel SpA | 100
hydro | International Paper Woronoco Mill | 50166_G_GEN2 | 50166 | G | GEN2 |  | Hydro |  | NENGREST | Massachusetts | 25 | Hampden | 13 | 25013 | 1.7 | 0 | 1913 | 9999 |  |  | N | Hydro | [13 empty] | 0 | 0 | 0 | 0 | [11 empty] | Swift River Hydro Operations Co | 100 | Swift River Hydro Operations Co | 100
hydro | International Paper Woronoco Mill | 50166_G_GEN1 | 50166 | G | GEN1 |  | Hydro |  | NENGREST | Massachusetts | 25 | Hampden | 13 | 25013 | 0.4 | 0 | 1916 | 9999 |  |  | N | Hydro | [13 empty] | 0 | 0 | 0 | 0 | [11 empty] | Swift River Hydro Operations Co | 100 | Swift River Hydro Operations Co | 100
hydro | International Paper Woronoco Mill | 50166_G_GEN2A | 50166 | G | GEN2A |  | Hydro |  | NENGREST | Massachusetts | 25 | Hampden | 13 | 25013 | 0.4 | 0 | 1916 | 9999 |  |  | N | Hydro | [13 empty] | 0 | 0 | 0 | 0 | [11 empty] | Swift River Hydro Operations Co | 100 | Swift River Hydro Operations Co | 100
natural gas peaker | Berry Cogen | 50170_G_GEN1 | 50170 | G | GEN1 |  | Combustion Turbine |  | WEC_CALN | California | 6 | Kern | 29 | 06029 | 35 | 8700 | 1986 | 9999 |  |  | Y | Natural Gas | [12 empty] | 0.74 | 0.01384 | 0.01384 | 0.01384 | 0.01384 | [11 empty] | Berry Petroleum Co | 100 | Linn Energy LLC | 100
hydro | Emporia | 50175_G_GEN1 | 50175 | G | GEN1 |  | Hydro |  | PJM_Dom | Virginia | 51 | Greensville | 81 | 51081 | 2 | 0 | 1986 | 9999 |  |  | N | Hydro | [13 empty] | 0 | 0 | 0 | 0 | [11 empty] | Emporia Hydropower LP | 100 | Ridgewood US Hydro Corp | 100
hydro | Emporia | 50175_G_GEN2 | 50175 | G | GEN2 |  | Hydro |  | PJM_Dom | Virginia | 51 | Greensville | 81 | 51081 | 0.5 | 0 | 1986 | 9999 |  |  | N | Hydro | [13 empty] | 0 | 0 | 0 | 0 | [11 empty] | Emporia Hydropower LP | 100 | Ridgewood US Hydro Corp | 100
hydro | Union Falls | 50176_G_GEN1 | 50176 | G | GEN1 |  | Hydro |  | NY_Z_D | New York | 36 | Clinton | 19 | 36019 | 1.3 | 0 | 1987 | 9999 |  |  | N | Hydro | [13 empty] | 0 | 0 | 0 | 0 | [11 empty] | Union Falls Hydropower LP | 100 | Ridgewood US Hydro Corp | 100
hydro | Union Falls | 50176_G_GEN2 | 50176 | G | GEN2 |  | Hydro |  | NY_Z_D | New York | 36 | Clinton | 19 | 36019 | 1.3 | 0 | 1987 | 9999 |  |  | N | Hydro | [13 empty] | 0 | 0 | 0 | 0 | [11 empty] | Union Falls Hydropower LP | 100 | Ridgewood US Hydro Corp | 100
hydro | Blackstone/Tupperware | 50177_G_GEN1 | 50177 | G | GEN1 |  | Hydro |  | NENGREST | Rhode Island | 44 | Providence | 7 | 44007 | 0.4 | 0 | 1981 | 9999 |  |  | N | Hydro | [13 empty] | 0 | 0 | 0 | 0 | [11 empty] | Blackstone Hydro Corp | 100 | Ridgewood US Hydro Corp | 100
hydro | Blackstone/Tupperware | 50177_G_GEN2 | 50177 | G | GEN2 |  | Hydro |  | NENGREST | Rhode Island | 44 | Providence | 7 | 44007 | 0.4 | 0 | 1981 | 9999 |  |  | N | Hydro | [13 empty] | 0 | 0 | 0 | 0 | [11 empty] | Blackstone Hydro Corp | 100 | Ridgewood US Hydro Corp | 100
hydro | Blackstone/Tupperware | 50177_G_GEN3 | 50177 | G | GEN3 |  | Hydro |  | NENGREST | Rhode Island | 44 | Providence | 7 | 44007 | 0.4 | 0 | 1981 | 9999 |  |  | N | Hydro | [13 empty] | 0 | 0 | 0 | 0 | [11 empty] | Blackstone Hydro Corp | 100 | Ridgewood US Hydro Corp | 100
hydro | Blackstone/Tupperware | 50177_G_GEN4 | 50177 | G | GEN4 |  | Hydro |  | NENGREST | Rhode Island | 44 | Providence | 7 | 44007 | 0.4 | 0 | 1981 | 9999 |  |  | N | Hydro | [13 empty] | 0 | 0 | 0 | 0 | [11 empty] | Blackstone Hydro Corp | 100 | Ridgewood US Hydro Corp | 100
hydro | Halifax | 50178_G_GEN1 | 50178 | G | GEN1 |  | Hydro |  | PJM_Dom | Virginia | 51 | Halifax | 83 | 51083 | 0.8 | 0 | 1915 | 9999 |  |  | N | Hydro | [13 empty] | 0 | 0 | 0 | 0 | [11 empty] | Synergics Inc | 100 | Synergics Inc | 100
hydro | Halifax | 50178_G_GEN2 | 50178 | G | GEN2 |  | Hydro |  | PJM_Dom | Virginia | 51 | Halifax | 83 | 51083 | 0.4 | 0 | 1915 | 9999 |  |  | N | Hydro | [13 empty] | 0 | 0 | 0 | 0 | [11 empty] | Synergics Inc | 100 | Synergics Inc | 100
hydro | Halifax | 50178_G_GEN3 | 50178 | G | GEN3 |  | Hydro |  | PJM_Dom | Virginia | 51 | Halifax | 83 | 51083 | 0.4 | 0 | 1915 | 9999 |  |  | N | Hydro | [13 empty] | 0 | 0 | 0 | 0 | [11 empty] | Synergics Inc | 100 | Synergics Inc | 100
hydro | Box Canyon Dam | 50179_G_GEN1 | 50179 | G | GEN1 |  | Hydro |  | WECC_PNW | California | 6 | Siskiyou | 93 | 06093 | 2.5 | 0 | 1986 | 9999 |  |  | N | Hydro | [13 empty] | 0 | 0 | 0 | 0 | [11 empty] | Synergics Inc | 100 | Synergics Inc | 100
hydro | Box Canyon Dam | 50179_G_GEN2 | 50179 | G | GEN2 |  | Hydro |  | WECC_PNW | California | 6 | Siskiyou | 93 | 06093 | 2.5 | 0 | 1986 | 9999 |  |  | N | Hydro | [13 empty] | 0 | 0 | 0 | 0 | [11 empty] | Synergics Inc | 100 | Synergics Inc | 100
hydro | Olsen | 50180_G_GEN1 | 50180 | G | GEN1 |  | Hydro |  | WEC_CALN | California | 6 | Shasta | 89 | 06089 | 4.8 | 0 | 1990 | 9999 |  |  | N | Hydro | [13 empty] | 0 | 0 | 0 | 0 | [11 empty] | Synergics Inc | 100 | Synergics Inc | 100
municipal solid waste | Columbus MS | 50184_G_TG2 | 50184 | G | TG2 |  | Non-Fossil Waste |  | S_C_TVA | Mississippi | 28 | Lowndes | 87 | 28087 | 46 | 4225 | 1982 | 9999 | stoker/SPR | dry | Y | Non-Fossil Waste |  |  |  | LNB + OFA | [9 empty] | 0 | 0 | 0 | 0 | [11 empty] | Weyerhaeuser Co | 100 | Weyerhaeuser Co | 100
municipal solid waste | Columbus MS | 50184_B_REC | 50184 | B | REC |  | Non-Fossil Waste |  | S_C_TVA | Mississippi | 28 | Lowndes | 87 | 28087 | 64 | 4225 | 1990 | 9999 | cyclone |  | Y | Non-Fossil Waste |  |  |  | LNB + OFA |  |  |  | ESPH | No |  |  |  |  | 0.11 | 0.11 | 0.11 | 0.11 | [11 empty] | Weyerhaeuser Co | 100 | Weyerhaeuser Co | 100
natural gas steam turbine | Columbus MS | 50184_B_PKG | 50184 | B | PKG |  | O/G Steam |  | S_C_TVA | Mississippi | 28 | Lowndes | 87 | 28087 | 18.6 | 8300 | 1993 | 9999 | wall | dry | Y | Natural Gas |  |  |  | FR + LNB | [9 empty] | 0.1 | 0.1 | 0.1 | 0.1 | [11 empty] | Weyerhaeuser Co | 100 | Weyerhaeuser Co | 100
municipal solid waste | Domtar Paper Co LLC Plymouth NC | 50189_B_5REC | 50189 | B | 5REC |  | Non-Fossil Waste |  | PJM_Dom | North Carolina | 37 | Martin | 117 | 37117 | 71 | 4757 | 1965 | 9999 | other |  | Y | Non-Fossil Waste |  |  |  | OFA |  |  |  | ESPH | No |  |  |  |  | 0.14667 | 0.14667 | 0.14667 | 0.14667 | [11 empty] | Weyerhaeuser Co | 100 | Weyerhaeuser Co | 100
biomass | Domtar Paper Co LLC Plymouth NC | 50189_B_1HFB | 50189 | B | 1HFB |  | Biomass |  | PJM_Dom | North Carolina | 37 | Martin | 117 | 37117 | 21.7 | 4757 | 1977 | 9999 | stoker/SPR | dry | Y | Biomass |  |  |  | OFA |  |  |  | ESPH + B + C | No |  |  |  | 0.8 | 0.22259 | 0.22259 | 0.22259 | 0.22259 | [11 empty] | Weyerhaeuser Co | 100 | Weyerhaeuser Co | 100
biomass | Domtar Paper Co LLC Plymouth NC | 50189_B_2HFB | 50189 | B | 2HFB |  | Biomass |  | PJM_Dom | North Carolina | 37 | Martin | 117 | 37117 | 21.7 | 4757 | 1982 | 9999 | stoker/SPR | dry | Y | Biomass |  |  |  | OFA |  |  |  | ESPH + B + C | No |  |  |  | 0.8 | 0.2 | 0.2 | 0.2 | 0.2 | [11 empty] | Weyerhaeuser Co | 100 | Weyerhaeuser Co | 100
biomass | Multitrade Rabun Gap, LLC | 50201_B_WB1 | 50201 | B | WB1 |  | Biomass |  | S_SOU | Georgia | 13 | RABUN | 241 | 13241 | 18 | 19439 | 2010 | 9999 |  |  | N | Biomass | [7 empty] | ESPC | No |  |  |  |  | 0.21236 | 0.21236 | 0.21236 | 0.21236 | [11 empty] | Multitrade Rabun Gap LLC | 100 | Multitrade Biomass Holdings LLC | 100
municipal solid waste | Williams Ignacio Natural Gas Plant | 50205_G_7101 | 50205 | G | 7101 |  | Non-Fossil Waste |  | WECC_CO | Colorado | 8 | La Plata | 67 | 08067 | 6.1 | 11084 | 1984 | 9999 |  |  | N | Non-Fossil Waste | [13 empty] | 0 | 0 | 0 | 0 | [11 empty] | Williams Field Services Group LLC | 100 | Williams Companies Inc (The) | 100
hydro | Vallecito Hydroelectric | 50206_G_GEN1 | 50206 | G | GEN1 |  | Hydro |  | WECC_CO | Colorado | 8 | La Plata | 67 | 08067 | 0.8 | 0 | 1989 | 9999 |  |  | N | Hydro | [13 empty] | 0 | 0 | 0 | 0 | [11 empty] | Ptarmigan Resources & Energy Inc | 100 | Ptarmigan Resources & Energy Inc | 100
hydro | Vallecito Hydroelectric | 50206_G_GEN2 | 50206 | G | GEN2 |  | Hydro |  | WECC_CO | Colorado | 8 | La Plata | 67 | 08067 | 2.5 | 0 | 1989 | 9999 |  |  | N | Hydro | [13 empty] | 0 | 0 | 0 | 0 | [11 empty] | Ptarmigan Resources & Energy Inc | 100 | Ptarmigan Resources & Energy Inc | 100
hydro | Vallecito Hydroelectric | 50206_G_GEN3 | 50206 | G | GEN3 |  | Hydro |  | WECC_CO | Colorado | 8 | La Plata | 67 | 08067 | 2.5 | 0 | 1989 | 9999 |  |  | N | Hydro | [13 empty] | 0 | 0 | 0 | 0 | [11 empty] | Ptarmigan Resources & Energy Inc | 100 | Ptarmigan Resources & Energy Inc | 100
biomass | Pinetree Power | 50208_B_B1 | 50208 | B | B1 |  | Biomass |  | NENGREST | New Hampshire | 33 | Grafton | 9 | 33009 | 15 | 15924 | 1986 | 9999 |  |  | N | Biomass |  |  |  |  | SCR |  |  | ESPC | Yes |  |  |  |  | 0.075 | 0.075 | 0.075 | 0.075 | [11 empty] | Pinetree Power LLC | 100 | Capergy SA | 100
geothermal | Vulcan-BN Geothermal Power Company | 50210_G_GEN1 | 50210 | G | GEN1 |  | Geothermal |  | WECC_IID | California | 6 | Imperial | 25 | 06025 | 23.5 | 9771 | 1985 | 9999 |  |  | N | Geothermal | [13 empty] | 0 | 0 | 0 | 0 | 0.4625 | 0.4625 | 0.4625 | [8 empty] | Vulcan/BN Geothermal Power Co | 100 | Berkshire Hathaway Inc | 100
geothermal | Vulcan-BN Geothermal Power Company | 50210_G_GEN2 | 50210 | G | GEN2 |  | Geothermal |  | WECC_IID | California | 6 | Imperial | 25 | 06025 | 6 | 9771 | 1985 | 9999 |  |  | N | Geothermal | [13 empty] | 0 | 0 | 0 | 0 | 0.4625 | 0.4625 | 0.4625 | [8 empty] | Vulcan/BN Geothermal Power Co | 100 | Berkshire Hathaway Inc | 100
municipal solid waste | York County Resource Recovery | 50215_B_101 | 50215 | B | 101 |  | Municipal Solid Waste |  | PJM_WMAC | Pennsylvania | 42 | York | 133 | 42133 | 9.6 | 20253 | 1989 | 9999 |  |  | N | MSW | Dry Scrubber | 1989 | 0.8 | LA + LNB |  |  |  | B | NA | ACI | 2001 |  |  | 0.17943 | 0.17943 | 0.17943 | 0.17943 | 0.08 | 0.08 | 0.08 | [8 empty] | York County Solid Waste Authority | 100 | Covanta Holding Corp | 100
municipal solid waste | York County Resource Recovery | 50215_B_102 | 50215 | B | 102 |  | Municipal Solid Waste |  | PJM_WMAC | Pennsylvania | 42 | York | 133 | 42133 | 9.6 | 20253 | 1989 | 9999 |  |  | N | MSW | Dry Scrubber | 1989 | 0.8 | LA + LNB |  |  |  | B | NA | ACI | 1997 |  |  | 0.21321 | 0.21321 | 0.21321 | 0.21321 | 0.08 | 0.08 | 0.08 | [8 empty] | York County Solid Waste Authority | 100 | Covanta Holding Corp | 100
municipal solid waste | York County Resource Recovery | 50215_B_103 | 50215 | B | 103 |  | Municipal Solid Waste |  | PJM_WMAC | Pennsylvania | 42 | York | 133 | 42133 | 9.6 | 20253 | 1989 | 9999 |  |  | N | MSW | Dry Scrubber | 1989 | 0.8 | LA + LNB |  |  |  | B | NA | ACI | 1997 |  |  | 0.21 | 0.21 | 0.21 | 0.21 | 0.08 | 0.08 | 0.08 | [8 empty] | York County Solid Waste Authority | 100 | Covanta Holding Corp | 100
natural gas combined cycle | Watson Cogeneration | 50216_G_GN94 | 50216 | G | GN94 |  | Combined Cycle |  | WECC_SCE | California | 6 | Los Angeles | 37 | 06037 | 82 | 5503 | 1987 | 9999 |  |  | Y | Natural Gas |  |  |  |  | SCR | [8 empty] | 0.015062 | 0.015062 | 0.015062 | 0.015062 | [11 empty] | Tesoro Petroleum Corp | 51 | Andeavor | 51
natural gas combined cycle | Watson Cogeneration | 50216_G_GN96 | 50216 | G | GN96 |  | Combined Cycle |  | WECC_SCE | California | 6 | Los Angeles | 37 | 06037 | 35 | 5503 | 1987 | 9999 |  |  | Y | Natural Gas |  |  |  | NH3 + STM | SCR | [8 empty] | 0.015062 | 0.015062 | 0.015062 | 0.015062 | [11 empty] | Tesoro Petroleum Corp | 51 | Andeavor | 51
natural gas combined cycle | Watson Cogeneration | 50216_G_GN91 | 50216 | G | GN91 |  | Combined Cycle |  | WECC_SCE | California | 6 | Los Angeles | 37 | 06037 | 82 | 5503 | 1988 | 9999 |  |  | Y | Natural Gas |  |  |  |  | SCR | [8 empty] | 0.015062 | 0.015062 | 0.015062 | 0.015062 | [11 empty] | Tesoro Petroleum Corp | 51 | Andeavor | 51
natural gas combined cycle | Watson Cogeneration | 50216_G_GN92 | 50216 | G | GN92 |  | Combined Cycle |  | WECC_SCE | California | 6 | Los Angeles | 37 | 06037 | 82 | 5503 | 1988 | 9999 |  |  | Y | Natural Gas |  |  |  |  | SCR | [8 empty] | 0.015062 | 0.015062 | 0.015062 | 0.015062 | [11 empty] | Tesoro Petroleum Corp | 51 | Andeavor | 51
natural gas combined cycle | Watson Cogeneration | 50216_G_GN93 | 50216 | G | GN93 |  | Combined Cycle |  | WECC_SCE | California | 6 | Los Angeles | 37 | 06037 | 82 | 5503 | 1988 | 9999 |  |  | Y | Natural Gas |  |  |  |  | SCR | [8 empty] | 0.015062 | 0.015062 | 0.015062 | 0.015062 | [11 empty] | Tesoro Petroleum Corp | 51 | Andeavor | 51
natural gas combined cycle | Watson Cogeneration | 50216_G_GN95 | 50216 | G | GN95 |  | Combined Cycle |  | WECC_SCE | California | 6 | Los Angeles | 37 | 06037 | 35 | 5503 | 1988 | 9999 |  |  | Y | Natural Gas |  |  |  | NH3 + STM | SCR | [8 empty] | 0.015062 | 0.015062 | 0.015062 | 0.015062 | [11 empty] | Tesoro Petroleum Corp | 51 | Andeavor | 51
hydro | Woodward Power Plant | 50218_G_U1 | 50218 | G | U1 |  | Hydro |  | WEC_CALN | California | 6 | Stanislaus | 99 | 06099 | 2.7 | 0 | 1982 | 9999 |  |  | N | Hydro | [13 empty] | 0 | 0 | 0 | 0 | [11 empty] | South San Joaquin Irrigation District | 100 | South San Joaquin Irrigation District | 100
hydro | Frankenheimer Power Plant | 50219_G_U1 | 50219 | G | U1 |  | Hydro |  | WEC_CALN | California | 6 | Stanislaus | 99 | 06099 | 4 | 0 | 1983 | 9999 |  |  | N | Hydro | [13 empty] | 0 | 0 | 0 | 0 | [11 empty] | South San Joaquin Irrigation District | 100 | South San Joaquin Irrigation District | 100
hydro | Nelson Creek | 50223_G_1296 | 50223 | G | 1296 |  | Hydro |  | WEC_CALN | California | 6 | Shasta | 89 | 06089 | 0.5 | 0 | 1989 | 9999 |  |  | N | Hydro | [13 empty] | 0 | 0 | 0 | 0 | [11 empty] | Nelson Creek Power Inc | 100 | Nelson Creek Power Inc | 100
municipal solid waste | Regional Waste Systems | 50225_B_1SG1A | 50225 | B | 1SG1A |  | Municipal Solid Waste |  | NENG_ME | Maine | 23 | Cumberland | 5 | 23005 | 5.8 | 20568 | 1988 | 9999 |  |  | N | MSW | Dry Scrubber | 1988 | 0.8 |  | SNCR |  |  | ESPC | Yes | ACI | 2000 |  |  | 0.2764 | 0.2764 | 0.2764 | 0.2764 | 0.08 | 0.08 | 0.08 | [8 empty] | Eco Maine | 100 | ecomaine | 100
municipal solid waste | Regional Waste Systems | 50225_B_1SG1B | 50225 | B | 1SG1B |  | Municipal Solid Waste |  | NENG_ME | Maine | 23 | Cumberland | 5 | 23005 | 5.8 | 20568 | 1988 | 9999 |  |  | N | MSW | Dry Scrubber | 1988 | 0.8 |  | SNCR |  |  | ESPC | Yes | ACI | 2000 |  |  | 0.2694 | 0.2694 | 0.2694 | 0.2694 | 0.08 | 0.08 | 0.08 | [8 empty] | Eco Maine | 100 | ecomaine | 100
hydro | Rocky Brook Hydroelectric | 50228_G_GEN1 | 50228 | G | GEN1 |  | Hydro |  | WECC_PNW | Washington | 53 | Jefferson | 31 | 53031 | 0.1 | 0 | 1985 | 9999 |  |  | N | Hydro | [13 empty] | 0 | 0 | 0 | 0 | [11 empty] | Rocky Brook Electric Inc | 100 | Roosevelt Hydroelectric Co | 100
natural gas steam turbine | Texas Petrochemicals | 50229_B_TPCBLR | 50229 | B | TPCBLR |  | O/G Steam |  | ERC_REST | Texas | 48 | Harris | 201 | 48201 | 35 | 8300 | 1972 | 9999 |  |  | Y | Natural Gas | [12 empty] | 1.157 | 0.21238 | 0.21238 | 0.21238 | 0.21238 | [11 empty] | Texas Petrochemicals Corp | 100 | Texas Petrochemicals Corp | 100
hydro | San Dimas Wash Generating Station | 50233_G_4011 | 50233 | G | 4011 |  | Hydro |  | WECC_SCE | California | 6 | Los Angeles | 37 | 06037 | 1 | 0 | 1986 | 9999 |  |  | N | Hydro | [13 empty] | 0 | 0 | 0 | 0 | [11 empty] | San Gabriel Valley Municipal Water District | 100 | San Gabriel Valley Municipal Water District | 100
natural gas peaker | Bucksport Generation LLC | 50243_G_GEN4 | 50243 | G | GEN4 | 4072 | Combustion Turbine |  | NENG_ME | Maine | 23 | Hancock | 9 | 23009 | 156.8 | 6120 | 2001 | 9999 |  |  | Y | Natural Gas, Distillate Fuel Oil |  |  |  | DLNB + H2O | [8 empty] | 2 | 0.12712 | 0.12712 | 0.12712 | 0.12712 | [11 empty] | Bucksport Generation LLC | 100 | Stonepeak Infrastructure Partners | 100
hydro | Sartell Dam | 50252_G_HG10 | 50252 | G | HG10 |  | Hydro |  | MIS_MNWI | Minnesota | 27 | Benton | 9 | 27009 | 0.9 | 0 | 1985 | 9999 |  |  | N | Hydro | [13 empty] | 0 | 0 | 0 | 0 | [11 empty] | Aim Development (USA) LLC | 100 | Aim Development (USA) LLC | 100
hydro | Sartell Dam | 50252_G_HG11 | 50252 | G | HG11 |  | Hydro |  | MIS_MNWI | Minnesota | 27 | Benton | 9 | 27009 | 0.9 | 0 | 1985 | 9999 |  |  | N | Hydro | [13 empty] | 0 | 0 | 0 | 0 | [11 empty] | Aim Development (USA) LLC | 100 | Aim Development (USA) LLC | 100
hydro | Sartell Dam | 50252_G_HG12 | 50252 | G | HG12 |  | Hydro |  | MIS_MNWI | Minnesota | 27 | Benton | 9 | 27009 | 0.9 | 0 | 1985 | 9999 |  |  | N | Hydro | [13 empty] | 0 | 0 | 0 | 0 | [11 empty] | Aim Development (USA) LLC | 100 | Aim Development (USA) LLC | 100
hydro | Sartell Dam | 50252_G_HG2 | 50252 | G | HG2 |  | Hydro |  | MIS_MNWI | Minnesota | 27 | Benton | 9 | 27009 | 0.9 | 0 | 1985 | 9999 |  |  | N | Hydro | [13 empty] | 0 | 0 | 0 | 0 | [11 empty] | Aim Development (USA) LLC | 100 | Aim Development (USA) LLC | 100
hydro | Sartell Dam | 50252_G_HG3 | 50252 | G | HG3 |  | Hydro |  | MIS_MNWI | Minnesota | 27 | Benton | 9 | 27009 | 0.9 | 0 | 1985 | 9999 |  |  | N | Hydro | [13 empty] | 0 | 0 | 0 | 0 | [11 empty] | Aim Development (USA) LLC | 100 | Aim Development (USA) LLC | 100
hydro | Sartell Dam | 50252_G_HG4 | 50252 | G | HG4 |  | Hydro |  | MIS_MNWI | Minnesota | 27 | Benton | 9 | 27009 | 0.9 | 0 | 1985 | 9999 |  |  | N | Hydro | [13 empty] | 0 | 0 | 0 | 0 | [11 empty] | Aim Development (USA) LLC | 100 | Aim Development (USA) LLC | 100
hydro | Sartell Dam | 50252_G_HG5 | 50252 | G | HG5 |  | Hydro |  | MIS_MNWI | Minnesota | 27 | Benton | 9 | 27009 | 0.9 | 0 | 1985 | 9999 |  |  | N | Hydro | [13 empty] | 0 | 0 | 0 | 0 | [11 empty] | Aim Development (USA) LLC | 100 | Aim Development (USA) LLC | 100
hydro | Sartell Dam | 50252_G_HG6 | 50252 | G | HG6 |  | Hydro |  | MIS_MNWI | Minnesota | 27 | Benton | 9 | 27009 | 0.8 | 0 | 1985 | 9999 |  |  | N | Hydro | [13 empty] | 0 | 0 | 0 | 0 | [11 empty] | Aim Development (USA) LLC | 100 | Aim Development (USA) LLC | 100
hydro | Sartell Dam | 50252_G_HG7 | 50252 | G | HG7 |  | Hydro |  | MIS_MNWI | Minnesota | 27 | Benton | 9 | 27009 | 0.8 | 0 | 1985 | 9999 |  |  | N | Hydro | [13 empty] | 0 | 0 | 0 | 0 | [11 empty] | Aim Development (USA) LLC | 100 | Aim Development (USA) LLC | 100
hydro | Sartell Dam | 50252_G_HG8 | 50252 | G | HG8 |  | Hydro |  | MIS_MNWI | Minnesota | 27 | Benton | 9 | 27009 | 0.7 | 0 | 1985 | 9999 |  |  | N | Hydro | [13 empty] | 0 | 0 | 0 | 0 | [11 empty] | Aim Development (USA) LLC | 100 | Aim Development (USA) LLC | 100
hydro | Sartell Dam | 50252_G_HG9 | 50252 | G | HG9 |  | Hydro |  | MIS_MNWI | Minnesota | 27 | Benton | 9 | 27009 | 0.7 | 0 | 1985 | 9999 |  |  | N | Hydro | [13 empty] | 0 | 0 | 0 | 0 | [11 empty] | Aim Development (USA) LLC | 100 | Aim Development (USA) LLC | 100
hydro | New Lahontan | 50261_G_GEN1 | 50261 | G | GEN1 |  | Hydro |  | WECC_NNV | Nevada | 32 | Churchill | 1 | 32001 | 3.8 | 0 | 1989 | 9999 |  |  | N | Hydro | [13 empty] | 0 | 0 | 0 | 0 | [11 empty] | Tcid Hydro | 100 | Truckee Carson Irrigation District | 100
hydro | Redlands Water & Power | 50267_G_RED1 | 50267 | G | RED1 |  | Hydro |  | WECC_CO | Colorado | 8 | Mesa | 77 | 08077 | 1.4 | 0 | 1931 | 9999 |  |  | N | Hydro | [13 empty] | 0 | 0 | 0 | 0 | [11 empty] | Redlands Water & Power Co | 100 | Redlands Water & Power Co | 100
hydro | Hewittville Hydroelectric | 50268_G_HY1 | 50268 | G | HY1 |  | Hydro |  | NY_Z_C&E | New York | 36 | St Lawrence | 89 | 36089 | 2.2 | 0 | 1984 | 9999 |  |  | N | Hydro | [13 empty] | 0 | 0 | 0 | 0 | [11 empty] | Brookfield Power Corp | 100 | Brookfield Asset Management Inc | 100
hydro | Unionville Hydro Project 2499 NY | 50269_G_HY1 | 50269 | G | HY1 |  | Hydro |  | NY_Z_C&E | New York | 36 | St Lawrence | 89 | 36089 | 2.2 | 0 | 1984 | 9999 |  |  | N | Hydro | [13 empty] | 0 | 0 | 0 | 0 | [11 empty] | Brookfield Power Corp | 100 | Brookfield Asset Management Inc | 100
hydro | Worumbo Hydro Station | 50278_G_GEN1 | 50278 | G | GEN1 |  | Hydro |  | NENG_ME | Maine | 23 | Androscoggin | 1 | 23001 | 4.6 | 0 | 1989 | 9999 |  |  | N | Hydro | [13 empty] | 0 | 0 | 0 | 0 | [11 empty] | Miller Hydro Group Inc | 100 | Miller Hydro Group Inc | 100
hydro | Worumbo Hydro Station | 50278_G_GEN2 | 50278 | G | GEN2 |  | Hydro |  | NENG_ME | Maine | 23 | Androscoggin | 1 | 23001 | 4.6 | 0 | 1989 | 9999 |  |  | N | Hydro | [13 empty] | 0 | 0 | 0 | 0 | [11 empty] | Miller Hydro Group Inc | 100 | Miller Hydro Group Inc | 100
biomass | Archbald Power Station | 50279_B_MAIN | 50279 | B | MAIN |  | Landfill Gas |  | PJM_WMAC | Pennsylvania | 42 | Lackawanna | 69 | 42069 | 20 | 14429 | 1998 | 9999 |  |  | N | Landfill Gas |  |  |  | FR + OFA | [9 empty] | 0.04518 | 0.04518 | 0.04518 | 0.04518 | [11 empty] | PEI Power Corp | 100 | Archaea Energy Inc | 100
natural gas peaker | Archbald Power Station | 50279_G_Gen2 | 50279 | G | Gen2 | 3643 | Combustion Turbine |  | PJM_WMAC | Pennsylvania | 42 | Lackawanna | 69 | 42069 | 43.7 | 11461 | 2001 | 9999 |  |  | N | Natural Gas |  |  |  | H2O | [8 empty] | 3.7 | 0.08385 | 0.08385 | 0.08385 | 0.08385 | [11 empty] | PEI Power II LLC | 100 | Archaea Energy Inc | 100
biomass | Archbald Power Station | 50279_G_GEN5 | 50279 | G | GEN5 |  | Landfill Gas |  | PJM_WMAC | Pennsylvania | 42 | Lackawanna | 69 | 42069 | 4 | 13500 | 2010 | 9999 |  |  | N | Landfill Gas | [13 empty] | 0.01123 | 0.01123 | 0.01123 | 0.01123 | [11 empty] | PEI Power Corp | 100 | Archaea Energy Inc | 100
biomass | Archbald Power Station | 50279_G_GEN6 | 50279 | G | GEN6 |  | Landfill Gas |  | PJM_WMAC | Pennsylvania | 42 | Lackawanna | 69 | 42069 | 4 | 13500 | 2010 | 9999 |  |  | N | Landfill Gas | [13 empty] | 0.01508 | 0.01508 | 0.01508 | 0.01508 | [11 empty] | PEI Power Corp | 100 | Archaea Energy Inc | 100
hydro | Dahowa Hydro | 50280_G_GEN1 | 50280 | G | GEN1 |  | Hydro |  | NY_Z_F | New York | 36 | Washington | 115 | 36115 | 1.5 | 0 | 1987 | 9999 |  |  | N | Hydro | [13 empty] | 0 | 0 | 0 | 0 | [11 empty] | Dahowa Hydro | 100 | Gravity Renewables Inc | 100
onshore wind | San Gorgonio Farms Wind Farm | 50281_G_WGEN | 50281 | G | WGEN |  | Onshore Wind |  | WECC_SCE | California | 6 | Riverside | 65 | 06065 | 31 | 0 | 1983 | 9999 |  |  | N | Wind | [13 empty] | 0 | 0 | 0 | 0 | [11 empty] | San Gorgonio Wind Farms Inc | 100 | San Gorgonio Wind Farms Inc | 100
hydro | Lower Village Water Power Project | 50285_G_0001 | 50285 | G | 0001 |  | Hydro |  | NENGREST | New Hampshire | 33 | Sullivan | 19 | 33019 | 0.6 | 0 | 1995 | 9999 |  |  | N | Hydro | [13 empty] | 0 | 0 | 0 | 0 | [11 empty] | Marlborough Hydro Corp | 100 | Marlborough Hydro Corp | 100
hydro | Lower Village Water Power Project | 50285_G_0002 | 50285 | G | 0002 |  | Hydro |  | NENGREST | New Hampshire | 33 | Sullivan | 19 | 33019 | 0.6 | 0 | 1995 | 9999 |  |  | N | Hydro | [13 empty] | 0 | 0 | 0 | 0 | [11 empty] | Marlborough Hydro Corp | 100 | Marlborough Hydro Corp | 100
municipal solid waste | SEMASS Resource Recovery | 50290_B_1 | 50290 | B | 1 |  | Municipal Solid Waste |  | NENGREST | Massachusetts | 25 | Plymouth | 23 | 25023 | 27 | 18661 | 1988 | 9999 |  |  | N | MSW | Dry Scrubber | 1988 | 0.999 | NH3 + OFA | SNCR |  |  | ESPC + B | Yes | ACI | 2000 |  |  | 0.33199 | 0.33199 | 0.33199 | 0.33199 | 0.08 | 0.08 | 0.08 | [8 empty] | Covanta SEMASS LP | 100 | Covanta Holding Corp | 100
municipal solid waste | SEMASS Resource Recovery | 50290_B_2 | 50290 | B | 2 |  | Municipal Solid Waste |  | NENGREST | Massachusetts | 25 | Plymouth | 23 | 25023 | 27 | 18661 | 1988 | 9999 |  |  | N | MSW | Dry Scrubber | 1988 | 0.999 | NH3 + OFA | SNCR |  |  | ESPC + B | Yes | ACI | 2000 |  |  | 0.30669 | 0.30669 | 0.30669 | 0.30669 | 0.08 | 0.08 | 0.08 | [8 empty] | Covanta SEMASS LP | 100 | Covanta Holding Corp | 100
municipal solid waste | SEMASS Resource Recovery | 50290_B_3 | 50290 | B | 3 |  | Municipal Solid Waste |  | NENGREST | Massachusetts | 25 | Plymouth | 23 | 25023 | 27 | 18661 | 1993 | 9999 |  |  | N | MSW | Dry Scrubber | 1993 | 0.999 | NH3 + OFA | SNCR |  |  | B | NA | ACI | 2000 |  |  | 0.2097 | 0.2097 | 0.2097 | 0.2097 | 0.08 | 0.08 | 0.08 | [8 empty] | Covanta SEMASS LP | 100 | Covanta Holding Corp | 100
natural gas combined cycle | Bethpage Power Plant | 50292_G_GEN1 | 50292 | G | GEN1 | 3647 | Combined Cycle |  | NY_Z_K | New York | 36 | Nassau | 59 | 36059 | 22.2 | 8914 | 1989 | 9999 |  |  | N | Natural Gas |  |  |  | STM | [9 empty] | 0.1209 | 0.1209 | 0.1209 | 0.1209 | [11 empty] | Calpine Eastern Corp | 100 | Energy Capital Partners | 100
natural gas combined cycle | Bethpage Power Plant | 50292_G_GEN2 | 50292 | G | GEN2 | 3648 | Combined Cycle |  | NY_Z_K | New York | 36 | Nassau | 59 | 36059 | 22.2 | 8914 | 1989 | 9999 |  |  | N | Natural Gas |  |  |  | STM | [9 empty] | 0.1209 | 0.1209 | 0.1209 | 0.1209 | [11 empty] | Calpine Eastern Corp | 100 | Energy Capital Partners | 100
natural gas combined cycle | Bethpage Power Plant | 50292_G_GEN3 | 50292 | G | GEN3 | 3647 | Combined Cycle |  | NY_Z_K | New York | 36 | Nassau | 59 | 36059 | 10.6 | 8914 | 1989 | 9999 |  |  | N | Natural Gas |  |  |  | STM | [9 empty] | 0.1209 | 0.1209 | 0.1209 | 0.1209 | [11 empty] | Calpine Eastern Corp | 100 | Energy Capital Partners | 100
natural gas peaker | Bethpage Power Plant | 50292_G_GEN4 | 50292 | G | GEN4 |  | Combustion Turbine | IC Engine | NY_Z_K | New York | 36 | Nassau | 59 | 36059 | 0.4 | 12283 | 1989 | 9999 |  |  | N | Distillate Fuel Oil | [12 empty] | 1.053 | 0.53099 | 0.53099 | 0.53099 | 0.53099 | [11 empty] | Calpine Eastern Corp | 100 | Energy Capital Partners | 100
natural gas peaker | Bethpage Power Plant | 50292_G_GEN5 | 50292 | G | GEN5 | 8438 | Combustion Turbine |  | NY_Z_K | New York | 36 | Nassau | 59 | 36059 | 47 | 11059 | 2002 | 9999 |  |  | N | Natural Gas |  |  |  | H2O | SCR | [7 empty] | 1.053 | 0.00757 | 0.00715 | 0.00757 | 0.00715 | [11 empty] | Calpine Eastern Corp | 100 | Energy Capital Partners | 100
natural gas combined cycle | Bethpage Power Plant | 50292_G_GEN6 | 50292 | G | GEN6 | 89507 | Combined Cycle |  | NY_Z_K | New York | 36 | Nassau | 59 | 36059 | 49 | 8914 | 2005 | 9999 |  |  | N | Natural Gas |  |  |  | H2O | SCR | [8 empty] | 0.0064989 | 0.0064989 | 0.0064989 | 0.0064989 | [11 empty] | Bethpage Energy Center 3 LLC | 100 | Energy Capital Partners | 100
natural gas combined cycle | Bethpage Power Plant | 50292_G_GEN7 | 50292 | G | GEN7 | 89507 | Combined Cycle |  | NY_Z_K | New York | 36 | Nassau | 59 | 36059 | 33 | 8914 | 2005 | 9999 |  |  | N | Natural Gas |  |  |  | H2O | SCR | [8 empty] | 0.0064989 | 0.0064989 | 0.0064989 | 0.0064989 | [11 empty] | Bethpage Energy Center 3 LLC | 100 | Energy Capital Partners | 100
biomass | Wadham Energy LP | 50293_B_BLR100 | 50293 | B | BLR100 |  | Biomass |  | WEC_CALN | California | 6 | Colusa | 11 | 06011 | 26 | 13768 | 1989 | 9999 |  |  | N | Biomass |  |  |  | BF + LA + OFA |  |  |  | B | NA |  |  |  |  | 0.15231 | 0.15231 | 0.15231 | 0.15231 | [11 empty] | Wadham Energy Ltd Partners | 100 | Enpower Corp | 100
natural gas peaker | AltaGas Ripon Energy Inc. | 50299_G_GEN1 | 50299 | G | GEN1 |  | Combustion Turbine |  | WEC_CALN | California | 6 | San Joaquin | 77 | 06077 | 46.1 | 10745 | 1988 | 9999 |  |  | N | Natural Gas | [12 empty] | 0.74 | 0.02655 | 0.02655 | 0.02655 | 0.02655 | [11 empty] | AltaGas Ripon Energy Inc | 100 | AltaGas Ltd | 100
0 | AltaGas Pomona Energy Inc. | 50300_G_BESS1 | 50300 | G | BESS1 |  | Energy Storage |  | WECC_SCE | California | 6 | Los Angeles | 37 | 06037 | 20 | 0 | 2016 | 9999 |  |  | N | Energy Storage | [13 empty] | 0 | 0 | 0 | 0 | [11 empty] | VESI Pomona Energy Storage Inc | 100 | AltaGas Ltd | 100
hydro | Pembroke Hydro | 50312_G_1 | 50312 | G | 1 |  | Hydro |  | NENGREST | New Hampshire | 33 | Merrimack | 13 | 33013 | 0.6 | 0 | 1985 | 9999 |  |  | N | Hydro | [13 empty] | 0 | 0 | 0 | 0 | [11 empty] | Pembroke Hydro Associates | 100 | Hudson Clean Energy Partners LP | 100
hydro | Chasm Hydro Partnership | 50315_G_1100 | 50315 | G | 1100 |  | Hydro |  | NY_Z_D | New York | 36 | Franklin | 33 | 36033 | 0.5 | 0 | 1982 | 9999 |  |  | N | Hydro | [13 empty] | 0 | 0 | 0 | 0 | [11 empty] | Chasm Hydro Partnership | 100 | Chasm Hydro Partnership | 100
hydro | Chasm Hydro Partnership | 50315_G_2600 | 50315 | G | 2600 |  | Hydro |  | NY_Z_D | New York | 36 | Franklin | 33 | 36033 | 0.5 | 0 | 1984 | 9999 |  |  | N | Hydro | [13 empty] | 0 | 0 | 0 | 0 | [11 empty] | Chasm Hydro Partnership | 100 | Chasm Hydro Partnership | 100
hydro | Site 980 65 | 50322_G_GEN1 | 50322 | G | GEN1 |  | Hydro |  | WEC_CALN | California | 6 | Madera | 39 | 06039 | 2.1 | 0 | 1985 | 9999 |  |  | N | Hydro | [13 empty] | 0 | 0 | 0 | 0 | [11 empty] | Madera Chowchilla Power Authority | 100 | Madera Chowchilla Power Authority | 100
hydro | Marco Ranch | 50323_G_1 | 50323 | G | 1 |  | Hydro |  | WECC_ID | Idaho | 16 | Jerome | 53 | 16053 | 0.3 | 0 | 1985 | 9999 |  |  | N | Hydro | [13 empty] | 0 | 0 | 0 | 0 | [11 empty] | Power Investments Inc | 100 | Power Investments Inc | 100
hydro | Marco Ranch | 50323_G_2 | 50323 | G | 2 |  | Hydro |  | WECC_ID | Idaho | 16 | Jerome | 53 | 16053 | 0.3 | 0 | 1985 | 9999 |  |  | N | Hydro | [13 empty] | 0 | 0 | 0 | 0 | [11 empty] | Power Investments Inc | 100 | Power Investments Inc | 100
hydro | Marco Ranch | 50323_G_3 | 50323 | G | 3 |  | Hydro |  | WECC_ID | Idaho | 16 | Jerome | 53 | 16053 | 0.3 | 0 | 1985 | 9999 |  |  | N | Hydro | [13 empty] | 0 | 0 | 0 | 0 | [11 empty] | Power Investments Inc | 100 | Power Investments Inc | 100
hydro | Marco Ranch | 50323_G_4 | 50323 | G | 4 |  | Hydro |  | WECC_ID | Idaho | 16 | Jerome | 53 | 16053 | 0.3 | 0 | 1985 | 9999 |  |  | N | Hydro | [13 empty] | 0 | 0 | 0 | 0 | [11 empty] | Power Investments Inc | 100 | Power Investments Inc | 100
hydro | Newfound Hydroelectric | 50324_G_1 | 50324 | G | 1 |  | Hydro |  | NENGREST | New Hampshire | 33 | Grafton | 9 | 33009 | 0.7 | 0 | 1983 | 9999 |  |  | N | Hydro | [13 empty] | 0 | 0 | 0 | 0 | [11 empty] | KTZ Hydro LLC | 100 | KTZ Hydro LLC | 100
hydro | Newfound Hydroelectric | 50324_G_2 | 50324 | G | 2 |  | Hydro |  | NENGREST | New Hampshire | 33 | Grafton | 9 | 33009 | 0.7 | 0 | 1983 | 9999 |  |  | N | Hydro | [13 empty] | 0 | 0 | 0 | 0 | [11 empty] | KTZ Hydro LLC | 100 | KTZ Hydro LLC | 100
natural gas combined cycle | Nalco | 50326_G_AT1 | 50326 | G | AT1 |  | Combined Cycle |  | PJM_COMD | Illinois | 17 | DuPage | 43 | 17043 | 3 | 10031 | 1985 | 2045 |  |  | Y | Natural Gas | [13 empty] | 0.068427 | 0.068427 | 0.068427 | 0.068427 | [11 empty] | Ondeo Nalco Co | 100 | Nalco Co | 100
hydro | Byllesby | 50328_G_1 | 50328 | G | 1 |  | Hydro |  | MIS_MNWI | Minnesota | 27 | Dakota | 37 | 27037 | 0.8 | 0 | 1988 | 9999 |  |  | N | Hydro | [13 empty] | 0 | 0 | 0 | 0 | [11 empty] | Dakota MN (County of) | 100 | Dakota MN (County of) | 100
hydro | Byllesby | 50328_G_2 | 50328 | G | 2 |  | Hydro |  | MIS_MNWI | Minnesota | 27 | Dakota | 37 | 27037 | 0.8 | 0 | 1988 | 9999 |  |  | N | Hydro | [13 empty] | 0 | 0 | 0 | 0 | [11 empty] | Dakota MN (County of) | 100 | Dakota MN (County of) | 100
hydro | Byllesby | 50328_G_3 | 50328 | G | 3 |  | Hydro |  | MIS_MNWI | Minnesota | 27 | Dakota | 37 | 27037 | 0.9 | 0 | 1988 | 9999 |  |  | N | Hydro | [13 empty] | 0 | 0 | 0 | 0 | [11 empty] | Dakota MN (County of) | 100 | Dakota MN (County of) | 100
municipal solid waste | West Point Treatment Plant | 50329_G_4 | 50329 | G | 4 |  | Non-Fossil Waste |  | WECC_PNW | Washington | 53 | King | 33 | 53033 | 2.3 | 6025 | 2012 | 9999 |  |  | Y | Non-Fossil Waste | [13 empty] | 0 | 0 | 0 | 0 | [11 empty] | King County Dept Natural Resources & Parks | 100 | King County Dept Natural Resources & Parks | 100
municipal solid waste | West Point Treatment Plant | 50329_G_5 | 50329 | G | 5 |  | Non-Fossil Waste |  | WECC_PNW | Washington | 53 | King | 33 | 53033 | 2.3 | 6025 | 2012 | 9999 |  |  | Y | Non-Fossil Waste | [13 empty] | 0 | 0 | 0 | 0 | [11 empty] | King County Dept Natural Resources & Parks | 100 | King County Dept Natural Resources & Parks | 100
natural gas peaker | PCS Nitrogen Fertilizer LP | 50341_G_GEN3 | 50341 | G | GEN3 |  | Combustion Turbine | IC Engine | MIS_LA | Louisiana | 22 | Iberville | 47 | 22047 | 1.8 | 13469 | 2010 | 9999 |  |  | N | Distillate Fuel Oil | [13 empty] | 1.6498 | 1.6498 | 1.6498 | 1.6498 | [11 empty] | PCS Nitrogen LP | 100 | Potash Corp of Saskatchewan Inc | 100
natural gas peaker | PCS Nitrogen Fertilizer LP | 50341_G_GEN4 | 50341 | G | GEN4 |  | Combustion Turbine | IC Engine | MIS_LA | Louisiana | 22 | Iberville | 47 | 22047 | 1.8 | 13469 | 2014 | 9999 |  |  | N | Distillate Fuel Oil | [13 empty] | 1.6498 | 1.6498 | 1.6498 | 1.6498 | [11 empty] | PCS Nitrogen LP | 100 | Potash Corp of Saskatchewan Inc | 100
hydro | Forks of Butte Hydro Project | 50350_G_GEN1 | 50350 | G | GEN1 |  | Hydro |  | WEC_CALN | California | 6 | Butte | 7 | 06007 | 14.5 | 0 | 1992 | 9999 |  |  | N | Hydro | [13 empty] | 0 | 0 | 0 | 0 | [11 empty] | Hypower Inc | 100 | Hypower Inc | 100
hydro | Rolfe Canal Hydro | 50351_G_1 | 50351 | G | 1 |  | Hydro |  | NENGREST | New Hampshire | 33 | Merrimack | 13 | 33013 | 4.3 | 0 | 1987 | 9999 |  |  | N | Hydro | [13 empty] | 0 | 0 | 0 | 0 | [11 empty] | Briar Hydro Associates | 100 | Briar Hydro Associates | 100
hydro | Nacimiento Hydro Project | 50352_G_1 | 50352 | G | 1 |  | Hydro |  | WEC_CALN | California | 6 | San Luis Obispo | 79 | 06079 | 3.7 | 0 | 1987 | 9999 |  |  | N | Hydro | [13 empty] | 0 | 0 | 0 | 0 | [11 empty] | Monterey County Water Resources Agency | 80 | Monterey County Water Resources Agency | 80
hydro | Nacimiento Hydro Project | 50352_G_2 | 50352 | G | 2 |  | Hydro |  | WEC_CALN | California | 6 | San Luis Obispo | 79 | 06079 | 0.3 | 0 | 1987 | 9999 |  |  | N | Hydro | [13 empty] | 0 | 0 | 0 | 0 | [11 empty] | Monterey County Water Resources Agency | 80 | Monterey County Water Resources Agency | 80
hydro | Penacook Lower Falls | 50353_G_1 | 50353 | G | 1 |  | Hydro |  | NENGREST | New Hampshire | 33 | Merrimack | 13 | 33013 | 4.6 | 0 | 1983 | 9999 |  |  | N | Hydro | [13 empty] | 0 | 0 | 0 | 0 | [11 empty] | New Hampshire Hydro Associates | 100 | Essex Hydro Associates LLC | 100
hydro | Newport Hydro | 50354_G_1 | 50354 | G | 1 |  | Hydro |  | NY_Z_C&E | New York | 36 | Herkimer | 43 | 36043 | 0.8 | 0 | 1987 | 9999 |  |  | N | Hydro | [13 empty] | 0 | 0 | 0 | 0 | [11 empty] | Newport Hydro Associates LP | 100 | Hudson Clean Energy Partners LP | 100
hydro | Newport Hydro | 50354_G_2 | 50354 | G | 2 |  | Hydro |  | NY_Z_C&E | New York | 36 | Herkimer | 43 | 36043 | 0.8 | 0 | 1987 | 9999 |  |  | N | Hydro | [13 empty] | 0 | 0 | 0 | 0 | [11 empty] | Newport Hydro Associates LP | 100 | Hudson Clean Energy Partners LP | 100
hydro | Newport Hydro | 50354_G_3 | 50354 | G | 3 |  | Hydro |  | NY_Z_C&E | New York | 36 | Herkimer | 43 | 36043 | 0.1 | 0 | 1987 | 9999 |  |  | N | Hydro | [13 empty] | 0 | 0 | 0 | 0 | [11 empty] | Newport Hydro Associates LP | 100 | Hudson Clean Energy Partners LP | 100
hydro | Michell Butte Power Project | 50360_G_GEN1 | 50360 | G | GEN1 |  | Hydro |  | WECC_PNW | Oregon | 41 | Malheur | 45 | 41045 | 1.8 | 0 | 1989 | 9999 |  |  | N | Hydro | [13 empty] | 0 | 0 | 0 | 0 | [11 empty] | Owyhee Irrigation District | 100 | Owyhee Irrigation District | 100
hydro | Owyhee Dam Power Project | 50361_G_GEN1 | 50361 | G | GEN1 |  | Hydro |  | WECC_PNW | Oregon | 41 | Malheur | 45 | 41045 | 2.9 | 0 | 1985 | 9999 |  |  | N | Hydro | [13 empty] | 0 | 0 | 0 | 0 | [11 empty] | Owyhee Irrigation District | 100 | Owyhee Irrigation District | 100
hydro | Tunnel 1 Power Project | 50362_G_GEN1 | 50362 | G | GEN1 |  | Hydro |  | WECC_PNW | Oregon | 41 | Malheur | 45 | 41045 | 6.7 | 0 | 1993 | 9999 |  |  | N | Hydro | [13 empty] | 0 | 0 | 0 | 0 | [11 empty] | Owyhee Irrigation District | 100 | Owyhee Irrigation District | 100
biomass | Ridgewood Providence Power | 50365_G_PH21 | 50365 | G | PH21 |  | Landfill Gas |  | NENGREST | Rhode Island | 44 | Providence | 7 | 44007 | 1.5 | 13500 | 2005 | 9999 |  |  | N | Landfill Gas | [13 empty] | 0.24082 | 0.24082 | 0.24082 | 0.24082 | [11 empty] | Rhode Island Engine Gen Co LLC | 100 | Energy Developments | 100
biomass | Ridgewood Providence Power | 50365_G_PH22 | 50365 | G | PH22 |  | Landfill Gas |  | NENGREST | Rhode Island | 44 | Providence | 7 | 44007 | 1.5 | 13500 | 2005 | 9999 |  |  | N | Landfill Gas | [13 empty] | 0.24082 | 0.24082 | 0.24082 | 0.24082 | [11 empty] | Rhode Island Engine Gen Co LLC | 100 | Energy Developments | 100
biomass | Ridgewood Providence Power | 50365_G_PH23 | 50365 | G | PH23 |  | Landfill Gas |  | NENGREST | Rhode Island | 44 | Providence | 7 | 44007 | 1.5 | 13500 | 2005 | 9999 |  |  | N | Landfill Gas | [13 empty] | 0.24082 | 0.24082 | 0.24082 | 0.24082 | [11 empty] | Rhode Island Engine Gen Co LLC | 100 | Energy Developments | 100
biomass | Ridgewood Providence Power | 50365_G_PH24 | 50365 | G | PH24 |  | Landfill Gas |  | NENGREST | Rhode Island | 44 | Providence | 7 | 44007 | 1.5 | 13500 | 2005 | 9999 |  |  | N | Landfill Gas | [13 empty] | 0.24082 | 0.24082 | 0.24082 | 0.24082 | [11 empty] | Rhode Island Engine Gen Co LLC | 100 | Energy Developments | 100
hard coal | University of Notre Dame | 50366_B_BLR2 | 50366 | B | BLR2 |  | Coal Steam |  | PJM_West | Indiana | 18 | St Joseph | 141 | 18141 | 2.6 | 8300 | 1952 | 9999 |  |  | Y | Bituminous |  |  |  | LNB |  |  |  | B | NA | ACI | 2008 |  | 3.535 | 0.41 | 0.41 | 0.41 | 0.41 | 0.1 | 0.1 | 0.1 | 0 |  |  |  |  | C2G | 2023 |  | University of Notre Dame | 100 | University of Notre Dame | 100
natural gas peaker | University of Notre Dame | 50366_G_GEN3 | 50366 | G | GEN3 |  | Combustion Turbine | IC Engine | PJM_West | Indiana | 18 | St Joseph | 141 | 18141 | 1 | 14775 | 1952 | 9999 |  |  | N | Distillate Fuel Oil | [13 empty] | 1.6498 | 1.6498 | 1.6498 | 1.6498 | [11 empty] | University of Notre Dame | 100 | University of Notre Dame | 100
natural gas peaker | University of Notre Dame | 50366_G_GEN4 | 50366 | G | GEN4 |  | Combustion Turbine | IC Engine | PJM_West | Indiana | 18 | St Joseph | 141 | 18141 | 1 | 14775 | 1952 | 9999 |  |  | N | Distillate Fuel Oil | [13 empty] | 1.6498 | 1.6498 | 1.6498 | 1.6498 | [11 empty] | University of Notre Dame | 100 | University of Notre Dame | 100
natural gas steam turbine | University of Notre Dame | 50366_B_BLR1 | 50366 | B | BLR1 |  | O/G Steam |  | PJM_West | Indiana | 18 | St Joseph | 141 | 18141 | 2.6 | 8300 | 1961 | 9999 |  |  | Y | Natural Gas |  |  |  | LNB | [8 empty] | 3.535 | 0.12809 | 0.12809 | 0.12809 | 0.12809 | [11 empty] | University of Notre Dame | 100 | University of Notre Dame | 100
natural gas steam turbine | University of Notre Dame | 50366_B_BLR4 | 50366 | B | BLR4 |  | O/G Steam |  | PJM_West | Indiana | 18 | St Joseph | 141 | 18141 | 2.6 | 8300 | 1967 | 9999 |  |  | Y | Natural Gas | [12 empty] | 3.535 | 0.22259 | 0.22259 | 0.22259 | 0.22259 | [11 empty] | University of Notre Dame | 100 | University of Notre Dame | 100
natural gas steam turbine | University of Notre Dame | 50366_B_BLR5 | 50366 | B | BLR5 |  | O/G Steam |  | PJM_West | Indiana | 18 | St Joseph | 141 | 18141 | 2.6 | 8300 | 1973 | 9999 |  |  | Y | Natural Gas |  |  |  | LNB | [8 empty] | 3.535 | 0.1 | 0.1 | 0.1 | 0.1 | [11 empty] | University of Notre Dame | 100 | University of Notre Dame | 100
natural gas peaker | University of Notre Dame | 50366_G_GEN8 | 50366 | G | GEN8 |  | Combustion Turbine | IC Engine | PJM_West | Indiana | 18 | St Joseph | 141 | 18141 | 1.7 | 13469 | 2006 | 9999 |  |  | N | Distillate Fuel Oil | [13 empty] | 1.6498 | 1.6498 | 1.6498 | 1.6498 | [11 empty] | University of Notre Dame | 100 | University of Notre Dame | 100
natural gas peaker | University of Notre Dame | 50366_G_GEN9 | 50366 | G | GEN9 |  | Combustion Turbine | IC Engine | PJM_West | Indiana | 18 | St Joseph | 141 | 18141 | 1.7 | 13469 | 2006 | 9999 |  |  | N | Distillate Fuel Oil | [13 empty] | 1.6498 | 1.6498 | 1.6498 | 1.6498 | [11 empty] | University of Notre Dame | 100 | University of Notre Dame | 100
natural gas peaker | University of Notre Dame | 50366_G_GN10 | 50366 | G | GN10 |  | Combustion Turbine | IC Engine | PJM_West | Indiana | 18 | St Joseph | 141 | 18141 | 1.7 | 13469 | 2006 | 9999 |  |  | N | Distillate Fuel Oil | [13 empty] | 1.6498 | 1.6498 | 1.6498 | 1.6498 | [11 empty] | University of Notre Dame | 100 | University of Notre Dame | 100
hard coal | University of Notre Dame | 50366_B_BLR3 | 50366 | B | BLR3 |  | Coal Steam |  | PJM_West | Indiana | 18 | St Joseph | 141 | 18141 | 2.6 | 8300 | 2007 | 9999 |  |  | Y | Bituminous |  |  |  | LNB |  |  |  | B | NA | ACI | 2008 |  | 3.535 | 0.41 | 0.41 | 0.41 | 0.41 | 0.1 | 0.1 | 0.1 | 0 |  |  |  |  | C2G | 2023 |  | University of Notre Dame | 100 | University of Notre Dame | 100
natural gas steam turbine | University of Notre Dame | 50366_B_BLR6 | 50366 | B | BLR6 |  | O/G Steam |  | PJM_West | Indiana | 18 | St Joseph | 141 | 18141 | 2.6 | 8300 | 2007 | 9999 |  |  | Y | Natural Gas |  |  |  | FR + LNB | [8 empty] | 3.535 | 0.10042 | 0.10042 | 0.10042 | 0.10042 | [11 empty] | University of Notre Dame | 100 | University of Notre Dame | 100
natural gas steam turbine | University of Notre Dame | 50366_B_BLR7 | 50366 | B | BLR7 |  | O/G Steam |  | PJM_West | Indiana | 18 | St Joseph | 141 | 18141 | 2.6 | 8300 | 2019 | 9999 |  |  | Y | Natural Gas | [13 empty] | 0.23063 | 0.23063 | 0.23063 | 0.23063 | [11 empty] | University of Notre Dame | 100 | University of Notre Dame | 100
natural gas steam turbine | University of Notre Dame | 50366_B_BLR8 | 50366 | B | BLR8 |  | O/G Steam |  | PJM_West | Indiana | 18 | St Joseph | 141 | 18141 | 2.6 | 8300 | 2019 | 9999 |  |  | Y | Natural Gas | [13 empty] | 0.23063 | 0.23063 | 0.23063 | 0.23063 | [11 empty] | University of Notre Dame | 100 | University of Notre Dame | 100
natural gas peaker | University of Notre Dame | 50366_G_GT1 | 50366 | G | GT1 |  | Combustion Turbine |  | PJM_West | Indiana | 18 | St Joseph | 141 | 18141 | 5.6 | 8700 | 2019 | 9999 |  |  | Y | Natural Gas | [13 empty] | 0.011 | 0.011 | 0.011 | 0.011 | [11 empty] | University of Notre Dame | 100 | University of Notre Dame | 100
natural gas peaker | University of Notre Dame | 50366_G_GT2 | 50366 | G | GT2 |  | Combustion Turbine |  | PJM_West | Indiana | 18 | St Joseph | 141 | 18141 | 5.6 | 8700 | 2019 | 9999 |  |  | Y | Natural Gas | [13 empty] | 0.011 | 0.011 | 0.011 | 0.011 | [11 empty] | University of Notre Dame | 100 | University of Notre Dame | 100
natural gas combined cycle | Cornell University Central Heat | 50368_G_TG1 | 50368 | G | TG1 | 90477 | Combined Cycle |  | NY_Z_C&E | New York | 36 | Tompkins | 109 | 36109 | 1 | 5500 | 1988 | 9999 |  |  | Y | Natural Gas, Distillate Fuel Oil |  |  |  |  | SCR | [7 empty] | 3.8 | 0.0071181 | 0.0071181 | 0.0071181 | 0.0071181 | [11 empty] | Cornell University | 100 | Cornell University | 100
natural gas combined cycle | Cornell University Central Heat | 50368_G_TG2 | 50368 | G | TG2 | 90478 | Combined Cycle |  | NY_Z_C&E | New York | 36 | Tompkins | 109 | 36109 | 5.3 | 5500 | 1988 | 9999 |  |  | Y | Natural Gas, Distillate Fuel Oil |  |  |  |  | SCR | [7 empty] | 3.8 | 0.0080073 | 0.0080073 | 0.0080073 | 0.0080073 | [11 empty] | Cornell University | 100 | Cornell University | 100
natural gas combined cycle | Cornell University Central Heat | 50368_G_CT1 | 50368 | G | CT1 | 90477 | Combined Cycle |  | NY_Z_C&E | New York | 36 | Tompkins | 109 | 36109 | 12.3 | 5500 | 2009 | 9999 |  |  | Y | Natural Gas, Distillate Fuel Oil |  |  |  |  | SCR | [8 empty] | 0.0071181 | 0.0071181 | 0.0071181 | 0.0071181 | [11 empty] | Cornell University | 100 | Cornell University | 100
natural gas combined cycle | Cornell University Central Heat | 50368_G_CT2 | 50368 | G | CT2 | 90478 | Combined Cycle |  | NY_Z_C&E | New York | 36 | Tompkins | 109 | 36109 | 12.3 | 5500 | 2009 | 9999 |  |  | Y | Natural Gas, Distillate Fuel Oil |  |  |  |  | SCR | [8 empty] | 0.0080073 | 0.0080073 | 0.0080073 | 0.0080073 | [11 empty] | Cornell University | 100 | Cornell University | 100
natural gas peaker | Cornell University Central Heat | 50368_G_EDG1 | 50368 | G | EDG1 |  | Combustion Turbine | IC Engine | NY_Z_C&E | New York | 36 | Tompkins | 109 | 36109 | 0.9 | 13469 | 2009 | 9999 |  |  | N | Distillate Fuel Oil | [13 empty] | 0.47113 | 0.47113 | 0.47113 | 0.47113 | [11 empty] | Cornell University | 100 | Cornell University | 100
natural gas peaker | Cornell University Central Heat | 50368_G_EDG2 | 50368 | G | EDG2 |  | Combustion Turbine | IC Engine | NY_Z_C&E | New York | 36 | Tompkins | 109 | 36109 | 0.9 | 13469 | 2009 | 9999 |  |  | N | Distillate Fuel Oil | [13 empty] | 0.47113 | 0.47113 | 0.47113 | 0.47113 | [11 empty] | Cornell University | 100 | Cornell University | 100
natural gas peaker | Paxton Creek Cogeneration | 50373_G_GEN1 | 50373 | G | GEN1 |  | Combustion Turbine | IC Engine | PJM_WMAC | Pennsylvania | 42 | Dauphin | 43 | 42043 | 6 | 8900 | 1986 | 9999 |  |  | Y | Natural Gas, Distillate Fuel Oil | [12 empty] | 0.06 | 1.4787 | 1.4787 | 1.4787 | 1.4787 | [11 empty] | Energy Center Paxton LLC | 100 | Global Infrastructure Partners | 100
natural gas peaker | Paxton Creek Cogeneration | 50373_G_GEN2 | 50373 | G | GEN2 |  | Combustion Turbine | IC Engine | PJM_WMAC | Pennsylvania | 42 | Dauphin | 43 | 42043 | 6 | 8900 | 1986 | 9999 |  |  | Y | Natural Gas, Distillate Fuel Oil | [12 empty] | 0.06 | 1.4787 | 1.4787 | 1.4787 | 1.4787 | [11 empty] | Energy Center Paxton LLC | 100 | Global Infrastructure Partners | 100
hydro | East Portal Generator | 50375_G_GEN1 | 50375 | G | GEN1 |  | Hydro |  | WECC_SCE | California | 6 | Los Angeles | 37 | 06037 | 1.2 | 0 | 1987 | 9999 |  |  | N | Hydro | [13 empty] | 0 | 0 | 0 | 0 | [11 empty] | Calleguas Municipal Water District | 100 | Calleguas Municipal Water District | 100
hydro | Upriver Dam Hydro Plant | 50380_G_GEN1 | 50380 | G | GEN1 |  | Hydro |  | WECC_PNW | Washington | 53 | Spokane | 63 | 53063 | 0.5 | 0 | 1936 | 9999 |  |  | N | Hydro | [13 empty] | 0 | 0 | 0 | 0 | [11 empty] | Spokane (City of) | 100 | Spokane (City of) | 100
hydro | Upriver Dam Hydro Plant | 50380_G_GEN2 | 50380 | G | GEN2 |  | Hydro |  | WECC_PNW | Washington | 53 | Spokane | 63 | 53063 | 0.5 | 0 | 1936 | 9999 |  |  | N | Hydro | [13 empty] | 0 | 0 | 0 | 0 | [11 empty] | Spokane (City of) | 100 | Spokane (City of) | 100
hydro | Upriver Dam Hydro Plant | 50380_G_GEN3 | 50380 | G | GEN3 |  | Hydro |  | WECC_PNW | Washington | 53 | Spokane | 63 | 53063 | 0.5 | 0 | 1936 | 9999 |  |  | N | Hydro | [13 empty] | 0 | 0 | 0 | 0 | [11 empty] | Spokane (City of) | 100 | Spokane (City of) | 100
hydro | Upriver Dam Hydro Plant | 50380_G_GEN4 | 50380 | G | GEN4 |  | Hydro |  | WECC_PNW | Washington | 53 | Spokane | 63 | 53063 | 1.5 | 0 | 1984 | 9999 |  |  | N | Hydro | [13 empty] | 0 | 0 | 0 | 0 | [11 empty] | Spokane (City of) | 100 | Spokane (City of) | 100
hydro | Upriver Dam Hydro Plant | 50380_G_GEN5 | 50380 | G | GEN5 |  | Hydro |  | WECC_PNW | Washington | 53 | Spokane | 63 | 53063 | 1.5 | 0 | 1984 | 9999 |  |  | N | Hydro | [13 empty] | 0 | 0 | 0 | 0 | [11 empty] | Spokane (City of) | 100 | Spokane (City of) | 100
hydro | Twin Reservoirs | 50382_G_GEN1 | 50382 | G | GEN1 |  | Hydro |  | WECC_PNW | Washington | 53 | Walla Walla | 71 | 53071 | 1.8 | 0 | 1988 | 9999 |  |  | N | Hydro | [13 empty] | 0 | 0 | 0 | 0 | [11 empty] | Walla Walla (City of) | 100 | Walla Walla (City of) | 100
hydro | Gregg Falls | 50384_G_1 | 50384 | G | 1 |  | Hydro |  | NENGREST | New Hampshire | 33 | Hillsborough | 11 | 33011 | 2.1 | 0 | 1985 | 9999 |  |  | N | Hydro | [13 empty] | 0 | 0 | 0 | 0 | [11 empty] | Gregg Falls Hydro Electric Partnership | 100 | Hudson Clean Energy Partners LP | 100
hydro | Gregg Falls | 50384_G_2 | 50384 | G | 2 |  | Hydro |  | NENGREST | New Hampshire | 33 | Hillsborough | 11 | 33011 | 1.3 | 0 | 1985 | 9999 |  |  | N | Hydro | [13 empty] | 0 | 0 | 0 | 0 | [11 empty] | Gregg Falls Hydro Electric Partnership | 100 | Hudson Clean Energy Partners LP | 100
hydro | Friant Hydro Facility | 50393_G_M1 | 50393 | G | M1 |  | Hydro |  | WEC_CALN | California | 6 | Fresno | 19 | 06019 | 9.8 | 0 | 1985 | 9999 |  |  | N | Hydro | [13 empty] | 0 | 0 | 0 | 0 | [11 empty] | Friant Power Authority | 100 | Friant Power Authority | 100
hydro | Friant Hydro Facility | 50393_G_RO1 | 50393 | G | RO1 |  | Hydro |  | WEC_CALN | California | 6 | Fresno | 19 | 06019 | 2.3 | 0 | 1985 | 9999 |  |  | N | Hydro | [13 empty] | 0 | 0 | 0 | 0 | [11 empty] | Friant Power Authority | 100 | Friant Power Authority | 100
hydro | Friant Hydro Facility | 50393_G_FR1 | 50393 | G | FR1 |  | Hydro |  | WEC_CALN | California | 6 | Fresno | 19 | 06019 | 20 | 0 | 1986 | 9999 |  |  | N | Hydro | [13 empty] | 0 | 0 | 0 | 0 | [11 empty] | Friant Power Authority | 100 | Friant Power Authority | 100
hydro | Friant Hydro Facility | 50393_G_RO2 | 50393 | G | RO2 |  | Hydro |  | WEC_CALN | California | 6 | Fresno | 19 | 06019 | 7.3 | 0 | 2017 | 9999 |  |  | N | Hydro | [13 empty] | 0 | 0 | 0 | 0 | [11 empty] | Friant Power Authority | 100 | Friant Power Authority | 100
biomass | Dillard Complex | 50396_B_BLR1 | 50396 | B | BLR1 |  | Biomass |  | WECC_PNW | Oregon | 41 | Douglas | 19 | 41019 | 13.3 | 11664 | 1974 | 9999 |  |  | Y | Biomass | [7 empty] | ESPC + C | No |  |  |  |  | 0.22033 | 0.22033 | 0.22033 | 0.22033 | [11 empty] | Roseburg Forest Products Co | 100 | Roseburg Forest Products Co | 100
biomass | Dillard Complex | 50396_B_BLR6 | 50396 | B | BLR6 |  | Biomass |  | WECC_PNW | Oregon | 41 | Douglas | 19 | 41019 | 13.3 | 11664 | 1974 | 9999 |  |  | Y | Biomass | [7 empty] | ESPC + C | No |  |  |  |  | 0.22033 | 0.22033 | 0.22033 | 0.22033 | [11 empty] | Roseburg Forest Products Co | 100 | Roseburg Forest Products Co | 100
biomass | Dillard Complex | 50396_B_BLR2 | 50396 | B | BLR2 |  | Biomass |  | WECC_PNW | Oregon | 41 | Douglas | 19 | 41019 | 13.3 | 11664 | 1977 | 9999 |  |  | Y | Biomass | [7 empty] | ESPC + C | No |  |  |  |  | 0.22033 | 0.22033 | 0.22033 | 0.22033 | [11 empty] | Roseburg Forest Products Co | 100 | Roseburg Forest Products Co | 100
hard coal | Pixelle Specialty Solutions LLC - Spring Grove Facility | 50397_B_5PB036 | 50397 | B | 5PB036 | 3656 | Coal Steam |  | PJM_WMAC | Pennsylvania | 42 | York | 133 | 42133 | 53 | 8300 | 1989 | 9999 | FBC | dry | Y | Bituminous | Reagent Injection | 1989 | 0.893 | CF | SNCR |  | 2006 | ESPH | Yes |  |  |  | 1 | 0.16723 | 0.16723 | 0.16723 | 0.16723 | 1 | 0.1 | 1 | 0.893 | [7 empty] | Pixelle Specialty Solutions LLC | 100 | Pixelle Specialty Solutions LLC | 100
municipal solid waste | Pixelle Specialty Solutions LLC - Spring Grove Facility | 50397_B_REC037 | 50397 | B | REC037 |  | Non-Fossil Waste |  | PJM_WMAC | Pennsylvania | 42 | York | 133 | 42133 | 18.4 | 5639 | 1993 | 9999 | wall | dry | Y | Non-Fossil Waste |  |  |  | other |  |  |  | ESPH | Yes |  |  |  |  | 0.1 | 0.1 | 0.1 | 0.1 | [11 empty] | Pixelle Specialty Solutions LLC | 100 | Pixelle Specialty Solutions LLC | 100
natural gas steam turbine | Pixelle Specialty Solutions LLC - Spring Grove Facility | 50397_B_6PB038 | 50397 | B | 6PB038 |  | O/G Steam |  | PJM_WMAC | Pennsylvania | 42 | York | 133 | 42133 | 1.8 | 8300 | 2017 | 9999 | wall | dry | Y | Natural Gas |  |  |  | FR | [9 empty] | 0.1 | 0.1 | 0.1 | 0.1 | [11 empty] | Pixelle Specialty Solutions LLC | 100 | Pixelle Specialty Solutions LLC | 100
natural gas steam turbine | Pixelle Specialty Solutions LLC - Spring Grove Facility | 50397_B_7PB039 | 50397 | B | 7PB039 |  | O/G Steam |  | PJM_WMAC | Pennsylvania | 42 | York | 133 | 42133 | 11.7 | 8300 | 2017 | 9999 | wall |  | Y | Natural Gas |  |  |  | FR | [9 empty] | 0.1 | 0.1 | 0.1 | 0.1 | [11 empty] | Pixelle Specialty Solutions LLC | 100 | Pixelle Specialty Solutions LLC | 100
hydro | Sand Bar Power Plant | 50400_G_GEN1 | 50400 | G | GEN1 |  | Hydro |  | WEC_CALN | California | 6 | Tuolumne | 109 | 06109 | 15.6 | 0 | 1986 | 9999 |  |  | N | Hydro | [13 empty] | 0 | 0 | 0 | 0 | [11 empty] | Tri Dam Power Authority | 100 | Oakdale & South San Joaquin Irrigation D | 100
municipal solid waste | BP Chemicals Green Lake Plant | 50404_G_TG2 | 50404 | G | TG2 |  | Non-Fossil Waste |  | ERC_REST | Texas | 48 | Calhoun | 57 | 48057 | 15 | 11084 | 1989 | 9999 |  |  | N | Non-Fossil Waste | [13 empty] | 0 | 0 | 0 | 0 | [11 empty] | BP Chemicals Green Lake | 100 | BP plc | 100
municipal solid waste | BP Chemicals Green Lake Plant | 50404_G_TG3 | 50404 | G | TG3 |  | Non-Fossil Waste |  | ERC_REST | Texas | 48 | Calhoun | 57 | 48057 | 23.8 | 11084 | 1997 | 9999 |  |  | N | Non-Fossil Waste | [13 empty] | 0 | 0 | 0 | 0 | [11 empty] | BP Chemicals Green Lake | 100 | BP plc | 100
hydro | Park Mill | 50408_G_1 | 50408 | G | 1 |  | Hydro |  | MIS_WUMS | Wisconsin | 55 | Marinette | 75 | 55075 | 0.4 | 0 | 1920 | 9999 |  |  | N | Hydro | [13 empty] | 0 | 0 | 0 | 0 | [11 empty] | N E W Hydro LLC | 100 | Hudson Clean Energy Partners LP | 100
hydro | Park Mill | 50408_G_2 | 50408 | G | 2 |  | Hydro |  | MIS_WUMS | Wisconsin | 55 | Marinette | 75 | 55075 | 0.2 | 0 | 1922 | 9999 |  |  | N | Hydro | [13 empty] | 0 | 0 | 0 | 0 | [11 empty] | N E W Hydro LLC | 100 | Hudson Clean Energy Partners LP | 100
hydro | Park Mill | 50408_G_3 | 50408 | G | 3 |  | Hydro |  | MIS_WUMS | Wisconsin | 55 | Marinette | 75 | 55075 | 0.4 | 0 | 1946 | 9999 |  |  | N | Hydro | [13 empty] | 0 | 0 | 0 | 0 | [11 empty] | N E W Hydro LLC | 100 | Hudson Clean Energy Partners LP | 100
hydro | Park Mill | 50408_G_6 | 50408 | G | 6 |  | Hydro |  | MIS_WUMS | Wisconsin | 55 | Marinette | 75 | 55075 | 0.4 | 0 | 1966 | 9999 |  |  | N | Hydro | [13 empty] | 0 | 0 | 0 | 0 | [11 empty] | N E W Hydro LLC | 100 | Hudson Clean Energy Partners LP | 100
hydro | Park Mill | 50408_G_7 | 50408 | G | 7 |  | Hydro |  | MIS_WUMS | Wisconsin | 55 | Marinette | 75 | 55075 | 0.4 | 0 | 1968 | 9999 |  |  | N | Hydro | [13 empty] | 0 | 0 | 0 | 0 | [11 empty] | N E W Hydro LLC | 100 | Hudson Clean Energy Partners LP | 100
hydro | Park Mill | 50408_G_10 | 50408 | G | 10 |  | Hydro |  | MIS_WUMS | Wisconsin | 55 | Marinette | 75 | 55075 | 0.3 | 0 | 1988 | 9999 |  |  | N | Hydro | [13 empty] | 0 | 0 | 0 | 0 | [11 empty] | N E W Hydro LLC | 100 | Hudson Clean Energy Partners LP | 100
hydro | Menominee Mill Marinette | 50409_G_4 | 50409 | G | 4 |  | Hydro |  | MIS_WUMS | Michigan | 26 | Menominee | 109 | 26109 | 0.4 | 0 | 1924 | 9999 |  |  | N | Hydro | [13 empty] | 0 | 0 | 0 | 0 | [11 empty] | N E W Hydro LLC | 100 | Hudson Clean Energy Partners LP | 100
hydro | Menominee Mill Marinette | 50409_G_5 | 50409 | G | 5 |  | Hydro |  | MIS_WUMS | Michigan | 26 | Menominee | 109 | 26109 | 0.4 | 0 | 1924 | 9999 |  |  | N | Hydro | [13 empty] | 0 | 0 | 0 | 0 | [11 empty] | N E W Hydro LLC | 100 | Hudson Clean Energy Partners LP | 100
hydro | Menominee Mill Marinette | 50409_G_8 | 50409 | G | 8 |  | Hydro |  | MIS_WUMS | Michigan | 26 | Menominee | 109 | 26109 | 0.5 | 0 | 1978 | 9999 |  |  | N | Hydro | [13 empty] | 0 | 0 | 0 | 0 | [11 empty] | N E W Hydro LLC | 100 | Hudson Clean Energy Partners LP | 100
hydro | Menominee Mill Marinette | 50409_G_9 | 50409 | G | 9 |  | Hydro |  | MIS_WUMS | Michigan | 26 | Menominee | 109 | 26109 | 0.5 | 0 | 1978 | 9999 |  |  | N | Hydro | [13 empty] | 0 | 0 | 0 | 0 | [11 empty] | N E W Hydro LLC | 100 | Hudson Clean Energy Partners LP | 100
natural gas combined cycle | Chester Operations | 50410_G_6 | 50410 | G | 6 |  | Combined Cycle |  | PJM_EMAC | Pennsylvania | 42 | Delaware | 45 | 42045 | 14.1 | 7370 | 2020 | 9999 |  |  | N | Natural Gas | [13 empty] | 0.011 | 0.011 | 0.011 | 0.011 | [11 empty] | Kimberly Clark Corp | 100 | Kimberly Clark Corp | 100
municipal solid waste | Olmsted Waste Energy | 50413_G_TG2 | 50413 | G | TG2 |  | Municipal Solid Waste |  | MIS_MNWI | Minnesota | 27 | Olmsted | 109 | 27109 | 1.3 | 5496 | 1987 | 9999 |  |  | Y | MSW | Dry Scrubber | 1987 | 0.786 | [10 empty] | 0.44648 | 0.44648 | 0.44648 | 0.44648 | 0.08 | 0.08 | 0.08 | [8 empty] | Olmsted County Public Works | 100 | Olmsted County Public Works | 100
municipal solid waste | Olmsted Waste Energy | 50413_G_TGI | 50413 | G | TGI |  | Municipal Solid Waste |  | MIS_MNWI | Minnesota | 27 | Olmsted | 109 | 27109 | 1.4 | 5496 | 1987 | 9999 |  |  | Y | MSW | Dry Scrubber | 1987 | 0.786 | [10 empty] | 0.34122 | 0.34122 | 0.34122 | 0.34122 | 0.08 | 0.08 | 0.08 | [8 empty] | Olmsted County Public Works | 100 | Olmsted County Public Works | 100
natural gas peaker | Olmsted Waste Energy | 50413_G_DGCAT | 50413 | G | DGCAT |  | Combustion Turbine | IC Engine | MIS_MNWI | Minnesota | 27 | Olmsted | 109 | 27109 | 1.3 | 13469 | 2009 | 9999 |  |  | N | Distillate Fuel Oil | [13 empty] | 1.6498 | 1.6498 | 1.6498 | 1.6498 | [11 empty] | Olmsted County Public Works | 100 | Olmsted County Public Works | 100
municipal solid waste | Olmsted Waste Energy | 50413_G_TG3 | 50413 | G | TG3 |  | Municipal Solid Waste |  | MIS_MNWI | Minnesota | 27 | Olmsted | 109 | 27109 | 5 | 5496 | 2010 | 9999 |  |  | Y | MSW | [13 empty] | 0.09 | 0.09 | 0.09 | 0.09 | 0.08 | 0.08 | 0.08 | [8 empty] | Olmsted County Public Works | 100 | Olmsted County Public Works | 100
hydro | Penacook Upper Falls Hydro | 50414_G_1 | 50414 | G | 1 |  | Hydro |  | NENGREST | New Hampshire | 33 | Merrimack | 13 | 33013 | 3.4 | 0 | 1986 | 9999 |  |  | N | Hydro | [13 empty] | 0 | 0 | 0 | 0 | [11 empty] | Briar Hydro Associates | 100 | Briar Hydro Associates | 100
hydro | Tannery Island Power | 50416_G_GEN1 | 50416 | G | GEN1 |  | Hydro |  | NY_Z_C&E | New York | 36 | Jefferson | 45 | 36045 | 0.2 | 0 | 1986 | 9999 |  |  | N | Hydro | [13 empty] | 0 | 0 | 0 | 0 | [11 empty] | Tannery Island Power Corp | 100 | Tannery Island Power Corp | 100
hydro | Tannery Island Power | 50416_G_GEN2 | 50416 | G | GEN2 |  | Hydro |  | NY_Z_C&E | New York | 36 | Jefferson | 45 | 36045 | 0.2 | 0 | 1986 | 9999 |  |  | N | Hydro | [13 empty] | 0 | 0 | 0 | 0 | [11 empty] | Tannery Island Power Corp | 100 | Tannery Island Power Corp | 100
hydro | Tannery Island Power | 50416_G_GEN3 | 50416 | G | GEN3 |  | Hydro |  | NY_Z_C&E | New York | 36 | Jefferson | 45 | 36045 | 0.2 | 0 | 1986 | 9999 |  |  | N | Hydro | [13 empty] | 0 | 0 | 0 | 0 | [11 empty] | Tannery Island Power Corp | 100 | Tannery Island Power Corp | 100
hydro | Tannery Island Power | 50416_G_GEN4 | 50416 | G | GEN4 |  | Hydro |  | NY_Z_C&E | New York | 36 | Jefferson | 45 | 36045 | 0.2 | 0 | 1986 | 9999 |  |  | N | Hydro | [13 empty] | 0 | 0 | 0 | 0 | [11 empty] | Tannery Island Power Corp | 100 | Tannery Island Power Corp | 100
hydro | Tannery Island Power | 50416_G_GEN5 | 50416 | G | GEN5 |  | Hydro |  | NY_Z_C&E | New York | 36 | Jefferson | 45 | 36045 | 0.2 | 0 | 1986 | 9999 |  |  | N | Hydro | [13 empty] | 0 | 0 | 0 | 0 | [11 empty] | Tannery Island Power Corp | 100 | Tannery Island Power Corp | 100
hydro | Orchard Avenue 1 | 50421_G_201 | 50421 | G | 201 |  | Hydro |  | WECC_PNW | Washington | 53 | Yakima | 77 | 53077 | 0.8 | 0 | 1987 | 9999 |  |  | N | Hydro | [13 empty] | 0 | 0 | 0 | 0 | [11 empty] | Yakima Tieton Irrigation District | 100 | Yakima Tieton Irrigation District | 100
hydro | Orchard Avenue 1 | 50421_G_301 | 50421 | G | 301 |  | Hydro |  | WECC_PNW | Washington | 53 | Yakima | 77 | 53077 | 0.8 | 0 | 1987 | 9999 |  |  | N | Hydro | [13 empty] | 0 | 0 | 0 | 0 | [11 empty] | Yakima Tieton Irrigation District | 100 | Yakima Tieton Irrigation District | 100
hydro | Cowiche | 50423_G_983 | 50423 | G | 983 |  | Hydro |  | WECC_PNW | Washington | 53 | Yakima | 77 | 53077 | 1.6 | 0 | 1987 | 9999 |  |  | N | Hydro | [13 empty] | 0 | 0 | 0 | 0 | [11 empty] | Yakima Tieton Irrigation District | 100 | Yakima Tieton Irrigation District | 100
natural gas peaker | Bronx Zoo | 50427_G_GEN1 | 50427 | G | GEN1 |  | Combustion Turbine | IC Engine | NY_Z_J | New York | 36 | Bronx | 5 | 36005 | 0.5 | 8700 | 1991 | 9999 |  |  | Y | Natural Gas | [12 empty] | 0.316 | 0.50846 | 0.50846 | 0.50846 | 0.50846 | [11 empty] | New York Zoological Society | 100 | New York Zoological Society | 100
natural gas peaker | Bronx Zoo | 50427_G_GEN2 | 50427 | G | GEN2 |  | Combustion Turbine | IC Engine | NY_Z_J | New York | 36 | Bronx | 5 | 36005 | 0.5 | 8700 | 1991 | 9999 |  |  | Y | Natural Gas | [12 empty] | 0.316 | 0.50846 | 0.50846 | 0.50846 | 0.50846 | [11 empty] | New York Zoological Society | 100 | New York Zoological Society | 100
natural gas peaker | Bronx Zoo | 50427_G_GEN3 | 50427 | G | GEN3 |  | Combustion Turbine | IC Engine | NY_Z_J | New York | 36 | Bronx | 5 | 36005 | 1.1 | 8700 | 1991 | 9999 |  |  | Y | Natural Gas | [12 empty] | 0.316 | 0.50846 | 0.50846 | 0.50846 | 0.50846 | [11 empty] | New York Zoological Society | 100 | New York Zoological Society | 100
natural gas peaker | Bronx Zoo | 50427_G_GEN4 | 50427 | G | GEN4 |  | Combustion Turbine | IC Engine | NY_Z_J | New York | 36 | Bronx | 5 | 36005 | 1.5 | 8700 | 1995 | 9999 |  |  | Y | Natural Gas | [12 empty] | 0.316 | 0.50846 | 0.50846 | 0.50846 | 0.50846 | [11 empty] | New York Zoological Society | 100 | New York Zoological Society | 100
natural gas combined cycle | University of Michigan | 50431_G_TG8 | 50431 | G | TG8 |  | Combined Cycle |  | MIS_LMI | Michigan | 26 | Washtenaw | 161 | 26161 | 11.5 | 5500 | 1975 | 9999 |  |  | Y | Natural Gas, Distillate Fuel Oil |  |  |  | LNB | [9 empty] | 0.027288 | 0.027288 | 0.027288 | 0.027288 | [11 empty] | University of Michigan | 100 | University of Michigan | 100
natural gas combined cycle | University of Michigan | 50431_G_TG1 | 50431 | G | TG1 |  | Combined Cycle |  | MIS_LMI | Michigan | 26 | Washtenaw | 161 | 26161 | 11.5 | 5500 | 1986 | 9999 |  |  | Y | Natural Gas, Distillate Fuel Oil |  |  |  | LNB | [9 empty] | 0.027288 | 0.027288 | 0.027288 | 0.027288 | [11 empty] | University of Michigan | 100 | University of Michigan | 100
natural gas combined cycle | University of Michigan | 50431_G_TG9 | 50431 | G | TG9 |  | Combined Cycle |  | MIS_LMI | Michigan | 26 | Washtenaw | 161 | 26161 | 3.5 | 5500 | 1990 | 9999 |  |  | Y | Natural Gas, Distillate Fuel Oil | [13 empty] | 0.027288 | 0.027288 | 0.027288 | 0.027288 | [11 empty] | University of Michigan | 100 | University of Michigan | 100
natural gas combined cycle | University of Michigan | 50431_G_TG10 | 50431 | G | TG10 |  | Combined Cycle |  | MIS_LMI | Michigan | 26 | Washtenaw | 161 | 26161 | 3.5 | 5500 | 1992 | 9999 |  |  | Y | Natural Gas, Distillate Fuel Oil | [13 empty] | 0.027288 | 0.027288 | 0.027288 | 0.027288 | [11 empty] | University of Michigan | 100 | University of Michigan | 100
hydro | Ada Dam | 50433_G_ADA1 | 50433 | G | ADA1 |  | Hydro |  | MIS_LMI | Michigan | 26 | Kent | 81 | 26081 | 1.4 | 0 | 1984 | 9999 |  |  | N | Hydro | [13 empty] | 0 | 0 | 0 | 0 | [11 empty] | STS HydroPower Ltd | 100 | Energy Investors Funds Group | 100
hydro | Sugarloaf Hydro Plant | 50435_G_SUG1 | 50435 | G | SUG1 |  | Hydro |  | WECC_CO | Colorado | 8 | Lake | 65 | 08065 | 2.5 | 0 | 1985 | 9999 |  |  | N | Hydro | [13 empty] | 0 | 0 | 0 | 0 | [11 empty] | STS HydroPower Ltd | 100 | Energy Investors Funds Group | 100
hydro | Cascade Dam | 50436_G_CAS1 | 50436 | G | CAS1 |  | Hydro |  | MIS_LMI | Michigan | 26 | Kent | 81 | 26081 | 1.6 | 0 | 1986 | 9999 |  |  | N | Hydro | [13 empty] | 0 | 0 | 0 | 0 | [11 empty] | STS HydroPower Ltd | 100 | Energy Investors Funds Group | 100
hydro | French Landing Dam | 50437_G_FRL1 | 50437 | G | FRL1 |  | Hydro |  | MIS_LMI | Michigan | 26 | Wayne | 163 | 26163 | 1.6 | 0 | 1988 | 9999 |  |  | N | Hydro | [13 empty] | 0 | 0 | 0 | 0 | [11 empty] | STS HydroPower Ltd | 100 | Energy Investors Funds Group | 100
hydro | Oconto Falls Lower | 50439_G_GEN1 | 50439 | G | GEN1 |  | Hydro |  | MIS_WUMS | Wisconsin | 55 | Oconto | 83 | 55083 | 0.3 | 0 | 1971 | 9999 |  |  | N | Hydro | [13 empty] | 0 | 0 | 0 | 0 | [11 empty] | N E W Hydro LLC | 100 | Hudson Clean Energy Partners LP | 100
hydro | Oconto Falls Lower | 50439_G_GEN2 | 50439 | G | GEN2 |  | Hydro |  | MIS_WUMS | Wisconsin | 55 | Oconto | 83 | 55083 | 1.7 | 0 | 1971 | 9999 |  |  | N | Hydro | [13 empty] | 0 | 0 | 0 | 0 | [11 empty] | N E W Hydro LLC | 100 | Hudson Clean Energy Partners LP | 100
natural gas combined cycle | Indeck Silver Springs Energy Center | 50449_G_GEN1 | 50449 | G | GEN1 | 3660 | Combined Cycle |  | NY_Z_C&E | New York | 36 | Wyoming | 121 | 36121 | 34.5 | 9756 | 1991 | 9999 |  |  | Y | Natural Gas, Distillate Fuel Oil |  |  |  | STM | [9 empty] | 0.099662 | 0.099662 | 0.099662 | 0.099662 | [11 empty] | Indeck Energy Services of Silver Springs Inc | 100 | Indeck Energy Services Inc | 100
natural gas combined cycle | Indeck Silver Springs Energy Center | 50449_G_GEN2 | 50449 | G | GEN2 | 3660 | Combined Cycle |  | NY_Z_C&E | New York | 36 | Wyoming | 121 | 36121 | 15 | 9756 | 1991 | 9999 |  |  | Y | Natural Gas, Distillate Fuel Oil |  |  |  | STM | [9 empty] | 0.099662 | 0.099662 | 0.099662 | 0.099662 | [11 empty] | Indeck Energy Services of Silver Springs Inc | 100 | Indeck Energy Services Inc | 100
natural gas combined cycle | Indeck Oswego Energy Center | 50450_G_GEN1 | 50450 | G | GEN1 | 3661 | Combined Cycle |  | NY_Z_C&E | New York | 36 | Oswego | 75 | 36075 | 35.1 | 9313 | 1990 | 9999 |  |  | Y | Natural Gas, Distillate Fuel Oil |  |  |  | STM | [9 empty] | 0.11967 | 0.11967 | 0.11967 | 0.11967 | [11 empty] | Indeck Oswego LP | 100 | Indeck Energy Services Inc | 100
natural gas combined cycle | Indeck Oswego Energy Center | 50450_G_GEN2 | 50450 | G | GEN2 | 3661 | Combined Cycle |  | NY_Z_C&E | New York | 36 | Oswego | 75 | 36075 | 13.8 | 9313 | 1990 | 9999 |  |  | Y | Natural Gas, Distillate Fuel Oil |  |  |  | STM | [9 empty] | 0.11967 | 0.11967 | 0.11967 | 0.11967 | [11 empty] | Indeck Oswego LP | 100 | Indeck Energy Services Inc | 100
natural gas combined cycle | Indeck Yerkes Energy Center | 50451_G_GEN1 | 50451 | G | GEN1 | 3662 | Combined Cycle |  | NY_Z_A | New York | 36 | Erie | 29 | 36029 | 32.3 | 10128 | 1989 | 9999 |  |  | Y | Natural Gas, Distillate Fuel Oil |  |  |  | STM | [9 empty] | 0.15462 | 0.15462 | 0.15462 | 0.15462 | [11 empty] | Indeck Yerkes LP | 100 | Indeck Energy Services Inc | 100
natural gas combined cycle | Indeck Yerkes Energy Center | 50451_G_GEN2 | 50451 | G | GEN2 | 3662 | Combined Cycle |  | NY_Z_A | New York | 36 | Erie | 29 | 36029 | 15.4 | 10128 | 1989 | 9999 |  |  | Y | Natural Gas, Distillate Fuel Oil |  |  |  | STM | [9 empty] | 0.15462 | 0.15462 | 0.15462 | 0.15462 | [11 empty] | Indeck Yerkes LP | 100 | Indeck Energy Services Inc | 100
natural gas combined cycle | Indeck Corinth Energy Center | 50458_G_GEN1 | 50458 | G | GEN1 | 3663 | Combined Cycle |  | NY_Z_F | New York | 36 | Saratoga | 91 | 36091 | 74.7 | 7771 | 1995 | 9999 |  |  | Y | Natural Gas, Distillate Fuel Oil |  |  |  | DLNB | SCR | [8 empty] | 0.026071 | 0.026071 | 0.026071 | 0.026071 | [11 empty] | Indeck Corinth LP | 100 | Indeck Energy Services Inc | 100
natural gas combined cycle | Indeck Corinth Energy Center | 50458_G_GEN2 | 50458 | G | GEN2 | 3663 | Combined Cycle |  | NY_Z_F | New York | 36 | Saratoga | 91 | 36091 | 54.6 | 7771 | 1995 | 9999 |  |  | Y | Natural Gas, Distillate Fuel Oil |  |  |  | LNB | SCR | [8 empty] | 0.026071 | 0.026071 | 0.026071 | 0.026071 | [11 empty] | Indeck Corinth LP | 100 | Indeck Energy Services Inc | 100
natural gas steam turbine | Procter & Gamble Mehoopany Mill | 50463_G_GEN2 | 50463 | G | GEN2 |  | O/G Steam |  | PJM_PENE | Pennsylvania | 42 | Wyoming | 131 | 42131 | 0.9 | 11615 | 1984 | 9999 |  |  | N | Natural Gas | [13 empty] | 0.23063 | 0.23063 | 0.23063 | 0.23063 | [11 empty] | Procter & Gamble Paper Products Co (The) | 100 | Procter & Gamble Co (The) | 100
natural gas peaker | Procter & Gamble Mehoopany Mill | 50463_G_GEN1 | 50463 | G | GEN1 | 3666 | Combustion Turbine |  | PJM_PENE | Pennsylvania | 42 | Wyoming | 131 | 42131 | 40 | 8700 | 1985 | 9999 |  |  | Y | Natural Gas |  |  |  | STM | [9 empty] | 0.11813 | 0.11813 | 0.11813 | 0.11813 | [11 empty] | Procter & Gamble Paper Products Co (The) | 100 | Procter & Gamble Co (The) | 100
natural gas peaker | Procter & Gamble Mehoopany Mill | 50463_G_GEN3 | 50463 | G | GEN3 | 90828 | Combustion Turbine |  | PJM_PENE | Pennsylvania | 42 | Wyoming | 131 | 42131 | 64 | 12369 | 2013 | 9999 |  |  | N | Natural Gas |  |  |  | H2O | SCR | [8 empty] | 0.00824 | 0.00824 | 0.00824 | 0.00824 | [11 empty] | Procter & Gamble Paper Products Co (The) | 100 | Procter & Gamble Co (The) | 100
natural gas peaker | Oxnard | 50464_G_GEN1 | 50464 | G | GEN1 |  | Combustion Turbine |  | WECC_SCE | California | 6 | Ventura | 111 | 06111 | 22.4 | 8700 | 1982 | 9999 |  |  | Y | Natural Gas | [12 empty] | 0.74 | 0.03831 | 0.03831 | 0.03831 | 0.03831 | [11 empty] | Procter & Gamble Paper Products Co (The) | 100 | Procter & Gamble Co (The) | 100
natural gas peaker | Oxnard | 50464_G_GEN2 | 50464 | G | GEN2 |  | Combustion Turbine |  | WECC_SCE | California | 6 | Ventura | 111 | 06111 | 48.5 | 8700 | 1989 | 9999 |  |  | Y | Natural Gas | [12 empty] | 0.74 | 0.03831 | 0.03831 | 0.03831 | 0.03831 | [11 empty] | Procter & Gamble Paper Products Co (The) | 100 | Procter & Gamble Co (The) | 100
biomass | Flint River Operations | 50465_B_PB | 50465 | B | PB |  | Biomass |  | S_SOU | Georgia | 13 | Macon | 193 | 13193 | 39 | 4413 | 1980 | 9999 |  |  | Y | Biomass | Wet Scrubber | 1980 | 0.8 | OFA |  |  |  | ESPH + C | Yes |  |  |  |  | 0.26079 | 0.26079 | 0.26079 | 0.26079 | [11 empty] | Weyerhaeuser NR Co | 100 | Weyerhaeuser Co | 100
municipal solid waste | Flint River Operations | 50465_B_RB | 50465 | B | RB |  | Non-Fossil Waste |  | S_SOU | Georgia | 13 | Macon | 193 | 13193 | 39 | 4413 | 1980 | 9999 |  |  | Y | Non-Fossil Waste |  |  |  | LA |  |  |  | ESPH | Yes |  |  |  |  | 0.11104 | 0.11104 | 0.11104 | 0.11104 | [11 empty] | Weyerhaeuser NR Co | 100 | Weyerhaeuser Co | 100
municipal solid waste | Buckeye Florida LP | 50466_B_1BB | 50466 | B | 1BB |  | Non-Fossil Waste |  | FRCC | Florida | 12 | Taylor | 123 | 12123 | 5.7 | 7182 | 1954 | 9999 |  |  | Y | Non-Fossil Waste | Wet Scrubber | 1977 | 0.85 |  |  |  |  | WS | NA |  |  |  |  | 0 | 0 | 0 | 0 | [11 empty] | Foley Cellulose LLC | 100 | GP Cellulose Holdings LLC | 100
municipal solid waste | Buckeye Florida LP | 50466_B_1PB | 50466 | B | 1PB |  | Non-Fossil Waste |  | FRCC | Florida | 12 | Taylor | 123 | 12123 | 5.7 | 7182 | 1954 | 9999 |  |  | Y | Non-Fossil Waste | [13 empty] | 0 | 0 | 0 | 0 | [11 empty] | Foley Cellulose LLC | 100 | GP Cellulose Holdings LLC | 100
municipal solid waste | Buckeye Florida LP | 50466_B_2BB | 50466 | B | 2BB |  | Non-Fossil Waste |  | FRCC | Florida | 12 | Taylor | 123 | 12123 | 5.7 | 7182 | 1954 | 9999 |  |  | Y | Non-Fossil Waste | [7 empty] | WS | NA |  |  |  |  | 0 | 0 | 0 | 0 | [11 empty] | Foley Cellulose LLC | 100 | GP Cellulose Holdings LLC | 100
municipal solid waste | Buckeye Florida LP | 50466_B_2PB | 50466 | B | 2PB |  | Non-Fossil Waste |  | FRCC | Florida | 12 | Taylor | 123 | 12123 | 5.7 | 7182 | 1954 | 9999 |  |  | Y | Non-Fossil Waste | [13 empty] | 0 | 0 | 0 | 0 | [11 empty] | Foley Cellulose LLC | 100 | GP Cellulose Holdings LLC | 100
municipal solid waste | Buckeye Florida LP | 50466_B_2RB | 50466 | B | 2RB |  | Non-Fossil Waste |  | FRCC | Florida | 12 | Taylor | 123 | 12123 | 5.7 | 7182 | 1958 | 9999 |  |  | Y | Non-Fossil Waste | [7 empty] | ESPC | No |  |  |  |  | 0 | 0 | 0 | 0 | [11 empty] | Foley Cellulose LLC | 100 | GP Cellulose Holdings LLC | 100
municipal solid waste | Buckeye Florida LP | 50466_B_3RB | 50466 | B | 3RB |  | Non-Fossil Waste |  | FRCC | Florida | 12 | Taylor | 123 | 12123 | 5.7 | 7182 | 1966 | 9999 |  |  | Y | Non-Fossil Waste | [7 empty] | ESPC | No |  |  |  |  | 0 | 0 | 0 | 0 | [11 empty] | Foley Cellulose LLC | 100 | GP Cellulose Holdings LLC | 100
municipal solid waste | Buckeye Florida LP | 50466_B_4RB | 50466 | B | 4RB |  | Non-Fossil Waste |  | FRCC | Florida | 12 | Taylor | 123 | 12123 | 5.7 | 7182 | 1975 | 9999 |  |  | Y | Non-Fossil Waste | [7 empty] | ESPC | No |  |  |  |  | 0 | 0 | 0 | 0 | [11 empty] | Foley Cellulose LLC | 100 | GP Cellulose Holdings LLC | 100
hydro | Rocky Mount Mill | 50468_G_2 | 50468 | G | 2 |  | Hydro |  | S_VACA | North Carolina | 37 | Nash | 127 | 37127 | 0.4 | 0 | 1941 | 9999 |  |  | N | Hydro | [13 empty] | 0 | 0 | 0 | 0 | [11 empty] | Capitol Broadcasting Co Inc | 100 | Capitol Broadcasting Co Inc | 100
hydro | Rocky Mount Mill | 50468_G_1 | 50468 | G | 1 |  | Hydro |  | S_VACA | North Carolina | 37 | Nash | 127 | 37127 | 0.5 | 0 | 1949 | 9999 |  |  | N | Hydro | [13 empty] | 0 | 0 | 0 | 0 | [11 empty] | Capitol Broadcasting Co Inc | 100 | Capitol Broadcasting Co Inc | 100
hydro | Rocky Mount Mill | 50468_G_3 | 50468 | G | 3 |  | Hydro |  | S_VACA | North Carolina | 37 | Nash | 127 | 37127 | 0.2 | 0 | 1949 | 9999 |  |  | N | Hydro | [13 empty] | 0 | 0 | 0 | 0 | [11 empty] | Capitol Broadcasting Co Inc | 100 | Capitol Broadcasting Co Inc | 100
municipal solid waste | Covanta Niagara I, LLC | 50472_B_BLR1 | 50472 | B | BLR1 | 3667 | Municipal Solid Waste |  | NY_Z_A | New York | 36 | Niagara | 63 | 36063 | 12 | 6783 | 1981 | 9999 | wall | dry | Y | MSW |  |  |  | NH3 | SNCR |  |  | ESPH | Yes |  |  |  | 2.106 | 0.0484 | 0.0484 | 0.0484 | 0.0484 | 0.08 | 0.08 | 0.08 | [8 empty] | Covanta Niagara I LLC | 100 | Covanta Holding Corp | 100
municipal solid waste | Covanta Niagara I, LLC | 50472_B_BLR4 | 50472 | B | BLR4 |  | Municipal Solid Waste |  | NY_Z_A | New York | 36 | Niagara | 63 | 36063 | 12 | 6783 | 1981 | 9999 |  |  | Y | MSW | Dry Scrubber | 1996 | 0.917 | NH3 | SNCR |  |  | B | NA | ACI | 2002 |  |  | 0.272 | 0.272 | 0.272 | 0.272 | 0.08 | 0.08 | 0.08 | [8 empty] | Covanta Niagara I LLC | 100 | Covanta Holding Corp | 100
municipal solid waste | Covanta Niagara I, LLC | 50472_B_BLR3 | 50472 | B | BLR3 |  | Municipal Solid Waste |  | NY_Z_A | New York | 36 | Niagara | 63 | 36063 | 12 | 6783 | 1996 | 9999 |  |  | Y | MSW | Dry Scrubber | 1996 | 0.917 | NH3 | SNCR |  |  | B | NA | ACI | 2002 |  |  | 0.272 | 0.272 | 0.272 | 0.272 | 0.08 | 0.08 | 0.08 | [8 empty] | Covanta Niagara I LLC | 100 | Covanta Holding Corp | 100
natural gas peaker | Corpus Christi | 50475_G_GEN1 | 50475 | G | GEN1 |  | Combustion Turbine |  | ERC_REST | Texas | 48 | Nueces | 355 | 48355 | 33 | 11996 | 1989 | 9999 |  |  | Y | Natural Gas | [12 empty] | 3 | 0.11628 | 0.11628 | 0.11628 | 0.11628 | [11 empty] | Equistar Chemicals LP | 100 | Lyondellbasell Industries | 100
biomass | Clewiston Sugar House | 50482_B_B7 | 50482 | B | B7 |  | Biomass |  | FRCC | Florida | 12 | Hendry | 51 | 12051 | 20 | 6956 | 1996 | 9999 |  |  | Y | Biomass |  |  |  | other |  |  |  | ESPC | No |  |  |  |  | 0.17204 | 0.17204 | 0.17204 | 0.17204 | [11 empty] | United States Sugar Corp | 100 | United States Sugar Corp | 100
biomass | Clewiston Sugar House | 50482_B_B8 | 50482 | B | B8 |  | Biomass |  | FRCC | Florida | 12 | Hendry | 51 | 12051 | 20 | 6956 | 2005 | 9999 |  |  | Y | Biomass |  |  |  |  | SNCR |  |  | ESPC | No |  |  |  |  | 0.11297 | 0.11297 | 0.11297 | 0.11297 | [11 empty] | United States Sugar Corp | 100 | United States Sugar Corp | 100
biomass | Clewiston Sugar House | 50482_B_B9 | 50482 | B | B9 |  | Biomass |  | FRCC | Florida | 12 | Hendry | 51 | 12051 | 4.7 | 6956 | 2019 | 9999 |  |  | Y | Biomass | [7 empty] | ESPH | No |  |  |  |  | 0.1 | 0.1 | 0.1 | 0.1 | [11 empty] | United States Sugar Corp | 100 | United States Sugar Corp | 100
municipal solid waste | PPG Riverside | 50488_G_GEN2 | 50488 | G | GEN2 |  | Non-Fossil Waste |  | MIS_WOTA | Louisiana | 22 | Calcasieu | 19 | 22019 | 30 | 11084 | 1950 | 9999 |  |  | N | Non-Fossil Waste | [13 empty] | 0 | 0 | 0 | 0 | [11 empty] | PPG Industries Inc | 100 | PPG Industries Inc | 100
municipal solid waste | PPG Riverside | 50488_G_GEN3 | 50488 | G | GEN3 |  | Non-Fossil Waste |  | MIS_WOTA | Louisiana | 22 | Calcasieu | 19 | 22019 | 38 | 11084 | 1969 | 9999 |  |  | N | Non-Fossil Waste | [13 empty] | 0 | 0 | 0 | 0 | [11 empty] | PPG Industries Inc | 100 | PPG Industries Inc | 100
natural gas steam turbine | PPG Powerhouse C | 50489_B_C1 | 50489 | B | C1 |  | O/G Steam |  | MIS_WOTA | Louisiana | 22 | Calcasieu | 19 | 22019 | 26 | 8300 | 1977 | 9999 | tangential |  | Y | Natural Gas | [13 empty] | 0.23063 | 0.23063 | 0.23063 | 0.23063 | [11 empty] | PPG Industries Inc | 100 | PPG Industries Inc | 100
natural gas peaker | PPG Powerhouse C | 50489_G_C1 | 50489 | G | C1 |  | Combustion Turbine |  | MIS_WOTA | Louisiana | 22 | Calcasieu | 19 | 22019 | 55 | 8700 | 1977 | 9999 | tangential |  | Y | Natural Gas | [12 empty] | 5.261 | 0.5135 | 0.5135 | 0.5135 | 0.5135 | [11 empty] | PPG Industries Inc | 100 | PPG Industries Inc | 100
natural gas peaker | PPG Powerhouse C | 50489_G_C2 | 50489 | G | C2 |  | Combustion Turbine |  | MIS_WOTA | Louisiana | 22 | Calcasieu | 19 | 22019 | 55 | 8700 | 1978 | 9999 | tangential |  | Y | Natural Gas | [12 empty] | 5.261 | 0.5135 | 0.5135 | 0.5135 | 0.5135 | [11 empty] | PPG Industries Inc | 100 | PPG Industries Inc | 100
natural gas steam turbine | PPG Powerhouse C | 50489_B_C2 | 50489 | B | C2 |  | O/G Steam |  | MIS_WOTA | Louisiana | 22 | Calcasieu | 19 | 22019 | 26 | 8300 | 1979 | 9999 | tangential |  | Y | Natural Gas | [13 empty] | 0.23063 | 0.23063 | 0.23063 | 0.23063 | [11 empty] | PPG Industries Inc | 100 | PPG Industries Inc | 100
natural gas steam turbine | PPG Powerhouse C | 50489_B_C4 | 50489 | B | C4 |  | O/G Steam |  | MIS_WOTA | Louisiana | 22 | Calcasieu | 19 | 22019 | 0.04 | 8300 | 1986 | 9999 |  |  | Y | Natural Gas |  |  |  | LNB | [9 empty] | 0.14526 | 0.14526 | 0.14526 | 0.14526 | [11 empty] | PPG Industries Inc | 100 | PPG Industries Inc | 100
natural gas steam turbine | PPG Powerhouse C | 50489_B_C5 | 50489 | B | C5 |  | O/G Steam |  | MIS_WOTA | Louisiana | 22 | Calcasieu | 19 | 22019 | 0.04 | 8300 | 1986 | 9999 |  |  | Y | Natural Gas | [13 empty] | 0.23063 | 0.23063 | 0.23063 | 0.23063 | [11 empty] | PPG Industries Inc | 100 | PPG Industries Inc | 100
natural gas peaker | PPG Powerhouse C | 50489_G_C4 | 50489 | G | C4 |  | Combustion Turbine |  | MIS_WOTA | Louisiana | 22 | Calcasieu | 19 | 22019 | 70.6 | 8700 | 1986 | 9999 |  |  | Y | Natural Gas |  |  |  | LNB | [8 empty] | 5.261 | 0.5135 | 0.5135 | 0.5135 | 0.5135 | [11 empty] | PPG Industries Inc | 100 | PPG Industries Inc | 100
natural gas peaker | PPG Powerhouse C | 50489_G_C5 | 50489 | G | C5 |  | Combustion Turbine |  | MIS_WOTA | Louisiana | 22 | Calcasieu | 19 | 22019 | 70.6 | 8700 | 1986 | 9999 |  |  | Y | Natural Gas | [12 empty] | 5.261 | 0.5135 | 0.5135 | 0.5135 | 0.5135 | [11 empty] | PPG Industries Inc | 100 | PPG Industries Inc | 100
natural gas steam turbine | PPG Plant C Caustic | 50490_G_TE | 50490 | G | TE |  | O/G Steam |  | MIS_WOTA | Louisiana | 22 | Calcasieu | 19 | 22019 | 2.7 | 8300 | 1986 | 9999 |  |  | Y | Natural Gas | [13 empty] | 0.23063 | 0.23063 | 0.23063 | 0.23063 | [11 empty] | PPG Industries Inc | 100 | PPG Industries Inc | 100
municipal solid waste | Gas Utilization Facility | 50492_G_1 | 50492 | G | 1 |  | Non-Fossil Waste |  | WEC_SDGE | California | 6 | San Diego | 73 | 06073 | 2.3 | 13516 | 1985 | 9999 |  |  | Y | Non-Fossil Waste | [13 empty] | 0 | 0 | 0 | 0 | [11 empty] | San Diego (City of) | 100 | San Diego (City of) | 100
municipal solid waste | Gas Utilization Facility | 50492_G_2 | 50492 | G | 2 |  | Non-Fossil Waste |  | WEC_SDGE | California | 6 | San Diego | 73 | 06073 | 2.3 | 13516 | 1985 | 9999 |  |  | Y | Non-Fossil Waste | [13 empty] | 0 | 0 | 0 | 0 | [11 empty] | San Diego (City of) | 100 | San Diego (City of) | 100
hydro | Gas Utilization Facility | 50492_G_3 | 50492 | G | 3 |  | Hydro |  | WEC_SDGE | California | 6 | San Diego | 73 | 06073 | 1 | 0 | 2002 | 9999 |  |  | N | Hydro | [13 empty] | 0 | 0 | 0 | 0 | [11 empty] | San Diego (City of) | 100 | San Diego (City of) | 100
natural gas peaker | Double C Generation Limited Partnership | 50493_G_DC1 | 50493 | G | DC1 |  | Combustion Turbine |  | WEC_CALN | California | 6 | Kern | 29 | 06029 | 23 | 10745 | 1989 | 9999 |  |  | N | Natural Gas | [12 empty] | 0.74 | 0.01018 | 0.01018 | 0.01018 | 0.01018 | [11 empty] | Double C Ltd | 100 | ContourGlobal PLC | 100
natural gas peaker | Double C Generation Limited Partnership | 50493_G_DC2 | 50493 | G | DC2 |  | Combustion Turbine |  | WEC_CALN | California | 6 | Kern | 29 | 06029 | 23 | 10745 | 1989 | 9999 |  |  | N | Natural Gas | [12 empty] | 0.74 | 0.01023 | 0.01023 | 0.01023 | 0.01023 | [11 empty] | Double C Ltd | 100 | ContourGlobal PLC | 100
natural gas peaker | Kern Front Limited | 50494_G_KF1 | 50494 | G | KF1 |  | Combustion Turbine |  | WEC_CALN | California | 6 | Kern | 29 | 06029 | 23 | 10745 | 1989 | 9999 |  |  | N | Natural Gas | [12 empty] | 0.74 | 0.02458 | 0.02458 | 0.02458 | 0.02458 | [11 empty] | Kern Front Ltd | 100 | ContourGlobal PLC | 100
natural gas peaker | Kern Front Limited | 50494_G_KF2 | 50494 | G | KF2 |  | Combustion Turbine |  | WEC_CALN | California | 6 | Kern | 29 | 06029 | 23 | 10745 | 1989 | 9999 |  |  | N | Natural Gas | [12 empty] | 0.74 | 0.02461 | 0.02461 | 0.02461 | 0.02461 | [11 empty] | Kern Front Ltd | 100 | ContourGlobal PLC | 100
natural gas peaker | High Sierra Limited | 50495_G_HS1 | 50495 | G | HS1 |  | Combustion Turbine |  | WEC_CALN | California | 6 | Kern | 29 | 06029 | 23 | 9641 | 1989 | 9999 |  |  | Y | Natural Gas | [12 empty] | 0.74 | 0.00514 | 0.00514 | 0.00514 | 0.00514 | [11 empty] | High Sierra Ltd | 100 | ContourGlobal PLC | 100
natural gas peaker | High Sierra Limited | 50495_G_HS2 | 50495 | G | HS2 |  | Combustion Turbine |  | WEC_CALN | California | 6 | Kern | 29 | 06029 | 23 | 9641 | 1989 | 9999 |  |  | Y | Natural Gas | [12 empty] | 0.74 | 0.01323 | 0.01323 | 0.01323 | 0.01323 | [11 empty] | High Sierra Ltd | 100 | ContourGlobal PLC | 100
hydro | Glen Park Hydroelectric Project | 50512_G_GEN1 | 50512 | G | GEN1 |  | Hydro |  | NY_Z_C&E | New York | 36 | Jefferson | 45 | 36045 | 14.5 | 0 | 1999 | 9999 |  |  | N | Hydro | [13 empty] | 0 | 0 | 0 | 0 | [11 empty] | Black River Hydroelectric LLC | 100 | Ontario Power Generation Inc | 100
hydro | Glen Park Hydroelectric Project | 50512_G_GEN2 | 50512 | G | GEN2 |  | Hydro |  | NY_Z_C&E | New York | 36 | Jefferson | 45 | 36045 | 14.5 | 0 | 1999 | 9999 |  |  | N | Hydro | [13 empty] | 0 | 0 | 0 | 0 | [11 empty] | Black River Hydroelectric LLC | 100 | Ontario Power Generation Inc | 100
hydro | Glen Park Hydroelectric Project | 50512_G_GEN3 | 50512 | G | GEN3 |  | Hydro |  | NY_Z_C&E | New York | 36 | Jefferson | 45 | 36045 | 3.6 | 0 | 1999 | 9999 |  |  | N | Hydro | [13 empty] | 0 | 0 | 0 | 0 | [11 empty] | Black River Hydroelectric LLC | 100 | Ontario Power Generation Inc | 100
hydro | Stillwater Reservoir Hydro | 50513_G_GEN1 | 50513 | G | GEN1 |  | Hydro |  | NY_Z_C&E | New York | 36 | Herkimer | 43 | 36043 | 2.5 | 0 | 1987 | 9999 |  |  | N | Hydro | [13 empty] | 0 | 0 | 0 | 0 | [11 empty] | Stillwater Associates | 100 | Stillwater Associates | 100
hydro | Fort Miller Hydroelectric Facility | 50514_G_GEN1 | 50514 | G | GEN1 |  | Hydro |  | NY_Z_F | New York | 36 | Saratoga | 91 | 36091 | 2.5 | 0 | 1984 | 9999 |  |  | N | Hydro | [13 empty] | 0 | 0 | 0 | 0 | [11 empty] | Fort Miller Associates | 100 | Fort Miller Pulp & Paper Co | 100
hydro | Fort Miller Hydroelectric Facility | 50514_G_GEN2 | 50514 | G | GEN2 |  | Hydro |  | NY_Z_F | New York | 36 | Saratoga | 91 | 36091 | 2.5 | 0 | 1984 | 9999 |  |  | N | Hydro | [13 empty] | 0 | 0 | 0 | 0 | [11 empty] | Fort Miller Associates | 100 | Fort Miller Pulp & Paper Co | 100
onshore wind | Victory Garden (Tehachapi) | 50532_G_WGNS | 50532 | G | WGNS |  | Onshore Wind |  | WECC_SCE | California | 6 | Kern | 29 | 06029 | 17.3 | 0 | 1981 | 9999 |  |  | N | Wind | [13 empty] | 0 | 0 | 0 | 0 | [11 empty] | Terra Gen VG Wind LLC | 100 | Energy Capital Partners | 100
onshore wind | Victory Garden (Tehachapi) | 50532_G_15SLE | 50532 | G | 15SLE |  | Onshore Wind |  | WECC_SCE | California | 6 | Kern | 29 | 06029 | 1.5 | 0 | 2000 | 9999 |  |  | N | Wind | [13 empty] | 0 | 0 | 0 | 0 | [11 empty] | Terra Gen VG Wind LLC | 100 | Energy Capital Partners | 100
onshore wind | Mesa Wind Power Corp | 50535_G_WGNS | 50535 | G | WGNS |  | Onshore Wind |  | WECC_SCE | California | 6 | Riverside | 65 | 06065 | 29.9 | 0 | 1984 | 9999 |  |  | N | Wind | [13 empty] | 0 | 0 | 0 | 0 | [11 empty] | Mesa Wind Power Corp | 100 | Brookfield Asset Management Inc | 100
natural gas peaker | SRI International Cogen Project | 50537_G_GEN1 | 50537 | G | GEN1 |  | Combustion Turbine |  | WEC_CALN | California | 6 | San Mateo | 81 | 06081 | 5.6 | 8700 | 1987 | 9999 |  |  | Y | Natural Gas | [12 empty] | 0.74 | 0.13718 | 0.13718 | 0.13718 | 0.13718 | [11 empty] | Caesfa Bond Issue | 100 | California Alternative Energy Authority Fund | 100
hydro | Boltonville Hydro Associates | 50539_G_1 | 50539 | G | 1 |  | Hydro |  | NENGREST | Vermont | 50 | Orange | 17 | 50017 | 0.5 | 0 | 1984 | 9999 |  |  | N | Hydro | [13 empty] | 0 | 0 | 0 | 0 | [11 empty] | Boltonville Hydro Associates | 100 | Boltonville Hydro Associates | 100
hydro | Boltonville Hydro Associates | 50539_G_2 | 50539 | G | 2 |  | Hydro |  | NENGREST | Vermont | 50 | Orange | 17 | 50017 | 0.3 | 0 | 1984 | 9999 |  |  | N | Hydro | [13 empty] | 0 | 0 | 0 | 0 | [11 empty] | Boltonville Hydro Associates | 100 | Boltonville Hydro Associates | 100
hydro | Boltonville Hydro Associates | 50539_G_3 | 50539 | G | 3 |  | Hydro |  | NENGREST | Vermont | 50 | Orange | 17 | 50017 | 0.3 | 0 | 1989 | 9999 |  |  | N | Hydro | [13 empty] | 0 | 0 | 0 | 0 | [11 empty] | Boltonville Hydro Associates | 100 | Boltonville Hydro Associates | 100
natural gas combined cycle | Harbor Cogen | 50541_G_GEN1 | 50541 | G | GEN1 |  | Combined Cycle |  | WECC_SCE | California | 6 | Los Angeles | 37 | 06037 | 80.8 | 11119 | 1988 | 9999 |  |  | N | Natural Gas | [13 empty] | 0.075758 | 0.075758 | 0.075758 | 0.075758 | [11 empty] | Harbor Cogeneration Co | 100 | JPMorgan Chase & Co | 100
natural gas combined cycle | Harbor Cogen | 50541_G_ST1 | 50541 | G | ST1 |  | Combined Cycle |  | WECC_SCE | California | 6 | Los Angeles | 37 | 06037 | 9.9 | 11119 | 2001 | 9999 |  |  | N | Natural Gas | [13 empty] | 0.075758 | 0.075758 | 0.075758 | 0.075758 | [11 empty] | Harbor Cogeneration Co | 100 | JPMorgan Chase & Co | 100
natural gas combined cycle | Harbor Cogen | 50541_G_ST2 | 50541 | G | ST2 |  | Combined Cycle |  | WECC_SCE | California | 6 | Los Angeles | 37 | 06037 | 11 | 11119 | 2001 | 9999 |  |  | N | Natural Gas | [13 empty] | 0.075758 | 0.075758 | 0.075758 | 0.075758 | [11 empty] | Harbor Cogeneration Co | 100 | JPMorgan Chase & Co | 100
hydro | Lawrence Hydroelectric Associates | 50545_G_GEN1 | 50545 | G | GEN1 |  | Hydro |  | NENGREST | Massachusetts | 25 | Essex | 9 | 25009 | 7 | 0 | 1981 | 9999 |  |  | N | Hydro | [13 empty] | 0 | 0 | 0 | 0 | [11 empty] | Lawrence Hydroelectric Associates | 100 | Enel SpA | 100
hydro | Lawrence Hydroelectric Associates | 50545_G_GEN2 | 50545 | G | GEN2 |  | Hydro |  | NENGREST | Massachusetts | 25 | Essex | 9 | 25009 | 7 | 0 | 1981 | 9999 |  |  | N | Hydro | [13 empty] | 0 | 0 | 0 | 0 | [11 empty] | Lawrence Hydroelectric Associates | 100 | Enel SpA | 100
hydro | Bowman | 50546_G_GEN1 | 50546 | G | GEN1 |  | Hydro |  | WEC_CALN | California | 6 | Nevada | 57 | 06057 | 3.6 | 0 | 1986 | 9999 |  |  | N | Hydro | [13 empty] | 0 | 0 | 0 | 0 | [11 empty] | Nevada Irrigation District | 100 | Nevada Irrigation District | 100
onshore wind | GPS Cabazon Wind LLC | 50552_G_WGNS | 50552 | G | WGNS |  | Onshore Wind |  | WECC_SCE | California | 6 | Riverside | 65 | 06065 | 38.9 | 0 | 1999 | 9999 |  |  | N | Wind | [13 empty] | 0 | 0 | 0 | 0 | [11 empty] | GPS Cabazon Wind LLC | 100 | Quinbrook Infrastructure Partners | 100
onshore wind | Edom Hills Project 1 LLC | 50553_G_1 | 50553 | G | 1 |  | Onshore Wind |  | WECC_SCE | California | 6 | Riverside | 65 | 06065 | 20 | 0 | 2008 | 9999 |  |  | N | Wind | [13 empty] | 0 | 0 | 0 | 0 | [11 empty] | Edom Hills Project 1 LLC | 100 | BP plc | 100
natural gas combined cycle | Rosemary Power Station | 50555_G_GEN1 | 50555 | G | GEN1 | 89294 | Combined Cycle |  | PJM_Dom | North Carolina | 37 | Halifax | 83 | 37083 | 75 | 9552 | 1990 | 9999 |  |  | N | Distillate Fuel Oil |  |  |  | H2O | [9 empty] | 0.23642 | 0.23642 | 0.23642 | 0.23642 | [11 empty] | Virginia Electric & Power Co | 100 | Dominion Energy Inc | 100
natural gas combined cycle | Rosemary Power Station | 50555_G_GEN2 | 50555 | G | GEN2 | 89295 | Combined Cycle |  | PJM_Dom | North Carolina | 37 | Halifax | 83 | 37083 | 36 | 9552 | 1990 | 9999 |  |  | N | Distillate Fuel Oil |  |  |  | H2O | [9 empty] | 0.23642 | 0.23642 | 0.23642 | 0.23642 | [11 empty] | Virginia Electric & Power Co | 100 | Dominion Energy Inc | 100
natural gas combined cycle | Rosemary Power Station | 50555_G_GEN3 | 50555 | G | GEN3 | 89294 | Combined Cycle |  | PJM_Dom | North Carolina | 37 | Halifax | 83 | 37083 | 54 | 9552 | 1990 | 9999 |  |  | N | Distillate Fuel Oil |  |  |  | H2O | [9 empty] | 0.23642 | 0.23642 | 0.23642 | 0.23642 | [11 empty] | Virginia Electric & Power Co | 100 | Dominion Energy Inc | 100
natural gas combined cycle | Frontier | 50558_G_GT01 | 50558 | G | GT01 | 90991 | Combined Cycle |  | SPP_WEST | Oklahoma | 40 | Oklahoma | 109 | 40109 | 67.3 | 8569 | 1989 | 9999 |  |  | Y | Natural Gas |  |  |  | STM | [9 empty] | 0.11173 | 0.11173 | 0.11173 | 0.11173 | [11 empty] | Oklahoma Gas & Electric Co | 100 | OGE Energy Corp | 100
natural gas combined cycle | Frontier | 50558_G_ST01 | 50558 | G | ST01 | 90991 | Combined Cycle |  | SPP_WEST | Oklahoma | 40 | Oklahoma | 109 | 40109 | 44.1 | 8569 | 1989 | 9999 |  |  | Y | Natural Gas |  |  |  | STM | [9 empty] | 0.11173 | 0.11173 | 0.11173 | 0.11173 | [11 empty] | Oklahoma Gas & Electric Co | 100 | OGE Energy Corp | 100
biomass | Pacific-Ultrapower Chinese Station | 50560_B_B101 | 50560 | B | B101 |  | Biomass |  | WEC_CALN | California | 6 | Tuolumne | 109 | 06109 | 18 | 15548 | 1986 | 9999 |  |  | N | Biomass |  |  |  | CF + NH3 + OFA | SNCR |  |  | ESPC + C | No |  |  |  |  | 0.19027 | 0.19027 | 0.19027 | 0.19027 | [11 empty] | Pacific Ultrapower Chinese | 100 | Jamestown Energy Inc | 100
natural gas combined cycle | Eagle Point Power Generation | 50561_G_GTG1 | 50561 | G | GTG1 | 3672 | Combined Cycle |  | PJM_EMAC | New Jersey | 34 | Gloucester | 15 | 34015 | 85 | 8961 | 1990 | 9999 |  |  | N | Natural Gas, Distillate Fuel Oil |  |  |  | DLNB + H2O | [9 empty] | 0.026012 | 0.026012 | 0.026012 | 0.026012 | [11 empty] | Eagle Point Cogeneration Partnership | 100 | Thunderbird Power Holdings LLC | 100
natural gas combined cycle | Eagle Point Power Generation | 50561_G_GTG2 | 50561 | G | GTG2 | 3673 | Combined Cycle |  | PJM_EMAC | New Jersey | 34 | Gloucester | 15 | 34015 | 85 | 8961 | 1990 | 9999 |  |  | N | Natural Gas, Distillate Fuel Oil |  |  |  | DLNB + H2O | SCR | [8 empty] | 0.025891 | 0.025891 | 0.025891 | 0.025891 | [11 empty] | Eagle Point Cogeneration Partnership | 100 | Thunderbird Power Holdings LLC | 100
natural gas combined cycle | Eagle Point Power Generation | 50561_G_STG1 | 50561 | G | STG1 | 3672 | Combined Cycle |  | PJM_EMAC | New Jersey | 34 | Gloucester | 15 | 34015 | 40 | 8961 | 1991 | 9999 |  |  | N | Natural Gas, Distillate Fuel Oil |  |  |  | LNB | [9 empty] | 0.026012 | 0.026012 | 0.026012 | 0.026012 | [11 empty] | Eagle Point Cogeneration Partnership | 100 | Thunderbird Power Holdings LLC | 100
natural gas combined cycle | Eagle Point Power Generation | 50561_G_STG2 | 50561 | G | STG2 | 3673 | Combined Cycle |  | PJM_EMAC | New Jersey | 34 | Gloucester | 15 | 34015 | 26.8 | 8961 | 2016 | 9999 |  |  | N | Natural Gas, Distillate Fuel Oil |  |  |  | LNB | SCR | [8 empty] | 0.025891 | 0.025891 | 0.025891 | 0.025891 | [11 empty] | Eagle Point Cogeneration Partnership | 100 | Thunderbird Power Holdings LLC | 100
biomass | Settlers Hill Gas Recovery | 50563_G_GEN1 | 50563 | G | GEN1 |  | Landfill Gas |  | PJM_COMD | Illinois | 17 | Kane | 89 | 17089 | 2.9 | 17832 | 1988 | 9999 |  |  | N | Landfill Gas | [13 empty] | 0.24082 | 0.24082 | 0.24082 | 0.24082 | [11 empty] | Bio Energy Partners | 100 | Waste Management Inc | 100
biomass | Settlers Hill Gas Recovery | 50563_G_GEN2 | 50563 | G | GEN2 |  | Landfill Gas |  | PJM_COMD | Illinois | 17 | Kane | 89 | 17089 | 2.9 | 17832 | 1998 | 9999 |  |  | N | Landfill Gas | [13 empty] | 0.24082 | 0.24082 | 0.24082 | 0.24082 | [11 empty] | Bio Energy Partners | 100 | Waste Management Inc | 100
biomass | New Milford Gas Recovery | 50564_G_GEN2 | 50564 | G | GEN2 |  | Landfill Gas |  | NENG_CT | Connecticut | 9 | Litchfield | 5 | 09005 | 0.8 | 13500 | 2008 | 9999 |  |  | N | Landfill Gas | [13 empty] | 0.24082 | 0.24082 | 0.24082 | 0.24082 | [11 empty] | WM Renewable Energy LLC | 100 | Waste Management Inc | 100
biomass | New Milford Gas Recovery | 50564_G_GEN4 | 50564 | G | GEN4 |  | Landfill Gas |  | NENG_CT | Connecticut | 9 | Litchfield | 5 | 09005 | 0.8 | 14103 | 2008 | 9999 |  |  | N | Landfill Gas | [13 empty] | 0.24082 | 0.24082 | 0.24082 | 0.24082 | [11 empty] | WM Renewable Energy LLC | 100 | Waste Management Inc | 100
natural gas peaker | Milam Gas Recovery | 50566_G_GEN1 | 50566 | G | GEN1 |  | Combustion Turbine | IC Engine | MIS_IL | Illinois | 17 | St Clair | 163 | 17163 | 0.8 | 11436 | 1991 | 2045 |  |  | N | Natural Gas | [13 empty] | 1.061 | 1.061 | 1.061 | 1.061 | [11 empty] | WM Renewable Energy LLC | 100 | Waste Management Inc | 100
natural gas peaker | Milam Gas Recovery | 50566_G_GEN2 | 50566 | G | GEN2 |  | Combustion Turbine | IC Engine | MIS_IL | Illinois | 17 | St Clair | 163 | 17163 | 0.8 | 11437 | 1991 | 2045 |  |  | N | Natural Gas | [13 empty] | 1.061 | 1.061 | 1.061 | 1.061 | [11 empty] | WM Renewable Energy LLC | 100 | Waste Management Inc | 100
natural gas peaker | Milam Gas Recovery | 50566_G_GEN3 | 50566 | G | GEN3 |  | Combustion Turbine | IC Engine | MIS_IL | Illinois | 17 | St Clair | 163 | 17163 | 0.8 | 11437 | 1993 | 2045 |  |  | N | Natural Gas | [13 empty] | 1.061 | 1.061 | 1.061 | 1.061 | [11 empty] | WM Renewable Energy LLC | 100 | Waste Management Inc | 100
biomass | High Acres Gas Recovery | 50568_G_GEN1 | 50568 | G | GEN1 |  | Landfill Gas |  | NY_Z_C&E | New York | 36 | Monroe | 55 | 36055 | 0.8 | 13500 | 1991 | 9999 |  |  | N | Landfill Gas | [13 empty] | 0.24082 | 0.24082 | 0.24082 | 0.24082 | [11 empty] | WM Renewable Energy LLC | 100 | Waste Management Inc | 100
biomass | High Acres Gas Recovery | 50568_G_GEN2 | 50568 | G | GEN2 |  | Landfill Gas |  | NY_Z_C&E | New York | 36 | Monroe | 55 | 36055 | 0.8 | 13500 | 1991 | 9999 |  |  | N | Landfill Gas | [13 empty] | 0.24082 | 0.24082 | 0.24082 | 0.24082 | [11 empty] | WM Renewable Energy LLC | 100 | Waste Management Inc | 100
biomass | High Acres Gas Recovery | 50568_G_GEN3 | 50568 | G | GEN3 |  | Landfill Gas |  | NY_Z_C&E | New York | 36 | Monroe | 55 | 36055 | 0.8 | 13500 | 1991 | 9999 |  |  | N | Landfill Gas | [13 empty] | 0.24082 | 0.24082 | 0.24082 | 0.24082 | [11 empty] | WM Renewable Energy LLC | 100 | Waste Management Inc | 100
biomass | High Acres Gas Recovery | 50568_G_GEN4 | 50568 | G | GEN4 |  | Landfill Gas |  | NY_Z_C&E | New York | 36 | Monroe | 55 | 36055 | 0.8 | 13500 | 1991 | 9999 |  |  | N | Landfill Gas | [13 empty] | 0.24082 | 0.24082 | 0.24082 | 0.24082 | [11 empty] | WM Renewable Energy LLC | 100 | Waste Management Inc | 100
biomass | High Acres Gas Recovery | 50568_G_GEN5 | 50568 | G | GEN5 |  | Landfill Gas |  | NY_Z_C&E | New York | 36 | Monroe | 55 | 36055 | 1.6 | 13500 | 2008 | 9999 |  |  | N | Landfill Gas | [13 empty] | 0.24082 | 0.24082 | 0.24082 | 0.24082 | [11 empty] | WM Renewable Energy LLC | 100 | Waste Management Inc | 100
biomass | High Acres Gas Recovery | 50568_G_GEN6 | 50568 | G | GEN6 |  | Landfill Gas |  | NY_Z_C&E | New York | 36 | Monroe | 55 | 36055 | 1.6 | 13500 | 2008 | 9999 |  |  | N | Landfill Gas | [13 empty] | 0.24082 | 0.24082 | 0.24082 | 0.24082 | [11 empty] | WM Renewable Energy LLC | 100 | Waste Management Inc | 100
biomass | High Acres Gas Recovery | 50568_G_GEN7 | 50568 | G | GEN7 |  | Landfill Gas |  | NY_Z_C&E | New York | 36 | Monroe | 55 | 36055 | 1.6 | 13500 | 2008 | 9999 |  |  | N | Landfill Gas | [13 empty] | 0.24082 | 0.24082 | 0.24082 | 0.24082 | [11 empty] | WM Renewable Energy LLC | 100 | Waste Management Inc | 100
biomass | High Acres Gas Recovery | 50568_G_GEN8 | 50568 | G | GEN8 |  | Landfill Gas |  | NY_Z_C&E | New York | 36 | Monroe | 55 | 36055 | 1.6 | 13500 | 2008 | 9999 |  |  | N | Landfill Gas | [13 empty] | 0.24082 | 0.24082 | 0.24082 | 0.24082 | [11 empty] | WM Renewable Energy LLC | 100 | Waste Management Inc | 100
biomass | DFW Gas Recovery | 50569_G_GEN1 | 50569 | G | GEN1 |  | Landfill Gas |  | ERC_REST | Texas | 48 | Denton | 121 | 48121 | 2.9 | 17029 | 1988 | 9999 |  |  | N | Landfill Gas | [13 empty] | 0.24082 | 0.24082 | 0.24082 | 0.24082 | [11 empty] | Bio Energy Partners | 100 | Waste Management Inc | 100
biomass | DFW Gas Recovery | 50569_G_GEN2 | 50569 | G | GEN2 |  | Landfill Gas |  | ERC_REST | Texas | 48 | Denton | 121 | 48121 | 2.9 | 17030 | 1988 | 9999 |  |  | N | Landfill Gas | [13 empty] | 0.24082 | 0.24082 | 0.24082 | 0.24082 | [11 empty] | Bio Energy Partners | 100 | Waste Management Inc | 100
biomass | DFW Gas Recovery | 50569_G_GEN3 | 50569 | G | GEN3 |  | Landfill Gas |  | ERC_REST | Texas | 48 | Denton | 121 | 48121 | 1.6 | 13500 | 2009 | 9999 |  |  | N | Landfill Gas | [13 empty] | 0.24082 | 0.24082 | 0.24082 | 0.24082 | [11 empty] | Bio Energy Partners | 100 | Waste Management Inc | 100
biomass | DFW Gas Recovery | 50569_G_GEN4 | 50569 | G | GEN4 |  | Landfill Gas |  | ERC_REST | Texas | 48 | Denton | 121 | 48121 | 1.6 | 13500 | 2009 | 9999 |  |  | N | Landfill Gas | [13 empty] | 0.24082 | 0.24082 | 0.24082 | 0.24082 | [11 empty] | Bio Energy Partners | 100 | Waste Management Inc | 100
biomass | DFW Gas Recovery | 50569_G_GEN5 | 50569 | G | GEN5 |  | Landfill Gas |  | ERC_REST | Texas | 48 | Denton | 121 | 48121 | 1.6 | 13500 | 2009 | 9999 |  |  | N | Landfill Gas | [13 empty] | 0.24082 | 0.24082 | 0.24082 | 0.24082 | [11 empty] | Bio Energy Partners | 100 | Waste Management Inc | 100
biomass | DFW Gas Recovery | 50569_G_GEN6 | 50569 | G | GEN6 |  | Landfill Gas |  | ERC_REST | Texas | 48 | Denton | 121 | 48121 | 1.6 | 13500 | 2009 | 9999 |  |  | N | Landfill Gas | [13 empty] | 0.24082 | 0.24082 | 0.24082 | 0.24082 | [11 empty] | Bio Energy Partners | 100 | Waste Management Inc | 100
biomass | Chestnut Ridge Gas Recovery | 50570_G_GEN1 | 50570 | G | GEN1 |  | Landfill Gas |  | S_C_TVA | Tennessee | 47 | Anderson | 1 | 47001 | 0.8 | 13500 | 1992 | 9999 |  |  | N | Landfill Gas | [13 empty] | 0.24082 | 0.24082 | 0.24082 | 0.24082 | [11 empty] | WM Renewable Energy LLC | 100 | Waste Management Inc | 100
biomass | Chestnut Ridge Gas Recovery | 50570_G_GEN2 | 50570 | G | GEN2 |  | Landfill Gas |  | S_C_TVA | Tennessee | 47 | Anderson | 1 | 47001 | 0.8 | 13500 | 1992 | 9999 |  |  | N | Landfill Gas | [13 empty] | 0.24082 | 0.24082 | 0.24082 | 0.24082 | [11 empty] | WM Renewable Energy LLC | 100 | Waste Management Inc | 100
biomass | Chestnut Ridge Gas Recovery | 50570_G_GEN3 | 50570 | G | GEN3 |  | Landfill Gas |  | S_C_TVA | Tennessee | 47 | Anderson | 1 | 47001 | 0.8 | 13500 | 1992 | 9999 |  |  | N | Landfill Gas | [13 empty] | 0.24082 | 0.24082 | 0.24082 | 0.24082 | [11 empty] | WM Renewable Energy LLC | 100 | Waste Management Inc | 100
biomass | Chestnut Ridge Gas Recovery | 50570_G_GEN4 | 50570 | G | GEN4 |  | Landfill Gas |  | S_C_TVA | Tennessee | 47 | Anderson | 1 | 47001 | 0.8 | 13500 | 1992 | 9999 |  |  | N | Landfill Gas | [13 empty] | 0.24082 | 0.24082 | 0.24082 | 0.24082 | [11 empty] | WM Renewable Energy LLC | 100 | Waste Management Inc | 100
biomass | Chestnut Ridge Gas Recovery | 50570_G_GEN5 | 50570 | G | GEN5 |  | Landfill Gas |  | S_C_TVA | Tennessee | 47 | Anderson | 1 | 47001 | 1.6 | 13500 | 2011 | 9999 |  |  | N | Landfill Gas | [13 empty] | 0.24082 | 0.24082 | 0.24082 | 0.24082 | [11 empty] | WM Renewable Energy LLC | 100 | Waste Management Inc | 100
biomass | Altamont Gas Recovery | 50571_G_GEN1 | 50571 | G | GEN1 |  | Landfill Gas |  | WEC_CALN | California | 6 | Alameda | 1 | 06001 | 2.9 | 16807 | 1969 | 9999 |  |  | N | Landfill Gas | [13 empty] | 0.12128 | 0.12128 | 0.12128 | 0.12128 | [11 empty] | Bio Energy Partners | 100 | Waste Management Inc | 100
biomass | Altamont Gas Recovery | 50571_G_GEN2 | 50571 | G | GEN2 |  | Landfill Gas |  | WEC_CALN | California | 6 | Alameda | 1 | 06001 | 2.9 | 16807 | 1989 | 9999 |  |  | N | Landfill Gas | [13 empty] | 0.12128 | 0.12128 | 0.12128 | 0.12128 | [11 empty] | Bio Energy Partners | 100 | Waste Management Inc | 100
biomass | CSL Gas Recovery | 50572_G_GEN1 | 50572 | G | GEN1 |  | Landfill Gas |  | FRCC | Florida | 12 | Broward | 11 | 12011 | 2.9 | 20838 | 1989 | 9999 |  |  | N | Landfill Gas | [13 empty] | 0.1 | 0.1 | 0.1 | 0.1 | [11 empty] | WM Renewable Energy LLC | 100 | Waste Management Inc | 100
biomass | CSL Gas Recovery | 50572_G_GEN2 | 50572 | G | GEN2 |  | Landfill Gas |  | FRCC | Florida | 12 | Broward | 11 | 12011 | 2.9 | 20838 | 1989 | 9999 |  |  | N | Landfill Gas | [13 empty] | 0.1 | 0.1 | 0.1 | 0.1 | [11 empty] | WM Renewable Energy LLC | 100 | Waste Management Inc | 100
biomass | CSL Gas Recovery | 50572_G_GEN3 | 50572 | G | GEN3 |  | Landfill Gas |  | FRCC | Florida | 12 | Broward | 11 | 12011 | 2.9 | 20838 | 1989 | 9999 |  |  | N | Landfill Gas | [13 empty] | 0.1 | 0.1 | 0.1 | 0.1 | [11 empty] | WM Renewable Energy LLC | 100 | Waste Management Inc | 100
biomass | CSL Gas Recovery | 50572_G_GEN4 | 50572 | G | GEN4 |  | Landfill Gas |  | FRCC | Florida | 12 | Broward | 11 | 12011 | 2.2 | 13500 | 2000 | 9999 |  |  | N | Landfill Gas | [13 empty] | 0.1 | 0.1 | 0.1 | 0.1 | [11 empty] | WM Renewable Energy LLC | 100 | Waste Management Inc | 100
biomass | CID Gas Recovery | 50573_G_GEN2 | 50573 | G | GEN2 |  | Landfill Gas |  | PJM_COMD | Illinois | 17 | Cook | 31 | 17031 | 2.9 | 16528 | 1989 | 9999 |  |  | N | Landfill Gas | [13 empty] | 0.24082 | 0.24082 | 0.24082 | 0.24082 | [11 empty] | Bio Energy Partners | 100 | Waste Management Inc | 100
biomass | Lake Gas Recovery | 50575_G_GEN2 | 50575 | G | GEN2 |  | Landfill Gas |  | PJM_COMD | Illinois | 17 | Cook | 31 | 17031 | 2.9 | 14103 | 1993 | 9999 |  |  | N | Landfill Gas | [13 empty] | 0.24082 | 0.24082 | 0.24082 | 0.24082 | [11 empty] | Bio Energy Partners | 100 | Waste Management Inc | 100
biomass | Lake Gas Recovery | 50575_G_GEN3 | 50575 | G | GEN3 |  | Landfill Gas |  | PJM_COMD | Illinois | 17 | Cook | 31 | 17031 | 2.9 | 14103 | 1993 | 9999 |  |  | N | Landfill Gas | [13 empty] | 0.24082 | 0.24082 | 0.24082 | 0.24082 | [11 empty] | Bio Energy Partners | 100 | Waste Management Inc | 100
biomass | Metro Gas Recovery | 50576_G_GEN1 | 50576 | G | GEN1 |  | Landfill Gas |  | MIS_WUMS | Wisconsin | 55 | Milwaukee | 79 | 55079 | 2.9 | 17988 | 1985 | 9999 |  |  | N | Landfill Gas | [13 empty] | 0.24082 | 0.24082 | 0.24082 | 0.24082 | [11 empty] | Bio Energy Partners | 100 | Waste Management Inc | 100
biomass | Metro Gas Recovery | 50576_G_GEN2 | 50576 | G | GEN2 |  | Landfill Gas |  | MIS_WUMS | Wisconsin | 55 | Milwaukee | 79 | 55079 | 2.9 | 17988 | 1985 | 9999 |  |  | N | Landfill Gas | [13 empty] | 0.24082 | 0.24082 | 0.24082 | 0.24082 | [11 empty] | Bio Energy Partners | 100 | Waste Management Inc | 100
biomass | Metro Gas Recovery | 50576_G_GEN3 | 50576 | G | GEN3 |  | Landfill Gas |  | MIS_WUMS | Wisconsin | 55 | Milwaukee | 79 | 55079 | 0.8 | 13500 | 2000 | 9999 |  |  | N | Landfill Gas | [13 empty] | 0.24082 | 0.24082 | 0.24082 | 0.24082 | [11 empty] | Bio Energy Partners | 100 | Waste Management Inc | 100
biomass | Metro Gas Recovery | 50576_G_GEN4 | 50576 | G | GEN4 |  | Landfill Gas |  | MIS_WUMS | Wisconsin | 55 | Milwaukee | 79 | 55079 | 0.8 | 13500 | 2000 | 9999 |  |  | N | Landfill Gas | [13 empty] | 0.24082 | 0.24082 | 0.24082 | 0.24082 | [11 empty] | Bio Energy Partners | 100 | Waste Management Inc | 100
biomass | Metro Gas Recovery | 50576_G_GEN5 | 50576 | G | GEN5 |  | Landfill Gas |  | MIS_WUMS | Wisconsin | 55 | Milwaukee | 79 | 55079 | 0.8 | 13500 | 2000 | 9999 |  |  | N | Landfill Gas | [13 empty] | 0.24082 | 0.24082 | 0.24082 | 0.24082 | [11 empty] | Bio Energy Partners | 100 | Waste Management Inc | 100
biomass | Metro Gas Recovery | 50576_G_GEN6 | 50576 | G | GEN6 |  | Landfill Gas |  | MIS_WUMS | Wisconsin | 55 | Milwaukee | 79 | 55079 | 0.8 | 13500 | 2000 | 9999 |  |  | N | Landfill Gas | [13 empty] | 0.24082 | 0.24082 | 0.24082 | 0.24082 | [11 empty] | Bio Energy Partners | 100 | Waste Management Inc | 100
biomass | Omega Hills Gas Recovery | 50577_G_GEN1 | 50577 | G | GEN1 |  | Landfill Gas |  | MIS_WUMS | Wisconsin | 55 | Washington | 131 | 55131 | 2.9 | 17863 | 1985 | 9999 |  |  | N | Landfill Gas | [13 empty] | 0.24082 | 0.24082 | 0.24082 | 0.24082 | [11 empty] | WM Renewable Energy LLC | 100 | Waste Management Inc | 100
biomass | Omega Hills Gas Recovery | 50577_G_GEN2 | 50577 | G | GEN2 |  | Landfill Gas |  | MIS_WUMS | Wisconsin | 55 | Washington | 131 | 55131 | 2.9 | 17863 | 1985 | 9999 |  |  | N | Landfill Gas | [13 empty] | 0.24082 | 0.24082 | 0.24082 | 0.24082 | [11 empty] | WM Renewable Energy LLC | 100 | Waste Management Inc | 100
biomass | Omega Hills Gas Recovery | 50577_G_GEN3 | 50577 | G | GEN3 |  | Landfill Gas |  | MIS_WUMS | Wisconsin | 55 | Washington | 131 | 55131 | 3 | 17863 | 2001 | 9999 |  |  | N | Landfill Gas | [13 empty] | 0.24082 | 0.24082 | 0.24082 | 0.24082 | [11 empty] | WM Renewable Energy LLC | 100 | Waste Management Inc | 100
biomass | Omega Hills Gas Recovery | 50577_G_GEN5 | 50577 | G | GEN5 |  | Landfill Gas |  | MIS_WUMS | Wisconsin | 55 | Washington | 131 | 55131 | 2.9 | 17863 | 2010 | 9999 |  |  | N | Landfill Gas | [13 empty] | 0.24082 | 0.24082 | 0.24082 | 0.24082 | [11 empty] | WM Renewable Energy LLC | 100 | Waste Management Inc | 100
natural gas peaker | Saint Johns Health Center | 50610_G_01 | 50610 | G | 01 |  | Combustion Turbine |  | WEC_LADW | California | 6 | Los Angeles | 37 | 06037 | 1 | 8700 | 1992 | 9999 |  |  | Y | Natural Gas | [13 empty] | 0.79549 | 0.79549 | 0.79549 | 0.79549 | [11 empty] | Saint Johns Health Center | 100 | Sisters of Charity of Leavenworth Health Services Corp | 100
hard coal | Westwood Generation LLC | 50611_B_031 | 50611 | B | 031 | 3677 | Coal Steam |  | PJM_WMAC | Pennsylvania | 42 | Schuylkill | 107 | 42107 | 30 | 14500 | 1987 | 9999 | FBC | dry | N | Waste Coal | Reagent Injection | 1987 | 0.893 | CF |  |  |  | B | NA |  |  |  | 0.2 | 0.13525 | 0.13525 | 0.13525 | 0.13525 | 0.01 | 0.01 | 0.01 | 0.98 | Yes | 1988 | [5 empty] | Rausch Creek Generation LLC | 100 | Olympus Holdings LLC | 100
natural gas peaker | McKittrick Limited | 50612_G_GEN1 | 50612 | G | GEN1 | 91284 | Combustion Turbine |  | WEC_CALN | California | 6 | Kern | 29 | 06029 | 46 | 8700 | 1991 | 9999 |  |  | Y | Natural Gas | [12 empty] | 0.74 | 0.753 | 0.753 | 0.753 | 0.753 | [11 empty] | McKittrick Cogeneration Inc | 100 | ContourGlobal PLC | 100
natural gas steam turbine | Central Power Plant | 50621_G_GEN4 | 50621 | G | GEN4 |  | O/G Steam |  | NENGREST | Rhode Island | 44 | Providence | 7 | 44007 | 0.5 | 8300 | 1958 | 9999 |  |  | Y | Natural Gas, Distillate Fuel Oil | [12 empty] | 4.99 | 0.23063 | 0.23063 | 0.23063 | 0.23063 | [11 empty] | State of Rhode Island | 100 | State of Rhode Island | 100
natural gas peaker | Central Power Plant | 50621_G_GEN5 | 50621 | G | GEN5 |  | Combustion Turbine |  | NENGREST | Rhode Island | 44 | Providence | 7 | 44007 | 2.8 | 8700 | 2004 | 9999 |  |  | Y | Natural Gas, Distillate Fuel Oil | [13 empty] | 0.23894 | 0.23894 | 0.23894 | 0.23894 | [11 empty] | State of Rhode Island | 100 | State of Rhode Island | 100
natural gas peaker | Central Power Plant | 50621_G_GEN6 | 50621 | G | GEN6 |  | Combustion Turbine |  | NENGREST | Rhode Island | 44 | Providence | 7 | 44007 | 2.8 | 8700 | 2004 | 9999 |  |  | Y | Natural Gas, Distillate Fuel Oil | [13 empty] | 0.23894 | 0.23894 | 0.23894 | 0.23894 | [11 empty] | State of Rhode Island | 100 | State of Rhode Island | 100
natural gas peaker | Central Power Plant | 50621_G_GEN7 | 50621 | G | GEN7 |  | Combustion Turbine | IC Engine | NENGREST | Rhode Island | 44 | Providence | 7 | 44007 | 2 | 11686 | 2015 | 9999 |  |  | N | Natural Gas | [13 empty] | 1.061 | 1.061 | 1.061 | 1.061 | [11 empty] | State of Rhode Island | 100 | State of Rhode Island | 100
natural gas peaker | Berry Cogen Tanne Hills 18 | 50622_G_GEN1 | 50622 | G | GEN1 |  | Combustion Turbine |  | WEC_CALN | California | 6 | Kern | 29 | 06029 | 7 | 8700 | 1986 | 9999 |  |  | Y | Natural Gas | [12 empty] | 0.74 | 0.47388 | 0.47388 | 0.47388 | 0.47388 | [11 empty] | Berry Petroleum Co | 100 | Linn Energy LLC | 100
natural gas peaker | Berry Cogen Tanne Hills 18 | 50622_G_GEN2 | 50622 | G | GEN2 |  | Combustion Turbine |  | WEC_CALN | California | 6 | Kern | 29 | 06029 | 7 | 8700 | 1986 | 9999 |  |  | Y | Natural Gas | [12 empty] | 0.74 | 0.47388 | 0.47388 | 0.47388 | 0.47388 | [11 empty] | Berry Petroleum Co | 100 | Linn Energy LLC | 100
natural gas steam turbine | ExxonMobil Beaumont Refinery | 50625_B_43 | 50625 | B | 43 | 3681 | O/G Steam |  | MIS_WOTA | Texas | 48 | Jefferson | 245 | 48245 | 38 | 10947 | 1954 | 9999 |  |  | Y | Natural Gas |  |  |  | LNB + NH3 | SCR | [8 empty] | 0.13345 | 0.02669 | 0.13345 | 0.02669 | [11 empty] | ExxonMobil Beaumont Complex | 100 | ExxonMobil Corp | 100
hard coal | ExxonMobil Beaumont Refinery | 50625_B_33 | 50625 | B | 33 |  | Fossil Waste |  | MIS_WOTA | Texas | 48 | Jefferson | 245 | 48245 | 8.9 | 10983 | 1965 | 9999 | tangential |  | Y | Fossil Waste |  |  |  | FR + LNB | SCR | [7 empty] | 8.417 | 0.047 | 0.047 | 0.047 | 0.047 | [11 empty] | ExxonMobil Beaumont Complex | 100 | ExxonMobil Corp | 100
hard coal | ExxonMobil Beaumont Refinery | 50625_B_34 | 50625 | B | 34 |  | Fossil Waste |  | MIS_WOTA | Texas | 48 | Jefferson | 245 | 48245 | 8.9 | 10983 | 1966 | 9999 | tangential |  | Y | Fossil Waste |  |  |  | FR + LNB | SCR | [7 empty] | 8.417 | 0.045 | 0.045 | 0.045 | 0.045 | [11 empty] | ExxonMobil Beaumont Complex | 100 | ExxonMobil Corp | 100
hard coal | ExxonMobil Beaumont Refinery | 50625_G_ETG | 50625 | G | ETG |  | Fossil Waste |  | MIS_WOTA | Texas | 48 | Jefferson | 245 | 48245 | 5 | 10994 | 1978 | 9999 |  |  | N | Fossil Waste |  |  |  |  | SCR | [7 empty] | 3 | 0.02195 | 0.02195 | 0.02195 | 0.02195 | [11 empty] | ExxonMobil Beaumont Complex | 100 | ExxonMobil Corp | 100
natural gas steam turbine | ExxonMobil Beaumont Refinery | 50625_B_24 | 50625 | B | 24 |  | O/G Steam |  | MIS_WOTA | Texas | 48 | Jefferson | 245 | 48245 | 5.7 | 11373 | 1993 | 9999 |  |  | Y | Natural Gas |  |  |  | NH3 | SCR | [7 empty] | 1.157 | 0.026 | 0.026 | 0.026 | 0.026 | [11 empty] | ExxonMobil Beaumont Complex | 100 | ExxonMobil Corp | 100
natural gas peaker | ExxonMobil Beaumont Refinery | 50625_G_TG24 | 50625 | G | TG24 |  | Combustion Turbine |  | MIS_WOTA | Texas | 48 | Jefferson | 245 | 48245 | 32 | 8700 | 1993 | 9999 |  |  | Y | Natural Gas |  |  |  |  | SCR | [8 empty] | 0.06103 | 0.012206 | 0.06103 | 0.012206 | [11 empty] | ExxonMobil Beaumont Complex | 100 | ExxonMobil Corp | 100
natural gas peaker | ExxonMobil Beaumont Refinery | 50625_G_TG43 | 50625 | G | TG43 | 3681 | Combustion Turbine |  | MIS_WOTA | Texas | 48 | Jefferson | 245 | 48245 | 145 | 8700 | 2004 | 9999 |  |  | Y | Natural Gas |  |  |  | DLNB | SCR | [7 empty] | 3 | 0.00727 | 0.00704 | 0.00727 | 0.00704 | [11 empty] | ExxonMobil Beaumont Complex | 100 | ExxonMobil Corp | 100
natural gas steam turbine | ExxonMobil Beaumont Refinery | 50625_B_41 | 50625 | B | 41 | 3679 | O/G Steam |  | MIS_WOTA | Texas | 48 | Jefferson | 245 | 48245 | 38 | 11373 | 2005 | 9999 |  |  | Y | Natural Gas |  |  |  | LNB + NH3 | SCR | [8 empty] | 0.13345 | 0.02669 | 0.13345 | 0.02669 | [11 empty] | ExxonMobil Beaumont Complex | 100 | ExxonMobil Corp | 100
natural gas steam turbine | ExxonMobil Beaumont Refinery | 50625_B_42 | 50625 | B | 42 | 3680 | O/G Steam |  | MIS_WOTA | Texas | 48 | Jefferson | 245 | 48245 | 38 | 11373 | 2005 | 9999 |  |  | Y | Natural Gas |  |  |  | LNB + NH3 | SCR | [8 empty] | 0.13345 | 0.02669 | 0.13345 | 0.02669 | [11 empty] | ExxonMobil Beaumont Complex | 100 | ExxonMobil Corp | 100
natural gas peaker | ExxonMobil Beaumont Refinery | 50625_G_TG41 | 50625 | G | TG41 | 3679 | Combustion Turbine |  | MIS_WOTA | Texas | 48 | Jefferson | 245 | 48245 | 145 | 8700 | 2005 | 9999 |  |  | Y | Natural Gas |  |  |  | DLNB | SCR | [7 empty] | 3 | 0.00974 | 0.00931 | 0.00974 | 0.00931 | [11 empty] | ExxonMobil Beaumont Complex | 100 | ExxonMobil Corp | 100
natural gas peaker | ExxonMobil Beaumont Refinery | 50625_G_TG42 | 50625 | G | TG42 | 3680 | Combustion Turbine |  | MIS_WOTA | Texas | 48 | Jefferson | 245 | 48245 | 145 | 8700 | 2005 | 9999 |  |  | Y | Natural Gas |  |  |  | DLNB | SCR | [7 empty] | 3 | 0.00796 | 0.00789 | 0.00796 | 0.00789 | [11 empty] | ExxonMobil Beaumont Complex | 100 | ExxonMobil Corp | 100
hard coal | Paulsboro Refinery | 50628_B_2A | 50628 | B | 2A |  | Fossil Waste |  | PJM_EMAC | New Jersey | 34 | Gloucester | 15 | 34015 | 7.2 | 5172 | 1990 | 9999 | wall | dry | Y | Fossil Waste |  |  |  | FR + LNB | [9 empty] | 0.03241 | 0.03241 | 0.03241 | 0.03241 | [11 empty] | Paulsboro Refining Co LLC | 100 | PBF Holding Co LLC | 100
hard coal | Paulsboro Refinery | 50628_B_2B | 50628 | B | 2B |  | Fossil Waste |  | PJM_EMAC | New Jersey | 34 | Gloucester | 15 | 34015 | 7.2 | 5172 | 1990 | 9999 |  |  | Y | Fossil Waste |  |  |  | FR + LNB | [9 empty] | 0.04 | 0.04 | 0.04 | 0.04 | [11 empty] | Paulsboro Refining Co LLC | 100 | PBF Holding Co LLC | 100
hard coal | Paulsboro Refinery | 50628_B_2C | 50628 | B | 2C |  | Fossil Waste |  | PJM_EMAC | New Jersey | 34 | Gloucester | 15 | 34015 | 7.2 | 5172 | 1990 | 9999 | wall | dry | Y | Fossil Waste |  |  |  | FR + LNB | [9 empty] | 0.03093 | 0.03093 | 0.03093 | 0.03093 | [11 empty] | Paulsboro Refining Co LLC | 100 | PBF Holding Co LLC | 100
hard coal | Paulsboro Refinery | 50628_B_HRSG | 50628 | B | HRSG |  | Fossil Waste |  | PJM_EMAC | New Jersey | 34 | Gloucester | 15 | 34015 | 7.2 | 5172 | 1990 | 9999 | wall | dry | Y | Fossil Waste |  |  |  | LNB + STM | [9 empty] | 0.0341 | 0.0341 | 0.0341 | 0.0341 | [11 empty] | Paulsboro Refining Co LLC | 100 | PBF Holding Co LLC | 100
natural gas peaker | Paulsboro Refinery | 50628_G_GEN1 | 50628 | G | GEN1 |  | Combustion Turbine |  | PJM_EMAC | New Jersey | 34 | Gloucester | 15 | 34015 | 27 | 8700 | 1991 | 9999 |  |  | Y | Natural Gas | [13 empty] | 0.09481 | 0.09481 | 0.09481 | 0.09481 | [11 empty] | Paulsboro Refining Co LLC | 100 | PBF Holding Co LLC | 100
hard coal | Paulsboro Refinery | 50628_G_GEN4 | 50628 | G | GEN4 |  | Coal Steam |  | PJM_EMAC | New Jersey | 34 | Gloucester | 15 | 34015 | 11.6 | 10438 | 2006 | 9999 |  |  | N | Petroleum Coke |  |  | 0.898 | [9 empty] | 0.79 | 0.35848 | 0.35848 | 0.35848 | 0.35848 | 0.05 | 0.05 | 0.05 | 0.98 | [7 empty] | Paulsboro Refining Co LLC | 100 | PBF Holding Co LLC | 100
municipal solid waste | Covanta Lake County Energy | 50629_B_1 | 50629 | B | 1 |  | Municipal Solid Waste |  | FRCC | Florida | 12 | Lake | 69 | 12069 | 6.2 | 20791 | 1991 | 9999 |  |  | N | MSW | Dry Scrubber | 1990 | 0.97 | NH3 | SNCR |  |  | B | NA | ACI | 1995 |  |  | 0.39 | 0.39 | 0.39 | 0.39 | 0.08 | 0.08 | 0.08 | [8 empty] | Covanta Lake II Inc | 100 | Covanta Holding Corp | 100
municipal solid waste | Covanta Lake County Energy | 50629_B_2 | 50629 | B | 2 |  | Municipal Solid Waste |  | FRCC | Florida | 12 | Lake | 69 | 12069 | 6.2 | 20791 | 1991 | 9999 |  |  | N | MSW | Dry Scrubber | 1990 | 0.97 | NH3 | SNCR |  |  | B | NA | ACI | 1995 |  |  | 0.41 | 0.41 | 0.41 | 0.41 | 0.08 | 0.08 | 0.08 | [8 empty] | Covanta Lake II Inc | 100 | Covanta Holding Corp | 100
municipal solid waste | Covanta Marion Inc | 50630_B_BLR1 | 50630 | B | BLR1 |  | Municipal Solid Waste |  | WECC_PNW | Oregon | 41 | MARION | 47 | 41047 | 5.8 | 19716 | 1986 | 9999 |  |  | N | MSW | Dry Scrubber | 1986 | 0.9 | NH3 | SNCR |  |  | B | NA | ACI | 1998 |  |  | 0.328 | 0.328 | 0.328 | 0.328 | 0.08 | 0.08 | 0.08 | [8 empty] | Covanta Marion Inc | 100 | Covanta Holding Corp | 100
municipal solid waste | Covanta Marion Inc | 50630_B_BLR2 | 50630 | B | BLR2 |  | Municipal Solid Waste |  | WECC_PNW | Oregon | 41 | MARION | 47 | 41047 | 5.8 | 19716 | 1986 | 9999 |  |  | N | MSW | Dry Scrubber | 1986 | 0.9 | NH3 | SNCR |  |  | B | NA | ACI | 1998 |  |  | 0.327 | 0.327 | 0.327 | 0.327 | 0.08 | 0.08 | 0.08 | [8 empty] | Covanta Marion Inc | 100 | Covanta Holding Corp | 100
municipal solid waste | Covanta Stanislaus Energy | 50632_B_1 | 50632 | B | 1 |  | Municipal Solid Waste |  | WEC_CALN | California | 6 | Stanislaus | 99 | 06099 | 10 | 18490 | 1989 | 9999 |  |  | N | MSW | Dry Scrubber | 1989 | 0.8 | AA + NH3 | SNCR |  |  | B | NA | ACI | 2001 |  |  | 0.19614 | 0.098 | 0.19614 | 0.098 | 0.08 | 0.08 | 0.08 | [8 empty] | Covanta Stanislaus Inc | 100 | Covanta Holding Corp | 100
municipal solid waste | Covanta Stanislaus Energy | 50632_B_2 | 50632 | B | 2 |  | Municipal Solid Waste |  | WEC_CALN | California | 6 | Stanislaus | 99 | 06099 | 10 | 18490 | 1989 | 9999 |  |  | N | MSW | Dry Scrubber | 1989 | 0.8 | AA + NH3 | SNCR |  |  | B | NA | ACI | 2001 |  |  | 0.18825 | 0.097 | 0.18825 | 0.097 | 0.08 | 0.08 | 0.08 | [8 empty] | Covanta Stanislaus Inc | 100 | Covanta Holding Corp | 100
municipal solid waste | Mosaic Co Bartow Facility | 50633_G_GEN1 | 50633 | G | GEN1 |  | Non-Fossil Waste |  | FRCC | Florida | 12 | Polk | 105 | 12105 | 36 | 9196 | 1985 | 9999 |  |  | Y | Non-Fossil Waste | [13 empty] | 0 | 0 | 0 | 0 | [11 empty] | Mosaic Co | 100 | Mosaic Co (The) | 100
municipal solid waste | Mosaic Co Bartow Facility | 50633_G_GEN2 | 50633 | G | GEN2 |  | Non-Fossil Waste |  | FRCC | Florida | 12 | Polk | 105 | 12105 | 44 | 9196 | 1992 | 9999 |  |  | Y | Non-Fossil Waste | [13 empty] | 0 | 0 | 0 | 0 | [11 empty] | Mosaic Co | 100 | Mosaic Co (The) | 100
hydro | Brainerd Public Utilities | 50636_G_1 | 50636 | G | 1 |  | Hydro |  | MIS_MNWI | Minnesota | 27 | Crow Wing | 35 | 27035 | 0.6 | 0 | 1917 | 9999 |  |  | N | Hydro | [13 empty] | 0 | 0 | 0 | 0 | [11 empty] | Wausau Paper of Minnesota LLC | 100 | Expera Specialty Solutions | 100
hydro | Brainerd Public Utilities | 50636_G_2 | 50636 | G | 2 |  | Hydro |  | MIS_MNWI | Minnesota | 27 | Crow Wing | 35 | 27035 | 0.6 | 0 | 1917 | 9999 |  |  | N | Hydro | [13 empty] | 0 | 0 | 0 | 0 | [11 empty] | Wausau Paper of Minnesota LLC | 100 | Expera Specialty Solutions | 100
hydro | Brainerd Public Utilities | 50636_G_3 | 50636 | G | 3 |  | Hydro |  | MIS_MNWI | Minnesota | 27 | Crow Wing | 35 | 27035 | 0.5 | 0 | 1936 | 9999 |  |  | N | Hydro | [13 empty] | 0 | 0 | 0 | 0 | [11 empty] | Wausau Paper of Minnesota LLC | 100 | Expera Specialty Solutions | 100
hydro | Brainerd Public Utilities | 50636_G_4 | 50636 | G | 4 |  | Hydro |  | MIS_MNWI | Minnesota | 27 | Crow Wing | 35 | 27035 | 0.6 | 0 | 1936 | 9999 |  |  | N | Hydro | [13 empty] | 0 | 0 | 0 | 0 | [11 empty] | Wausau Paper of Minnesota LLC | 100 | Expera Specialty Solutions | 100
hydro | Brainerd Public Utilities | 50636_G_5 | 50636 | G | 5 |  | Hydro |  | MIS_MNWI | Minnesota | 27 | Crow Wing | 35 | 27035 | 0.6 | 0 | 1940 | 9999 |  |  | N | Hydro | [13 empty] | 0 | 0 | 0 | 0 | [11 empty] | Wausau Paper of Minnesota LLC | 100 | Expera Specialty Solutions | 100
biomass | Clearwater Paper IPP Lewiston | 50637_B_4PWR | 50637 | B | 4PWR |  | Biomass |  | WECC_PNW | Idaho | 16 | Nez Perce | 69 | 16069 | 22.5 | 4593 | 1981 | 9999 | stoker/SPR | dry | Y | Biomass |  |  |  | AA |  |  |  | ESPH + C | No |  |  |  | 0.8 | 0.2 | 0.2 | 0.2 | 0.2 | [11 empty] | Clearwater Paper Corp | 100 | Clearwater Paper Corp | 100
municipal solid waste | Clearwater Paper IPP Lewiston | 50637_B_5REC | 50637 | B | 5REC |  | Non-Fossil Waste |  | WECC_PNW | Idaho | 16 | Nez Perce | 69 | 16069 | 27 | 4592 | 1987 | 9999 | tangential |  | Y | Non-Fossil Waste | [7 empty] | ESPC | No |  |  |  |  | 0.098 | 0.098 | 0.098 | 0.098 | [11 empty] | Clearwater Paper Corp | 100 | Clearwater Paper Corp | 100
municipal solid waste | Covanta Indianapolis Energy | 50647_G_GEN1 | 50647 | G | GEN1 |  | Municipal Solid Waste |  | MIS_INKY | Indiana | 18 | Marion | 97 | 18097 | 5 | 7014 | 1988 | 9999 |  |  | Y | MSW | [13 empty] | 0.38821 | 0.38821 | 0.38821 | 0.38821 | 0.08 | 0.08 | 0.08 | [8 empty] | Covanta Indianapolis Inc | 100 | Covanta Holding Corp | 100
municipal solid waste | Covanta Bristol Energy | 50648_B_UNIT1 | 50648 | B | UNIT1 |  | Municipal Solid Waste |  | NENG_CT | Connecticut | 9 | Hartford | 3 | 09003 | 6.6 | 18528 | 1988 | 9999 |  |  | N | MSW | Dry Scrubber | 1988 | 0.85 | NH3 | SNCR |  |  | B | NA | ACI | 2001 |  | 0.07 | 0.21679 | 0.21679 | 0.21679 | 0.21679 | 0.08 | 0.08 | 0.08 | [8 empty] | Covanta Bristol Inc | 100 | Covanta Holding Corp | 100
municipal solid waste | Covanta Bristol Energy | 50648_B_UNIT2 | 50648 | B | UNIT2 |  | Municipal Solid Waste |  | NENG_CT | Connecticut | 9 | Hartford | 3 | 09003 | 6.6 | 18528 | 1988 | 9999 |  |  | N | MSW | Dry Scrubber | 1988 | 0.85 | NH3 | SNCR |  |  | B | NA | ACI | 2001 |  | 0.07 | 0.26183 | 0.26183 | 0.26183 | 0.26183 | 0.08 | 0.08 | 0.08 | [8 empty] | Covanta Bristol Inc | 100 | Covanta Holding Corp | 100
municipal solid waste | Covanta Babylon Inc | 50649_B_1 | 50649 | B | 1 |  | Municipal Solid Waste |  | NY_Z_K | New York | 36 | Suffolk | 103 | 36103 | 7.2 | 19383 | 1989 | 9999 |  |  | N | MSW | Dry Scrubber | 1989 | 0.97 |  | SNCR |  |  | B | NA | ACI | 2000 |  |  | 0.15542 | 0.15542 | 0.15542 | 0.15542 | 0.08 | 0.08 | 0.08 | [8 empty] | Covanta Babylon Inc | 100 | Covanta Holding Corp | 100
municipal solid waste | Covanta Babylon Inc | 50649_B_2 | 50649 | B | 2 |  | Municipal Solid Waste |  | NY_Z_K | New York | 36 | Suffolk | 103 | 36103 | 7.2 | 19383 | 1989 | 9999 |  |  | N | MSW | Dry Scrubber | 1989 | 0.97 |  | SNCR |  |  | B | NA | ACI | 2000 |  |  | 0.15842 | 0.15842 | 0.15842 | 0.15842 | 0.08 | 0.08 | 0.08 | [8 empty] | Covanta Babylon Inc | 100 | Covanta Holding Corp | 100
biomass | ReEnergy Stratton LLC | 50650_B_BLR1 | 50650 | B | BLR1 |  | Biomass |  | NENG_ME | Maine | 23 | Franklin | 7 | 23007 | 46 | 13500 | 1989 | 9999 |  |  | N | Biomass |  |  |  |  | SCR |  |  | ESPH | No |  |  |  |  | 0.06414 | 0.06414 | 0.06414 | 0.06414 | [11 empty] | ReEnergy Stratton Energy LLC | 100 | ReEnergy | 100
hydro | Lyonsdale Associates | 50652_G_GEN1 | 50652 | G | GEN1 |  | Hydro |  | NY_Z_C&E | New York | 36 | Lewis | 49 | 36049 | 1.5 | 0 | 1984 | 9999 |  |  | N | Hydro | [13 empty] | 0 | 0 | 0 | 0 | [11 empty] | Lyonsdale Associates LLC | 100 | Ontario Power Generation Inc | 100
hydro | Lyonsdale Associates | 50652_G_GEN2 | 50652 | G | GEN2 |  | Hydro |  | NY_Z_C&E | New York | 36 | Lewis | 49 | 36049 | 1.5 | 0 | 1984 | 9999 |  |  | N | Hydro | [13 empty] | 0 | 0 | 0 | 0 | [11 empty] | Lyonsdale Associates LLC | 100 | Ontario Power Generation Inc | 100
municipal solid waste | Huntington Resource Recovery Facility | 50656_B_UNIT1 | 50656 | B | UNIT1 |  | Municipal Solid Waste |  | NY_Z_K | New York | 36 | Suffolk | 103 | 36103 | 8.2 | 17913 | 1991 | 9999 |  |  | N | MSW | Dry Scrubber | 1991 | 0.97 |  | SNCR |  |  | B | NA | ACI | 2000 |  |  | 0.20791 | 0.20791 | 0.20791 | 0.20791 | 0.08 | 0.08 | 0.08 | [8 empty] | Huntington Resource Recovery | 100 | Covanta Holding Corp | 100
municipal solid waste | Huntington Resource Recovery Facility | 50656_B_UNIT2 | 50656 | B | UNIT2 |  | Municipal Solid Waste |  | NY_Z_K | New York | 36 | Suffolk | 103 | 36103 | 8.2 | 17913 | 1991 | 9999 |  |  | N | MSW | Dry Scrubber | 1991 | 0.97 |  | SNCR |  |  | B | NA | ACI | 2000 |  |  | 0.20681 | 0.20681 | 0.20681 | 0.20681 | 0.08 | 0.08 | 0.08 | [8 empty] | Huntington Resource Recovery | 100 | Covanta Holding Corp | 100
municipal solid waste | Huntington Resource Recovery Facility | 50656_B_UNIT3 | 50656 | B | UNIT3 |  | Municipal Solid Waste |  | NY_Z_K | New York | 36 | Suffolk | 103 | 36103 | 8.2 | 17913 | 1991 | 9999 |  |  | N | MSW | Dry Scrubber | 1991 | 0.97 |  | SNCR |  |  | B | NA | ACI | 2000 |  |  | 0.20604 | 0.20604 | 0.20604 | 0.20604 | 0.08 | 0.08 | 0.08 | [8 empty] | Huntington Resource Recovery | 100 | Covanta Holding Corp | 100
municipal solid waste | Montgomery County Resource Recovery | 50657_B_1 | 50657 | B | 1 |  | Municipal Solid Waste |  | PJM_SMAC | Maryland | 24 | Montgomery | 31 | 24031 | 18 | 18221 | 1995 | 9999 |  |  | N | MSW | Dry Scrubber | 1995 | 0.85 | LNB | SNCR |  |  | B | NA | ACI | 1995 |  |  | 0.15191 | 0.15191 | 0.15191 | 0.15191 | 0.08 | 0.08 | 0.08 | [8 empty] | Northeast Maryland Waste Disposal Authority | 100 | Northeast Maryland Waste Disposal Authority | 100
municipal solid waste | Montgomery County Resource Recovery | 50657_B_2 | 50657 | B | 2 |  | Municipal Solid Waste |  | PJM_SMAC | Maryland | 24 | Montgomery | 31 | 24031 | 18 | 18221 | 1995 | 9999 |  |  | N | MSW | Dry Scrubber | 1995 | 0.85 | LNB | SNCR |  |  | B | NA | ACI | 1995 |  |  | 0.1549 | 0.1549 | 0.1549 | 0.1549 | 0.08 | 0.08 | 0.08 | [8 empty] | Northeast Maryland Waste Disposal Authority | 100 | Northeast Maryland Waste Disposal Authority | 100
municipal solid waste | Montgomery County Resource Recovery | 50657_B_3 | 50657 | B | 3 |  | Municipal Solid Waste |  | PJM_SMAC | Maryland | 24 | Montgomery | 31 | 24031 | 18 | 18221 | 1995 | 9999 |  |  | N | MSW | Dry Scrubber | 1995 | 0.85 | LNB | SNCR |  |  | B | NA | ACI | 1995 |  |  | 0.14491 | 0.14491 | 0.14491 | 0.14491 | 0.08 | 0.08 | 0.08 | [8 empty] | Northeast Maryland Waste Disposal Authority | 100 | Northeast Maryland Waste Disposal Authority | 100
municipal solid waste | Covanta Fairfax Energy | 50658_B_1 | 50658 | B | 1 |  | Municipal Solid Waste |  | PJM_Dom | Virginia | 51 | Fairfax | 59 | 51059 | 24.5 | 18440 | 1990 | 9999 | other |  | N | MSW | Dry Scrubber | 1990 | 0.8 |  | SNCR |  |  | B | NA | ACI | 2001 |  |  | 0.319 | 0.319 | 0.319 | 0.319 | 0.08 | 0.08 | 0.08 | [8 empty] | Covanta Fairfax Inc | 100 | Covanta Holding Corp | 100
municipal solid waste | Covanta Fairfax Energy | 50658_B_2 | 50658 | B | 2 |  | Municipal Solid Waste |  | PJM_Dom | Virginia | 51 | Fairfax | 59 | 51059 | 24.5 | 18440 | 1990 | 9999 | other |  | N | MSW | Dry Scrubber | 1990 | 0.8 |  | SNCR |  |  | B | NA | ACI | 2001 |  |  | 0.313 | 0.313 | 0.313 | 0.313 | 0.08 | 0.08 | 0.08 | [8 empty] | Covanta Fairfax Inc | 100 | Covanta Holding Corp | 100
municipal solid waste | Covanta Fairfax Energy | 50658_B_3 | 50658 | B | 3 |  | Municipal Solid Waste |  | PJM_Dom | Virginia | 51 | Fairfax | 59 | 51059 | 24.5 | 18440 | 1990 | 9999 | other |  | N | MSW | Dry Scrubber | 1990 | 0.8 |  | SNCR |  |  | B | NA | ACI | 2001 |  |  | 0.31534 | 0.31534 | 0.31534 | 0.31534 | 0.08 | 0.08 | 0.08 | [8 empty] | Covanta Fairfax Inc | 100 | Covanta Holding Corp | 100
municipal solid waste | Covanta Fairfax Energy | 50658_B_4 | 50658 | B | 4 |  | Municipal Solid Waste |  | PJM_Dom | Virginia | 51 | Fairfax | 59 | 51059 | 24.5 | 18440 | 1990 | 9999 | other |  | N | MSW | Dry Scrubber | 1990 | 0.8 |  | SNCR |  |  | B | NA | ACI | 2001 |  |  | 0.25433 | 0.25433 | 0.25433 | 0.25433 | 0.08 | 0.08 | 0.08 | [8 empty] | Covanta Fairfax Inc | 100 | Covanta Holding Corp | 100
municipal solid waste | Covanta Haverhill | 50661_B_A | 50661 | B | A |  | Municipal Solid Waste |  | NENGREST | Massachusetts | 25 | Essex | 9 | 25009 | 21.4 | 16454 | 1989 | 9999 |  |  | N | MSW | Dry Scrubber | 1989 | 0.96 |  | SNCR |  |  | B | NA | ACI | 2000 |  |  | 0.3 | 0.3 | 0.3 | 0.3 | 0.08 | 0.08 | 0.08 | [8 empty] | Covanta Haverhill Associates | 100 | Covanta Holding Corp | 100
municipal solid waste | Covanta Haverhill | 50661_B_B | 50661 | B | B |  | Municipal Solid Waste |  | NENGREST | Massachusetts | 25 | Essex | 9 | 25009 | 21.4 | 16454 | 1989 | 9999 |  |  | N | MSW | Dry Scrubber | 1989 | 0.99 |  | SNCR |  |  | B | NA | ACI | 2000 |  |  | 0.3 | 0.3 | 0.3 | 0.3 | 0.08 | 0.08 | 0.08 | [8 empty] | Covanta Haverhill Associates | 100 | Covanta Holding Corp | 100
municipal solid waste | Onondaga County Resource Recovery | 50662_B_UNIT1 | 50662 | B | UNIT1 |  | Municipal Solid Waste |  | NY_Z_C&E | New York | 36 | Onondaga | 67 | 36067 | 10 | 19383 | 1995 | 9999 |  |  | N | MSW | Dry Scrubber | 1995 | 0.85 | NH3 | SNCR |  |  | B | NA | ACI | 1995 |  |  | 0.27495 | 0.27495 | 0.27495 | 0.27495 | 0.08 | 0.08 | 0.08 | [8 empty] | Covanta Onondega LP | 100 | Covanta Holding Corp | 100
municipal solid waste | Onondaga County Resource Recovery | 50662_B_UNIT2 | 50662 | B | UNIT2 |  | Municipal Solid Waste |  | NY_Z_C&E | New York | 36 | Onondaga | 67 | 36067 | 10 | 19383 | 1995 | 9999 |  |  | N | MSW | Dry Scrubber | 1995 | 0.85 | NH3 | SNCR |  |  | B | NA | ACI | 1995 |  |  | 0.27841 | 0.27841 | 0.27841 | 0.27841 | 0.08 | 0.08 | 0.08 | [8 empty] | Covanta Onondega LP | 100 | Covanta Holding Corp | 100
municipal solid waste | Onondaga County Resource Recovery | 50662_B_UNIT3 | 50662 | B | UNIT3 |  | Municipal Solid Waste |  | NY_Z_C&E | New York | 36 | Onondaga | 67 | 36067 | 10 | 19383 | 1995 | 9999 |  |  | N | MSW | Dry Scrubber | 1995 | 0.85 | NH3 | SNCR |  |  | B | NA | ACI | 1955 |  |  | 0.27528 | 0.27528 | 0.27528 | 0.27528 | 0.08 | 0.08 | 0.08 | [8 empty] | Covanta Onondega LP | 100 | Covanta Holding Corp | 100
municipal solid waste | Covanta Alexandria/Arlington Energy | 50663_B_B100 | 50663 | B | B100 |  | Municipal Solid Waste |  | PJM_Dom | Virginia | 51 | Alexandria City | 510 | 51510 | 9.7 | 19383 | 1987 | 9999 |  |  | N | MSW | Dry Scrubber | 1999 | 0.99 | NH3 | SNCR |  |  | B | NA | ACI | 1999 |  | 0.14 | 0.27299 | 0.27299 | 0.27299 | 0.27299 | 0.08 | 0.08 | 0.08 | [8 empty] | Covanta Alexandria/Arlington LLC | 100 | Covanta Holding Corp | 100
municipal solid waste | Covanta Alexandria/Arlington Energy | 50663_B_B200 | 50663 | B | B200 |  | Municipal Solid Waste |  | PJM_Dom | Virginia | 51 | Alexandria City | 510 | 51510 | 9.7 | 19383 | 1987 | 9999 |  |  | N | MSW | Dry Scrubber | 2000 | 0.99 | NH3 | SNCR |  |  | B | NA | ACI | 2000 |  | 0.14 | 0.26886 | 0.26886 | 0.26886 | 0.26886 | 0.08 | 0.08 | 0.08 | [8 empty] | Covanta Alexandria/Arlington LLC | 100 | Covanta Holding Corp | 100
municipal solid waste | Covanta Alexandria/Arlington Energy | 50663_B_B300 | 50663 | B | B300 |  | Municipal Solid Waste |  | PJM_Dom | Virginia | 51 | Alexandria City | 510 | 51510 | 9.7 | 19383 | 1987 | 9999 |  |  | N | MSW | Dry Scrubber | 2000 | 0.99 | NH3 | SNCR |  |  | B | NA | ACI | 2000 |  | 0.14 | 0.26845 | 0.26845 | 0.26845 | 0.26845 | 0.08 | 0.08 | 0.08 | [8 empty] | Covanta Alexandria/Arlington LLC | 100 | Covanta Holding Corp | 100
municipal solid waste | Pasco Cnty Solid Waste Resource Recovery | 50666_B_B1 | 50666 | B | B1 |  | Municipal Solid Waste |  | FRCC | Florida | 12 | Pasco | 101 | 12101 | 8.7 | 18381 | 1991 | 9999 |  |  | N | MSW | Dry Scrubber | 1991 | 0.95 |  | SNCR |  |  | B | NA | ACI | 1995 |  |  | 0.41399 | 0.41399 | 0.41399 | 0.41399 | 0.08 | 0.08 | 0.08 | [8 empty] | Pasco (County Of) | 100 | Pasco (County Of) | 100
municipal solid waste | Pasco Cnty Solid Waste Resource Recovery | 50666_B_B2 | 50666 | B | B2 |  | Municipal Solid Waste |  | FRCC | Florida | 12 | Pasco | 101 | 12101 | 8.7 | 18381 | 1991 | 9999 |  |  | N | MSW | Dry Scrubber | 1991 | 0.95 |  | SNCR |  |  | B | NA | ACI | 1995 |  |  | 0.39415 | 0.39415 | 0.39415 | 0.39415 | 0.08 | 0.08 | 0.08 | [8 empty] | Pasco (County Of) | 100 | Pasco (County Of) | 100
municipal solid waste | Pasco Cnty Solid Waste Resource Recovery | 50666_B_B3 | 50666 | B | B3 |  | Municipal Solid Waste |  | FRCC | Florida | 12 | Pasco | 101 | 12101 | 8.7 | 18381 | 1991 | 9999 |  |  | N | MSW | Dry Scrubber | 1991 | 0.95 |  | SNCR |  |  | B | NA | ACI | 1995 |  |  | 0.38562 | 0.38562 | 0.38562 | 0.38562 | 0.08 | 0.08 | 0.08 | [8 empty] | Pasco (County Of) | 100 | Pasco (County Of) | 100
hydro | Gardiner | 50688_G_GEN1 | 50688 | G | GEN1 |  | Hydro |  | NENG_ME | Maine | 23 | Kennebec | 11 | 23011 | 1 | 0 | 1985 | 9999 |  |  | N | Hydro | [13 empty] | 0 | 0 | 0 | 0 | [11 empty] | Ridgewood Maine Hydro Partnership LP | 100 | Covanta Holding Corp | 100
onshore wind | San Gorgonio Westwinds II LLC | 50690_G_GEN1 | 50690 | G | GEN1 |  | Onshore Wind |  | WECC_SCE | California | 6 | Riverside | 65 | 06065 | 43.4 | 0 | 1999 | 9999 |  |  | N | Wind | [13 empty] | 0 | 0 | 0 | 0 | [11 empty] | VPI Enterprises Inc | 72 | VPI Enterprise Inc | 72
hydro | Pumpkin Hill | 50699_G_GEN1 | 50699 | G | GEN1 |  | Hydro |  | NENG_ME | Maine | 23 | Penobscot | 19 | 23019 | 1 | 0 | 1987 | 9999 |  |  | N | Hydro | [13 empty] | 0 | 0 | 0 | 0 | [11 empty] | Ridgewood Maine Hydro Partnership LP | 100 | Covanta Holding Corp | 100
hydro | Lilliwaup Falls Generating | 50700_G_4735 | 50700 | G | 4735 |  | Hydro |  | WECC_PNW | Washington | 53 | Mason | 45 | 53045 | 0.2 | 0 | 1986 | 9999 |  |  | N | Hydro | [13 empty] | 0 | 0 | 0 | 0 | [11 empty] | Lilliwaup Falls Generating Co | 100 | Lilliwaup Falls Generating Co | 100
hydro | Lilliwaup Falls Generating | 50700_G_4736 | 50700 | G | 4736 |  | Hydro |  | WECC_PNW | Washington | 53 | Mason | 45 | 53045 | 0.2 | 0 | 1986 | 9999 |  |  | N | Hydro | [13 empty] | 0 | 0 | 0 | 0 | [11 empty] | Lilliwaup Falls Generating Co | 100 | Lilliwaup Falls Generating Co | 100
hydro | Lilliwaup Falls Generating | 50700_G_4737 | 50700 | G | 4737 |  | Hydro |  | WECC_PNW | Washington | 53 | Mason | 45 | 53045 | 0.2 | 0 | 1986 | 9999 |  |  | N | Hydro | [13 empty] | 0 | 0 | 0 | 0 | [11 empty] | Lilliwaup Falls Generating Co | 100 | Lilliwaup Falls Generating Co | 100
hydro | Lilliwaup Falls Generating | 50700_G_4738 | 50700 | G | 4738 |  | Hydro |  | WECC_PNW | Washington | 53 | Mason | 45 | 53045 | 0.2 | 0 | 1986 | 9999 |  |  | N | Hydro | [13 empty] | 0 | 0 | 0 | 0 | [11 empty] | Lilliwaup Falls Generating Co | 100 | Lilliwaup Falls Generating Co | 100
hydro | Lilliwaup Falls Generating | 50700_G_4739 | 50700 | G | 4739 |  | Hydro |  | WECC_PNW | Washington | 53 | Mason | 45 | 53045 | 0.2 | 0 | 1986 | 9999 |  |  | N | Hydro | [13 empty] | 0 | 0 | 0 | 0 | [11 empty] | Lilliwaup Falls Generating Co | 100 | Lilliwaup Falls Generating Co | 100
hydro | Lilliwaup Falls Generating | 50700_G_4740 | 50700 | G | 4740 |  | Hydro |  | WECC_PNW | Washington | 53 | Mason | 45 | 53045 | 0.2 | 0 | 1986 | 9999 |  |  | N | Hydro | [13 empty] | 0 | 0 | 0 | 0 | [11 empty] | Lilliwaup Falls Generating Co | 100 | Lilliwaup Falls Generating Co | 100
hydro | Lilliwaup Falls Generating | 50700_G_4741 | 50700 | G | 4741 |  | Hydro |  | WECC_PNW | Washington | 53 | Mason | 45 | 53045 | 0.2 | 0 | 1986 | 9999 |  |  | N | Hydro | [13 empty] | 0 | 0 | 0 | 0 | [11 empty] | Lilliwaup Falls Generating Co | 100 | Lilliwaup Falls Generating Co | 100
hydro | Salmon Falls | 50702_G_GEN1 | 50702 | G | GEN1 |  | Hydro |  | NENG_ME | Maine | 23 | York | 31 | 23031 | 0.4 | 0 | 1986 | 9999 |  |  | N | Hydro | [13 empty] | 0 | 0 | 0 | 0 | [11 empty] | Consolidated Hydro Maine Inc | 100 | Enel SpA | 100
hydro | Salmon Falls | 50702_G_GEN2 | 50702 | G | GEN2 |  | Hydro |  | NENG_ME | Maine | 23 | York | 31 | 23031 | 0.4 | 0 | 1986 | 9999 |  |  | N | Hydro | [13 empty] | 0 | 0 | 0 | 0 | [11 empty] | Consolidated Hydro Maine Inc | 100 | Enel SpA | 100
hydro | Salmon Falls | 50702_G_GEN3 | 50702 | G | GEN3 |  | Hydro |  | NENG_ME | Maine | 23 | York | 31 | 23031 | 0.4 | 0 | 1986 | 9999 |  |  | N | Hydro | [13 empty] | 0 | 0 | 0 | 0 | [11 empty] | Consolidated Hydro Maine Inc | 100 | Enel SpA | 100
hydro | Somersworth Lower Great Dam | 50704_G_GEN1 | 50704 | G | GEN1 |  | Hydro |  | NENGREST | New Hampshire | 33 | Strafford | 17 | 33017 | 1.2 | 0 | 1985 | 9999 |  |  | N | Hydro | [13 empty] | 0 | 0 | 0 | 0 | [11 empty] | Somersworth Hydropower Associates | 100 | Somersworth Hydropower Associates | 100
natural gas combined cycle | JM Shafer Generating Station | 50707_G_LMA | 50707 | G | LMA | 90505 | Combined Cycle |  | WECC_CO | Colorado | 8 | Weld | 123 | 08123 | 40.1 | 9308 | 1994 | 9999 |  |  | Y | Natural Gas |  |  |  | STM | [9 empty] | 0.088687 | 0.088687 | 0.088687 | 0.088687 | [11 empty] | Thermo Cogeneration Partner LP | 100 | Tri State Generation & Transmission Association Inc | 100
natural gas combined cycle | JM Shafer Generating Station | 50707_G_LMB | 50707 | G | LMB | 90506 | Combined Cycle |  | WECC_CO | Colorado | 8 | Weld | 123 | 08123 | 40.1 | 9308 | 1994 | 9999 |  |  | Y | Natural Gas |  |  |  | STM | [9 empty] | 0.088687 | 0.088687 | 0.088687 | 0.088687 | [11 empty] | Thermo Cogeneration Partner LP | 100 | Tri State Generation & Transmission Association Inc | 100
natural gas combined cycle | JM Shafer Generating Station | 50707_G_LMC | 50707 | G | LMC | 90507 | Combined Cycle |  | WECC_CO | Colorado | 8 | Weld | 123 | 08123 | 40.1 | 9308 | 1994 | 9999 |  |  | Y | Natural Gas |  |  |  | STM | [9 empty] | 0.088687 | 0.088687 | 0.088687 | 0.088687 | [11 empty] | Thermo Cogeneration Partner LP | 100 | Tri State Generation & Transmission Association Inc | 100
natural gas combined cycle | JM Shafer Generating Station | 50707_G_LMD | 50707 | G | LMD | 90508 | Combined Cycle |  | WECC_CO | Colorado | 8 | Weld | 123 | 08123 | 40.1 | 9308 | 1994 | 9999 |  |  | Y | Natural Gas |  |  |  | STM | [9 empty] | 0.088687 | 0.088687 | 0.088687 | 0.088687 | [11 empty] | Thermo Cogeneration Partner LP | 100 | Tri State Generation & Transmission Association Inc | 100
natural gas combined cycle | JM Shafer Generating Station | 50707_G_LME | 50707 | G | LME | 90509 | Combined Cycle |  | WECC_CO | Colorado | 8 | Weld | 123 | 08123 | 40.1 | 9308 | 1994 | 9999 |  |  | Y | Natural Gas |  |  |  | STM | [9 empty] | 0.088687 | 0.088687 | 0.088687 | 0.088687 | [11 empty] | Thermo Cogeneration Partner LP | 100 | Tri State Generation & Transmission Association Inc | 100
natural gas combined cycle | JM Shafer Generating Station | 50707_G_STA | 50707 | G | STA | 90505 | Combined Cycle |  | WECC_CO | Colorado | 8 | Weld | 123 | 08123 | 35.8 | 9308 | 1994 | 9999 |  |  | Y | Natural Gas |  |  |  | STM | [9 empty] | 0.088687 | 0.088687 | 0.088687 | 0.088687 | [11 empty] | Thermo Cogeneration Partner LP | 100 | Tri State Generation & Transmission Association Inc | 100
natural gas combined cycle | JM Shafer Generating Station | 50707_G_STB | 50707 | G | STB | 90505 | Combined Cycle |  | WECC_CO | Colorado | 8 | Weld | 123 | 08123 | 35.8 | 9308 | 1994 | 9999 |  |  | Y | Natural Gas |  |  |  | STM | [9 empty] | 0.088687 | 0.088687 | 0.088687 | 0.088687 | [11 empty] | Thermo Cogeneration Partner LP | 100 | Tri State Generation & Transmission Association Inc | 100
hydro | Huntington Falls | 50713_G_GEN1 | 50713 | G | GEN1 |  | Hydro |  | NENGREST | Vermont | 50 | Addison | 1 | 50001 | 0.8 | 0 | 1988 | 9999 |  |  | N | Hydro | [13 empty] | 0 | 0 | 0 | 0 | [11 empty] | Green Mountain Power Corp | 100 | Gaz Métropolitain & Co LP | 100
hydro | Huntington Falls | 50713_G_GEN2 | 50713 | G | GEN2 |  | Hydro |  | NENGREST | Vermont | 50 | Addison | 1 | 50001 | 0.8 | 0 | 1988 | 9999 |  |  | N | Hydro | [13 empty] | 0 | 0 | 0 | 0 | [11 empty] | Green Mountain Power Corp | 100 | Gaz Métropolitain & Co LP | 100
hydro | Huntington Falls | 50713_G_GEN3 | 50713 | G | GEN3 |  | Hydro |  | NENGREST | Vermont | 50 | Addison | 1 | 50001 | 3.9 | 0 | 1988 | 9999 |  |  | N | Hydro | [13 empty] | 0 | 0 | 0 | 0 | [11 empty] | Green Mountain Power Corp | 100 | Gaz Métropolitain & Co LP | 100
hydro | Notch Butte Hydro | 50718_G_HYD1 | 50718 | G | HYD1 |  | Hydro |  | WECC_ID | Idaho | 16 | Lincoln | 63 | 16063 | 1 | 0 | 1986 | 9999 |  |  | N | Hydro | [13 empty] | 0 | 0 | 0 | 0 | [11 empty] | Notch Butte Hydro Co Inc | 100 | Enel SpA | 100
biomass | Tazewell Gas Recovery | 50721_G_GEN1 | 50721 | G | GEN1 |  | Landfill Gas |  | MIS_IL | Illinois | 17 | Tazewell | 179 | 17179 | 0.8 | 13500 | 1989 | 9999 |  |  | N | Landfill Gas | [13 empty] | 0.24082 | 0.24082 | 0.24082 | 0.24082 | [11 empty] | Bio Energy Partners | 100 | Waste Management Inc | 100
biomass | Tazewell Gas Recovery | 50721_G_GEN2 | 50721 | G | GEN2 |  | Landfill Gas |  | MIS_IL | Illinois | 17 | Tazewell | 179 | 17179 | 0.8 | 13500 | 1989 | 9999 |  |  | N | Landfill Gas | [13 empty] | 0.24082 | 0.24082 | 0.24082 | 0.24082 | [11 empty] | Bio Energy Partners | 100 | Waste Management Inc | 100
biomass | Tazewell Gas Recovery | 50721_G_GEN3 | 50721 | G | GEN3 |  | Landfill Gas |  | MIS_IL | Illinois | 17 | Tazewell | 179 | 17179 | 0.8 | 13500 | 1999 | 9999 |  |  | N | Landfill Gas | [13 empty] | 0.24082 | 0.24082 | 0.24082 | 0.24082 | [11 empty] | Bio Energy Partners | 100 | Waste Management Inc | 100
natural gas peaker | BP Naperville Cogeneration Facility | 50722_G_GEN1 | 50722 | G | GEN1 |  | Combustion Turbine |  | PJM_COMD | Illinois | 17 | DuPage | 43 | 17043 | 7 | 8700 | 1990 | 2045 |  |  | Y | Natural Gas | [12 empty] | 1 | 0.16383 | 0.16383 | 0.16383 | 0.16383 | [11 empty] | BP Naperville Complex | 100 | BP plc | 100
biomass | Pinetree Power Tamworth | 50739_B_0100 | 50739 | B | 0100 |  | Biomass |  | NENGREST | New Hampshire | 33 | Carroll | 3 | 33003 | 20 | 17144 | 1987 | 9999 |  |  | N | Biomass |  |  |  | LA | SCR |  |  | ESPH + C | No |  |  |  | 0.025 | 0.08652 | 0.08652 | 0.08652 | 0.08652 | [11 empty] | Pinetree Power Tamworth Inc | 100 | Capergy SA | 100
hydro | Pontook Hydro Facility | 50741_G_GEN1 | 50741 | G | GEN1 |  | Hydro |  | NENGREST | New Hampshire | 33 | Coos | 7 | 33007 | 3.5 | 0 | 1986 | 9999 |  |  | N | Hydro | [13 empty] | 0 | 0 | 0 | 0 | [11 empty] | Pontook Operating LP | 100 | Great Lakes Hydro Income Fund (The) | 100
hydro | Pontook Hydro Facility | 50741_G_GEN2 | 50741 | G | GEN2 |  | Hydro |  | NENGREST | New Hampshire | 33 | Coos | 7 | 33007 | 3.5 | 0 | 1986 | 9999 |  |  | N | Hydro | [13 empty] | 0 | 0 | 0 | 0 | [11 empty] | Pontook Operating LP | 100 | Great Lakes Hydro Income Fund (The) | 100
hydro | Pontook Hydro Facility | 50741_G_GEN3 | 50741 | G | GEN3 |  | Hydro |  | NENGREST | New Hampshire | 33 | Coos | 7 | 33007 | 3.5 | 0 | 1986 | 9999 |  |  | N | Hydro | [13 empty] | 0 | 0 | 0 | 0 | [11 empty] | Pontook Operating LP | 100 | Great Lakes Hydro Income Fund (The) | 100
natural gas combined cycle | Sterling Power Plant | 50744_G_GEN1 | 50744 | G | GEN1 | 3692 | Combined Cycle |  | NY_Z_C&E | New York | 36 | Oneida | 65 | 36065 | 38.8 | 9569 | 1991 | 9999 |  |  | N | Natural Gas |  |  |  | STM | [9 empty] | 0.11612 | 0.11612 | 0.11612 | 0.11612 | [11 empty] | Sterling Power Partners LP | 100 | Alliance Energy Group LLC | 100
natural gas combined cycle | Sterling Power Plant | 50744_G_GEN2 | 50744 | G | GEN2 | 3692 | Combined Cycle |  | NY_Z_C&E | New York | 36 | Oneida | 65 | 36065 | 16 | 9569 | 1991 | 9999 |  |  | N | Natural Gas |  |  |  | STM | [9 empty] | 0.11612 | 0.11612 | 0.11612 | 0.11612 | [11 empty] | Sterling Power Partners LP | 100 | Alliance Energy Group LLC | 100
natural gas peaker | Sterling Power Plant | 50744_G_GEN3 | 50744 | G | GEN3 |  | Combustion Turbine | IC Engine | NY_Z_C&E | New York | 36 | Oneida | 65 | 36065 | 1.1 | 25000 | 1991 | 9999 |  |  | N | Distillate Fuel Oil | [12 empty] | 1.053 | 0.11585 | 0.11585 | 0.11585 | 0.11585 | [11 empty] | Sterling Power Partners LP | 100 | Alliance Energy Group LLC | 100
natural gas combined cycle | Agnews Power Plant | 50748_G_GEN1 | 50748 | G | GEN1 |  | Combined Cycle |  | WEC_CALN | California | 6 | Santa Clara | 85 | 06085 | 24.4 | 9203 | 1990 | 9999 |  |  | N | Natural Gas | [13 empty] | 0.04125 | 0.04125 | 0.04125 | 0.04125 | [11 empty] | O.L.S. Energy Agnews LLC | 100 | Energy Capital Partners | 100
natural gas combined cycle | Agnews Power Plant | 50748_G_GEN2 | 50748 | G | GEN2 |  | Combined Cycle |  | WEC_CALN | California | 6 | Santa Clara | 85 | 06085 | 7.3 | 9203 | 1990 | 9999 |  |  | N | Natural Gas | [13 empty] | 0.04125 | 0.04125 | 0.04125 | 0.04125 | [11 empty] | O.L.S. Energy Agnews LLC | 100 | Energy Capital Partners | 100
natural gas peaker | Coalinga Cogeneration Facility | 50750_G_GEN1 | 50750 | G | GEN1 |  | Combustion Turbine |  | WEC_CALN | California | 6 | Fresno | 19 | 06019 | 3.2 | 8700 | 1988 | 9999 |  |  | Y | Natural Gas | [12 empty] | 0.74 | 0.05135 | 0.05135 | 0.05135 | 0.05135 | [11 empty] | Aera Energy LLC | 100 | Royal Dutch Shell plc | 100
natural gas peaker | Coalinga Cogeneration Facility | 50750_G_GEN2 | 50750 | G | GEN2 |  | Combustion Turbine |  | WEC_CALN | California | 6 | Fresno | 19 | 06019 | 3.2 | 8700 | 1988 | 9999 |  |  | Y | Natural Gas | [12 empty] | 0.74 | 0.05135 | 0.05135 | 0.05135 | 0.05135 | [11 empty] | Aera Energy LLC | 100 | Royal Dutch Shell plc | 100
natural gas peaker | Southeast Kern River Cogen | 50751_G_GTG1 | 50751 | G | GTG1 |  | Combustion Turbine |  | WEC_CALN | California | 6 | Kern | 29 | 06029 | 20.8 | 8700 | 1989 | 9999 |  |  | Y | Natural Gas | [12 empty] | 0.74 | 0.47388 | 0.47388 | 0.47388 | 0.47388 | [11 empty] | Texaco Exploration & Production Inc | 100 | Chevron Corp | 100
onshore wind | Oak Creek Energy Systems I | 50754_G_GEN1 | 50754 | G | GEN1 |  | Onshore Wind |  | WECC_SCE | California | 6 | Kern | 29 | 06029 | 3.5 | 0 | 1982 | 9999 |  |  | N | Wind | [13 empty] | 0 | 0 | 0 | 0 | [11 empty] | ON Wind Energy LLC | 100 | ON Wind Energy LLC | 100
onshore wind | Oak Creek Energy Systems I | 50754_G_GEN2 | 50754 | G | GEN2 |  | Onshore Wind |  | WECC_SCE | California | 6 | Kern | 29 | 06029 | 4.2 | 0 | 1993 | 9999 |  |  | N | Wind | [13 empty] | 0 | 0 | 0 | 0 | [11 empty] | ON Wind Energy LLC | 100 | ON Wind Energy LLC | 100
onshore wind | Oak Creek Energy Systems I | 50754_G_GEN3 | 50754 | G | GEN3 |  | Onshore Wind |  | WECC_SCE | California | 6 | Kern | 29 | 06029 | 23.1 | 0 | 1999 | 9999 |  |  | N | Wind | [13 empty] | 0 | 0 | 0 | 0 | [11 empty] | Oak Creek Wind Power LLC | 100 | Energy Capital Partners | 100
onshore wind | Oak Creek Energy Systems I | 50754_G_GEN4 | 50754 | G | GEN4 |  | Onshore Wind |  | WECC_SCE | California | 6 | Kern | 29 | 06029 | 3.7 | 0 | 1999 | 9999 |  |  | N | Wind | [13 empty] | 0 | 0 | 0 | 0 | [11 empty] | Oak Creek Energy System Inc II | 100 | Marubeni Corp | 100
hydro | New Hogan Power Plant | 50755_G_GEN1 | 50755 | G | GEN1 |  | Hydro |  | WEC_CALN | California | 6 | Calaveras | 9 | 06009 | 1.9 | 0 | 1989 | 9999 |  |  | N | Hydro | [13 empty] | 0 | 0 | 0 | 0 | [11 empty] | Calaveras County Water District | 100 | Calaveras County Water District | 100
hydro | New Hogan Power Plant | 50755_G_GEN2 | 50755 | G | GEN2 |  | Hydro |  | WEC_CALN | California | 6 | Calaveras | 9 | 06009 | 0.9 | 0 | 1989 | 9999 |  |  | N | Hydro | [13 empty] | 0 | 0 | 0 | 0 | [11 empty] | Calaveras County Water District | 100 | Calaveras County Water District | 100
hydro | Pejepscot Hydroelectric Project | 50758_G_GEN1 | 50758 | G | GEN1 |  | Hydro |  | NENG_ME | Maine | 23 | Sagadahoc | 23 | 23023 | 11.7 | 0 | 1987 | 9999 |  |  | N | Hydro | [13 empty] | 0 | 0 | 0 | 0 | [11 empty] | Topsham Hydro Partners | 100 | Brookfield Asset Management Inc | 100
hydro | Pejepscot Hydroelectric Project | 50758_G_GEN2 | 50758 | G | GEN2 |  | Hydro |  | NENG_ME | Maine | 23 | Sagadahoc | 23 | 23023 | 0.4 | 0 | 1987 | 9999 |  |  | N | Hydro | [13 empty] | 0 | 0 | 0 | 0 | [11 empty] | Topsham Hydro Partners | 100 | Brookfield Asset Management Inc | 100
hydro | Pejepscot Hydroelectric Project | 50758_G_GEN3 | 50758 | G | GEN3 |  | Hydro |  | NENG_ME | Maine | 23 | Sagadahoc | 23 | 23023 | 0.3 | 0 | 1987 | 9999 |  |  | N | Hydro | [13 empty] | 0 | 0 | 0 | 0 | [11 empty] | Topsham Hydro Partners | 100 | Brookfield Asset Management Inc | 100
hydro | Pejepscot Hydroelectric Project | 50758_G_GEN4 | 50758 | G | GEN4 |  | Hydro |  | NENG_ME | Maine | 23 | Sagadahoc | 23 | 23023 | 0.5 | 0 | 1987 | 9999 |  |  | N | Hydro | [13 empty] | 0 | 0 | 0 | 0 | [11 empty] | Topsham Hydro Partners | 100 | Brookfield Asset Management Inc | 100
hydro | West End Dam Hydroelectric Project | 50759_G_GEN1 | 50759 | G | GEN1 |  | Hydro |  | NY_Z_C&E | New York | 36 | Jefferson | 45 | 36045 | 2.1 | 0 | 1985 | 9999 |  |  | N | Hydro | [13 empty] | 0 | 0 | 0 | 0 | [11 empty] | West End Dam Associates | 100 | Theolia Group | 100
hydro | West End Dam Hydroelectric Project | 50759_G_GEN2 | 50759 | G | GEN2 |  | Hydro |  | NY_Z_C&E | New York | 36 | Jefferson | 45 | 36045 | 2.1 | 0 | 1985 | 9999 |  |  | N | Hydro | [13 empty] | 0 | 0 | 0 | 0 | [11 empty] | West End Dam Associates | 100 | Theolia Group | 100
geothermal | Stillwater Facility | 50765_G_1-1 | 50765 | G | 1-1 |  | Geothermal |  | WECC_NNV | Nevada | 32 | Churchill | 1 | 32001 | 10.1 | 9771 | 2009 | 9999 |  |  | N | Geothermal | [13 empty] | 0 | 0 | 0 | 0 | 0.4563 | 0.4563 | 0.4563 | [8 empty] | Enel Geothermal LLC | 100 | Enel SpA | 100
geothermal | Stillwater Facility | 50765_G_1-2 | 50765 | G | 1-2 |  | Geothermal |  | WECC_NNV | Nevada | 32 | Churchill | 1 | 32001 | 10.1 | 9771 | 2009 | 9999 |  |  | N | Geothermal | [13 empty] | 0 | 0 | 0 | 0 | 0.4563 | 0.4563 | 0.4563 | [8 empty] | Enel Geothermal LLC | 100 | Enel SpA | 100
geothermal | Stillwater Facility | 50765_G_2-1 | 50765 | G | 2-1 |  | Geothermal |  | WECC_NNV | Nevada | 32 | Churchill | 1 | 32001 | 10.1 | 9771 | 2009 | 9999 |  |  | N | Geothermal | [13 empty] | 0 | 0 | 0 | 0 | 0.4563 | 0.4563 | 0.4563 | [8 empty] | Enel Geothermal LLC | 100 | Enel SpA | 100
geothermal | Stillwater Facility | 50765_G_2-2 | 50765 | G | 2-2 |  | Geothermal |  | WECC_NNV | Nevada | 32 | Churchill | 1 | 32001 | 10.1 | 9771 | 2009 | 9999 |  |  | N | Geothermal | [13 empty] | 0 | 0 | 0 | 0 | 0.4563 | 0.4563 | 0.4563 | [8 empty] | Enel Geothermal LLC | 100 | Enel SpA | 100
solar pv | Stillwater Facility | 50765_G_1 | 50765 | G | 1 |  | Solar PV |  | WECC_NNV | Nevada | 32 | Churchill | 1 | 32001 | 21.8 | 0 | 2012 | 9999 |  |  | N | Solar | [13 empty] | 0 | 0 | 0 | 0 | [11 empty] | EGP Stillwater Solar LLC | 100 | Enel SpA | 100
geothermal | Ormesa I | 50766_G_OE31 | 50766 | G | OE31 |  | Geothermal |  | WECC_IID | California | 6 | Imperial | 25 | 06025 | 0.8 | 9771 | 1986 | 9999 |  |  | N | Geothermal | [13 empty] | 0 | 0 | 0 | 0 | 0.4625 | 0.4625 | 0.4625 | [8 empty] | Ormesa LLC | 100 | Ormat Technologies Inc | 100
geothermal | Ormesa I | 50766_G_OE32 | 50766 | G | OE32 |  | Geothermal |  | WECC_IID | California | 6 | Imperial | 25 | 06025 | 0.8 | 9771 | 1986 | 9999 |  |  | N | Geothermal | [13 empty] | 0 | 0 | 0 | 0 | 0.4625 | 0.4625 | 0.4625 | [8 empty] | Ormesa LLC | 100 | Ormat Technologies Inc | 100
geothermal | Ormesa I | 50766_G_ITLU1 | 50766 | G | ITLU1 |  | Geothermal |  | WECC_IID | California | 6 | Imperial | 25 | 06025 | 8 | 9771 | 2003 | 9999 |  |  | N | Geothermal | [13 empty] | 0 | 0 | 0 | 0 | 0.4625 | 0.4625 | 0.4625 | [8 empty] | Ormesa LLC | 100 | Ormat Technologies Inc | 100
geothermal | Ormesa I | 50766_G_ITLU2 | 50766 | G | ITLU2 |  | Geothermal |  | WECC_IID | California | 6 | Imperial | 25 | 06025 | 8 | 9771 | 2003 | 9999 |  |  | N | Geothermal | [13 empty] | 0 | 0 | 0 | 0 | 0.4625 | 0.4625 | 0.4625 | [8 empty] | Ormesa LLC | 100 | Ormat Technologies Inc | 100
hydro | Forestport | 50768_G_1 | 50768 | G | 1 |  | Hydro |  | NY_Z_C&E | New York | 36 | Oneida | 65 | 36065 | 3.4 | 0 | 1987 | 9999 |  |  | N | Hydro | [13 empty] | 0 | 0 | 0 | 0 | [11 empty] | Trafalgar Power Inc | 100 | Algonquin Power Income Fund | 100
biomass | Viking Energy of McBain | 50770_B_B1 | 50770 | B | B1 |  | Biomass |  | MIS_LMI | Michigan | 26 | Missaukee | 113 | 26113 | 16.3 | 13500 | 1989 | 9999 |  |  | N | Biomass |  |  |  | LA + OFA |  |  |  | ESPC + C | No |  |  |  |  | 0.2599 | 0.2599 | 0.2599 | 0.2599 | [11 empty] | Viking Energy Corp | 100 | ENGIE SA | 100
biomass | Viking Energy of Lincoln | 50772_B_B1 | 50772 | B | B1 |  | Biomass |  | MIS_LMI | Michigan | 26 | Alcona | 1 | 26001 | 16.3 | 13500 | 1989 | 9999 |  |  | N | Biomass |  |  |  | LA + OFA |  |  |  | ESPC + C | No |  |  |  |  | 0.24679 | 0.24679 | 0.24679 | 0.24679 | [11 empty] | Viking Energy Corp | 100 | ENGIE SA | 100
hard coal | Panther Creek Energy Facility | 50776_B_BLR1 | 50776 | B | BLR1 | 3693 | Coal Steam |  | PJM_WMAC | Pennsylvania | 42 | Carbon | 25 | 42025 | 42 | 14141 | 1992 | 9999 | FBC | dry | N | Waste Coal | Reagent Injection | 1992 | 0.875 | CF + NH3 | SNCR |  | 1992 | B | NA |  |  |  | 0.156 | 0.13466 | 0.13466 | 0.13466 | 0.13466 | 0.01 | 0.01 | 0.01 | 0.98 | Yes | 1992 | [5 empty] | Panther Creek Power Operating LLC | 100 | ArcLight Capital Partners LLC | 100
hard coal | Panther Creek Energy Facility | 50776_B_BLR2 | 50776 | B | BLR2 | 3694 | Coal Steam |  | PJM_WMAC | Pennsylvania | 42 | Carbon | 25 | 42025 | 42 | 14141 | 1992 | 9999 | FBC | dry | N | Waste Coal | Reagent Injection | 1992 | 0.875 | CF + NH3 | SNCR |  | 1992 | B | NA |  |  |  | 0.156 | 0.13029 | 0.13029 | 0.13029 | 0.13029 | 0.01 | 0.01 | 0.01 | 0.98 | Yes | 1992 | [5 empty] | Panther Creek Power Operating LLC | 100 | ArcLight Capital Partners LLC | 100
natural gas combined cycle | Parlin Power Plant | 50799_G_GEN1 | 50799 | G | GEN1 | 3696 | Combined Cycle |  | PJM_EMAC | New Jersey | 34 | Middlesex | 23 | 34023 | 35.9 | 10070 | 1991 | 9999 |  |  | N | Natural Gas, Distillate Fuel Oil |  |  |  | STM | SCR | [8 empty] | 0.067002 | 0.067002 | 0.067002 | 0.067002 | [11 empty] | EFS Parlin Holdings LLC | 100 | Starwood Capital Group Global LLC | 100
natural gas combined cycle | Parlin Power Plant | 50799_G_GEN2 | 50799 | G | GEN2 | 3697 | Combined Cycle |  | PJM_EMAC | New Jersey | 34 | Middlesex | 23 | 34023 | 37.5 | 10070 | 1991 | 9999 |  |  | N | Natural Gas, Distillate Fuel Oil |  |  |  | STM | SCR | [8 empty] | 0.06729 | 0.06729 | 0.06729 | 0.06729 | [11 empty] | EFS Parlin Holdings LLC | 100 | Starwood Capital Group Global LLC | 100
natural gas combined cycle | Parlin Power Plant | 50799_G_GEN3 | 50799 | G | GEN3 | 3696 | Combined Cycle |  | PJM_EMAC | New Jersey | 34 | Middlesex | 23 | 34023 | 20.6 | 10070 | 1991 | 9999 |  |  | N | Natural Gas, Distillate Fuel Oil |  |  |  | STM | SCR | [8 empty] | 0.067002 | 0.067002 | 0.067002 | 0.067002 | [11 empty] | EFS Parlin Holdings LLC | 100 | Starwood Capital Group Global LLC | 100
natural gas combined cycle | Parlin Power Plant | 50799_G_GEN4 | 50799 | G | GEN4 | 3696 | Combined Cycle |  | PJM_EMAC | New Jersey | 34 | Middlesex | 23 | 34023 | 20.6 | 10070 | 1991 | 9999 |  |  | N | Natural Gas, Distillate Fuel Oil |  |  |  | STM | SCR | [8 empty] | 0.06729 | 0.06729 | 0.06729 | 0.06729 | [11 empty] | EFS Parlin Holdings LLC | 100 | Starwood Capital Group Global LLC | 100
municipal solid waste | Port Wentworth Mill | 50804_B_RE01 | 50804 | B | RE01 |  | Non-Fossil Waste |  | S_SOU | Georgia | 13 | Chatham | 51 | 13051 | 29 | 18343 | 1979 | 9999 |  |  | Y | Non-Fossil Waste |  |  |  | LA |  |  |  | ESPH | No |  |  |  |  | 0 | 0 | 0 | 0 | [11 empty] | Weyerhaeuser Co | 100 | Weyerhaeuser Co | 100
municipal solid waste | Port Wentworth Mill | 50804_B_4 | 50804 | B | 4 |  | Non-Fossil Waste |  | S_SOU | Georgia | 13 | Chatham | 51 | 13051 | 29 | 18343 | 1991 | 9999 |  |  | Y | Non-Fossil Waste |  |  |  | OFA |  |  |  | ESPH | No |  |  |  |  | 0 | 0 | 0 | 0 | [11 empty] | Weyerhaeuser Co | 100 | Weyerhaeuser Co | 100
natural gas steam turbine | Florence Mill | 50806_B_PB1 | 50806 | B | PB1 |  | O/G Steam |  | S_VACA | South Carolina | 45 | Florence | 41 | 45041 | 3.3 | 8300 | 1963 | 9999 | wall | dry | Y | Natural Gas | [12 empty] | 3.5 | 0.02686 | 0.02686 | 0.02686 | 0.02686 | [11 empty] | WestRock CP LLC | 100 | Rock Tenn Co | 100
biomass | Florence Mill | 50806_B_PB3 | 50806 | B | PB3 | 88341 | Biomass |  | S_VACA | South Carolina | 45 | Florence | 41 | 45041 | 7.2 | 4867 | 1963 | 9999 | wall | dry | Y | Biomass | [7 empty] | ESPH + C | No |  |  |  | 3.5 | 0.22639 | 0.22639 | 0.22639 | 0.22639 | [11 empty] | WestRock CP LLC | 100 | Rock Tenn Co | 100
municipal solid waste | Florence Mill | 50806_B_RBF | 50806 | B | RBF |  | Non-Fossil Waste |  | S_VACA | South Carolina | 45 | Florence | 41 | 45041 | 14.3 | 4867 | 1974 | 9999 | wall |  | Y | Non-Fossil Waste | [7 empty] | ESPH | No |  |  |  | 3.5 | 0.1167 | 0.1167 | 0.1167 | 0.1167 | [11 empty] | WestRock CP LLC | 100 | Rock Tenn Co | 100
biomass | Florence Mill | 50806_B_PB4 | 50806 | B | PB4 | 88341 | Biomass |  | S_VACA | South Carolina | 45 | Florence | 41 | 45041 | 74 | 4867 | 1987 | 9999 | wall | dry | Y | Biomass |  |  |  | LNB + OFA |  |  |  | ESPH | No |  |  |  | 0.8 | 0.22639 | 0.22639 | 0.22639 | 0.22639 | 0.9 | 0.94 | 1 | [8 empty] | WestRock CP LLC | 100 | Rock Tenn Co | 100
municipal solid waste | Hopewell Mill | 50813_B_CB1 | 50813 | B | CB1 |  | Non-Fossil Waste |  | PJM_Dom | Virginia | 51 | Hopewell City | 670 | 51670 | 20.4 | 12696 | 1980 | 9999 |  |  | Y | Non-Fossil Waste |  |  |  | LNB |  |  |  | ESPC | No |  |  |  | 1.2 | 0.08203 | 0.08203 | 0.08203 | 0.08203 | [11 empty] | WestRock CP LLC | 100 | Rock Tenn Co | 100
municipal solid waste | Hopewell Mill | 50813_B_RB1 | 50813 | B | RB1 |  | Non-Fossil Waste |  | PJM_Dom | Virginia | 51 | Hopewell City | 670 | 51670 | 20.4 | 12696 | 1980 | 9999 |  |  | Y | Non-Fossil Waste |  |  |  | other |  |  |  | ESPC | No |  |  |  |  | 0.0707 | 0.0707 | 0.0707 | 0.0707 | [11 empty] | WestRock CP LLC | 100 | Rock Tenn Co | 100
natural gas combined cycle | Optim Energy Altura Cogen LLC | 50815_G_GEN1 | 50815 | G | GEN1 | 10087 | Combined Cycle |  | ERC_REST | Texas | 48 | Harris | 201 | 48201 | 69.8 | 5500 | 1985 | 9999 |  |  | Y | Natural Gas |  |  |  | DLNB | [8 empty] | 0.001 | 0.018196 | 0.018196 | 0.018196 | 0.018196 | [11 empty] | Altura Cogen LLC | 100 | Bill Gates | 100
natural gas combined cycle | Optim Energy Altura Cogen LLC | 50815_G_GEN2 | 50815 | G | GEN2 | 10088 | Combined Cycle |  | ERC_REST | Texas | 48 | Harris | 201 | 48201 | 69.8 | 5500 | 1985 | 9999 |  |  | Y | Natural Gas |  |  |  | DLNB | [8 empty] | 0.001 | 0.018196 | 0.018196 | 0.018196 | 0.018196 | [11 empty] | Altura Cogen LLC | 100 | Bill Gates | 100
natural gas combined cycle | Optim Energy Altura Cogen LLC | 50815_G_GEN3 | 50815 | G | GEN3 | 10089 | Combined Cycle |  | ERC_REST | Texas | 48 | Harris | 201 | 48201 | 70.1 | 5500 | 1985 | 9999 |  |  | Y | Natural Gas |  |  |  | DLNB | [8 empty] | 0.001 | 0.018196 | 0.018196 | 0.018196 | 0.018196 | [11 empty] | Altura Cogen LLC | 100 | Bill Gates | 100
natural gas combined cycle | Optim Energy Altura Cogen LLC | 50815_G_GEN4 | 50815 | G | GEN4 | 10090 | Combined Cycle |  | ERC_REST | Texas | 48 | Harris | 201 | 48201 | 75 | 5500 | 1986 | 9999 |  |  | Y | Natural Gas |  |  |  | DLNB | [8 empty] | 0.001 | 0.018196 | 0.018196 | 0.018196 | 0.018196 | [11 empty] | Altura Cogen LLC | 100 | Bill Gates | 100
natural gas combined cycle | Optim Energy Altura Cogen LLC | 50815_G_GEN5 | 50815 | G | GEN5 | 10091 | Combined Cycle |  | ERC_REST | Texas | 48 | Harris | 201 | 48201 | 68.4 | 5500 | 1986 | 9999 |  |  | Y | Natural Gas |  |  |  | DLNB | [8 empty] | 0.001 | 0.018196 | 0.018196 | 0.018196 | 0.018196 | [11 empty] | Altura Cogen LLC | 100 | Bill Gates | 100
natural gas combined cycle | Optim Energy Altura Cogen LLC | 50815_G_GEN6 | 50815 | G | GEN6 | 10087 | Combined Cycle |  | ERC_REST | Texas | 48 | Harris | 201 | 48201 | 120.1 | 5500 | 1986 | 9999 |  |  | Y | Natural Gas |  |  |  | LNB | [8 empty] | 0.001 | 0.018196 | 0.018196 | 0.018196 | 0.018196 | [11 empty] | Altura Cogen LLC | 100 | Bill Gates | 100
natural gas combined cycle | Optim Energy Altura Cogen LLC | 50815_G_GEN7 | 50815 | G | GEN7 | 10092 | Combined Cycle |  | ERC_REST | Texas | 48 | Harris | 201 | 48201 | 69 | 5500 | 1995 | 9999 |  |  | Y | Natural Gas |  |  |  | DLNB | [8 empty] | 0.001 | 0.018196 | 0.018196 | 0.018196 | 0.018196 | [11 empty] | Altura Cogen LLC | 100 | Bill Gates | 100
onshore wind | East Winds Project | 50820_G_GEN1 | 50820 | G | GEN1 |  | Onshore Wind |  | WECC_SCE | California | 6 | Riverside | 65 | 06065 | 3 | 0 | 1985 | 9999 |  |  | N | Wind | [13 empty] | 0 | 0 | 0 | 0 | [11 empty] | Nichimen America Inc | 100 | Nissho Iwai Nichimen Holdings Corp | 100
onshore wind | Mojave 16 | 50821_G_GEN1 | 50821 | G | GEN1 |  | Onshore Wind |  | WECC_SCE | California | 6 | Kern | 29 | 06029 | 48 | 0 | 1989 | 9999 |  |  | N | Wind | [13 empty] | 0 | 0 | 0 | 0 | [11 empty] | Mojave 16/17/18 LLC | 100 | Energy Capital Partners | 100
hydro | Twin Falls Hydro | 50827_G_UNI1 | 50827 | G | UNI1 |  | Hydro |  | WECC_PNW | Washington | 53 | King | 33 | 53033 | 11.4 | 0 | 1989 | 9999 |  |  | N | Hydro | [13 empty] | 0 | 0 | 0 | 0 | [11 empty] | Gecc Twin Fall Hydro Trust | 99 | General Electric Co | 99
hydro | Twin Falls Hydro | 50827_G_UNI2 | 50827 | G | UNI2 |  | Hydro |  | WECC_PNW | Washington | 53 | King | 33 | 53033 | 11.4 | 0 | 1989 | 9999 |  |  | N | Hydro | [13 empty] | 0 | 0 | 0 | 0 | [11 empty] | Gecc Twin Fall Hydro Trust | 99 | General Electric Co | 99
biomass | Nove Power Plant | 50831_G_GEN1 | 50831 | G | GEN1 |  | Landfill Gas |  | WEC_CALN | California | 6 | Contra Costa | 13 | 06013 | 1 | 17808 | 1985 | 9999 |  |  | N | Landfill Gas | [13 empty] | 0.08623 | 0.08623 | 0.08623 | 0.08623 | [11 empty] | Nove Investments I LLC | 100 | Nove Investments I LLC | 100
biomass | Nove Power Plant | 50831_G_GEN3 | 50831 | G | GEN3 |  | Landfill Gas |  | WEC_CALN | California | 6 | Contra Costa | 13 | 06013 | 1 | 17807 | 1985 | 9999 |  |  | N | Landfill Gas | [13 empty] | 0.08623 | 0.08623 | 0.08623 | 0.08623 | [11 empty] | Nove Investments I LLC | 100 | Nove Investments I LLC | 100
biomass | Nove Power Plant | 50831_G_GEN2 | 50831 | G | GEN2 |  | Landfill Gas |  | WEC_CALN | California | 6 | Contra Costa | 13 | 06013 | 1 | 17807 | 1987 | 9999 |  |  | N | Landfill Gas | [13 empty] | 0.08623 | 0.08623 | 0.08623 | 0.08623 | [11 empty] | Nove Investments I LLC | 100 | Nove Investments I LLC | 100
hydro | Chicopee Hydroelectric Station | 50832_G_1 | 50832 | G | 1 |  | Hydro |  | NENGREST | Massachusetts | 25 | Hampden | 13 | 25013 | 1.2 | 0 | 1985 | 9999 |  |  | N | Hydro | [13 empty] | 0 | 0 | 0 | 0 | [11 empty] | Chicopee Hydroelectric Ltd | 100 | Chicopee Hydroelectric Ltd | 100
hydro | Chicopee Hydroelectric Station | 50832_G_2 | 50832 | G | 2 |  | Hydro |  | NENGREST | Massachusetts | 25 | Hampden | 13 | 25013 | 1.2 | 0 | 1985 | 9999 |  |  | N | Hydro | [13 empty] | 0 | 0 | 0 | 0 | [11 empty] | Chicopee Hydroelectric Ltd | 100 | Chicopee Hydroelectric Ltd | 100
municipal solid waste | Southeast Resource Recovery | 50837_B_UNIT1 | 50837 | B | UNIT1 |  | Municipal Solid Waste |  | WECC_SCE | California | 6 | Los Angeles | 37 | 06037 | 9.3 | 19076 | 1988 | 9999 |  |  | Y | MSW | Wet Scrubber | 1988 | 0.98 | NH3 | SNCR |  |  | B | NA | ACI | 2011 |  |  | 0.18887 | 0.12 | 0.18887 | 0.12 | 0.08 | 0.08 | 0.08 | [8 empty] | Long Beach City Sani District CA | 61.5 | Long Beach City Sani District CA | 61.5
municipal solid waste | Southeast Resource Recovery | 50837_B_UNIT2 | 50837 | B | UNIT2 |  | Municipal Solid Waste |  | WECC_SCE | California | 6 | Los Angeles | 37 | 06037 | 9.3 | 19076 | 1988 | 9999 |  |  | Y | MSW | Wet Scrubber | 1988 | 0.98 | NH3 | SNCR |  |  | B | NA | ACI | 2011 |  |  | 0.17165 | 0.12 | 0.17165 | 0.12 | 0.08 | 0.08 | 0.08 | [8 empty] | Long Beach City Sani District CA | 61.5 | Long Beach City Sani District CA | 61.5
municipal solid waste | Southeast Resource Recovery | 50837_B_UNIT3 | 50837 | B | UNIT3 |  | Municipal Solid Waste |  | WECC_SCE | California | 6 | Los Angeles | 37 | 06037 | 9.3 | 19076 | 1988 | 9999 |  |  | Y | MSW | Wet Scrubber | 1988 | 0.98 | NH3 | SNCR |  |  | B | NA | ACI | 2011 |  |  | 0.15443 | 0.12 | 0.15443 | 0.12 | 0.08 | 0.08 | 0.08 | [8 empty] | Long Beach City Sani District CA | 61.5 | Long Beach City Sani District CA | 61.5
natural gas combined cycle | PE Berkeley | 50849_G_GEN1 | 50849 | G | GEN1 |  | Combined Cycle |  | WEC_CALN | California | 6 | Alameda | 1 | 06001 | 21 | 5639 | 1987 | 9999 |  |  | Y | Natural Gas, Distillate Fuel Oil | [13 empty] | 0.04937 | 0.04937 | 0.04937 | 0.04937 | [11 empty] | PE Berkeley Inc | 100 | Olympus Holdings LLC | 100
natural gas combined cycle | PE Berkeley | 50849_G_GEN2 | 50849 | G | GEN2 |  | Combined Cycle |  | WEC_CALN | California | 6 | Alameda | 1 | 06001 | 2 | 5639 | 1987 | 9999 |  |  | Y | Natural Gas, Distillate Fuel Oil | [13 empty] | 0.04937 | 0.04937 | 0.04937 | 0.04937 | [11 empty] | PE Berkeley Inc | 100 | Olympus Holdings LLC | 100
natural gas combined cycle | OLS Energy Chino | 50850_G_GEN1 | 50850 | G | GEN1 |  | Combined Cycle |  | WECC_SCE | California | 6 | San Bernardino | 71 | 06071 | 22.5 | 7313 | 1987 | 9999 |  |  | Y | Natural Gas | [13 empty] | 0.068427 | 0.068427 | 0.068427 | 0.068427 | [11 empty] | OLS Energy Chino | 100 | JPMorgan Chase & Co | 100
natural gas combined cycle | OLS Energy Chino | 50850_G_GEN2 | 50850 | G | GEN2 |  | Combined Cycle |  | WECC_SCE | California | 6 | San Bernardino | 71 | 06071 | 6.5 | 7313 | 1987 | 9999 |  |  | Y | Natural Gas | [13 empty] | 0.068427 | 0.068427 | 0.068427 | 0.068427 | [11 empty] | OLS Energy Chino | 100 | JPMorgan Chase & Co | 100
natural gas combined cycle | CSUCI Site Authority | 50851_G_GEN1 | 50851 | G | GEN1 |  | Combined Cycle |  | WECC_SCE | California | 6 | Ventura | 111 | 06111 | 21.5 | 7293 | 1988 | 9999 |  |  | Y | Natural Gas | [13 empty] | 0.04119 | 0.04119 | 0.04119 | 0.04119 | [11 empty] | OLS Energy Camarillo | 100 | JPMorgan Chase & Co | 100
natural gas combined cycle | CSUCI Site Authority | 50851_G_GEN2 | 50851 | G | GEN2 |  | Combined Cycle |  | WECC_SCE | California | 6 | Ventura | 111 | 06111 | 6.8 | 7293 | 1988 | 9999 |  |  | Y | Natural Gas | [13 empty] | 0.04119 | 0.04119 | 0.04119 | 0.04119 | [11 empty] | OLS Energy Camarillo | 100 | JPMorgan Chase & Co | 100
municipal solid waste | Hillsborough County Resource Recovery | 50858_B_MWC1B | 50858 | B | MWC1B |  | Municipal Solid Waste |  | FRCC | Florida | 12 | Hillsborough | 57 | 12057 | 10.5 | 21246 | 1987 | 9999 |  |  | N | MSW | Dry Scrubber | 2000 | 0.99 | NH3 | SNCR |  |  | B | NA | ACI | 2000 |  |  | 0.2958 | 0.2958 | 0.2958 | 0.2958 | 0.08 | 0.08 | 0.08 | [8 empty] | Hillsborough (County Of) | 100 | Hillsborough (County Of) | 100
municipal solid waste | Hillsborough County Resource Recovery | 50858_B_MWC2C | 50858 | B | MWC2C |  | Municipal Solid Waste |  | FRCC | Florida | 12 | Hillsborough | 57 | 12057 | 10.5 | 21246 | 1987 | 9999 |  |  | N | MSW | Dry Scrubber | 1999 | 0.99 | NH3 | SNCR |  |  | B | NA | ACI | 1999 |  |  | 0.325 | 0.325 | 0.325 | 0.325 | 0.08 | 0.08 | 0.08 | [8 empty] | Hillsborough (County Of) | 100 | Hillsborough (County Of) | 100
municipal solid waste | Hillsborough County Resource Recovery | 50858_B_MWC3D | 50858 | B | MWC3D |  | Municipal Solid Waste |  | FRCC | Florida | 12 | Hillsborough | 57 | 12057 | 10.5 | 21246 | 1987 | 9999 |  |  | N | MSW | Dry Scrubber | 1999 | 0.99 | NH3 | SNCR |  |  | B | NA | ACI | 1999 |  |  | 0.318 | 0.318 | 0.318 | 0.318 | 0.08 | 0.08 | 0.08 | [8 empty] | Hillsborough (County Of) | 100 | Hillsborough (County Of) | 100
municipal solid waste | Hillsborough County Resource Recovery | 50858_B_MWC4E | 50858 | B | MWC4E |  | Municipal Solid Waste |  | FRCC | Florida | 12 | Hillsborough | 57 | 12057 | 10.5 | 21246 | 1987 | 9999 |  |  | N | MSW | Dry Scrubber | 2009 | 0.99 | LA + NH3 |  |  |  | B | NA | ACI | 2009 |  |  | 0.13155 | 0.13155 | 0.13155 | 0.13155 | 0.08 | 0.08 | 0.08 | [8 empty] | Hillsborough (County Of) | 100 | Hillsborough (County Of) | 100
municipal solid waste | Lancaster County Resource Recovery | 50859_B_BLR1 | 50859 | B | BLR1 |  | Municipal Solid Waste |  | PJM_WMAC | Pennsylvania | 42 | Lancaster | 71 | 42071 | 10.8 | 19850 | 1991 | 9999 |  |  | N | MSW | Dry Scrubber | 1991 | 0.9 |  | SNCR |  |  | B | NA | ACI | 1998 |  |  | 0.25807 | 0.25807 | 0.25807 | 0.25807 | 0.08 | 0.08 | 0.08 | [8 empty] | Lancaster County Solid Waste Management Authority Board | 100 | Lancaster County Solid Waste Management Authority Board | 100
municipal solid waste | Lancaster County Resource Recovery | 50859_B_BLR2 | 50859 | B | BLR2 |  | Municipal Solid Waste |  | PJM_WMAC | Pennsylvania | 42 | Lancaster | 71 | 42071 | 10.8 | 19850 | 1991 | 9999 |  |  | N | MSW | Dry Scrubber | 1991 | 0.9 |  | SNCR |  |  | B | NA | ACI | 1998 |  |  | 0.23488 | 0.23488 | 0.23488 | 0.23488 | 0.08 | 0.08 | 0.08 | [8 empty] | Lancaster County Solid Waste Management Authority Board | 100 | Lancaster County Solid Waste Management Authority Board | 100
municipal solid waste | Lancaster County Resource Recovery | 50859_B_BLR3 | 50859 | B | BLR3 |  | Municipal Solid Waste |  | PJM_WMAC | Pennsylvania | 42 | Lancaster | 71 | 42071 | 10.8 | 19850 | 1991 | 9999 |  |  | N | MSW | Dry Scrubber | 1991 | 0.9 |  | SNCR |  |  | B | NA | ACI | 1998 |  |  | 0.25359 | 0.25359 | 0.25359 | 0.25359 | 0.08 | 0.08 | 0.08 | [8 empty] | Lancaster County Solid Waste Management Authority Board | 100 | Lancaster County Solid Waste Management Authority Board | 100
municipal solid waste | Kent County Waste to Energy Facility | 50860_B_BLR1 | 50860 | B | BLR1 |  | Municipal Solid Waste |  | MIS_LMI | Michigan | 26 | Kent | 81 | 26081 | 7.8 | 19383 | 1990 | 9999 |  |  | N | MSW | Dry Scrubber | 1990 | 0.85 | NH3 + OFA | SNCR |  |  | B | NA | ACI | 1999 |  |  | 0.207 | 0.207 | 0.207 | 0.207 | 0.08 | 0.08 | 0.08 | [8 empty] | Kent County | 100 | Kent County | 100
municipal solid waste | Kent County Waste to Energy Facility | 50860_B_BLR2 | 50860 | B | BLR2 |  | Municipal Solid Waste |  | MIS_LMI | Michigan | 26 | Kent | 81 | 26081 | 7.8 | 19383 | 1990 | 9999 |  |  | N | MSW | Dry Scrubber | 1990 | 0.85 | NH3 + OFA | SNCR |  |  | B | NA | ACI | 1999 |  |  | 0.18 | 0.18 | 0.18 | 0.18 | 0.08 | 0.08 | 0.08 | [8 empty] | Kent County | 100 | Kent County | 100
natural gas peaker | Salinas River Cogeneration | 50865_G_K100 | 50865 | G | K100 | 89975 | Combustion Turbine |  | WEC_CALN | California | 6 | Monterey | 53 | 06053 | 33 | 8700 | 1991 | 9999 |  |  | Y | Natural Gas |  |  |  | DLNB | SCR | [7 empty] | 0.74 | 0.00921 | 0.00921 | 0.00921 | 0.00921 | [11 empty] | Salinas River Cogeneration Co | 100 | Chevron Corp | 100
municipal solid waste | Wheelabrator Concord Facility | 50873_B_B1 | 50873 | B | B1 |  | Municipal Solid Waste |  | NENGREST | New Hampshire | 33 | Merrimack | 13 | 33013 | 6 | 20068 | 1989 | 9999 |  |  | N | MSW | Dry Scrubber | 2000 | 0.75 |  | SNCR |  |  | B | NA | ACI | 2001 |  | 0.069 | 0.337 | 0.337 | 0.337 | 0.337 | 0.08 | 0.08 | 0.08 | [8 empty] | Wheelabrator Concord Co LP | 100 | Macquarie Bank Limited | 100
municipal solid waste | Wheelabrator Concord Facility | 50873_B_B2 | 50873 | B | B2 |  | Municipal Solid Waste |  | NENGREST | New Hampshire | 33 | Merrimack | 13 | 33013 | 6 | 20068 | 1989 | 9999 |  |  | N | MSW | Dry Scrubber | 2000 | 0.75 |  | SNCR |  |  | B | NA | ACI | 2001 |  | 0.069 | 0.32568 | 0.32568 | 0.32568 | 0.32568 | 0.08 | 0.08 | 0.08 | [8 empty] | Wheelabrator Concord Co LP | 100 | Macquarie Bank Limited | 100
municipal solid waste | McKay Bay Facility | 50875_B_1 | 50875 | B | 1 |  | Municipal Solid Waste |  | FRCC | Florida | 12 | Hillsborough | 57 | 12057 | 4.5 | 22303 | 2001 | 9999 |  |  | N | MSW | Dry Scrubber | 2000 | 0.8 |  | SNCR |  |  | B | NA | ACI | 2000 |  |  | 0.18765 | 0.18765 | 0.18765 | 0.18765 | 0.08 | 0.08 | 0.08 | [8 empty] | Tampa (City of) | 100 | Tampa (City of) | 100
municipal solid waste | McKay Bay Facility | 50875_B_2 | 50875 | B | 2 |  | Municipal Solid Waste |  | FRCC | Florida | 12 | Hillsborough | 57 | 12057 | 4.5 | 22303 | 2001 | 9999 |  |  | N | MSW | Dry Scrubber | 2000 | 0.8 |  | SNCR |  |  | B | NA | ACI | 2000 |  |  | 0.18796 | 0.18796 | 0.18796 | 0.18796 | 0.08 | 0.08 | 0.08 | [8 empty] | Tampa (City of) | 100 | Tampa (City of) | 100
municipal solid waste | McKay Bay Facility | 50875_B_3 | 50875 | B | 3 |  | Municipal Solid Waste |  | FRCC | Florida | 12 | Hillsborough | 57 | 12057 | 4.5 | 22303 | 2001 | 9999 |  |  | N | MSW | Dry Scrubber | 2001 | 0.8 |  | SNCR |  |  | B | NA | ACI | 2000 |  |  | 0.18921 | 0.18921 | 0.18921 | 0.18921 | 0.08 | 0.08 | 0.08 | [8 empty] | Tampa (City of) | 100 | Tampa (City of) | 100
municipal solid waste | McKay Bay Facility | 50875_B_4 | 50875 | B | 4 |  | Municipal Solid Waste |  | FRCC | Florida | 12 | Hillsborough | 57 | 12057 | 4.5 | 22303 | 2001 | 9999 |  |  | N | MSW | Dry Scrubber | 2001 | 0.8 |  | SNCR |  |  | B | NA | ACI | 2000 |  |  | 0.18811 | 0.18811 | 0.18811 | 0.18811 | 0.08 | 0.08 | 0.08 | [8 empty] | Tampa (City of) | 100 | Tampa (City of) | 100
municipal solid waste | Wheelabrator North Andover | 50877_B_B1 | 50877 | B | B1 |  | Municipal Solid Waste |  | NENGREST | Massachusetts | 25 | Essex | 9 | 25009 | 15 | 19292 | 1985 | 9999 |  |  | N | MSW | Dry Scrubber | 2000 | 0.75 |  | SNCR |  |  | B | NA | ACI | 2001 |  |  | 0.30664 | 0.30664 | 0.30664 | 0.30664 | 0.08 | 0.08 | 0.08 | [8 empty] | Wheelabrator North Andover Inc | 100 | Macquarie Bank Limited | 100
municipal solid waste | Wheelabrator North Andover | 50877_B_B2 | 50877 | B | B2 |  | Municipal Solid Waste |  | NENGREST | Massachusetts | 25 | Essex | 9 | 25009 | 15 | 19292 | 1985 | 9999 |  |  | N | MSW | Dry Scrubber | 2000 | 0.75 |  | SNCR |  |  | B | NA | ACI | 2001 |  |  | 0.32114 | 0.32114 | 0.32114 | 0.32114 | 0.08 | 0.08 | 0.08 | [8 empty] | Wheelabrator North Andover Inc | 100 | Macquarie Bank Limited | 100
municipal solid waste | Wheelabrator Millbury Facility | 50878_B_UNIT1 | 50878 | B | UNIT1 |  | Municipal Solid Waste |  | NENGREST | Massachusetts | 25 | Worcester | 27 | 25027 | 20 | 15839 | 1987 | 9999 |  |  | N | MSW | Dry Scrubber | 1987 | 0.75 |  | SNCR |  |  | B | NA | ACI | 2001 |  |  | 0.323 | 0.323 | 0.323 | 0.323 | 0.08 | 0.08 | 0.08 | [8 empty] | Waste Energy II LLC | 100 | Waste Management Inc | 100
municipal solid waste | Wheelabrator Millbury Facility | 50878_B_UNIT2 | 50878 | B | UNIT2 |  | Municipal Solid Waste |  | NENGREST | Massachusetts | 25 | Worcester | 27 | 25027 | 20 | 15839 | 1987 | 9999 |  |  | N | MSW | Dry Scrubber | 1987 | 0.75 |  | SNCR |  |  | B | NA | ACI | 2001 |  |  | 0.323 | 0.323 | 0.323 | 0.323 | 0.08 | 0.08 | 0.08 | [8 empty] | Waste Energy II LLC | 100 | Waste Management Inc | 100
municipal solid waste | Wheelabrator Saugus | 50880_B_UNIT1 | 50880 | B | UNIT1 |  | Municipal Solid Waste |  | NENGREST | Massachusetts | 25 | Essex | 9 | 25009 | 16 | 18912 | 1975 | 9999 |  |  | N | MSW | Dry Scrubber | 1991 | 0.843 |  | SNCR |  |  | B | NA | ACI | 2001 |  |  | 0.28191 | 0.28191 | 0.28191 | 0.28191 | 0.08 | 0.08 | 0.08 | [8 empty] | Wheelabrator Saugus JV | 100 | Macquarie Bank Limited | 100
municipal solid waste | Wheelabrator Saugus | 50880_B_UNIT2 | 50880 | B | UNIT2 |  | Municipal Solid Waste |  | NENGREST | Massachusetts | 25 | Essex | 9 | 25009 | 16 | 18912 | 1975 | 9999 |  |  | N | MSW | Dry Scrubber | 1991 | 0.843 |  | SNCR |  |  | B | NA | ACI | 2001 |  |  | 0.28918 | 0.28918 | 0.28918 | 0.28918 | 0.08 | 0.08 | 0.08 | [8 empty] | Wheelabrator Saugus JV | 100 | Macquarie Bank Limited | 100
biomass | Wheelabrator Shasta | 50881_B_BLR1 | 50881 | B | BLR1 |  | Biomass |  | WEC_CALN | California | 6 | Shasta | 89 | 06089 | 18.8 | 18233 | 1987 | 9999 |  |  | N | Biomass |  |  |  |  | SNCR |  |  | ESPC | No |  |  |  |  | 0.14 | 0.14 | 0.14 | 0.14 | [11 empty] | Wheelabrator Shasta Energy Co Inc | 100 | Macquarie Bank Limited | 100
biomass | Wheelabrator Shasta | 50881_B_BLR2 | 50881 | B | BLR2 |  | Biomass |  | WEC_CALN | California | 6 | Shasta | 89 | 06089 | 18.8 | 18233 | 1987 | 9999 |  |  | N | Biomass |  |  |  |  | SNCR |  |  | ESPC | No |  |  |  |  | 0.142 | 0.142 | 0.142 | 0.142 | [11 empty] | Wheelabrator Shasta Energy Co Inc | 100 | Macquarie Bank Limited | 100
biomass | Wheelabrator Shasta | 50881_B_BLR3 | 50881 | B | BLR3 |  | Biomass |  | WEC_CALN | California | 6 | Shasta | 89 | 06089 | 18.8 | 18233 | 1987 | 9999 |  |  | N | Biomass |  |  |  |  | SNCR |  |  | ESPC | No |  |  |  |  | 0.136 | 0.136 | 0.136 | 0.136 | [11 empty] | Wheelabrator Shasta Energy Co Inc | 100 | Macquarie Bank Limited | 100
municipal solid waste | Wheelabrator Westchester | 50882_B_1 | 50882 | B | 1 |  | Municipal Solid Waste |  | NY_Z_G-I | New York | 36 | Westchester | 119 | 36119 | 17 | 18482 | 1984 | 9999 |  |  | N | MSW | Dry Scrubber | 1999 | 0.77 |  | SNCR |  |  | B | NA | ACI | 1999 |  |  | 0.27198 | 0.27198 | 0.27198 | 0.27198 | 0.08 | 0.08 | 0.08 | [8 empty] | Wheelabrator Westchester LP | 100 | Macquarie Bank Limited | 100
municipal solid waste | Wheelabrator Westchester | 50882_B_2 | 50882 | B | 2 |  | Municipal Solid Waste |  | NY_Z_G-I | New York | 36 | Westchester | 119 | 36119 | 17 | 18482 | 1984 | 9999 |  |  | N | MSW | Dry Scrubber | 1999 | 0.77 |  | SNCR |  |  | B | NA | ACI | 1999 |  |  | 0.2689 | 0.2689 | 0.2689 | 0.2689 | 0.08 | 0.08 | 0.08 | [8 empty] | Wheelabrator Westchester LP | 100 | Macquarie Bank Limited | 100
municipal solid waste | Wheelabrator Westchester | 50882_B_3 | 50882 | B | 3 |  | Municipal Solid Waste |  | NY_Z_G-I | New York | 36 | Westchester | 119 | 36119 | 17 | 18482 | 1984 | 9999 |  |  | N | MSW | Dry Scrubber | 1999 | 0.77 |  | SNCR |  |  | B | NA | ACI | 1999 |  |  | 0.294 | 0.294 | 0.294 | 0.294 | 0.08 | 0.08 | 0.08 | [8 empty] | Wheelabrator Westchester LP | 100 | Macquarie Bank Limited | 100
municipal solid waste | Wheelabrator Bridgeport | 50883_B_BLR1 | 50883 | B | BLR1 |  | Municipal Solid Waste |  | NENG_CT | Connecticut | 9 | Fairfield | 1 | 09001 | 19.3 | 16767 | 1988 | 9999 |  |  | N | MSW | Dry Scrubber | 1988 | 0.81 |  | SNCR |  |  | B | NA | ACI | 2001 |  |  | 0.24269 | 0.24269 | 0.24269 | 0.24269 | 0.08 | 0.08 | 0.08 | [8 empty] | Waste Energy II LLC | 100 | Waste Management Inc | 100
municipal solid waste | Wheelabrator Bridgeport | 50883_B_BLR2 | 50883 | B | BLR2 |  | Municipal Solid Waste |  | NENG_CT | Connecticut | 9 | Fairfield | 1 | 09001 | 19.3 | 16767 | 1988 | 9999 |  |  | N | MSW | Dry Scrubber | 1988 | 0.81 |  | SNCR |  |  | B | NA | ACI | 2001 |  |  | 0.24903 | 0.24903 | 0.24903 | 0.24903 | 0.08 | 0.08 | 0.08 | [8 empty] | Waste Energy II LLC | 100 | Waste Management Inc | 100
municipal solid waste | Wheelabrator Bridgeport | 50883_B_BLR3 | 50883 | B | BLR3 |  | Municipal Solid Waste |  | NENG_CT | Connecticut | 9 | Fairfield | 1 | 09001 | 19.3 | 16767 | 1988 | 9999 |  |  | N | MSW | Dry Scrubber | 1988 | 0.81 |  | SNCR |  |  | B | NA | ACI | 2001 |  |  | 0.24018 | 0.24018 | 0.24018 | 0.24018 | 0.08 | 0.08 | 0.08 | [8 empty] | Waste Energy II LLC | 100 | Waste Management Inc | 100
municipal solid waste | Pinellas County Resource Recovery | 50884_B_B101 | 50884 | B | B101 |  | Municipal Solid Waste |  | FRCC | Florida | 12 | Pinellas | 103 | 12103 | 20.6 | 20539 | 1983 | 9999 |  |  | N | MSW | Dry Scrubber | 2000 | 0.75 |  | SNCR |  |  | B | NA | ACI | 2000 |  |  | 0.29256 | 0.29256 | 0.29256 | 0.29256 | 0.08 | 0.08 | 0.08 | [8 empty] | Pinellas County Utilities | 100 | Pinellas County Utilities | 100
municipal solid waste | Pinellas County Resource Recovery | 50884_B_B102 | 50884 | B | B102 |  | Municipal Solid Waste |  | FRCC | Florida | 12 | Pinellas | 103 | 12103 | 20.6 | 20539 | 1983 | 9999 |  |  | N | MSW | Dry Scrubber | 1999 | 0.75 |  | SNCR |  |  | B | NA | ACI | 1999 |  |  | 0.33322 | 0.33322 | 0.33322 | 0.33322 | 0.08 | 0.08 | 0.08 | [8 empty] | Pinellas County Utilities | 100 | Pinellas County Utilities | 100
municipal solid waste | Pinellas County Resource Recovery | 50884_B_B103 | 50884 | B | B103 |  | Municipal Solid Waste |  | FRCC | Florida | 12 | Pinellas | 103 | 12103 | 17 | 20560 | 1986 | 9999 |  |  | N | MSW | Dry Scrubber | 1998 | 0.75 |  | SNCR |  |  | B | NA | ACI | 1998 |  |  | 0.38472 | 0.38472 | 0.38472 | 0.38472 | 0.08 | 0.08 | 0.08 | [8 empty] | Pinellas County Utilities | 100 | Pinellas County Utilities | 100
municipal solid waste | Wheelabrator Gloucester LP | 50885_B_BLR1 | 50885 | B | BLR1 |  | Municipal Solid Waste |  | PJM_EMAC | New Jersey | 34 | Gloucester | 15 | 34015 | 6 | 23668 | 1990 | 9999 |  |  | N | MSW | Dry Scrubber | 1990 | 0.8 |  | SNCR |  |  | B | NA | ACI | 1995 |  |  | 0.23057 | 0.23057 | 0.23057 | 0.23057 | 0.08 | 0.08 | 0.08 | [8 empty] | Wheelabrator Gloucester Co LP | 100 | Macquarie Bank Limited | 100
municipal solid waste | Wheelabrator Gloucester LP | 50885_B_BLR2 | 50885 | B | BLR2 |  | Municipal Solid Waste |  | PJM_EMAC | New Jersey | 34 | Gloucester | 15 | 34015 | 6 | 23668 | 1990 | 9999 |  |  | N | MSW | Dry Scrubber | 1990 | 0.8 |  | SNCR |  |  | B | NA | ACI | 1995 |  |  | 0.23643 | 0.23643 | 0.23643 | 0.23643 | 0.08 | 0.08 | 0.08 | [8 empty] | Wheelabrator Gloucester Co LP | 100 | Macquarie Bank Limited | 100
municipal solid waste | Spokane Waste to Energy | 50886_B_1-1A | 50886 | B | 1-1A |  | Municipal Solid Waste |  | WECC_PNW | Washington | 53 | Spokane | 63 | 53063 | 11.4 | 21475 | 1991 | 9999 |  |  | N | MSW | Dry Scrubber | 1991 | 0.89 |  | SNCR |  |  | B | NA | ACI | 2001 |  |  | 0.23484 | 0.23484 | 0.23484 | 0.23484 | 0.08 | 0.08 | 0.08 | [8 empty] | Spokane (City of) | 100 | Spokane (City of) | 100
municipal solid waste | Spokane Waste to Energy | 50886_B_1-1B | 50886 | B | 1-1B |  | Municipal Solid Waste |  | WECC_PNW | Washington | 53 | Spokane | 63 | 53063 | 11.4 | 21475 | 1991 | 9999 |  |  | N | MSW | Dry Scrubber | 1991 | 0.89 |  | SNCR |  |  | B | NA | ACI | 2001 |  |  | 0.24256 | 0.24256 | 0.24256 | 0.24256 | 0.08 | 0.08 | 0.08 | [8 empty] | Spokane (City of) | 100 | Spokane (City of) | 100
municipal solid waste | Wheelabrator South Broward | 50887_B_BLR1 | 50887 | B | BLR1 |  | Municipal Solid Waste |  | FRCC | Florida | 12 | Broward | 11 | 12011 | 18 | 20528 | 1991 | 9999 |  |  | N | MSW | Dry Scrubber | 1991 | 0.856 |  | SNCR |  |  | B | NA | ACI | 2009 |  |  | 0.28163 | 0.28163 | 0.28163 | 0.28163 | 0.08 | 0.08 | 0.08 | [8 empty] | Wheelabrator South Broward Inc | 100 | Macquarie Bank Limited | 100
municipal solid waste | Wheelabrator South Broward | 50887_B_BLR2 | 50887 | B | BLR2 |  | Municipal Solid Waste |  | FRCC | Florida | 12 | Broward | 11 | 12011 | 18 | 20528 | 1991 | 9999 |  |  | N | MSW | Dry Scrubber | 1991 | 0.856 |  | SNCR |  |  | B | NA | ACI | 2009 |  |  | 0.29942 | 0.29942 | 0.29942 | 0.29942 | 0.08 | 0.08 | 0.08 | [8 empty] | Wheelabrator South Broward Inc | 100 | Macquarie Bank Limited | 100
municipal solid waste | Wheelabrator South Broward | 50887_B_BLR3 | 50887 | B | BLR3 |  | Municipal Solid Waste |  | FRCC | Florida | 12 | Broward | 11 | 12011 | 18 | 20528 | 1991 | 9999 |  |  | N | MSW | Dry Scrubber | 1991 | 0.856 |  | SNCR |  |  | B | NA | ACI | 2009 |  |  | 0.29728 | 0.29728 | 0.29728 | 0.29728 | 0.08 | 0.08 | 0.08 | [8 empty] | Wheelabrator South Broward Inc | 100 | Macquarie Bank Limited | 100
hard coal | Northampton Generating Company LP | 50888_B_BLR1 | 50888 | B | BLR1 | 3702 | Coal Steam |  | PJM_WMAC | Pennsylvania | 42 | Northampton | 95 | 42095 | 112 | 10316 | 1995 | 9999 | FBC | dry | Y | Waste Coal | Reagent Injection | 1995 | 0.893 | CF + NH3 | SNCR |  | 1995 | B | NA |  |  |  | 0.129 | 0.08354 | 0.08354 | 0.08354 | 0.08354 | 0.01 | 0.01 | 0.01 | 0.98 | Yes | 1995 | [5 empty] | Northampton Generating Co LP | 100 | Archaea Energy Inc | 100
hydro | Ivy River Hydro | 50890_G_GEN1 | 50890 | G | GEN1 |  | Hydro |  | S_VACA | North Carolina | 37 | Madison | 115 | 37115 | 0.2 | 0 | 1985 | 9999 |  |  | N | Hydro | [13 empty] | 0 | 0 | 0 | 0 | [11 empty] | Madison Hydro Partners | 100 | Vistra Energy | 100
hydro | Ivy River Hydro | 50890_G_GEN2 | 50890 | G | GEN2 |  | Hydro |  | S_VACA | North Carolina | 37 | Madison | 115 | 37115 | 0.2 | 0 | 1985 | 9999 |  |  | N | Hydro | [13 empty] | 0 | 0 | 0 | 0 | [11 empty] | Madison Hydro Partners | 100 | Vistra Energy | 100
hydro | Ivy River Hydro | 50890_G_GEN3 | 50890 | G | GEN3 |  | Hydro |  | S_VACA | North Carolina | 37 | Madison | 115 | 37115 | 0.2 | 0 | 1985 | 9999 |  |  | N | Hydro | [13 empty] | 0 | 0 | 0 | 0 | [11 empty] | Madison Hydro Partners | 100 | Vistra Energy | 100
hydro | Ivy River Hydro | 50890_G_GEN4 | 50890 | G | GEN4 |  | Hydro |  | S_VACA | North Carolina | 37 | Madison | 115 | 37115 | 0.2 | 0 | 1985 | 9999 |  |  | N | Hydro | [13 empty] | 0 | 0 | 0 | 0 | [11 empty] | Madison Hydro Partners | 100 | Vistra Energy | 100
hydro | El Dorado Hydro Elk Creek | 50891_G_GEN1 | 50891 | G | GEN1 |  | Hydro |  | WECC_ID | Idaho | 16 | Idaho | 49 | 16049 | 2.3 | 0 | 1986 | 9999 |  |  | N | Hydro | [13 empty] | 0 | 0 | 0 | 0 | [11 empty] | El Dorado Hydro | 100 | Enel SpA | 100
hydro | Rock Creek LP | 50892_G_GEN1 | 50892 | G | GEN1 |  | Hydro |  | WEC_CALN | California | 6 | El Dorado | 17 | 06017 | 1.5 | 0 | 1986 | 9999 |  |  | N | Hydro | [13 empty] | 0 | 0 | 0 | 0 | [11 empty] | Enel North America Inc | 100 | Enel SpA | 100
hydro | Rock Creek LP | 50892_G_GEN2 | 50892 | G | GEN2 |  | Hydro |  | WEC_CALN | California | 6 | El Dorado | 17 | 06017 | 1.5 | 0 | 1986 | 9999 |  |  | N | Hydro | [13 empty] | 0 | 0 | 0 | 0 | [11 empty] | Enel North America Inc | 100 | Enel SpA | 100
hydro | Allegheny No. 5 Hydro Station | 50893_G_GEN1 | 50893 | G | GEN1 |  | Hydro |  | PJM_PENE | Pennsylvania | 42 | Armstrong | 5 | 42005 | 3 | 0 | 1988 | 9999 |  |  | N | Hydro | [13 empty] | 0 | 0 | 0 | 0 | [11 empty] | All Dams Generation LLC | 100 | Ontario Power Generation Inc | 100
hydro | Allegheny No. 5 Hydro Station | 50893_G_GEN2 | 50893 | G | GEN2 |  | Hydro |  | PJM_PENE | Pennsylvania | 42 | Armstrong | 5 | 42005 | 3 | 0 | 1988 | 9999 |  |  | N | Hydro | [13 empty] | 0 | 0 | 0 | 0 | [11 empty] | All Dams Generation LLC | 100 | Ontario Power Generation Inc | 100
hydro | Allegheny No 6 Hydro Station | 50894_G_GEN1 | 50894 | G | GEN1 |  | Hydro |  | PJM_AP | Pennsylvania | 42 | Armstrong | 5 | 42005 | 4 | 0 | 1988 | 9999 |  |  | N | Hydro | [13 empty] | 0 | 0 | 0 | 0 | [11 empty] | All Dams Generation LLC | 100 | Ontario Power Generation Inc | 100
hydro | Allegheny No 6 Hydro Station | 50894_G_GEN2 | 50894 | G | GEN2 |  | Hydro |  | PJM_AP | Pennsylvania | 42 | Armstrong | 5 | 42005 | 4 | 0 | 1988 | 9999 |  |  | N | Hydro | [13 empty] | 0 | 0 | 0 | 0 | [11 empty] | All Dams Generation LLC | 100 | Ontario Power Generation Inc | 100
hydro | Bypass | 50895_G_GEN1 | 50895 | G | GEN1 |  | Hydro |  | WECC_ID | Idaho | 16 | Jerome | 53 | 16053 | 3.3 | 0 | 1987 | 9999 |  |  | N | Hydro | [13 empty] | 0 | 0 | 0 | 0 | [11 empty] | Bypass Ltd | 100 | Enel SpA | 100
hydro | Bypass | 50895_G_GEN2 | 50895 | G | GEN2 |  | Hydro |  | WECC_ID | Idaho | 16 | Jerome | 53 | 16053 | 3.3 | 0 | 1987 | 9999 |  |  | N | Hydro | [13 empty] | 0 | 0 | 0 | 0 | [11 empty] | Bypass Ltd | 100 | Enel SpA | 100
hydro | Bypass | 50895_G_GEN3 | 50895 | G | GEN3 |  | Hydro |  | WECC_ID | Idaho | 16 | Jerome | 53 | 16053 | 3.3 | 0 | 1987 | 9999 |  |  | N | Hydro | [13 empty] | 0 | 0 | 0 | 0 | [11 empty] | Bypass Ltd | 100 | Enel SpA | 100
hydro | S E Hazelton A | 50896_G_GEN1 | 50896 | G | GEN1 |  | Hydro |  | WECC_ID | Idaho | 16 | Jerome | 53 | 16053 | 2.8 | 0 | 1990 | 9999 |  |  | N | Hydro | [13 empty] | 0 | 0 | 0 | 0 | [11 empty] | Se Hazelton A LP | 100 | Enel SpA | 100
hydro | S E Hazelton A | 50896_G_GEN2 | 50896 | G | GEN2 |  | Hydro |  | WECC_ID | Idaho | 16 | Jerome | 53 | 16053 | 2.8 | 0 | 1990 | 9999 |  |  | N | Hydro | [13 empty] | 0 | 0 | 0 | 0 | [11 empty] | Se Hazelton A LP | 100 | Enel SpA | 100
hydro | S E Hazelton A | 50896_G_GEN3 | 50896 | G | GEN3 |  | Hydro |  | WECC_ID | Idaho | 16 | Jerome | 53 | 16053 | 2.8 | 0 | 1990 | 9999 |  |  | N | Hydro | [13 empty] | 0 | 0 | 0 | 0 | [11 empty] | Se Hazelton A LP | 100 | Enel SpA | 100
hydro | Allegheny Hydro No 8 | 50897_G_GEN1 | 50897 | G | GEN1 |  | Hydro |  | PJM_PENE | Pennsylvania | 42 | Armstrong | 5 | 42005 | 6.8 | 0 | 1990 | 9999 |  |  | N | Hydro | [13 empty] | 0 | 0 | 0 | 0 | [11 empty] | Allegheny Hydro LLC | 100 | Northbrook Energy LLC | 100
hydro | Allegheny Hydro No 8 | 50897_G_GEN2 | 50897 | G | GEN2 |  | Hydro |  | PJM_PENE | Pennsylvania | 42 | Armstrong | 5 | 42005 | 6.8 | 0 | 1990 | 9999 |  |  | N | Hydro | [13 empty] | 0 | 0 | 0 | 0 | [11 empty] | Allegheny Hydro LLC | 100 | Northbrook Energy LLC | 100
hydro | Allegheny Hydro No 9 | 50898_G_GEN1 | 50898 | G | GEN1 |  | Hydro |  | PJM_PENE | Pennsylvania | 42 | Armstrong | 5 | 42005 | 8.9 | 0 | 1990 | 9999 |  |  | N | Hydro | [13 empty] | 0 | 0 | 0 | 0 | [11 empty] | Allegheny Hydro LLC | 100 | Northbrook Energy LLC | 100
hydro | Allegheny Hydro No 9 | 50898_G_GEN2 | 50898 | G | GEN2 |  | Hydro |  | PJM_PENE | Pennsylvania | 42 | Armstrong | 5 | 42005 | 8.9 | 0 | 1990 | 9999 |  |  | N | Hydro | [13 empty] | 0 | 0 | 0 | 0 | [11 empty] | Allegheny Hydro LLC | 100 | Northbrook Energy LLC | 100
natural gas steam turbine | Covington Facility | 50900_B_6PB | 50900 | B | 6PB | 10093 | O/G Steam |  | PJM_Dom | Virginia | 51 | Covington City | 580 | 51580 | 10.7 | 10947 | 1926 | 9999 | wall | wet | Y | Natural Gas |  |  |  | LNB | [8 empty] | 0.13 | 0.31877 | 0.31877 | 0.31877 | 0.31877 | [11 empty] | Westvaco Corp | 100 | Verso Paper Corp | 100
natural gas steam turbine | Covington Facility | 50900_B_10PB | 50900 | B | 10PB | 10098 | O/G Steam |  | PJM_Dom | Virginia | 51 | Covington City | 580 | 51580 | 6.4 | 12539 | 1962 | 9999 | wall | dry | Y | Natural Gas |  |  |  | LNB | [9 empty] | 0.12632 | 0.12632 | 0.12632 | 0.12632 | [11 empty] | Westvaco Corp | 100 | Verso Paper Corp | 100
hard coal | Covington Facility | 50900_B_9PB | 50900 | B | 9PB | 10097 | Coal Steam |  | PJM_Dom | Virginia | 51 | Covington City | 580 | 51580 | 14.7 | 10986 | 1962 | 9999 | tangential | wet | Y | Bituminous | Wet Scrubber | 1989 | 0.95 | LNB + OFA | SNCR |  | 2015 | ESPC | No |  |  |  | 0.13 | 0.31364 | 0.31281 | 0.1469 | 0.14651 | 0.05 | 0.1 | 0.56 | 0.99 | [7 empty] | Westvaco Corp | 100 | Verso Paper Corp | 100
municipal solid waste | Covington Facility | 50900_B_1RB | 50900 | B | 1RB |  | Non-Fossil Waste |  | PJM_Dom | Virginia | 51 | Covington City | 580 | 51580 | 17.1 | 12592 | 1972 | 9999 | tangential | dry | Y | Non-Fossil Waste |  |  |  | LNB |  |  |  | ESPC | No |  |  |  |  | 0.1214 | 0.1214 | 0.1214 | 0.1214 | [11 empty] | Westvaco Corp | 100 | Verso Paper Corp | 100
municipal solid waste | Covington Facility | 50900_B_2RB | 50900 | B | 2RB |  | Non-Fossil Waste |  | PJM_Dom | Virginia | 51 | Covington City | 580 | 51580 | 64 | 12592 | 1992 | 9999 | wall | dry | Y | Non-Fossil Waste |  |  |  | OFA |  |  |  | ESPC | No |  |  |  |  | 0.11262 | 0.11262 | 0.11262 | 0.11262 | [11 empty] | Westvaco Corp | 100 | Verso Paper Corp | 100
natural gas steam turbine | Covington Facility | 50900_B_11PB | 50900 | B | 11PB | 10094 | O/G Steam |  | PJM_Dom | Virginia | 51 | Covington City | 580 | 51580 | 6.7 | 12628 | 1994 | 9999 | wall | dry | Y | Natural Gas |  |  |  | FR + LNB | [9 empty] | 0.0322 | 0.0322 | 0.0322 | 0.0322 | [11 empty] | Westvaco Corp | 100 | Verso Paper Corp | 100
biomass | Covington Facility | 50900_B_1PB | 50900 | B | 1PB |  | Biomass |  | PJM_Dom | Virginia | 51 | Covington City | 580 | 51580 | 37 | 12669 | 2013 | 9999 | wall | dry | Y | Biomass |  |  |  | LNB | SNCR |  |  | B | NA | ACI | 2013 |  |  | 0.12 | 0.12 | 0.12 | 0.12 | 0.1 | 0.1 | 0.1 | [8 empty] | Westvaco Corp | 100 | Verso Paper Corp | 100
municipal solid waste | Oswego County Energy Recovery | 50907_G_UNT1 | 50907 | G | UNT1 |  | Municipal Solid Waste |  | NY_Z_C&E | New York | 36 | Oswego | 75 | 36075 | 1.7 | 6064 | 1986 | 9999 |  |  | Y | MSW | [13 empty] | 0.41449 | 0.41449 | 0.41449 | 0.41449 | 0.08 | 0.08 | 0.08 | [8 empty] | Oswego County | 100 | Oswego County | 100
municipal solid waste | Oswego County Energy Recovery | 50907_G_UNT2 | 50907 | G | UNT2 |  | Municipal Solid Waste |  | NY_Z_C&E | New York | 36 | Oswego | 75 | 36075 | 1.7 | 6064 | 1986 | 9999 |  |  | Y | MSW | [13 empty] | 0.41449 | 0.41449 | 0.41449 | 0.41449 | 0.08 | 0.08 | 0.08 | [8 empty] | Oswego County | 100 | Oswego County | 100
hydro | Middle Fork Irrigation District | 50917_G_GEN1 | 50917 | G | GEN1 |  | Hydro |  | WECC_PNW | Oregon | 41 | Hood River | 27 | 41027 | 2 | 0 | 1986 | 9999 |  |  | N | Hydro | [13 empty] | 0 | 0 | 0 | 0 | [11 empty] | Middle Fork Irrigation District | 100 | Middle Fork Irrigation District | 100
hydro | Middle Fork Irrigation District | 50917_G_GEN2 | 50917 | G | GEN2 |  | Hydro |  | WECC_PNW | Oregon | 41 | Hood River | 27 | 41027 | 0.5 | 0 | 1986 | 9999 |  |  | N | Hydro | [13 empty] | 0 | 0 | 0 | 0 | [11 empty] | Middle Fork Irrigation District | 100 | Middle Fork Irrigation District | 100
hydro | Middle Fork Irrigation District | 50917_G_GEN3 | 50917 | G | GEN3 |  | Hydro |  | WECC_PNW | Oregon | 41 | Hood River | 27 | 41027 | 0.8 | 0 | 1986 | 9999 |  |  | N | Hydro | [13 empty] | 0 | 0 | 0 | 0 | [11 empty] | Middle Fork Irrigation District | 100 | Middle Fork Irrigation District | 100
biomass | Co-Gen LLC | 50921_G_GEN1 | 50921 | G | GEN1 |  | Biomass |  | WECC_PNW | Oregon | 41 | Grant | 23 | 41023 | 7.5 | 7611 | 1986 | 9999 |  |  | Y | Biomass | [13 empty] | 0.22033 | 0.22033 | 0.22033 | 0.22033 | [11 empty] | Co Generation Co | 100 | D R Johnson Lumber Co | 100
hard coal | Yellowstone Energy LP | 50931_B_BLR1 | 50931 | B | BLR1 |  | Coal Steam |  | WECC_MT | Montana | 30 | Yellowstone | 111 | 30111 | 26 | 10449 | 1995 | 9999 | FBC | dry | Y | Petroleum Coke | Reagent Injection | 1995 | 0.927 | CF + OFA |  |  |  | B | NA |  |  |  | 2 | 0.14 | 0.14 | 0.14 | 0.14 | 0.044 | 0.044 | 0.044 | 0.98 | Yes | 1995 | [5 empty] | Yellowstone Energy LP | 100 | NorthWestern Corp | 100
hard coal | Yellowstone Energy LP | 50931_B_BLR2 | 50931 | B | BLR2 |  | Coal Steam |  | WECC_MT | Montana | 30 | Yellowstone | 111 | 30111 | 26 | 10449 | 1995 | 9999 | FBC | dry | Y | Petroleum Coke | Reagent Injection | 1995 | 0.927 | CF + OFA |  |  |  | B | NA |  |  |  | 2 | 0.14 | 0.14 | 0.14 | 0.14 | 0.044 | 0.044 | 0.044 | 0.98 | Yes | 1995 | [5 empty] | Yellowstone Energy LP | 100 | NorthWestern Corp | 100
biomass | Winnebago County Landfill Gas | 50936_G_EG3 | 50936 | G | EG3 |  | Landfill Gas |  | MIS_WUMS | Wisconsin | 55 | Winnebago | 139 | 55139 | 0.9 | 13500 | 2000 | 9999 |  |  | N | Landfill Gas | [13 empty] | 0.24082 | 0.24082 | 0.24082 | 0.24082 | [11 empty] | Winnebago County | 100 | Winnebago County | 100
biomass | Winnebago County Landfill Gas | 50936_G_EG4 | 50936 | G | EG4 |  | Landfill Gas |  | MIS_WUMS | Wisconsin | 55 | Winnebago | 139 | 55139 | 1 | 7407 | 2007 | 9999 |  |  | Y | Landfill Gas | [13 empty] | 0.24082 | 0.24082 | 0.24082 | 0.24082 | [11 empty] | Winnebago County | 100 | Winnebago County | 100
biomass | Winnebago County Landfill Gas | 50936_G_EG5 | 50936 | G | EG5 |  | Landfill Gas |  | MIS_WUMS | Wisconsin | 55 | Winnebago | 139 | 55139 | 1.4 | 7407 | 2010 | 9999 |  |  | Y | Landfill Gas | [13 empty] | 0.24082 | 0.24082 | 0.24082 | 0.24082 | [11 empty] | Winnebago County | 100 | Winnebago County | 100
hydro | Galesville Project | 50938_G_GV1 | 50938 | G | GV1 |  | Hydro |  | WECC_PNW | Oregon | 41 | Douglas | 19 | 41019 | 0.8 | 0 | 1987 | 9999 |  |  | N | Hydro | [13 empty] | 0 | 0 | 0 | 0 | [11 empty] | Douglas County | 100 | Douglas County | 100
hydro | Galesville Project | 50938_G_GV2 | 50938 | G | GV2 |  | Hydro |  | WECC_PNW | Oregon | 41 | Douglas | 19 | 41019 | 0.8 | 0 | 1987 | 9999 |  |  | N | Hydro | [13 empty] | 0 | 0 | 0 | 0 | [11 empty] | Douglas County | 100 | Douglas County | 100
natural gas combined cycle | Hardee Power Station | 50949_G_GEN1 | 50949 | G | GEN1 |  | Combined Cycle |  | FRCC | Florida | 12 | Hardee | 49 | 12049 | 70 | 9235 | 1993 | 9999 |  |  | N | Natural Gas, Distillate Fuel Oil |  |  |  | H2O | [9 empty] | 0.029787 | 0.029787 | 0.029787 | 0.029787 | [11 empty] | Hardee Power Partners Ltd | 100 | Invenergy LLC | 100
natural gas combined cycle | Hardee Power Station | 50949_G_GEN2 | 50949 | G | GEN2 |  | Combined Cycle |  | FRCC | Florida | 12 | Hardee | 49 | 12049 | 70 | 9235 | 1993 | 9999 |  |  | N | Natural Gas, Distillate Fuel Oil |  |  |  | H2O | [9 empty] | 0.029787 | 0.029787 | 0.029787 | 0.029787 | [11 empty] | Hardee Power Partners Ltd | 100 | Invenergy LLC | 100
natural gas combined cycle | Hardee Power Station | 50949_G_GEN3 | 50949 | G | GEN3 |  | Combined Cycle |  | FRCC | Florida | 12 | Hardee | 49 | 12049 | 78 | 9235 | 1993 | 9999 |  |  | N | Natural Gas, Distillate Fuel Oil |  |  |  | H2O | [9 empty] | 0.029787 | 0.029787 | 0.029787 | 0.029787 | [11 empty] | Hardee Power Partners Ltd | 100 | Invenergy LLC | 100
natural gas peaker | Hardee Power Station | 50949_G_GEN4 | 50949 | G | GEN4 |  | Combustion Turbine |  | FRCC | Florida | 12 | Hardee | 49 | 12049 | 70 | 13552 | 1993 | 9999 |  |  | N | Natural Gas, Distillate Fuel Oil |  |  |  | H2O | [8 empty] | 0.8 | 0.1518 | 0.1518 | 0.1518 | 0.1518 | [11 empty] | Hardee Power Partners Ltd | 100 | Invenergy LLC | 100
natural gas peaker | Hardee Power Station | 50949_G_GEN5 | 50949 | G | GEN5 | 3703 | Combustion Turbine |  | FRCC | Florida | 12 | Hardee | 49 | 12049 | 85 | 13534 | 2000 | 9999 |  |  | N | Natural Gas, Distillate Fuel Oil |  |  |  | DLNB + H2O | [8 empty] | 0.8 | 0.02446 | 0.02446 | 0.02446 | 0.02446 | [11 empty] | Hardee Power Partners Ltd | 100 | Invenergy LLC | 100
hard coal | Sunnyside Cogen Associates | 50951_B_1 | 50951 | B | 1 | 90986 | Coal Steam |  | WECC_UT | Utah | 49 | Carbon | 7 | 49007 | 51 | 12284 | 1993 | 9999 | FBC | dry | N | Waste Coal | Wet Scrubber | 1993 | 0.8 | CF + FU + LA |  |  |  | B | NA |  |  |  | 2 | 0.17146 | 0.17146 | 0.17146 | 0.17146 | 0.01 | 0.01 | 0.01 | 0.99 | Yes | 1993 | [5 empty] | American Consumers Inc | 50 | American Consumers Inc | 50
municipal solid waste | Union County Resource Recovery | 50960_B_UNIT1 | 50960 | B | UNIT1 |  | Municipal Solid Waste |  | PJM_EMAC | New Jersey | 34 | Union | 39 | 34039 | 12.5 | 19383 | 1994 | 9999 |  |  | N | MSW | Dry Scrubber | 1994 | 0.85 | NH3 + other | SNCR |  |  | B | NA | ACI | 1994 |  |  | 0.171 | 0.171 | 0.171 | 0.171 | 0.08 | 0.08 | 0.08 | [8 empty] | Union County Utilities Authority | 100 | Union County Utilities Authority | 100
municipal solid waste | Union County Resource Recovery | 50960_B_UNIT2 | 50960 | B | UNIT2 |  | Municipal Solid Waste |  | PJM_EMAC | New Jersey | 34 | Union | 39 | 34039 | 12.5 | 19383 | 1994 | 9999 |  |  | N | MSW | Dry Scrubber | 1994 | 0.85 | NH3 + other | SNCR |  |  | B | NA | ACI | 1994 |  |  | 0.161 | 0.161 | 0.161 | 0.161 | 0.08 | 0.08 | 0.08 | [8 empty] | Union County Utilities Authority | 100 | Union County Utilities Authority | 100
municipal solid waste | Union County Resource Recovery | 50960_B_UNIT3 | 50960 | B | UNIT3 |  | Municipal Solid Waste |  | PJM_EMAC | New Jersey | 34 | Union | 39 | 34039 | 12.5 | 19383 | 1994 | 9999 |  |  | N | MSW | Dry Scrubber | 1994 | 0.85 | NH3 + other | SNCR |  |  | B | NA | ACI | 1994 |  |  | 0.161 | 0.161 | 0.161 | 0.161 | 0.08 | 0.08 | 0.08 | [8 empty] | Union County Utilities Authority | 100 | Union County Utilities Authority | 100
hydro | Slate Creek | 50961_G_GEN1 | 50961 | G | GEN1 |  | Hydro |  | WECC_PNW | California | 6 | Shasta | 89 | 06089 | 4 | 0 | 1990 | 9999 |  |  | N | Hydro | [13 empty] | 0 | 0 | 0 | 0 | [11 empty] | Slate Creek Hydro Associates LP | 95 | Enel SpA | 95
geothermal | Amedee Geothermal Venture I | 50964_G_IND | 50964 | G | IND |  | Geothermal |  | WEC_CALN | California | 6 | Lassen | 35 | 06035 | 1.1 | 9771 | 1988 | 9999 |  |  | N | Geothermal | [13 empty] | 0 | 0 | 0 | 0 | 0.3713 | 0.3713 | 0.3713 | [8 empty] | Amedee Geothermal Venture I LP | 100 | Transmission Pacific Geothermal Corp | 100
geothermal | Amedee Geothermal Venture I | 50964_G_SYN | 50964 | G | SYN |  | Geothermal |  | WEC_CALN | California | 6 | Lassen | 35 | 06035 | 1.1 | 9771 | 1988 | 9999 |  |  | N | Geothermal | [13 empty] | 0 | 0 | 0 | 0 | 0.3713 | 0.3713 | 0.3713 | [8 empty] | Amedee Geothermal Venture I LP | 100 | Transmission Pacific Geothermal Corp | 100
natural gas peaker | Tropicana Products Bradent | 50971_G_GEN1 | 50971 | G | GEN1 |  | Combustion Turbine |  | FRCC | Florida | 12 | Manatee | 81 | 12081 | 31 | 8700 | 1990 | 9999 |  |  | Y | Natural Gas | [13 empty] | 0.09279 | 0.09279 | 0.09279 | 0.09279 | [11 empty] | Tropicana Manufacturing Co | 100 | PepsiCo Inc | 100
hydro | Marsh Valley Development | 50972_G_1 | 50972 | G | 1 |  | Hydro |  | WECC_ID | Idaho | 16 | Bannock | 5 | 16005 | 1.5 | 0 | 1993 | 9999 |  |  | N | Hydro | [13 empty] | 0 | 0 | 0 | 0 | [11 empty] | Marsh Valley Development Inc | 100 | Marsh Valley Development Inc | 100
hard coal | Scrubgrass Generating Plant | 50974_B_UNIT 1 | 50974 | B | UNIT 1 | 3706 | Coal Steam |  | PJM_PENE | Pennsylvania | 42 | Venango | 121 | 42121 | 43 | 13904 | 1993 | 9999 | FBC | dry | N | Bituminous, Waste Coal | Dry Scrubber | 1994 | 0.95 | CF + LA | SNCR |  | 1999 | B + C | NA |  |  |  | 0.45 | 0.13247 | 0.13247 | 0.13247 | 0.13247 | 0.01 | 0.01 | 0.01 | 0.99 | Yes | 1994 | [5 empty] | Scrubgrass Generating Co LP | 100 | Ares Management LP | 100
hard coal | Scrubgrass Generating Plant | 50974_B_UNIT 2 | 50974 | B | UNIT 2 | 3707 | Coal Steam |  | PJM_PENE | Pennsylvania | 42 | Venango | 121 | 42121 | 43 | 13904 | 1993 | 9999 | FBC | dry | N | Bituminous, Waste Coal | Dry Scrubber | 1994 | 0.95 | CF + LA | SNCR |  | 1999 | B + C | NA |  |  |  | 0.45 | 0.13526 | 0.13526 | 0.13526 | 0.13526 | 0.01 | 0.01 | 0.01 | 0.99 | Yes | 1994 | [5 empty] | Scrubgrass Generating Co LP | 100 | Ares Management LP | 100
natural gas combined cycle | Carr Street Generating Station | 50978_G_GEN1 | 50978 | G | GEN1 | 3708 | Combined Cycle |  | NY_Z_C&E | New York | 36 | Onondaga | 67 | 36067 | 32 | 8755 | 1993 | 9999 |  |  | N | Natural Gas, Distillate Fuel Oil |  |  |  | H2O + NH3 | SCR | [8 empty] | 0.027061 | 0.027061 | 0.027061 | 0.027061 | [11 empty] | Carr Street Generating Station LP | 100 | Brookfield Asset Management Inc | 100
natural gas combined cycle | Carr Street Generating Station | 50978_G_GEN2 | 50978 | G | GEN2 | 3709 | Combined Cycle |  | NY_Z_C&E | New York | 36 | Onondaga | 67 | 36067 | 32 | 8755 | 1993 | 9999 |  |  | N | Natural Gas, Distillate Fuel Oil |  |  |  | H2O + NH3 | SCR | [8 empty] | 0.027061 | 0.027061 | 0.027061 | 0.027061 | [11 empty] | Carr Street Generating Station LP | 100 | Brookfield Asset Management Inc | 100
natural gas combined cycle | Carr Street Generating Station | 50978_G_GEN3 | 50978 | G | GEN3 | 3708 | Combined Cycle |  | NY_Z_C&E | New York | 36 | Onondaga | 67 | 36067 | 23 | 8755 | 1993 | 9999 |  |  | N | Natural Gas, Distillate Fuel Oil |  |  |  | H2O + NH3 | SCR | [8 empty] | 0.027061 | 0.027061 | 0.027061 | 0.027061 | [11 empty] | Carr Street Generating Station LP | 100 | Brookfield Asset Management Inc | 100
hydro | Siphon Power Project | 50980_G_GEN1 | 50980 | G | GEN1 |  | Hydro |  | WECC_PNW | Oregon | 41 | Deschutes | 17 | 41017 | 2.7 | 0 | 1989 | 9999 |  |  | N | Hydro | [13 empty] | 0 | 0 | 0 | 0 | [11 empty] | Central Oregon Irrigation District | 100 | Central Oregon Irrigation District | 100
hydro | Siphon Power Project | 50980_G_GEN2 | 50980 | G | GEN2 |  | Hydro |  | WECC_PNW | Oregon | 41 | Deschutes | 17 | 41017 | 2.7 | 0 | 1989 | 9999 |  |  | N | Hydro | [13 empty] | 0 | 0 | 0 | 0 | [11 empty] | Central Oregon Irrigation District | 100 | Central Oregon Irrigation District | 100
hydro | Rock Creek I | 50987_G_GEN1 | 50987 | G | GEN1 |  | Hydro |  | WECC_ID | Idaho | 16 | Twin Falls | 83 | 16083 | 2 | 0 | 1983 | 9999 |  |  | N | Hydro | [13 empty] | 0 | 0 | 0 | 0 | [11 empty] | Shorock Hydro Inc | 100 | Shorock Hydro Inc | 100
biomass | Co-Gen II LLC | 50993_G_GEN1 | 50993 | G | GEN1 |  | Biomass |  | WECC_PNW | Oregon | 41 | Douglas | 19 | 41019 | 7.8 | 7611 | 1987 | 9999 |  |  | Y | Biomass | [13 empty] | 0.22033 | 0.22033 | 0.22033 | 0.22033 | [11 empty] | Co Generating II | 100 | Pacific Northwest Generating Coop | 100
hydro | Aziscohos Hydroelectric Project | 50999_G_GEN1 | 50999 | G | GEN1 |  | Hydro |  | NENG_ME | Maine | 23 | Oxford | 17 | 23017 | 6.8 | 0 | 1988 | 9999 |  |  | N | Hydro | [13 empty] | 0 | 0 | 0 | 0 | [11 empty] | Androscoggin Reservoir Co | 100 | Brookfield Asset Management Inc | 100
biomass | Ryegate Power Station | 51026_B_BLR1 | 51026 | B | BLR1 |  | Biomass |  | NENGREST | Vermont | 50 | Caledonia | 5 | 50005 | 20 | 13580 | 1992 | 9999 |  |  | N | Biomass |  |  |  |  | SNCR |  |  | ESPH + C | Yes |  |  |  |  | 0.075 | 0.075 | 0.075 | 0.075 | [11 empty] | Ryegate Associates | 100 | Capergy SA | 100
natural gas combined cycle | Ocean State Power | 51030_G_GEN1 | 51030 | G | GEN1 | 3710 | Combined Cycle |  | NENGREST | Rhode Island | 44 | Providence | 7 | 44007 | 71.2 | 8599 | 1990 | 9999 |  |  | N | Natural Gas, Distillate Fuel Oil |  |  |  | H2O | SCR | [8 empty] | 0.026929 | 0.026929 | 0.026929 | 0.026929 | [11 empty] | Ocean State Power | 100 | TC Energy Corp | 100
natural gas combined cycle | Ocean State Power | 51030_G_GEN2 | 51030 | G | GEN2 | 3711 | Combined Cycle |  | NENGREST | Rhode Island | 44 | Providence | 7 | 44007 | 71.2 | 8599 | 1990 | 9999 |  |  | N | Natural Gas, Distillate Fuel Oil |  |  |  | H2O | SCR | [8 empty] | 0.026929 | 0.026929 | 0.026929 | 0.026929 | [11 empty] | Ocean State Power | 100 | TC Energy Corp | 100
natural gas combined cycle | Ocean State Power | 51030_G_GEN3 | 51030 | G | GEN3 | 3710 | Combined Cycle |  | NENGREST | Rhode Island | 44 | Providence | 7 | 44007 | 76.2 | 8599 | 1990 | 9999 |  |  | N | Natural Gas, Distillate Fuel Oil |  |  |  | NH3 | SCR | [8 empty] | 0.026929 | 0.026929 | 0.026929 | 0.026929 | [11 empty] | Ocean State Power | 100 | TC Energy Corp | 100
hydro | West Delaware Tunnel Plant | 51033_G_GEN1 | 51033 | G | GEN1 |  | Hydro |  | NY_Z_G-I | New York | 36 | Sullivan | 105 | 36105 | 7 | 0 | 1988 | 9999 |  |  | N | Hydro | [13 empty] | 0 | 0 | 0 | 0 | [11 empty] | Brookfield Renewable Energy Partners LP | 100 | Brookfield Asset Management Inc | 100
hydro | Little Falls Hydro | 51034_G_GEN1 | 51034 | G | GEN1 |  | Hydro |  | NY_Z_C&E | New York | 36 | Herkimer | 43 | 36043 | 6.5 | 0 | 1987 | 9999 |  |  | N | Hydro | [13 empty] | 0 | 0 | 0 | 0 | [11 empty] | Little Falls Hydroelec Associates | 100 | Ontario Power Generation Inc | 100
hydro | Little Falls Hydro | 51034_G_GEN2 | 51034 | G | GEN2 |  | Hydro |  | NY_Z_C&E | New York | 36 | Herkimer | 43 | 36043 | 6.5 | 0 | 1987 | 9999 |  |  | N | Hydro | [13 empty] | 0 | 0 | 0 | 0 | [11 empty] | Little Falls Hydroelec Associates | 100 | Ontario Power Generation Inc | 100
municipal solid waste | MacArthur Waste to Energy Facility | 51038_B_B1 | 51038 | B | B1 |  | Municipal Solid Waste |  | NY_Z_K | New York | 36 | Suffolk | 103 | 36103 | 5.5 | 19383 | 1990 | 9999 |  |  | N | MSW | Dry Scrubber | 1990 | 0.93 | LA + OFA + other |  |  |  | B | NA | ACI | 2005 |  |  | 0.19464 | 0.19464 | 0.19464 | 0.19464 | 0.08 | 0.08 | 0.08 | [8 empty] | Islip Resource Recovery Agency | 100 | Covanta Holding Corp | 100
municipal solid waste | MacArthur Waste to Energy Facility | 51038_B_B2 | 51038 | B | B2 |  | Municipal Solid Waste |  | NY_Z_K | New York | 36 | Suffolk | 103 | 36103 | 5.5 | 19383 | 1990 | 9999 |  |  | N | MSW | Dry Scrubber | 1990 | 0.93 | LA + OFA |  |  |  | B | NA | ACI | 2005 |  |  | 0.19863 | 0.19863 | 0.19863 | 0.19863 | 0.08 | 0.08 | 0.08 | [8 empty] | Islip Resource Recovery Agency | 100 | Covanta Holding Corp | 100
natural gas combined cycle | LaO Energy Systems | 52006_G_GEN3 | 52006 | G | GEN3 |  | Combined Cycle |  | MIS_LA | Louisiana | 22 | Iberville | 47 | 22047 | 94 | 8727 | 1966 | 9999 |  |  | Y | Natural Gas |  |  |  | STM | [9 empty] | 0.12087 | 0.12087 | 0.12087 | 0.12087 | [11 empty] | Dow Chemical Co | 100 | DowDuPont Inc | 100
natural gas combined cycle | LaO Energy Systems | 52006_G_GEN4 | 52006 | G | GEN4 |  | Combined Cycle |  | MIS_LA | Louisiana | 22 | Iberville | 47 | 22047 | 49 | 8727 | 1969 | 9999 |  |  | Y | Natural Gas |  |  |  | STM | [9 empty] | 0.08833 | 0.08833 | 0.08833 | 0.08833 | [11 empty] | Dow Chemical Co | 100 | DowDuPont Inc | 100
natural gas combined cycle | LaO Energy Systems | 52006_G_GEN5 | 52006 | G | GEN5 |  | Combined Cycle |  | MIS_LA | Louisiana | 22 | Iberville | 47 | 22047 | 52 | 8727 | 1978 | 9999 |  |  | Y | Natural Gas | [13 empty] | 0.12087 | 0.12087 | 0.12087 | 0.12087 | [11 empty] | Dow Chemical Co | 100 | DowDuPont Inc | 100
natural gas combined cycle | LaO Energy Systems | 52006_G_GEN6 | 52006 | G | GEN6 |  | Combined Cycle |  | MIS_LA | Louisiana | 22 | Iberville | 47 | 22047 | 52 | 8727 | 1979 | 9999 |  |  | Y | Natural Gas | [13 empty] | 0.08833 | 0.08833 | 0.08833 | 0.08833 | [11 empty] | Dow Chemical Co | 100 | DowDuPont Inc | 100
municipal solid waste | Lee County Solid Waste Energy | 52010_B_BLR1 | 52010 | B | BLR1 |  | Municipal Solid Waste |  | FRCC | Florida | 12 | Lee | 71 | 12071 | 19.5 | 17531 | 1994 | 9999 |  |  | N | MSW | Dry Scrubber | 1994 | 0.85 |  | SNCR |  |  | B | NA | ACI | 2007 |  |  | 0.25257 | 0.25257 | 0.25257 | 0.25257 | 0.08 | 0.08 | 0.08 | [8 empty] | Lee County Board Commissioners | 100 | Covanta Holding Corp | 100
municipal solid waste | Lee County Solid Waste Energy | 52010_B_BLR2 | 52010 | B | BLR2 |  | Municipal Solid Waste |  | FRCC | Florida | 12 | Lee | 71 | 12071 | 19.5 | 17531 | 1994 | 9999 |  |  | N | MSW | Dry Scrubber | 1994 | 0.85 |  | SNCR |  |  | B | NA | ACI | 2007 |  |  | 0.26 | 0.26 | 0.26 | 0.26 | 0.08 | 0.08 | 0.08 | [8 empty] | Lee County Board Commissioners | 100 | Covanta Holding Corp | 100
municipal solid waste | Lee County Solid Waste Energy | 52010_B_BLR3 | 52010 | B | BLR3 |  | Municipal Solid Waste |  | FRCC | Florida | 12 | Lee | 71 | 12071 | 16 | 17737 | 2007 | 9999 |  |  | N | MSW | Dry Scrubber | 2007 | 0.85 |  | SNCR |  |  | B | NA | ACI | 2007 |  |  | 0.19173 | 0.19173 | 0.19173 | 0.19173 | 0.08 | 0.08 | 0.08 | [8 empty] | Lee County Board Commissioners | 100 | Covanta Holding Corp | 100
geothermal | Terra-Gen Dixie Valley | 52015_G_GEN1 | 52015 | G | GEN1 |  | Geothermal |  | WECC_NNV | Nevada | 32 | Churchill | 1 | 32001 | 56 | 9771 | 1998 | 9999 |  |  | N | Geothermal | [13 empty] | 0 | 0 | 0 | 0 | 0.4563 | 0.4563 | 0.4563 | [8 empty] | Terra Gen Dixie Valley LLC | 100 | Energy Capital Partners | 100
geothermal | Terra-Gen Dixie Valley | 52015_G_GEN2 | 52015 | G | GEN2 |  | Geothermal |  | WECC_NNV | Nevada | 32 | Churchill | 1 | 32001 | 2.5 | 9771 | 2012 | 9999 |  |  | N | Geothermal | [13 empty] | 0 | 0 | 0 | 0 | 0.4563 | 0.4563 | 0.4563 | [8 empty] | Terra Gen Dixie Valley LLC | 100 | Energy Capital Partners | 100
natural gas combined cycle | Doswell Energy Center | 52019_G_GEN1 | 52019 | G | GEN1 | 10033 | Combined Cycle |  | PJM_Dom | Virginia | 51 | Hanover | 85 | 51085 | 104.7 | 8431 | 1991 | 9999 |  |  | N | Natural Gas, Distillate Fuel Oil |  |  |  | DLNB + STM | SCR | [8 empty] | 0.031948 | 0.031948 | 0.031948 | 0.031948 | [11 empty] | Doswell LP | 100 | LS Power Group | 100
natural gas combined cycle | Doswell Energy Center | 52019_G_GEN2 | 52019 | G | GEN2 | 10034 | Combined Cycle |  | PJM_Dom | Virginia | 51 | Hanover | 85 | 51085 | 104.7 | 8431 | 1991 | 9999 |  |  | N | Natural Gas, Distillate Fuel Oil |  |  |  | DLNB + STM | SCR | [8 empty] | 0.031948 | 0.031948 | 0.031948 | 0.031948 | [11 empty] | Doswell LP | 100 | LS Power Group | 100
natural gas combined cycle | Doswell Energy Center | 52019_G_GEN3 | 52019 | G | GEN3 | 10033 | Combined Cycle |  | PJM_Dom | Virginia | 51 | Hanover | 85 | 51085 | 123 | 8431 | 1991 | 9999 |  |  | N | Natural Gas, Distillate Fuel Oil |  |  |  | NH3 | SCR | [8 empty] | 0.031948 | 0.031948 | 0.031948 | 0.031948 | [11 empty] | Doswell LP | 100 | LS Power Group | 100
natural gas combined cycle | Doswell Energy Center | 52019_G_GEN4 | 52019 | G | GEN4 | 10035 | Combined Cycle |  | PJM_Dom | Virginia | 51 | Hanover | 85 | 51085 | 104.7 | 8431 | 1992 | 9999 |  |  | N | Natural Gas, Distillate Fuel Oil |  |  |  | DLNB + STM | SCR | [8 empty] | 0.031276 | 0.031276 | 0.031276 | 0.031276 | [11 empty] | Doswell LP | 100 | LS Power Group | 100
natural gas combined cycle | Doswell Energy Center | 52019_G_GEN5 | 52019 | G | GEN5 | 10036 | Combined Cycle |  | PJM_Dom | Virginia | 51 | Hanover | 85 | 51085 | 104.7 | 8431 | 1992 | 9999 |  |  | N | Natural Gas, Distillate Fuel Oil |  |  |  | DLNB + STM | SCR | [8 empty] | 0.031276 | 0.031276 | 0.031276 | 0.031276 | [11 empty] | Doswell LP | 100 | LS Power Group | 100
natural gas combined cycle | Doswell Energy Center | 52019_G_GEN6 | 52019 | G | GEN6 | 10035 | Combined Cycle |  | PJM_Dom | Virginia | 51 | Hanover | 85 | 51085 | 123 | 8431 | 1992 | 9999 |  |  | N | Natural Gas, Distillate Fuel Oil |  |  |  | NH3 | SCR | [8 empty] | 0.031276 | 0.031276 | 0.031276 | 0.031276 | [11 empty] | Doswell LP | 100 | LS Power Group | 100
natural gas peaker | Doswell Energy Center | 52019_G_GEN7 | 52019 | G | GEN7 | 3712 | Combustion Turbine |  | PJM_Dom | Virginia | 51 | Hanover | 85 | 51085 | 170 | 11149 | 2001 | 9999 |  |  | N | Natural Gas, Distillate Fuel Oil |  |  |  | DLNB + H2O | [8 empty] | 2.64 | 0.03331 | 0.03331 | 0.03331 | 0.03331 | [11 empty] | Doswell LP | 100 | LS Power Group | 100
natural gas peaker | Doswell Energy Center | 52019_G_GEN8 | 52019 | G | GEN8 | 91240 | Combustion Turbine |  | PJM_Dom | Virginia | 51 | Hanover | 85 | 51085 | 165 | 10745 | 2018 | 9999 |  |  | N | Natural Gas | [13 empty] | 0.03303 | 0.03303 | 0.03303 | 0.03303 | [11 empty] | Doswell II LLC | 100 | LS Power Group | 100
natural gas peaker | Doswell Energy Center | 52019_G_GEN9 | 52019 | G | GEN9 | 91239 | Combustion Turbine |  | PJM_Dom | Virginia | 51 | Hanover | 85 | 51085 | 165 | 10745 | 2018 | 9999 |  |  | N | Natural Gas | [13 empty] | 0.03459 | 0.03459 | 0.03459 | 0.03459 | [11 empty] | Doswell II LLC | 100 | LS Power Group | 100
natural gas peaker | ITT Cogen Facility | 52021_G_GEN1 | 52021 | G | GEN1 |  | Combustion Turbine |  | PJM_COMD | Illinois | 17 | Cook | 31 | 17031 | 3.5 | 12804 | 1991 | 2045 |  |  | Y | Natural Gas, Distillate Fuel Oil | [13 empty] | 0.16383 | 0.16383 | 0.16383 | 0.16383 | [11 empty] | Illinois Institute Technology | 100 | Illinois Institute Technology | 100
natural gas peaker | ITT Cogen Facility | 52021_G_GEN2 | 52021 | G | GEN2 |  | Combustion Turbine |  | PJM_COMD | Illinois | 17 | Cook | 31 | 17031 | 3.5 | 12804 | 1991 | 2045 |  |  | Y | Natural Gas, Distillate Fuel Oil | [13 empty] | 0.16383 | 0.16383 | 0.16383 | 0.16383 | [11 empty] | Illinois Institute Technology | 100 | Illinois Institute Technology | 100
natural gas combined cycle | Dartmouth Power Associates LP | 52026_G_GEN1 | 52026 | G | GEN1 | 3713 | Combined Cycle |  | NENGREST | Massachusetts | 25 | Bristol | 5 | 25005 | 35.1 | 9190 | 1992 | 9999 |  |  | N | Natural Gas, Distillate Fuel Oil |  |  |  | H2O | SCR | [8 empty] | 0.029685 | 0.029685 | 0.029685 | 0.029685 | [11 empty] | Dartmouth Power Associates LP | 100 | Riverstone Holdings LLC | 100
natural gas combined cycle | Dartmouth Power Associates LP | 52026_G_GEN2 | 52026 | G | GEN2 | 3713 | Combined Cycle |  | NENGREST | Massachusetts | 25 | Bristol | 5 | 25005 | 27 | 9190 | 1992 | 9999 |  |  | N | Natural Gas, Distillate Fuel Oil |  |  |  | NH3 | SCR | [8 empty] | 0.029685 | 0.029685 | 0.029685 | 0.029685 | [11 empty] | Dartmouth Power Associates LP | 100 | Riverstone Holdings LLC | 100
natural gas peaker | Dartmouth Power Associates LP | 52026_G_GEN3 | 52026 | G | GEN3 | 90589 | Combustion Turbine |  | NENGREST | Massachusetts | 25 | Bristol | 5 | 25005 | 19.6 | 14217 | 2009 | 9999 |  |  | N | Natural Gas, Distillate Fuel Oil |  |  |  | H2O | SCR | [8 empty] | 0.01149 | 0.01149 | 0.01149 | 0.01149 | [11 empty] | Dartmouth Power Associates LP | 100 | Riverstone Holdings LLC | 100
hydro | Yough Hydro Power | 52036_G_GEN1 | 52036 | G | GEN1 |  | Hydro |  | PJM_PENE | Pennsylvania | 42 | Somerset | 111 | 42111 | 6.1 | 0 | 1989 | 9999 |  |  | N | Hydro | [13 empty] | 0 | 0 | 0 | 0 | [11 empty] | D/R Hydro Co | 100 | D/R Hydro Co | 100
hydro | Yough Hydro Power | 52036_G_GEN2 | 52036 | G | GEN2 |  | Hydro |  | PJM_PENE | Pennsylvania | 42 | Somerset | 111 | 42111 | 6.1 | 0 | 1989 | 9999 |  |  | N | Hydro | [13 empty] | 0 | 0 | 0 | 0 | [11 empty] | D/R Hydro Co | 100 | D/R Hydro Co | 100
hydro | Quail Creek Hydro Plant #1 | 52039_G_1 | 52039 | G | 1 |  | Hydro |  | WECC_UT | Utah | 49 | Washington | 53 | 49053 | 2.3 | 0 | 1985 | 9999 |  |  | N | Hydro | [13 empty] | 0 | 0 | 0 | 0 | [11 empty] | Washington County Water Consv District | 100 | Washington County Water Consv District | 100
hydro | Clifton Dam 3 Power Station | 52049_G_2V | 52049 | G | 2V |  | Hydro |  | S_VACA | South Carolina | 45 | Spartanburg | 83 | 45083 | 0.5 | 0 | 1985 | 9999 |  |  | N | Hydro | [13 empty] | 0 | 0 | 0 | 0 | [11 empty] | Converse Energy Inc | 100 | Converse Energy Inc | 100
hydro | Clifton Dam 3 Power Station | 52049_G_1H | 52049 | G | 1H |  | Hydro |  | S_VACA | South Carolina | 45 | Spartanburg | 83 | 45083 | 0.7 | 0 | 1987 | 9999 |  |  | N | Hydro | [13 empty] | 0 | 0 | 0 | 0 | [11 empty] | Converse Energy Inc | 100 | Converse Energy Inc | 100
hydro | Rapidan Hydro Facility | 52054_G_GEN1 | 52054 | G | GEN1 |  | Hydro |  | MIS_MNWI | Minnesota | 27 | Blue Earth | 13 | 27013 | 3.2 | 0 | 1984 | 9999 |  |  | N | Hydro | [13 empty] | 0 | 0 | 0 | 0 | [11 empty] | Rapidan Redevelopment Ltd | 100 | Hudson Clean Energy Partners LP | 100
hydro | Rapidan Hydro Facility | 52054_G_GEN2 | 52054 | G | GEN2 |  | Hydro |  | MIS_MNWI | Minnesota | 27 | Blue Earth | 13 | 27013 | 3.2 | 0 | 1984 | 9999 |  |  | N | Hydro | [13 empty] | 0 | 0 | 0 | 0 | [11 empty] | Rapidan Redevelopment Ltd | 100 | Hudson Clean Energy Partners LP | 100
hydro | Herkimer | 52057_G_01 | 52057 | G | 01 |  | Hydro |  | NY_Z_C&E | New York | 36 | Herkimer | 43 | 36043 | 0.1 | 0 | 1987 | 9999 |  |  | N | Hydro | [13 empty] | 0 | 0 | 0 | 0 | [11 empty] | Trafalgar Power Inc | 100 | Algonquin Power Income Fund | 100
hydro | Herkimer | 52057_G_02 | 52057 | G | 02 |  | Hydro |  | NY_Z_C&E | New York | 36 | Herkimer | 43 | 36043 | 0.1 | 0 | 1987 | 9999 |  |  | N | Hydro | [13 empty] | 0 | 0 | 0 | 0 | [11 empty] | Trafalgar Power Inc | 100 | Algonquin Power Income Fund | 100
hydro | Herkimer | 52057_G_03 | 52057 | G | 03 |  | Hydro |  | NY_Z_C&E | New York | 36 | Herkimer | 43 | 36043 | 0.1 | 0 | 1987 | 9999 |  |  | N | Hydro | [13 empty] | 0 | 0 | 0 | 0 | [11 empty] | Trafalgar Power Inc | 100 | Algonquin Power Income Fund | 100
hydro | Herkimer | 52057_G_04 | 52057 | G | 04 |  | Hydro |  | NY_Z_C&E | New York | 36 | Herkimer | 43 | 36043 | 0.1 | 0 | 1987 | 9999 |  |  | N | Hydro | [13 empty] | 0 | 0 | 0 | 0 | [11 empty] | Trafalgar Power Inc | 100 | Algonquin Power Income Fund | 100
hydro | Ogdensburg | 52058_G_01 | 52058 | G | 01 |  | Hydro |  | NY_Z_C&E | New York | 36 | St Lawrence | 89 | 36089 | 0.2 | 0 | 1987 | 9999 |  |  | N | Hydro | [13 empty] | 0 | 0 | 0 | 0 | [11 empty] | Trafalgar Power Inc | 100 | Algonquin Power Income Fund | 100
hydro | Ogdensburg | 52058_G_02 | 52058 | G | 02 |  | Hydro |  | NY_Z_C&E | New York | 36 | St Lawrence | 89 | 36089 | 0.2 | 0 | 1987 | 9999 |  |  | N | Hydro | [13 empty] | 0 | 0 | 0 | 0 | [11 empty] | Trafalgar Power Inc | 100 | Algonquin Power Income Fund | 100
hydro | Ogdensburg | 52058_G_03 | 52058 | G | 03 |  | Hydro |  | NY_Z_C&E | New York | 36 | St Lawrence | 89 | 36089 | 0.2 | 0 | 1987 | 9999 |  |  | N | Hydro | [13 empty] | 0 | 0 | 0 | 0 | [11 empty] | Trafalgar Power Inc | 100 | Algonquin Power Income Fund | 100
hydro | Ogdensburg | 52058_G_04 | 52058 | G | 04 |  | Hydro |  | NY_Z_C&E | New York | 36 | St Lawrence | 89 | 36089 | 0.2 | 0 | 1987 | 9999 |  |  | N | Hydro | [13 empty] | 0 | 0 | 0 | 0 | [11 empty] | Trafalgar Power Inc | 100 | Algonquin Power Income Fund | 100
hydro | Ogdensburg | 52058_G_05 | 52058 | G | 05 |  | Hydro |  | NY_Z_C&E | New York | 36 | St Lawrence | 89 | 36089 | 0.2 | 0 | 1987 | 9999 |  |  | N | Hydro | [13 empty] | 0 | 0 | 0 | 0 | [11 empty] | Trafalgar Power Inc | 100 | Algonquin Power Income Fund | 100
0 | Hartford Hospital Cogeneration | 52061_G_GEN4 | 52061 | G | GEN4 |  | Fuel Cell |  | NENG_CT | Connecticut | 9 | Hartford | 3 | 09003 | 1.4 | 8508 | 2014 | 9999 |  |  | N | Natural Gas | [13 empty] | 0 | 0 | 0 | 0 | [11 empty] | HSC Fuel Cell 1 LLC | 100 | South Jersey Industries Inc | 100
municipal solid waste | Dominguez Plant | 52064_G_GEN1 | 52064 | G | GEN1 |  | Non-Fossil Waste |  | WECC_SCE | California | 6 | Los Angeles | 37 | 06037 | 3.5 | 9117 | 1976 | 9999 |  |  | Y | Non-Fossil Waste | [12 empty] | 0.74 | 0 | 0 | 0 | 0 | [11 empty] | Rhodia Inc | 100 | Rhodia | 100
hydro | Great Falls Hydro Project | 52068_G_GEN1 | 52068 | G | GEN1 |  | Hydro |  | PJM_EMAC | New Jersey | 34 | Passaic | 31 | 34031 | 3.3 | 0 | 1985 | 9999 |  |  | N | Hydro | [13 empty] | 0 | 0 | 0 | 0 | [11 empty] | Great Falls Hydroelectric Co | 100 | Hudson Clean Energy Partners LP | 100
hydro | Great Falls Hydro Project | 52068_G_GEN2 | 52068 | G | GEN2 |  | Hydro |  | PJM_EMAC | New Jersey | 34 | Passaic | 31 | 34031 | 3.3 | 0 | 1985 | 9999 |  |  | N | Hydro | [13 empty] | 0 | 0 | 0 | 0 | [11 empty] | Great Falls Hydroelectric Co | 100 | Hudson Clean Energy Partners LP | 100
hydro | Great Falls Hydro Project | 52068_G_GEN3 | 52068 | G | GEN3 |  | Hydro |  | PJM_EMAC | New Jersey | 34 | Passaic | 31 | 34031 | 3.3 | 0 | 1985 | 9999 |  |  | N | Hydro | [13 empty] | 0 | 0 | 0 | 0 | [11 empty] | Great Falls Hydroelectric Co | 100 | Hudson Clean Energy Partners LP | 100
natural gas combined cycle | UCLA So Campus Cogen Project | 52073_G_GEN1 | 52073 | G | GEN1 |  | Combined Cycle |  | WEC_LADW | California | 6 | Los Angeles | 37 | 06037 | 12.5 | 5500 | 1993 | 9999 |  |  | Y | Natural Gas, Distillate Fuel Oil |  |  |  |  | SCR | [8 empty] | 0.011464 | 0.011464 | 0.011464 | 0.011464 | [11 empty] | University of California | 100 | University of California | 100
natural gas combined cycle | UCLA So Campus Cogen Project | 52073_G_GEN2 | 52073 | G | GEN2 |  | Combined Cycle |  | WEC_LADW | California | 6 | Los Angeles | 37 | 06037 | 12.5 | 5500 | 1993 | 9999 |  |  | Y | Natural Gas, Distillate Fuel Oil |  |  |  |  | SCR | [8 empty] | 0.011464 | 0.011464 | 0.011464 | 0.011464 | [11 empty] | University of California | 100 | University of California | 100
natural gas combined cycle | UCLA So Campus Cogen Project | 52073_G_GEN3 | 52073 | G | GEN3 |  | Combined Cycle |  | WEC_LADW | California | 6 | Los Angeles | 37 | 06037 | 11 | 5500 | 1993 | 9999 |  |  | Y | Natural Gas, Distillate Fuel Oil |  |  |  |  | SCR | [8 empty] | 0.011464 | 0.011464 | 0.011464 | 0.011464 | [11 empty] | University of California | 100 | University of California | 100
natural gas peaker | McKittrick Cogen | 52076_G_UNIT1 | 52076 | G | UNIT1 |  | Combustion Turbine |  | WECC_SCE | California | 6 | Kern | 29 | 06029 | 4.8 | 11964 | 2012 | 9999 |  |  | Y | Natural Gas | [13 empty] | 0.79549 | 0.79549 | 0.79549 | 0.79549 | [11 empty] | Chevron USA Inc | 100 | Chevron Corp | 100
natural gas peaker | McKittrick Cogen | 52076_G_UNIT2 | 52076 | G | UNIT2 |  | Combustion Turbine |  | WECC_SCE | California | 6 | Kern | 29 | 06029 | 4.8 | 11964 | 2012 | 9999 |  |  | Y | Natural Gas | [13 empty] | 0.79549 | 0.79549 | 0.79549 | 0.79549 | [11 empty] | Chevron USA Inc | 100 | Chevron Corp | 100
natural gas peaker | Lost Hills Cogeneration Plant | 52077_G_GEN5 | 52077 | G | GEN5 |  | Combustion Turbine |  | WECC_SCE | California | 6 | Kern | 29 | 06029 | 2.7 | 8700 | 1985 | 9999 |  |  | Y | Natural Gas | [13 empty] | 0.47388 | 0.47388 | 0.47388 | 0.47388 | [11 empty] | Aera Energy LLC Lost Hills | 100 | Royal Dutch Shell plc | 100
natural gas peaker | Lost Hills Cogeneration Plant | 52077_G_GEN6 | 52077 | G | GEN6 |  | Combustion Turbine |  | WECC_SCE | California | 6 | Kern | 29 | 06029 | 2.7 | 8700 | 1985 | 9999 |  |  | Y | Natural Gas | [13 empty] | 0.47388 | 0.47388 | 0.47388 | 0.47388 | [11 empty] | Aera Energy LLC Lost Hills | 100 | Royal Dutch Shell plc | 100
natural gas peaker | Cymric 31X Cogen | 52081_G_TG1 | 52081 | G | TG1 |  | Combustion Turbine |  | WEC_CALN | California | 6 | Kern | 29 | 06029 | 2.7 | 8700 | 1988 | 9999 |  |  | Y | Natural Gas | [12 empty] | 0.74 | 0.47388 | 0.47388 | 0.47388 | 0.47388 | [11 empty] | Chevron USA Inc | 100 | Chevron Corp | 100
natural gas peaker | Cymric 31X Cogen | 52081_G_TG2 | 52081 | G | TG2 |  | Combustion Turbine |  | WEC_CALN | California | 6 | Kern | 29 | 06029 | 2.7 | 8700 | 1988 | 9999 |  |  | Y | Natural Gas | [12 empty] | 0.74 | 0.47388 | 0.47388 | 0.47388 | 0.47388 | [11 empty] | Chevron USA Inc | 100 | Chevron Corp | 100
natural gas peaker | Cymric 6Z Cogen | 52082_G_TG1 | 52082 | G | TG1 |  | Combustion Turbine |  | WEC_CALN | California | 6 | Kern | 29 | 06029 | 2.7 | 8700 | 1986 | 9999 |  |  | Y | Natural Gas | [12 empty] | 0.74 | 0.47388 | 0.47388 | 0.47388 | 0.47388 | [11 empty] | Chevron USA Inc | 100 | Chevron Corp | 100
natural gas peaker | Cymric 6Z Cogen | 52082_G_TG2 | 52082 | G | TG2 |  | Combustion Turbine |  | WEC_CALN | California | 6 | Kern | 29 | 06029 | 2.7 | 8700 | 1986 | 9999 |  |  | Y | Natural Gas | [12 empty] | 0.74 | 0.47388 | 0.47388 | 0.47388 | 0.47388 | [11 empty] | Chevron USA Inc | 100 | Chevron Corp | 100
natural gas peaker | Taft 26C Cogen | 52085_G_TG1 | 52085 | G | TG1 |  | Combustion Turbine |  | WEC_CALN | California | 6 | Kern | 29 | 06029 | 2.7 | 8700 | 1982 | 9999 |  |  | Y | Natural Gas | [12 empty] | 0.74 | 0.47388 | 0.47388 | 0.47388 | 0.47388 | [11 empty] | Chevron USA Inc | 100 | Chevron Corp | 100
natural gas peaker | Taft 26C Cogen | 52085_G_TG2 | 52085 | G | TG2 |  | Combustion Turbine |  | WEC_CALN | California | 6 | Kern | 29 | 06029 | 2.7 | 8700 | 1982 | 9999 |  |  | Y | Natural Gas | [12 empty] | 0.74 | 0.47388 | 0.47388 | 0.47388 | 0.47388 | [11 empty] | Chevron USA Inc | 100 | Chevron Corp | 100
natural gas peaker | Taft 26C Cogen | 52085_G_TG3 | 52085 | G | TG3 |  | Combustion Turbine |  | WEC_CALN | California | 6 | Kern | 29 | 06029 | 2.7 | 8700 | 1982 | 9999 |  |  | Y | Natural Gas | [12 empty] | 0.74 | 0.47388 | 0.47388 | 0.47388 | 0.47388 | [11 empty] | Chevron USA Inc | 100 | Chevron Corp | 100
natural gas peaker | Taft 26C Cogen | 52085_G_TG4 | 52085 | G | TG4 |  | Combustion Turbine |  | WEC_CALN | California | 6 | Kern | 29 | 06029 | 2.7 | 8700 | 1982 | 9999 |  |  | Y | Natural Gas | [12 empty] | 0.74 | 0.47388 | 0.47388 | 0.47388 | 0.47388 | [11 empty] | Chevron USA Inc | 100 | Chevron Corp | 100
natural gas peaker | Coalinga 25D Cogen | 52086_G_TG1 | 52086 | G | TG1 |  | Combustion Turbine |  | WEC_CALN | California | 6 | Fresno | 19 | 06019 | 2.7 | 8700 | 1986 | 9999 |  |  | Y | Natural Gas | [12 empty] | 0.74 | 0.03269 | 0.03269 | 0.03269 | 0.03269 | [11 empty] | Chevron USA Inc | 100 | Chevron Corp | 100
natural gas peaker | Coalinga 25D Cogen | 52086_G_TG2 | 52086 | G | TG2 |  | Combustion Turbine |  | WEC_CALN | California | 6 | Fresno | 19 | 06019 | 2.7 | 8700 | 1986 | 9999 |  |  | Y | Natural Gas | [12 empty] | 0.74 | 0.03269 | 0.03269 | 0.03269 | 0.03269 | [11 empty] | Chevron USA Inc | 100 | Chevron Corp | 100
natural gas peaker | Coalinga 25D Cogen | 52086_G_TG3 | 52086 | G | TG3 |  | Combustion Turbine |  | WEC_CALN | California | 6 | Fresno | 19 | 06019 | 2.7 | 8700 | 1987 | 9999 |  |  | Y | Natural Gas | [12 empty] | 0.74 | 0.03269 | 0.03269 | 0.03269 | 0.03269 | [11 empty] | Chevron USA Inc | 100 | Chevron Corp | 100
natural gas peaker | Coalinga 25D Cogen | 52086_G_TG4 | 52086 | G | TG4 |  | Combustion Turbine |  | WEC_CALN | California | 6 | Fresno | 19 | 06019 | 2.7 | 8700 | 1987 | 9999 |  |  | Y | Natural Gas | [12 empty] | 0.74 | 0.03269 | 0.03269 | 0.03269 | 0.03269 | [11 empty] | Chevron USA Inc | 100 | Chevron Corp | 100
natural gas peaker | Elizabeth River Power Station | 52087_G_GEN1 | 52087 | G | GEN1 | 88298 | Combustion Turbine |  | PJM_Dom | Virginia | 51 | Chesapeake City | 550 | 51550 | 116 | 12074 | 1992 | 9999 |  |  | N | Natural Gas, Distillate Fuel Oil |  |  |  | H2O | [8 empty] | 2.64 | 0.13392 | 0.13392 | 0.13392 | 0.13392 | [11 empty] | Virginia Electric & Power Co | 100 | Dominion Energy Inc | 100
natural gas peaker | Elizabeth River Power Station | 52087_G_GEN2 | 52087 | G | GEN2 | 88299 | Combustion Turbine |  | PJM_Dom | Virginia | 51 | Chesapeake City | 550 | 51550 | 116 | 12074 | 1992 | 9999 |  |  | N | Natural Gas, Distillate Fuel Oil |  |  |  | H2O | [8 empty] | 2.64 | 0.12233 | 0.12233 | 0.12233 | 0.12233 | [11 empty] | Virginia Electric & Power Co | 100 | Dominion Energy Inc | 100
natural gas peaker | Elizabeth River Power Station | 52087_G_GEN3 | 52087 | G | GEN3 | 88300 | Combustion Turbine |  | PJM_Dom | Virginia | 51 | Chesapeake City | 550 | 51550 | 116 | 12074 | 1992 | 9999 |  |  | N | Natural Gas, Distillate Fuel Oil |  |  |  | H2O | [8 empty] | 2.64 | 0.14597 | 0.14597 | 0.14597 | 0.14597 | [11 empty] | Virginia Electric & Power Co | 100 | Dominion Energy Inc | 100
natural gas combined cycle | Texas City Power Plant | 52088_G_GEN1 | 52088 | G | GEN1 | 89949 | Combined Cycle |  | ERC_REST | Texas | 48 | Galveston | 167 | 48167 | 139 | 5889 | 1987 | 9999 |  |  | Y | Natural Gas |  |  |  | LNB + STM | [9 empty] | 0.058358 | 0.058358 | 0.058358 | 0.058358 | [11 empty] | Calpine Corp Texas City | 100 | Energy Capital Partners | 100
natural gas combined cycle | Texas City Power Plant | 52088_G_GEN2 | 52088 | G | GEN2 | 89949 | Combined Cycle |  | ERC_REST | Texas | 48 | Galveston | 167 | 48167 | 104 | 5889 | 1987 | 9999 |  |  | Y | Natural Gas |  |  |  | STM | [9 empty] | 0.058358 | 0.058358 | 0.058358 | 0.058358 | [11 empty] | Calpine Corp Texas City | 100 | Energy Capital Partners | 100
natural gas combined cycle | Texas City Power Plant | 52088_G_GEN3 | 52088 | G | GEN3 | 89950 | Combined Cycle |  | ERC_REST | Texas | 48 | Galveston | 167 | 48167 | 104 | 5889 | 1987 | 9999 |  |  | Y | Natural Gas |  |  |  | DLNB | [9 empty] | 0.058358 | 0.058358 | 0.058358 | 0.058358 | [11 empty] | Calpine Corp Texas City | 100 | Energy Capital Partners | 100
natural gas combined cycle | Texas City Power Plant | 52088_G_GEN4 | 52088 | G | GEN4 | 89951 | Combined Cycle |  | ERC_REST | Texas | 48 | Galveston | 167 | 48167 | 104 | 5889 | 1987 | 9999 |  |  | Y | Natural Gas |  |  |  | STM | [9 empty] | 0.058358 | 0.058358 | 0.058358 | 0.058358 | [11 empty] | Calpine Corp Texas City | 100 | Energy Capital Partners | 100
natural gas peaker | New York Methodist Hospital | 52091_G_01-8N | 52091 | G | 01-8N |  | Combustion Turbine | IC Engine | NY_Z_J | New York | 36 | Kings | 47 | 36047 | 0.8 | 10745 | 2006 | 9999 |  |  | N | Distillate Fuel Oil | [13 empty] | 1.6498 | 1.6498 | 1.6498 | 1.6498 | [11 empty] | New York Methodist Hospital | 100 | New York Presbyterian Healthcare System | 100
natural gas peaker | New York Methodist Hospital | 52091_G_02-8P | 52091 | G | 02-8P |  | Combustion Turbine | IC Engine | NY_Z_J | New York | 36 | Kings | 47 | 36047 | 1 | 11784 | 2006 | 9999 |  |  | N | Distillate Fuel Oil | [13 empty] | 1.6498 | 1.6498 | 1.6498 | 1.6498 | [11 empty] | New York Methodist Hospital | 100 | New York Presbyterian Healthcare System | 100
natural gas peaker | New York Methodist Hospital | 52091_G_04-6Z | 52091 | G | 04-6Z |  | Combustion Turbine | IC Engine | NY_Z_J | New York | 36 | Kings | 47 | 36047 | 0.8 | 10745 | 2006 | 9999 |  |  | N | Distillate Fuel Oil | [13 empty] | 1.6498 | 1.6498 | 1.6498 | 1.6498 | [11 empty] | New York Methodist Hospital | 100 | New York Presbyterian Healthcare System | 100
natural gas peaker | New York Methodist Hospital | 52091_G_05-6Z | 52091 | G | 05-6Z |  | Combustion Turbine | IC Engine | NY_Z_J | New York | 36 | Kings | 47 | 36047 | 0.8 | 10745 | 2006 | 9999 |  |  | N | Distillate Fuel Oil | [13 empty] | 1.6498 | 1.6498 | 1.6498 | 1.6498 | [11 empty] | New York Methodist Hospital | 100 | New York Presbyterian Healthcare System | 100
natural gas peaker | New York Methodist Hospital | 52091_G_03-8L | 52091 | G | 03-8L |  | Combustion Turbine | IC Engine | NY_Z_J | New York | 36 | Kings | 47 | 36047 | 1 | 10745 | 2008 | 9999 |  |  | N | Distillate Fuel Oil | [13 empty] | 1.6498 | 1.6498 | 1.6498 | 1.6498 | [11 empty] | New York Methodist Hospital | 100 | New York Presbyterian Healthcare System | 100
natural gas peaker | New York Methodist Hospital | 52091_G_CCHEG | 52091 | G | CCHEG |  | Combustion Turbine | IC Engine | NY_Z_J | New York | 36 | Kings | 47 | 36047 | 1.5 | 10745 | 2020 | 9999 |  |  | N | Distillate Fuel Oil | [13 empty] | 1.6498 | 1.6498 | 1.6498 | 1.6498 | [11 empty] | New York Methodist Hospital | 100 | New York Presbyterian Healthcare System | 100
natural gas peaker | Berry Placerita Cogen | 52096_G_GEN1 | 52096 | G | GEN1 |  | Combustion Turbine |  | WECC_SCE | California | 6 | Los Angeles | 37 | 06037 | 19.6 | 8700 | 1990 | 9999 |  |  | Y | Natural Gas | [12 empty] | 0.74 | 0.02755 | 0.02755 | 0.02755 | 0.02755 | [11 empty] | Berry Petroleum Co | 100 | Linn Energy LLC | 100
natural gas peaker | Berry Placerita Cogen | 52096_G_GEN2 | 52096 | G | GEN2 |  | Combustion Turbine |  | WECC_SCE | California | 6 | Los Angeles | 37 | 06037 | 19.6 | 8700 | 1990 | 9999 |  |  | Y | Natural Gas | [12 empty] | 0.74 | 0.02755 | 0.02755 | 0.02755 | 0.02755 | [11 empty] | Berry Petroleum Co | 100 | Linn Energy LLC | 100
natural gas peaker | Cymric 36W Cogen | 52104_G_GEN1 | 52104 | G | GEN1 |  | Combustion Turbine |  | WEC_CALN | California | 6 | Kern | 29 | 06029 | 2.7 | 8700 | 1982 | 9999 |  |  | Y | Natural Gas | [12 empty] | 0.74 | 0.47388 | 0.47388 | 0.47388 | 0.47388 | [11 empty] | Chevron USA Inc | 100 | Chevron Corp | 100
natural gas peaker | Cymric 36W Cogen | 52104_G_GEN2 | 52104 | G | GEN2 |  | Combustion Turbine |  | WEC_CALN | California | 6 | Kern | 29 | 06029 | 2.7 | 8700 | 1982 | 9999 |  |  | Y | Natural Gas | [12 empty] | 0.74 | 0.47388 | 0.47388 | 0.47388 | 0.47388 | [11 empty] | Chevron USA Inc | 100 | Chevron Corp | 100
natural gas peaker | Cymric 36W Cogen | 52104_G_GEN3 | 52104 | G | GEN3 |  | Combustion Turbine |  | WEC_CALN | California | 6 | Kern | 29 | 06029 | 2.7 | 8700 | 1982 | 9999 |  |  | Y | Natural Gas | [12 empty] | 0.74 | 0.47388 | 0.47388 | 0.47388 | 0.47388 | [11 empty] | Chevron USA Inc | 100 | Chevron Corp | 100
natural gas peaker | Cymric 36W Cogen | 52104_G_GEN4 | 52104 | G | GEN4 |  | Combustion Turbine |  | WEC_CALN | California | 6 | Kern | 29 | 06029 | 2.7 | 8700 | 1982 | 9999 |  |  | Y | Natural Gas | [12 empty] | 0.74 | 0.47388 | 0.47388 | 0.47388 | 0.47388 | [11 empty] | Chevron USA Inc | 100 | Chevron Corp | 100
natural gas peaker | Kern River Eastridge Cogen | 52107_G_101A | 52107 | G | 101A |  | Combustion Turbine |  | WEC_CALN | California | 6 | Kern | 29 | 06029 | 20.8 | 8700 | 1988 | 9999 |  |  | Y | Natural Gas | [12 empty] | 0.74 | 0.47388 | 0.47388 | 0.47388 | 0.47388 | [11 empty] | Chevron USA Inc | 100 | Chevron Corp | 100
natural gas peaker | Kern River Eastridge Cogen | 52107_G_101B | 52107 | G | 101B |  | Combustion Turbine |  | WEC_CALN | California | 6 | Kern | 29 | 06029 | 20.8 | 8700 | 1988 | 9999 |  |  | Y | Natural Gas | [12 empty] | 0.74 | 0.47388 | 0.47388 | 0.47388 | 0.47388 | [11 empty] | Chevron USA Inc | 100 | Chevron Corp | 100
natural gas peaker | Wasson CO2 Removal Plant | 52122_G_GEN1 | 52122 | G | GEN1 |  | Combustion Turbine |  | SPP_SPS | Texas | 48 | Yoakum | 501 | 48501 | 18.6 | 9477 | 1988 | 9999 |  |  | Y | Natural Gas | [13 empty] | 0.47388 | 0.47388 | 0.47388 | 0.47388 | [11 empty] | Occidental Permian Ltd | 100 | Occidental Petroleum Corp | 100
natural gas combined cycle | Power Station 4 | 52132_G_GEN1 | 52132 | G | GEN1 |  | Combined Cycle |  | ERC_REST | Texas | 48 | Galveston | 167 | 48167 | 69 | 5831 | 1986 | 9999 |  |  | Y | Natural Gas | [13 empty] | 0.0077 | 0.0077 | 0.0077 | 0.0077 | [11 empty] | South Houston Green Power LLC | 100 | Marathon Oil Corp | 100
natural gas combined cycle | Power Station 4 | 52132_G_GEN2 | 52132 | G | GEN2 |  | Combined Cycle |  | ERC_REST | Texas | 48 | Galveston | 167 | 48167 | 69 | 5831 | 1986 | 9999 |  |  | Y | Natural Gas | [13 empty] | 0.0077 | 0.0077 | 0.0077 | 0.0077 | [11 empty] | South Houston Green Power LLC | 100 | Marathon Oil Corp | 100
onshore wind | Mojave 4 | 52142_G_GEN1 | 52142 | G | GEN1 |  | Onshore Wind |  | WECC_SCE | California | 6 | Kern | 29 | 06029 | 24.3 | 0 | 1990 | 9999 |  |  | N | Wind | [13 empty] | 0 | 0 | 0 | 0 | [11 empty] | Mojave 3/4/5 LLC | 100 | Energy Capital Partners | 100
natural gas peaker | C P Kelco San Diego Plant | 52147_G_GEN1 | 52147 | G | GEN1 |  | Combustion Turbine |  | WEC_SDGE | California | 6 | San Diego | 73 | 06073 | 8 | 8700 | 1983 | 9999 |  |  | Y | Natural Gas | [12 empty] | 0.74 | 0.08551 | 0.08551 | 0.08551 | 0.08551 | [11 empty] | CP Kelco Uc Inc | 100 | J M Huber Corp | 100
natural gas peaker | C P Kelco San Diego Plant | 52147_G_GEN2 | 52147 | G | GEN2 |  | Combustion Turbine |  | WEC_SDGE | California | 6 | San Diego | 73 | 06073 | 9.3 | 8700 | 1983 | 9999 |  |  | Y | Natural Gas | [12 empty] | 0.74 | 0.08551 | 0.08551 | 0.08551 | 0.08551 | [11 empty] | CP Kelco Uc Inc | 100 | J M Huber Corp | 100
hydro | Lacomb Irrigation District | 52155_G_GEN1 | 52155 | G | GEN1 |  | Hydro |  | WECC_PNW | Oregon | 41 | Linn | 43 | 41043 | 1 | 0 | 1986 | 9999 |  |  | N | Hydro | [13 empty] | 0 | 0 | 0 | 0 | [11 empty] | Lacomb Irrigation District | 100 | Lacomb Irrigation District | 100
geothermal | Aidlin Geothermal Power Plant | 52158_G_GEN1 | 52158 | G | GEN1 |  | Geothermal |  | WEC_CALN | California | 6 | Sonoma | 97 | 06097 | 9 | 9771 | 1989 | 9999 |  |  | N | Geothermal | [13 empty] | 0 | 0 | 0 | 0 | 0.3713 | 0.3713 | 0.3713 | [8 empty] | Geysers Power Co LLC | 100 | Energy Capital Partners | 100
geothermal | Aidlin Geothermal Power Plant | 52158_G_GEN2 | 52158 | G | GEN2 |  | Geothermal |  | WEC_CALN | California | 6 | Sonoma | 97 | 06097 | 9 | 9771 | 1989 | 9999 |  |  | N | Geothermal | [13 empty] | 0 | 0 | 0 | 0 | 0.3713 | 0.3713 | 0.3713 | [8 empty] | Geysers Power Co LLC | 100 | Energy Capital Partners | 100
hydro | Collins Facility | 52166_G_1 | 52166 | G | 1 |  | Hydro |  | NENGREST | Massachusetts | 25 | Hampden | 13 | 25013 | 0.8 | 0 | 1985 | 9999 |  |  | N | Hydro | [13 empty] | 0 | 0 | 0 | 0 | [11 empty] | Dichotomy Collins Hydro LLC | 100 | Dichotomy Capital LLC | 100
hydro | Collins Facility | 52166_G_2 | 52166 | G | 2 |  | Hydro |  | NENGREST | Massachusetts | 25 | Hampden | 13 | 25013 | 0.8 | 0 | 1985 | 9999 |  |  | N | Hydro | [13 empty] | 0 | 0 | 0 | 0 | [11 empty] | Dichotomy Collins Hydro LLC | 100 | Dichotomy Capital LLC | 100
natural gas peaker | Riverbay | 52168_G_GEN3 | 52168 | G | GEN3 | 90513 | Combustion Turbine |  | NY_Z_J | New York | 36 | Bronx | 5 | 36005 | 12.3 | 8700 | 2011 | 9999 |  |  | Y | Natural Gas, Distillate Fuel Oil |  |  |  | DLNB | SCR | [8 empty] | 0.00998 | 0.00998 | 0.00998 | 0.00998 | [11 empty] | Riverbay Corp | 100 | Riverbay Corp | 100
natural gas peaker | Riverbay | 52168_G_GEN4 | 52168 | G | GEN4 | 90514 | Combustion Turbine |  | NY_Z_J | New York | 36 | Bronx | 5 | 36005 | 12.3 | 8700 | 2011 | 9999 |  |  | Y | Natural Gas, Distillate Fuel Oil |  |  |  | DLNB | SCR | [8 empty] | 0.04075 | 0.04075 | 0.04075 | 0.04075 | [11 empty] | Riverbay Corp | 100 | Riverbay Corp | 100
natural gas peaker | Riverbay | 52168_G_U0007 | 52168 | G | U0007 |  | Combustion Turbine | IC Engine | NY_Z_J | New York | 36 | Bronx | 5 | 36005 | 1.5 | 13469 | 2011 | 9999 |  |  | N | Distillate Fuel Oil | [13 empty] | 0.03191 | 0.03191 | 0.03191 | 0.03191 | [11 empty] | Riverbay Corp | 100 | Riverbay Corp | 100
natural gas steam turbine | Riverbay | 52168_B_U00003 | 52168 | B | U00003 |  | O/G Steam |  | NY_Z_J | New York | 36 | Bronx | 5 | 36005 | 4.6 | 8300 | 2011 | 9999 |  |  | Y | Natural Gas |  |  |  | LNB | [9 empty] | 0.05 | 0.05 | 0.05 | 0.05 | [11 empty] | Riverbay Corp | 100 | Riverbay Corp | 100
natural gas steam turbine | Riverbay | 52168_B_U00004 | 52168 | B | U00004 |  | O/G Steam |  | NY_Z_J | New York | 36 | Bronx | 5 | 36005 | 4.6 | 8300 | 2011 | 9999 |  |  | Y | Natural Gas |  |  |  |  | SCR | [8 empty] | 0.01398 | 0.002796 | 0.01398 | 0.002796 | [11 empty] | Riverbay Corp | 100 | Riverbay Corp | 100
natural gas steam turbine | Riverbay | 52168_B_U00006 | 52168 | B | U00006 |  | O/G Steam |  | NY_Z_J | New York | 36 | Bronx | 5 | 36005 | 4.6 | 8300 | 2011 | 9999 |  |  | Y | Natural Gas |  |  |  |  | SCR | [8 empty] | 0.01413 | 0.002826 | 0.01413 | 0.002826 | [11 empty] | Riverbay Corp | 100 | Riverbay Corp | 100
natural gas peaker | Midway Sunset Cogen | 52169_G_A | 52169 | G | A |  | Combustion Turbine |  | WEC_CALN | California | 6 | Kern | 29 | 06029 | 73 | 8700 | 1989 | 9999 |  |  | Y | Natural Gas | [12 empty] | 0.74 | 0.42278 | 0.42278 | 0.42278 | 0.42278 | [11 empty] | Aera Energy LLC | 50 | NRG Energy Inc | 50
natural gas peaker | Midway Sunset Cogen | 52169_G_B | 52169 | G | B |  | Combustion Turbine |  | WEC_CALN | California | 6 | Kern | 29 | 06029 | 73 | 8700 | 1989 | 9999 |  |  | Y | Natural Gas | [12 empty] | 0.74 | 0.42278 | 0.42278 | 0.42278 | 0.42278 | [11 empty] | Aera Energy LLC | 50 | NRG Energy Inc | 50
natural gas peaker | Midway Sunset Cogen | 52169_G_C | 52169 | G | C |  | Combustion Turbine |  | WEC_CALN | California | 6 | Kern | 29 | 06029 | 73 | 8700 | 1989 | 9999 |  |  | Y | Natural Gas | [12 empty] | 0.74 | 0.42278 | 0.42278 | 0.42278 | 0.42278 | [11 empty] | Aera Energy LLC | 50 | NRG Energy Inc | 50
hydro | Upper Barker | 52171_G_GEN1 | 52171 | G | GEN1 |  | Hydro |  | NENG_ME | Maine | 23 | Androscoggin | 1 | 23001 | 1 | 0 | 1987 | 9999 |  |  | N | Hydro | [13 empty] | 0 | 0 | 0 | 0 | [11 empty] | Ridgewood Maine Hydro Partnership LP | 100 | Covanta Holding Corp | 100
hydro | Conemaugh Hydro Plant | 52173_G_GEN1 | 52173 | G | GEN1 |  | Hydro |  | PJM_PENE | Pennsylvania | 42 | Westmoreland | 129 | 42129 | 2 | 0 | 1989 | 9999 |  |  | N | Hydro | [13 empty] | 0 | 0 | 0 | 0 | [11 empty] | Conemaugh Hydro Station | 49.5 | Conemaugh Hydro Station | 49.5
hydro | Conemaugh Hydro Plant | 52173_G_GEN2 | 52173 | G | GEN2 |  | Hydro |  | PJM_PENE | Pennsylvania | 42 | Westmoreland | 129 | 42129 | 2 | 0 | 1989 | 9999 |  |  | N | Hydro | [13 empty] | 0 | 0 | 0 | 0 | [11 empty] | Conemaugh Hydro Station | 49.5 | Conemaugh Hydro Station | 49.5
geothermal | Soda Lake Geothermal No I II | 52174_G_OEC4 | 52174 | G | OEC4 |  | Geothermal |  | WECC_NNV | Nevada | 32 | Churchill | 1 | 32001 | 1.3 | 9771 | 1990 | 9999 |  |  | N | Geothermal | [13 empty] | 0 | 0 | 0 | 0 | 0.4563 | 0.4563 | 0.4563 | [8 empty] | Soda Lake LP | 100 | Innergex Renewable Energy Inc | 100
geothermal | Soda Lake Geothermal No I II | 52174_G_OEC5 | 52174 | G | OEC5 |  | Geothermal |  | WECC_NNV | Nevada | 32 | Churchill | 1 | 32001 | 1.3 | 9771 | 1990 | 9999 |  |  | N | Geothermal | [13 empty] | 0 | 0 | 0 | 0 | 0.4563 | 0.4563 | 0.4563 | [8 empty] | Soda Lake LP | 100 | Innergex Renewable Energy Inc | 100
geothermal | Soda Lake Geothermal No I II | 52174_G_OEC6 | 52174 | G | OEC6 |  | Geothermal |  | WECC_NNV | Nevada | 32 | Churchill | 1 | 32001 | 1.3 | 9771 | 1990 | 9999 |  |  | N | Geothermal | [13 empty] | 0 | 0 | 0 | 0 | 0.4563 | 0.4563 | 0.4563 | [8 empty] | Soda Lake LP | 100 | Innergex Renewable Energy Inc | 100
natural gas combined cycle | C R Wing Cogen Plant | 52176_G_GEN1 | 52176 | G | GEN1 | 89347 | Combined Cycle |  | ERC_WEST | Texas | 48 | Howard | 227 | 48227 | 71 | 9048 | 1987 | 9999 |  |  | Y | Natural Gas |  |  |  | STM | [9 empty] | 0.12041 | 0.12041 | 0.12041 | 0.12041 | [11 empty] | Power Resources Ltd | 100 | Berkshire Hathaway Inc | 100
natural gas combined cycle | C R Wing Cogen Plant | 52176_G_GEN2 | 52176 | G | GEN2 | 89348 | Combined Cycle |  | ERC_WEST | Texas | 48 | Howard | 227 | 48227 | 71 | 9048 | 1987 | 9999 |  |  | Y | Natural Gas |  |  |  | STM | [9 empty] | 0.12041 | 0.12041 | 0.12041 | 0.12041 | [11 empty] | Power Resources Ltd | 100 | Berkshire Hathaway Inc | 100
natural gas combined cycle | C R Wing Cogen Plant | 52176_G_GEN3 | 52176 | G | GEN3 | 89347 | Combined Cycle |  | ERC_WEST | Texas | 48 | Howard | 227 | 48227 | 70 | 9048 | 1988 | 9999 |  |  | Y | Natural Gas |  |  |  | STM | [9 empty] | 0.12041 | 0.12041 | 0.12041 | 0.12041 | [11 empty] | Power Resources Ltd | 100 | Berkshire Hathaway Inc | 100
natural gas peaker | Yuba City Cogen Partners | 52186_G_GEN1 | 52186 | G | GEN1 |  | Combustion Turbine |  | WEC_CALN | California | 6 | Sutter | 101 | 06101 | 48.7 | 8700 | 1990 | 9999 |  |  | Y | Natural Gas | [12 empty] | 0.74 | 0.02527 | 0.02527 | 0.02527 | 0.02527 | [11 empty] | Yuba City Cogeneration Partners LP | 100 | PG&E Corp | 100
hydro | Falls Creek | 52187_G_GE-1 | 52187 | G | GE-1 |  | Hydro |  | WECC_PNW | Oregon | 41 | Linn | 43 | 41043 | 3.9 | 0 | 1984 | 9999 |  |  | N | Hydro | [13 empty] | 0 | 0 | 0 | 0 | [11 empty] | Falls Creek Hydropower LP | 100 | Gary Marcus | 100
hard coal | Delaware City Plant | 52193_B_BLR2 | 52193 | B | BLR2 |  | Fossil Waste |  | PJM_EMAC | Delaware | 10 | New Castle | 3 | 10003 | 25 | 5291 | 1956 | 9999 | wall | wet | Y | Fossil Waste |  |  |  | FR + STM | [9 empty] | 0.01454 | 0.01454 | 0.01454 | 0.01454 | [11 empty] | Delaware City Refining Co LLC | 100 | Blackstone Group (The) | 100
hard coal | Delaware City Plant | 52193_B_BLR3 | 52193 | B | BLR3 |  | Fossil Waste |  | PJM_EMAC | Delaware | 10 | New Castle | 3 | 10003 | 27 | 5291 | 1956 | 9999 | wall | wet | Y | Fossil Waste |  |  |  | FR + STM |  |  |  | C | NA |  |  |  |  | 0.05299 | 0.05299 | 0.05299 | 0.05299 | [11 empty] | Delaware City Refining Co LLC | 100 | Blackstone Group (The) | 100
hard coal | Delaware City Plant | 52193_B_BLR4 | 52193 | B | BLR4 | 3736 | Fossil Waste |  | PJM_EMAC | Delaware | 10 | New Castle | 3 | 10003 | 33 | 5291 | 1962 | 9999 | wall | dry | Y | Fossil Waste |  |  |  | FR + STM | [9 empty] | 0.04202 | 0.04202 | 0.04202 | 0.04202 | [11 empty] | Delaware City Refining Co LLC | 100 | Blackstone Group (The) | 100
hard coal | Delaware City Plant | 52193_B_HRSG 1 | 52193 | B | HRSG 1 |  | Fossil Waste |  | PJM_EMAC | Delaware | 10 | New Castle | 3 | 10003 | 24.8 | 5291 | 2000 | 9999 |  |  | Y | Fossil Waste |  |  |  | STM | SCR | [8 empty] | 0.01687 | 0.01687 | 0.01687 | 0.01687 | [11 empty] | Delaware City Refining Co LLC | 100 | Blackstone Group (The) | 100
hard coal | Delaware City Plant | 52193_B_HRSG 2 | 52193 | B | HRSG 2 |  | Fossil Waste |  | PJM_EMAC | Delaware | 10 | New Castle | 3 | 10003 | 24.8 | 5291 | 2000 | 9999 |  |  | Y | Fossil Waste |  |  |  | STM | SCR | [8 empty] | 0.02078 | 0.02078 | 0.02078 | 0.02078 | [11 empty] | Delaware City Refining Co LLC | 100 | Blackstone Group (The) | 100
natural gas peaker | Delaware City Plant | 52193_G_CT1 | 52193 | G | CT1 |  | Combustion Turbine |  | PJM_EMAC | Delaware | 10 | New Castle | 3 | 10003 | 65 | 8700 | 2000 | 9999 |  |  | Y | Natural Gas |  |  |  | STM | SNCR | [7 empty] | 0.05 | 0.00587 | 0.00587 | 0.00587 | 0.00587 | [11 empty] | Delaware City Refining Co LLC | 100 | Blackstone Group (The) | 100
natural gas peaker | Delaware City Plant | 52193_G_CT2 | 52193 | G | CT2 |  | Combustion Turbine |  | PJM_EMAC | Delaware | 10 | New Castle | 3 | 10003 | 65 | 8700 | 2000 | 9999 |  |  | Y | Natural Gas |  |  |  | STM | [8 empty] | 0.05 | 0.00487 | 0.00487 | 0.00487 | 0.00487 | [11 empty] | Delaware City Refining Co LLC | 100 | Blackstone Group (The) | 100
biomass | WestRock Southeast, LLC. | 54004_B_HRSG | 54004 | B | HRSG |  | Biomass |  | S_SOU | Georgia | 13 | Laurens | 175 | 13175 | 22 | 4937 | 1989 | 9999 |  |  | Y | Biomass |  |  |  | LNB | [9 empty] | 0.00975 | 0.00975 | 0.00975 | 0.00975 | [11 empty] | SP Newsprint Co | 100 | Cox Enterprises Inc | 100
biomass | WestRock Southeast, LLC. | 54004_B_PB2 | 54004 | B | PB2 |  | Biomass |  | S_SOU | Georgia | 13 | Laurens | 175 | 13175 | 22 | 4937 | 1989 | 9999 |  |  | Y | Biomass |  |  | 0.999 | NH3 |  |  |  | ESPH | No |  |  |  |  | 0.054 | 0.054 | 0.054 | 0.054 |  |  |  |  | Yes | 1989 | [5 empty] | SP Newsprint Co | 100 | Cox Enterprises Inc | 100
natural gas peaker | WestRock Southeast, LLC. | 54004_G_GEN2 | 54004 | G | GEN2 |  | Combustion Turbine |  | S_SOU | Georgia | 13 | Laurens | 175 | 13175 | 40 | 8700 | 1989 | 9999 |  |  | Y | Natural Gas, Distillate Fuel Oil | [13 empty] | 0.12899 | 0.12899 | 0.12899 | 0.12899 | [11 empty] | SP Newsprint Co | 100 | Cox Enterprises Inc | 100
hydro | Broadwater Power Project | 54006_G_GEN1 | 54006 | G | GEN1 |  | Hydro |  | WECC_MT | Montana | 30 | Broadwater | 7 | 30007 | 9.7 | 0 | 1989 | 9999 |  |  | N | Hydro | [13 empty] | 0 | 0 | 0 | 0 | [11 empty] | Montana Dept of Natural Resources & Conservation | 100 | Montana Dept of Natural Resources & Conservation | 100
biomass | MM West Covina | 54015_G_GEN2 | 54015 | G | GEN2 |  | Landfill Gas |  | WECC_SCE | California | 6 | Los Angeles | 37 | 06037 | 5.4 | 17039 | 1993 | 9999 |  |  | N | Landfill Gas | [13 empty] | 0.02432 | 0.02432 | 0.02432 | 0.02432 | [11 empty] | MM West Covina LLC | 100 | FORTISTAR | 100
hydro | San Gabriel Hydro Project | 54017_G_U1 | 54017 | G | U1 |  | Hydro |  | WECC_SCE | California | 6 | Los Angeles | 37 | 06037 | 3.7 | 0 | 1987 | 9999 |  |  | N | Hydro | [13 empty] | 0 | 0 | 0 | 0 | [11 empty] | Los Angeles County San Gabriel | 100 | Los Angeles County San Gabriel | 100
hydro | San Gabriel Hydro Project | 54017_G_U2 | 54017 | G | U2 |  | Hydro |  | WECC_SCE | California | 6 | Los Angeles | 37 | 06037 | 1.1 | 0 | 1987 | 9999 |  |  | N | Hydro | [13 empty] | 0 | 0 | 0 | 0 | [11 empty] | Los Angeles County San Gabriel | 100 | Los Angeles County San Gabriel | 100
natural gas combined cycle | Rensselaer Cogen | 54034_G_GEN1 | 54034 | G | GEN1 | 3742 | Combined Cycle |  | NY_Z_F | New York | 36 | Rensselaer | 83 | 36083 | 47 | 8977 | 1994 | 9999 |  |  | N | Natural Gas, Distillate Fuel Oil |  |  |  | STM | SCR | [8 empty] | 0.034333 | 0.034333 | 0.034333 | 0.034333 | [11 empty] | Rensselaer Generating LLC | 100 | Energy Trading Innovations LLC | 100
natural gas combined cycle | Rensselaer Cogen | 54034_G_GEN2 | 54034 | G | GEN2 | 3742 | Combined Cycle |  | NY_Z_F | New York | 36 | Rensselaer | 83 | 36083 | 33.4 | 8977 | 1994 | 9999 |  |  | N | Natural Gas, Distillate Fuel Oil |  |  |  | STM | SCR | [8 empty] | 0.034333 | 0.034333 | 0.034333 | 0.034333 | [11 empty] | Rensselaer Generating LLC | 100 | Energy Trading Innovations LLC | 100
natural gas combined cycle | Lockport Energy Associates LP | 54041_G_GEN1 | 54041 | G | GEN1 | 3743 | Combined Cycle |  | NY_Z_A | New York | 36 | Niagara | 63 | 36063 | 43.6 | 8570 | 1992 | 9999 |  |  | Y | Natural Gas, Distillate Fuel Oil |  |  |  | STM | [9 empty] | 0.12175 | 0.12175 | 0.12175 | 0.12175 | [11 empty] | Lockport Energy Associates LP | 100 | FORTISTAR | 100
natural gas combined cycle | Lockport Energy Associates LP | 54041_G_GEN2 | 54041 | G | GEN2 | 3744 | Combined Cycle |  | NY_Z_A | New York | 36 | Niagara | 63 | 36063 | 43.6 | 8570 | 1992 | 9999 |  |  | Y | Natural Gas, Distillate Fuel Oil |  |  |  | STM | [9 empty] | 0.12175 | 0.12175 | 0.12175 | 0.12175 | [11 empty] | Lockport Energy Associates LP | 100 | FORTISTAR | 100
natural gas combined cycle | Lockport Energy Associates LP | 54041_G_GEN3 | 54041 | G | GEN3 | 3745 | Combined Cycle |  | NY_Z_A | New York | 36 | Niagara | 63 | 36063 | 43.6 | 8570 | 1992 | 9999 |  |  | Y | Natural Gas, Distillate Fuel Oil |  |  |  | STM | [9 empty] | 0.12175 | 0.12175 | 0.12175 | 0.12175 | [11 empty] | Lockport Energy Associates LP | 100 | FORTISTAR | 100
natural gas combined cycle | Lockport Energy Associates LP | 54041_G_GEN4 | 54041 | G | GEN4 | 3743 | Combined Cycle |  | NY_Z_A | New York | 36 | Niagara | 63 | 36063 | 78 | 8570 | 1992 | 9999 |  |  | Y | Natural Gas, Distillate Fuel Oil |  |  |  | STM | [9 empty] | 0.12175 | 0.12175 | 0.12175 | 0.12175 | [11 empty] | Lockport Energy Associates LP | 100 | FORTISTAR | 100
biomass | Riverview Energy Systems | 54057_G_GEN1 | 54057 | G | GEN1 |  | Landfill Gas |  | MIS_LMI | Michigan | 26 | Wayne | 163 | 26163 | 2.8 | 19625 | 1988 | 9999 |  |  | N | Landfill Gas | [13 empty] | 0.15037 | 0.15037 | 0.15037 | 0.15037 | [11 empty] | Riverview Energy Systems | 100 | DTE Energy Co | 100
biomass | Riverview Energy Systems | 54057_G_GEN2 | 54057 | G | GEN2 |  | Landfill Gas |  | MIS_LMI | Michigan | 26 | Wayne | 163 | 26163 | 2.8 | 19625 | 1988 | 9999 |  |  | N | Landfill Gas | [13 empty] | 0.15037 | 0.15037 | 0.15037 | 0.15037 | [11 empty] | Riverview Energy Systems | 100 | DTE Energy Co | 100
natural gas combined cycle | Indeck Olean Energy Center | 54076_G_GEN1 | 54076 | G | GEN1 | 3747 | Combined Cycle |  | NY_Z_A | New York | 36 | Cattaraugus | 9 | 36009 | 34.1 | 8935 | 1994 | 9999 |  |  | Y | Natural Gas, Distillate Fuel Oil |  |  |  | STM | SCR | [8 empty] | 0.037031 | 0.037031 | 0.037031 | 0.037031 | [11 empty] | Indeck Olean LP | 100 | Indeck Energy Services Inc | 100
natural gas combined cycle | Indeck Olean Energy Center | 54076_G_GEN2 | 54076 | G | GEN2 | 3747 | Combined Cycle |  | NY_Z_A | New York | 36 | Cattaraugus | 9 | 36009 | 44.6 | 8935 | 1994 | 9999 |  |  | Y | Natural Gas, Distillate Fuel Oil |  |  |  | STM | SCR | [8 empty] | 0.037031 | 0.037031 | 0.037031 | 0.037031 | [11 empty] | Indeck Olean LP | 100 | Indeck Energy Services Inc | 100
natural gas steam turbine | Spruance Genco LLC | 54081_B_3A | 54081 | B | 3A | 88192 | O/G Steam |  | PJM_Dom | Virginia | 51 | Richmond City | 760 | 51760 | 21.2 | 14500 | 1992 | 9999 |  | dry | Y | Natural Gas |  |  |  | AA + FR | SNCR | [7 empty] | 0.13 | 0.06129 | 0.0288 | 0.06129 | 0.0288 | [11 empty] | Spruance Genco LLC | 100 | Ares Management LP | 100
natural gas steam turbine | Spruance Genco LLC | 54081_B_3B | 54081 | B | 3B | 88193 | O/G Steam |  | PJM_Dom | Virginia | 51 | Richmond City | 760 | 51760 | 21.2 | 14500 | 1992 | 9999 |  | dry | Y | Natural Gas |  |  |  | AA + FR | SNCR | [7 empty] | 0.13 | 0.04634 | 0.02947 | 0.04634 | 0.02947 | [11 empty] | Spruance Genco LLC | 100 | Ares Management LP | 100
natural gas steam turbine | Spruance Genco LLC | 54081_B_4A | 54081 | B | 4A | 88194 | O/G Steam |  | PJM_Dom | Virginia | 51 | Richmond City | 760 | 51760 | 6.2 | 14500 | 1992 | 9999 |  | dry | Y | Natural Gas |  |  |  | AA + FR | SNCR | [7 empty] | 0.13 | 0.25065 | 0.02585 | 0.25065 | 0.02585 | [11 empty] | Spruance Genco LLC | 100 | Ares Management LP | 100
natural gas steam turbine | Spruance Genco LLC | 54081_B_4B | 54081 | B | 4B | 88195 | O/G Steam |  | PJM_Dom | Virginia | 51 | Richmond City | 760 | 51760 | 6.2 | 14500 | 1992 | 9999 |  | dry | Y | Natural Gas |  |  |  | AA + FR | SNCR | [7 empty] | 0.13 | 0.05818 | 0.02507 | 0.05818 | 0.02507 | [11 empty] | Spruance Genco LLC | 100 | Ares Management LP | 100
hydro | Port Edwards Mill | 54103_G_HG1 | 54103 | G | HG1 |  | Hydro |  | MIS_WUMS | Wisconsin | 55 | Wood | 141 | 55141 | 0.4 | 0 | 1913 | 9999 |  |  | N | Hydro | [13 empty] | 0 | 0 | 0 | 0 | [11 empty] | Domtar Industries Inc | 100 | Domtar Inc | 100
hydro | Port Edwards Mill | 54103_G_HG2 | 54103 | G | HG2 |  | Hydro |  | MIS_WUMS | Wisconsin | 55 | Wood | 141 | 55141 | 0.4 | 0 | 1913 | 9999 |  |  | N | Hydro | [13 empty] | 0 | 0 | 0 | 0 | [11 empty] | Domtar Industries Inc | 100 | Domtar Inc | 100
hydro | Port Edwards Mill | 54103_G_HG3 | 54103 | G | HG3 |  | Hydro |  | MIS_WUMS | Wisconsin | 55 | Wood | 141 | 55141 | 0.4 | 0 | 1913 | 9999 |  |  | N | Hydro | [13 empty] | 0 | 0 | 0 | 0 | [11 empty] | Domtar Industries Inc | 100 | Domtar Inc | 100
hydro | Port Edwards Mill | 54103_G_HG4 | 54103 | G | HG4 |  | Hydro |  | MIS_WUMS | Wisconsin | 55 | Wood | 141 | 55141 | 0.4 | 0 | 1913 | 9999 |  |  | N | Hydro | [13 empty] | 0 | 0 | 0 | 0 | [11 empty] | Domtar Industries Inc | 100 | Domtar Inc | 100
hydro | Port Edwards Mill | 54103_G_HG5 | 54103 | G | HG5 |  | Hydro |  | MIS_WUMS | Wisconsin | 55 | Wood | 141 | 55141 | 0.8 | 0 | 1926 | 9999 |  |  | N | Hydro | [13 empty] | 0 | 0 | 0 | 0 | [11 empty] | Domtar Industries Inc | 100 | Domtar Inc | 100
hydro | Port Edwards Mill | 54103_G_HG6 | 54103 | G | HG6 |  | Hydro |  | MIS_WUMS | Wisconsin | 55 | Wood | 141 | 55141 | 0.8 | 0 | 1926 | 9999 |  |  | N | Hydro | [13 empty] | 0 | 0 | 0 | 0 | [11 empty] | Domtar Industries Inc | 100 | Domtar Inc | 100
hydro | Port Edwards Mill | 54103_G_JHG1 | 54103 | G | JHG1 |  | Hydro |  | MIS_WUMS | Wisconsin | 55 | Wood | 141 | 55141 | 1.2 | 0 | 1926 | 9999 |  |  | N | Hydro | [13 empty] | 0 | 0 | 0 | 0 | [11 empty] | Domtar Industries Inc | 100 | Domtar Inc | 100
hydro | Port Edwards Mill | 54103_G_JHG2 | 54103 | G | JHG2 |  | Hydro |  | MIS_WUMS | Wisconsin | 55 | Wood | 141 | 55141 | 0.6 | 0 | 1938 | 9999 |  |  | N | Hydro | [13 empty] | 0 | 0 | 0 | 0 | [11 empty] | Domtar Industries Inc | 100 | Domtar Inc | 100
hydro | Port Edwards Mill | 54103_G_JHG3 | 54103 | G | JHG3 |  | Hydro |  | MIS_WUMS | Wisconsin | 55 | Wood | 141 | 55141 | 0.6 | 0 | 1939 | 9999 |  |  | N | Hydro | [13 empty] | 0 | 0 | 0 | 0 | [11 empty] | Domtar Industries Inc | 100 | Domtar Inc | 100
hydro | Port Edwards Mill | 54103_G_JHG4 | 54103 | G | JHG4 |  | Hydro |  | MIS_WUMS | Wisconsin | 55 | Wood | 141 | 55141 | 0.4 | 0 | 1943 | 9999 |  |  | N | Hydro | [13 empty] | 0 | 0 | 0 | 0 | [11 empty] | Domtar Industries Inc | 100 | Domtar Inc | 100
hydro | Port Edwards Mill | 54103_G_JHG5 | 54103 | G | JHG5 |  | Hydro |  | MIS_WUMS | Wisconsin | 55 | Wood | 141 | 55141 | 0.6 | 0 | 1977 | 9999 |  |  | N | Hydro | [13 empty] | 0 | 0 | 0 | 0 | [11 empty] | Domtar Industries Inc | 100 | Domtar Inc | 100
geothermal | Second Imperial Geothermal | 54111_G_GE10 | 54111 | G | GE10 |  | Geothermal |  | WECC_IID | California | 6 | Imperial | 25 | 06025 | 3.8 | 9771 | 1993 | 9999 |  |  | N | Geothermal | [13 empty] | 0 | 0 | 0 | 0 | 0.4625 | 0.4625 | 0.4625 | [8 empty] | Ormat Technologies Inc | 100 | Ormat Technologies Inc | 100
geothermal | Second Imperial Geothermal | 54111_G_GE11 | 54111 | G | GE11 |  | Geothermal |  | WECC_IID | California | 6 | Imperial | 25 | 06025 | 3.8 | 9771 | 1993 | 9999 |  |  | N | Geothermal | [13 empty] | 0 | 0 | 0 | 0 | 0.4625 | 0.4625 | 0.4625 | [8 empty] | Ormat Technologies Inc | 100 | Ormat Technologies Inc | 100
geothermal | Second Imperial Geothermal | 54111_G_GE12 | 54111 | G | GE12 |  | Geothermal |  | WECC_IID | California | 6 | Imperial | 25 | 06025 | 3.8 | 9771 | 1993 | 9999 |  |  | N | Geothermal | [13 empty] | 0 | 0 | 0 | 0 | 0.4625 | 0.4625 | 0.4625 | [8 empty] | Ormat Technologies Inc | 100 | Ormat Technologies Inc | 100
geothermal | Second Imperial Geothermal | 54111_G_GEN1 | 54111 | G | GEN1 |  | Geothermal |  | WECC_IID | California | 6 | Imperial | 25 | 06025 | 3 | 9771 | 1993 | 9999 |  |  | N | Geothermal | [13 empty] | 0 | 0 | 0 | 0 | 0.4625 | 0.4625 | 0.4625 | [8 empty] | Ormat Technologies Inc | 100 | Ormat Technologies Inc | 100
geothermal | Second Imperial Geothermal | 54111_G_GEN2 | 54111 | G | GEN2 |  | Geothermal |  | WECC_IID | California | 6 | Imperial | 25 | 06025 | 3 | 9771 | 1993 | 9999 |  |  | N | Geothermal | [13 empty] | 0 | 0 | 0 | 0 | 0.4625 | 0.4625 | 0.4625 | [8 empty] | Ormat Technologies Inc | 100 | Ormat Technologies Inc | 100
geothermal | Second Imperial Geothermal | 54111_G_GEN3 | 54111 | G | GEN3 |  | Geothermal |  | WECC_IID | California | 6 | Imperial | 25 | 06025 | 3 | 9771 | 1993 | 9999 |  |  | N | Geothermal | [13 empty] | 0 | 0 | 0 | 0 | 0.4625 | 0.4625 | 0.4625 | [8 empty] | Ormat Technologies Inc | 100 | Ormat Technologies Inc | 100
geothermal | Second Imperial Geothermal | 54111_G_GEN4 | 54111 | G | GEN4 |  | Geothermal |  | WECC_IID | California | 6 | Imperial | 25 | 06025 | 3 | 9771 | 1993 | 9999 |  |  | N | Geothermal | [13 empty] | 0 | 0 | 0 | 0 | 0.4625 | 0.4625 | 0.4625 | [8 empty] | Ormat Technologies Inc | 100 | Ormat Technologies Inc | 100
geothermal | Second Imperial Geothermal | 54111_G_GEN5 | 54111 | G | GEN5 |  | Geothermal |  | WECC_IID | California | 6 | Imperial | 25 | 06025 | 3 | 9771 | 1993 | 9999 |  |  | N | Geothermal | [13 empty] | 0 | 0 | 0 | 0 | 0.4625 | 0.4625 | 0.4625 | [8 empty] | Ormat Technologies Inc | 100 | Ormat Technologies Inc | 100
geothermal | Second Imperial Geothermal | 54111_G_GEN6 | 54111 | G | GEN6 |  | Geothermal |  | WECC_IID | California | 6 | Imperial | 25 | 06025 | 3 | 9771 | 1993 | 9999 |  |  | N | Geothermal | [13 empty] | 0 | 0 | 0 | 0 | 0.4625 | 0.4625 | 0.4625 | [8 empty] | Ormat Technologies Inc | 100 | Ormat Technologies Inc | 100
geothermal | Second Imperial Geothermal | 54111_G_GEN7 | 54111 | G | GEN7 |  | Geothermal |  | WECC_IID | California | 6 | Imperial | 25 | 06025 | 3.8 | 9771 | 1993 | 9999 |  |  | N | Geothermal | [13 empty] | 0 | 0 | 0 | 0 | 0.4625 | 0.4625 | 0.4625 | [8 empty] | Ormat Technologies Inc | 100 | Ormat Technologies Inc | 100
geothermal | Second Imperial Geothermal | 54111_G_GEN8 | 54111 | G | GEN8 |  | Geothermal |  | WECC_IID | California | 6 | Imperial | 25 | 06025 | 3.8 | 9771 | 1993 | 9999 |  |  | N | Geothermal | [13 empty] | 0 | 0 | 0 | 0 | 0.4625 | 0.4625 | 0.4625 | [8 empty] | Ormat Technologies Inc | 100 | Ormat Technologies Inc | 100
geothermal | Second Imperial Geothermal | 54111_G_GEN9 | 54111 | G | GEN9 |  | Geothermal |  | WECC_IID | California | 6 | Imperial | 25 | 06025 | 3.8 | 9771 | 1993 | 9999 |  |  | N | Geothermal | [13 empty] | 0 | 0 | 0 | 0 | 0.4625 | 0.4625 | 0.4625 | [8 empty] | Ormat Technologies Inc | 100 | Ormat Technologies Inc | 100
geothermal | Second Imperial Geothermal | 54111_G_GE13 | 54111 | G | GE13 |  | Geothermal |  | WECC_IID | California | 6 | Imperial | 25 | 06025 | 2 | 9771 | 2006 | 9999 |  |  | N | Geothermal | [13 empty] | 0 | 0 | 0 | 0 | 0.4625 | 0.4625 | 0.4625 | [8 empty] | Ormat Technologies Inc | 100 | Ormat Technologies Inc | 100
geothermal | Second Imperial Geothermal | 54111_G_GEN14 | 54111 | G | GEN14 |  | Geothermal |  | WECC_IID | California | 6 | Imperial | 25 | 06025 | 12 | 9771 | 2008 | 9999 |  |  | N | Geothermal | [13 empty] | 0 | 0 | 0 | 0 | 0.4625 | 0.4625 | 0.4625 | [8 empty] | Ormat Technologies Inc | 100 | Ormat Technologies Inc | 100
natural gas combined cycle | Kennedy International Airport Cogen | 54114_G_GEN1 | 54114 | G | GEN1 | 3752 | Combined Cycle |  | NY_Z_J | New York | 36 | Queens | 81 | 36081 | 48.9 | 8773 | 1994 | 9999 |  |  | Y | Natural Gas, Distillate Fuel Oil |  |  |  | H2O | SCR | [8 empty] | 0.025841 | 0.025841 | 0.025841 | 0.025841 | [11 empty] | Calpine Corp | 100 | Energy Capital Partners | 100
natural gas combined cycle | Kennedy International Airport Cogen | 54114_G_GEN2 | 54114 | G | GEN2 | 3753 | Combined Cycle |  | NY_Z_J | New York | 36 | Queens | 81 | 36081 | 47.8 | 8773 | 1994 | 9999 |  |  | Y | Natural Gas, Distillate Fuel Oil |  |  |  | H2O | SCR | [8 empty] | 0.025841 | 0.025841 | 0.025841 | 0.025841 | [11 empty] | Calpine Corp | 100 | Energy Capital Partners | 100
natural gas combined cycle | Kennedy International Airport Cogen | 54114_G_GEN3 | 54114 | G | GEN3 | 3752 | Combined Cycle |  | NY_Z_J | New York | 36 | Queens | 81 | 36081 | 27.5 | 8773 | 1995 | 9999 |  |  | Y | Natural Gas, Distillate Fuel Oil |  |  |  | H2O | SCR | [8 empty] | 0.025841 | 0.025841 | 0.025841 | 0.025841 | [11 empty] | Calpine Corp | 100 | Energy Capital Partners | 100
hydro | Mechanic Falls | 54123_G_GEN1 | 54123 | G | GEN1 |  | Hydro |  | NENG_ME | Maine | 23 | Androscoggin | 1 | 23001 | 1 | 0 | 1986 | 9999 |  |  | N | Hydro | [13 empty] | 0 | 0 | 0 | 0 | [11 empty] | Ridgewood Maine Hydro Partnership LP | 100 | Covanta Holding Corp | 100
hydro | Mechanic Falls | 54123_G_GEN2 | 54123 | G | GEN2 |  | Hydro |  | NENG_ME | Maine | 23 | Androscoggin | 1 | 23001 | 0.4 | 0 | 1986 | 9999 |  |  | N | Hydro | [13 empty] | 0 | 0 | 0 | 0 | [11 empty] | Ridgewood Maine Hydro Partnership LP | 100 | Covanta Holding Corp | 100
hydro | Pittsfield Hydro | 54124_G_GEN1 | 54124 | G | GEN1 |  | Hydro |  | NENG_ME | Maine | 23 | Somerset | 25 | 23025 | 0.4 | 0 | 1986 | 9999 |  |  | N | Hydro | [13 empty] | 0 | 0 | 0 | 0 | [11 empty] | Ridgewood Maine Hydro Partnership LP | 100 | Covanta Holding Corp | 100
hydro | Pittsfield Hydro | 54124_G_GEN2 | 54124 | G | GEN2 |  | Hydro |  | NENG_ME | Maine | 23 | Somerset | 25 | 23025 | 0.3 | 0 | 1986 | 9999 |  |  | N | Hydro | [13 empty] | 0 | 0 | 0 | 0 | [11 empty] | Ridgewood Maine Hydro Partnership LP | 100 | Covanta Holding Corp | 100
hydro | Pittsfield Hydro | 54124_G_GEN3 | 54124 | G | GEN3 |  | Hydro |  | NENG_ME | Maine | 23 | Somerset | 25 | 23025 | 0.4 | 0 | 1986 | 9999 |  |  | N | Hydro | [13 empty] | 0 | 0 | 0 | 0 | [11 empty] | Ridgewood Maine Hydro Partnership LP | 100 | Covanta Holding Corp | 100
natural gas combined cycle | Fortistar North Tonawanda | 54131_G_GEN1 | 54131 | G | GEN1 | 3754 | Combined Cycle |  | NY_Z_A | New York | 36 | Niagara | 63 | 36063 | 39.1 | 7553 | 1993 | 9999 |  |  | Y | Natural Gas, Distillate Fuel Oil |  |  |  | STM | [9 empty] | 0.08716 | 0.08716 | 0.08716 | 0.08716 | [11 empty] | Fortistar North Tonawanda Inc | 100 | FORTISTAR | 100
natural gas combined cycle | Fortistar North Tonawanda | 54131_G_GEN2 | 54131 | G | GEN2 | 3754 | Combined Cycle |  | NY_Z_A | New York | 36 | Niagara | 63 | 36063 | 20 | 7553 | 1993 | 9999 |  |  | Y | Natural Gas, Distillate Fuel Oil |  |  |  | STM | [9 empty] | 0.08716 | 0.08716 | 0.08716 | 0.08716 | [11 empty] | Fortistar North Tonawanda Inc | 100 | FORTISTAR | 100
hydro | Great Lakes Hydro America - ME | 54134_G_MIH2 | 54134 | G | MIH2 |  | Hydro |  | NENG_ME | Maine | 23 | Penobscot | 19 | 23019 | 5.3 | 0 | 1917 | 9999 |  |  | N | Hydro | [13 empty] | 0 | 0 | 0 | 0 | [11 empty] | Great Lakes Hydro America LLC | 100 | Great Lakes Hydro Income Fund (The) | 100
hydro | Great Lakes Hydro America - ME | 54134_G_MIH3 | 54134 | G | MIH3 |  | Hydro |  | NENG_ME | Maine | 23 | Penobscot | 19 | 23019 | 5.3 | 0 | 1917 | 9999 |  |  | N | Hydro | [13 empty] | 0 | 0 | 0 | 0 | [11 empty] | Great Lakes Hydro America LLC | 100 | Great Lakes Hydro Income Fund (The) | 100
hydro | Great Lakes Hydro America - ME | 54134_G_MIH4 | 54134 | G | MIH4 |  | Hydro |  | NENG_ME | Maine | 23 | Penobscot | 19 | 23019 | 5.5 | 0 | 1917 | 9999 |  |  | N | Hydro | [13 empty] | 0 | 0 | 0 | 0 | [11 empty] | Great Lakes Hydro America LLC | 100 | Great Lakes Hydro Income Fund (The) | 100
hydro | Great Lakes Hydro America - ME | 54134_G_MIH5 | 54134 | G | MIH5 |  | Hydro |  | NENG_ME | Maine | 23 | Penobscot | 19 | 23019 | 4.9 | 0 | 1921 | 9999 |  |  | N | Hydro | [13 empty] | 0 | 0 | 0 | 0 | [11 empty] | Great Lakes Hydro America LLC | 100 | Great Lakes Hydro Income Fund (The) | 100
hydro | Great Lakes Hydro America - ME | 54134_G_MIH6 | 54134 | G | MIH6 |  | Hydro |  | NENG_ME | Maine | 23 | Penobscot | 19 | 23019 | 4.9 | 0 | 1921 | 9999 |  |  | N | Hydro | [13 empty] | 0 | 0 | 0 | 0 | [11 empty] | Great Lakes Hydro America LLC | 100 | Great Lakes Hydro Income Fund (The) | 100
hydro | Great Lakes Hydro America - ME | 54134_G_MIH7 | 54134 | G | MIH7 |  | Hydro |  | NENG_ME | Maine | 23 | Penobscot | 19 | 23019 | 5.5 | 0 | 1921 | 9999 |  |  | N | Hydro | [13 empty] | 0 | 0 | 0 | 0 | [11 empty] | Great Lakes Hydro America LLC | 100 | Great Lakes Hydro Income Fund (The) | 100
hydro | Great Lakes Hydro America - ME | 54134_G_DOH2 | 54134 | G | DOH2 |  | Hydro |  | NENG_ME | Maine | 23 | Penobscot | 19 | 23019 | 1.3 | 0 | 1925 | 9999 |  |  | N | Hydro | [13 empty] | 0 | 0 | 0 | 0 | [11 empty] | Great Lakes Hydro America LLC | 100 | Great Lakes Hydro Income Fund (The) | 100
hydro | Great Lakes Hydro America - ME | 54134_G_DOH8 | 54134 | G | DOH8 |  | Hydro |  | NENG_ME | Maine | 23 | Penobscot | 19 | 23019 | 3.4 | 0 | 1930 | 9999 |  |  | N | Hydro | [13 empty] | 0 | 0 | 0 | 0 | [11 empty] | Great Lakes Hydro America LLC | 100 | Great Lakes Hydro Income Fund (The) | 100
hydro | Great Lakes Hydro America - ME | 54134_G_WEH1 | 54134 | G | WEH1 |  | Hydro |  | NENG_ME | Maine | 23 | Penobscot | 19 | 23019 | 4.6 | 0 | 1940 | 9999 |  |  | N | Hydro | [13 empty] | 0 | 0 | 0 | 0 | [11 empty] | Great Lakes Hydro America LLC | 100 | Great Lakes Hydro Income Fund (The) | 100
hydro | Great Lakes Hydro America - ME | 54134_G_WEH2 | 54134 | G | WEH2 |  | Hydro |  | NENG_ME | Maine | 23 | Penobscot | 19 | 23019 | 4.6 | 0 | 1940 | 9999 |  |  | N | Hydro | [13 empty] | 0 | 0 | 0 | 0 | [11 empty] | Great Lakes Hydro America LLC | 100 | Great Lakes Hydro Income Fund (The) | 100
hydro | Great Lakes Hydro America - ME | 54134_G_WEH3 | 54134 | G | WEH3 |  | Hydro |  | NENG_ME | Maine | 23 | Penobscot | 19 | 23019 | 4.6 | 0 | 1940 | 9999 |  |  | N | Hydro | [13 empty] | 0 | 0 | 0 | 0 | [11 empty] | Great Lakes Hydro America LLC | 100 | Great Lakes Hydro Income Fund (The) | 100
hydro | Great Lakes Hydro America - ME | 54134_G_WEH4 | 54134 | G | WEH4 |  | Hydro |  | NENG_ME | Maine | 23 | Penobscot | 19 | 23019 | 4.6 | 0 | 1940 | 9999 |  |  | N | Hydro | [13 empty] | 0 | 0 | 0 | 0 | [11 empty] | Great Lakes Hydro America LLC | 100 | Great Lakes Hydro Income Fund (The) | 100
hydro | Great Lakes Hydro America - ME | 54134_G_EMH1 | 54134 | G | EMH1 |  | Hydro |  | NENG_ME | Maine | 23 | Penobscot | 19 | 23019 | 1.5 | 0 | 1948 | 9999 |  |  | N | Hydro | [13 empty] | 0 | 0 | 0 | 0 | [11 empty] | Great Lakes Hydro America LLC | 100 | Great Lakes Hydro Income Fund (The) | 100
hydro | Great Lakes Hydro America - ME | 54134_G_EMH2 | 54134 | G | EMH2 |  | Hydro |  | NENG_ME | Maine | 23 | Penobscot | 19 | 23019 | 1.5 | 0 | 1948 | 9999 |  |  | N | Hydro | [13 empty] | 0 | 0 | 0 | 0 | [11 empty] | Great Lakes Hydro America LLC | 100 | Great Lakes Hydro Income Fund (The) | 100
hydro | Great Lakes Hydro America - ME | 54134_G_EMH3 | 54134 | G | EMH3 |  | Hydro |  | NENG_ME | Maine | 23 | Penobscot | 19 | 23019 | 1.5 | 0 | 1948 | 9999 |  |  | N | Hydro | [13 empty] | 0 | 0 | 0 | 0 | [11 empty] | Great Lakes Hydro America LLC | 100 | Great Lakes Hydro Income Fund (The) | 100
hydro | Great Lakes Hydro America - ME | 54134_G_EMH4 | 54134 | G | EMH4 |  | Hydro |  | NENG_ME | Maine | 23 | Penobscot | 19 | 23019 | 1.5 | 0 | 1948 | 9999 |  |  | N | Hydro | [13 empty] | 0 | 0 | 0 | 0 | [11 empty] | Great Lakes Hydro America LLC | 100 | Great Lakes Hydro Income Fund (The) | 100
hydro | Great Lakes Hydro America - ME | 54134_G_EMH5 | 54134 | G | EMH5 |  | Hydro |  | NENG_ME | Maine | 23 | Penobscot | 19 | 23019 | 1.5 | 0 | 1948 | 9999 |  |  | N | Hydro | [13 empty] | 0 | 0 | 0 | 0 | [11 empty] | Great Lakes Hydro America LLC | 100 | Great Lakes Hydro Income Fund (The) | 100
hydro | Great Lakes Hydro America - ME | 54134_G_EMH6 | 54134 | G | EMH6 |  | Hydro |  | NENG_ME | Maine | 23 | Penobscot | 19 | 23019 | 1.5 | 0 | 1948 | 9999 |  |  | N | Hydro | [13 empty] | 0 | 0 | 0 | 0 | [11 empty] | Great Lakes Hydro America LLC | 100 | Great Lakes Hydro Income Fund (The) | 100
hydro | Great Lakes Hydro America - ME | 54134_G_MCH1 | 54134 | G | MCH1 |  | Hydro |  | NENG_ME | Maine | 23 | Penobscot | 19 | 23019 | 11.6 | 0 | 1953 | 9999 |  |  | N | Hydro | [13 empty] | 0 | 0 | 0 | 0 | [11 empty] | Great Lakes Hydro America LLC | 100 | Great Lakes Hydro Income Fund (The) | 100
hydro | Great Lakes Hydro America - ME | 54134_G_MCH2 | 54134 | G | MCH2 |  | Hydro |  | NENG_ME | Maine | 23 | Penobscot | 19 | 23019 | 11.6 | 0 | 1953 | 9999 |  |  | N | Hydro | [13 empty] | 0 | 0 | 0 | 0 | [11 empty] | Great Lakes Hydro America LLC | 100 | Great Lakes Hydro Income Fund (The) | 100
hydro | Great Lakes Hydro America - ME | 54134_G_MCH3 | 54134 | G | MCH3 |  | Hydro |  | NENG_ME | Maine | 23 | Penobscot | 19 | 23019 | 12.5 | 0 | 1967 | 9999 |  |  | N | Hydro | [13 empty] | 0 | 0 | 0 | 0 | [11 empty] | Great Lakes Hydro America LLC | 100 | Great Lakes Hydro Income Fund (The) | 100
hydro | Great Lakes Hydro America - ME | 54134_G_DOH6 | 54134 | G | DOH6 |  | Hydro |  | NENG_ME | Maine | 23 | Penobscot | 19 | 23019 | 3.9 | 0 | 1975 | 9999 |  |  | N | Hydro | [13 empty] | 0 | 0 | 0 | 0 | [11 empty] | Great Lakes Hydro America LLC | 100 | Great Lakes Hydro Income Fund (The) | 100
hydro | Great Lakes Hydro America - ME | 54134_G_DOH7 | 54134 | G | DOH7 |  | Hydro |  | NENG_ME | Maine | 23 | Penobscot | 19 | 23019 | 3.9 | 0 | 1975 | 9999 |  |  | N | Hydro | [13 empty] | 0 | 0 | 0 | 0 | [11 empty] | Great Lakes Hydro America LLC | 100 | Great Lakes Hydro Income Fund (The) | 100
hydro | Great Lakes Hydro America - ME | 54134_G_NOH1 | 54134 | G | NOH1 |  | Hydro |  | NENG_ME | Maine | 23 | Penobscot | 19 | 23019 | 3 | 0 | 1986 | 9999 |  |  | N | Hydro | [13 empty] | 0 | 0 | 0 | 0 | [11 empty] | Great Lakes Hydro America LLC | 100 | Great Lakes Hydro Income Fund (The) | 100
hydro | Great Lakes Hydro America - ME | 54134_G_NOH2 | 54134 | G | NOH2 |  | Hydro |  | NENG_ME | Maine | 23 | Penobscot | 19 | 23019 | 3 | 0 | 1986 | 9999 |  |  | N | Hydro | [13 empty] | 0 | 0 | 0 | 0 | [11 empty] | Great Lakes Hydro America LLC | 100 | Great Lakes Hydro Income Fund (The) | 100
hydro | Great Lakes Hydro America - ME | 54134_G_NOH3 | 54134 | G | NOH3 |  | Hydro |  | NENG_ME | Maine | 23 | Penobscot | 19 | 23019 | 3 | 0 | 1986 | 9999 |  |  | N | Hydro | [13 empty] | 0 | 0 | 0 | 0 | [11 empty] | Great Lakes Hydro America LLC | 100 | Great Lakes Hydro Income Fund (The) | 100
hydro | Great Lakes Hydro America - ME | 54134_G_MIH8 | 54134 | G | MIH8 |  | Hydro |  | NENG_ME | Maine | 23 | Penobscot | 19 | 23019 | 5.1 | 0 | 1987 | 9999 |  |  | N | Hydro | [13 empty] | 0 | 0 | 0 | 0 | [11 empty] | Great Lakes Hydro America LLC | 100 | Great Lakes Hydro Income Fund (The) | 100
hydro | Great Lakes Hydro America - ME | 54134_G_MIHI | 54134 | G | MIHI |  | Hydro |  | NENG_ME | Maine | 23 | Penobscot | 19 | 23019 | 5.1 | 0 | 1987 | 9999 |  |  | N | Hydro | [13 empty] | 0 | 0 | 0 | 0 | [11 empty] | Great Lakes Hydro America LLC | 100 | Great Lakes Hydro Income Fund (The) | 100
hydro | Great Lakes Hydro America - ME | 54134_G_DOH5 | 54134 | G | DOH5 |  | Hydro |  | NENG_ME | Maine | 23 | Penobscot | 19 | 23019 | 5 | 0 | 1988 | 9999 |  |  | N | Hydro | [13 empty] | 0 | 0 | 0 | 0 | [11 empty] | Great Lakes Hydro America LLC | 100 | Great Lakes Hydro Income Fund (The) | 100
hydro | Hillcrest Pump Station | 54142_G_GEN1 | 54142 | G | GEN1 |  | Hydro |  | WECC_CO | Colorado | 8 | Denver | 31 | 08031 | 2 | 0 | 1993 | 9999 |  |  | N | Hydro | [13 empty] | 0 | 0 | 0 | 0 | [11 empty] | Denver Municipal Electric Utility | 100 | Denver Municipal Electric Utility | 100
hydro | Hydro Kennebec Project | 54148_G_GEN1 | 54148 | G | GEN1 |  | Hydro |  | NENG_ME | Maine | 23 | Kennebec | 11 | 23011 | 7.7 | 0 | 1989 | 9999 |  |  | N | Hydro | [13 empty] | 0 | 0 | 0 | 0 | [11 empty] | Hydro Kennebec LLC | 100 | Brookfield Asset Management Inc | 100
hydro | Hydro Kennebec Project | 54148_G_GEN2 | 54148 | G | GEN2 |  | Hydro |  | NENG_ME | Maine | 23 | Kennebec | 11 | 23011 | 7.7 | 0 | 1989 | 9999 |  |  | N | Hydro | [13 empty] | 0 | 0 | 0 | 0 | [11 empty] | Hydro Kennebec LLC | 100 | Brookfield Asset Management Inc | 100
natural gas peaker | Stony Brook Cogen Plant | 54149_G_GEN1 | 54149 | G | GEN1 | 3757 | Combustion Turbine |  | NY_Z_K | New York | 36 | Suffolk | 103 | 36103 | 44.5 | 8700 | 1995 | 9999 |  |  | Y | Natural Gas, Distillate Fuel Oil |  |  |  | H2O | [8 empty] | 1.053 | 0.07849 | 0.07849 | 0.07849 | 0.07849 | [11 empty] | Calpine Stony Brook Inc | 100 | Energy Capital Partners | 100
hard coal | ArcelorMittal Warren | 54207_B_1 | 54207 | B | 1 |  | Fossil Waste |  | PJM_ATSI | Ohio | 39 | Trumbull | 155 | 39155 | 2.8 | 6603 | 1965 | 9999 |  |  | Y | Fossil Waste |  |  |  | LA | [9 empty] | 0.05352 | 0.05352 | 0.05352 | 0.05352 | [11 empty] | Severatal Warren Inc | 100 | Severstal North America | 100
hard coal | ArcelorMittal Warren | 54207_B_2 | 54207 | B | 2 | 89332 | Fossil Waste |  | PJM_ATSI | Ohio | 39 | Trumbull | 155 | 39155 | 7 | 6603 | 1972 | 9999 |  |  | Y | Fossil Waste |  |  |  | LA | [9 empty] | 0.15099 | 0.15099 | 0.15099 | 0.15099 | [11 empty] | Severatal Warren Inc | 100 | Severstal North America | 100
hard coal | ArcelorMittal Warren | 54207_B_3 | 54207 | B | 3 | 9265 | Fossil Waste |  | PJM_ATSI | Ohio | 39 | Trumbull | 155 | 39155 | 9.3 | 6603 | 1981 | 9999 |  |  | Y | Fossil Waste |  |  |  | LA | [9 empty] | 0.10137 | 0.10137 | 0.10137 | 0.10137 | [11 empty] | Severatal Warren Inc | 100 | Severstal North America | 100
natural gas steam turbine | Franklin Heating Station | 54224_G_GEN1 | 54224 | G | GEN1 |  | O/G Steam |  | MIS_MNWI | Minnesota | 27 | Olmsted | 109 | 27109 | 2 | 8300 | 1951 | 9999 |  |  | Y | Natural Gas, Distillate Fuel Oil | [13 empty] | 0.23063 | 0.23063 | 0.23063 | 0.23063 | [11 empty] | Franklin Heating Station | 100 | Franklin Heating Station | 100
natural gas steam turbine | Franklin Heating Station | 54224_G_GEN2 | 54224 | G | GEN2 |  | O/G Steam |  | MIS_MNWI | Minnesota | 27 | Olmsted | 109 | 27109 | 2 | 8300 | 1951 | 9999 |  |  | Y | Natural Gas, Distillate Fuel Oil | [13 empty] | 0.23063 | 0.23063 | 0.23063 | 0.23063 | [11 empty] | Franklin Heating Station | 100 | Franklin Heating Station | 100
natural gas steam turbine | Franklin Heating Station | 54224_G_GEN3 | 54224 | G | GEN3 |  | O/G Steam |  | MIS_MNWI | Minnesota | 27 | Olmsted | 109 | 27109 | 6.1 | 8300 | 1968 | 9999 |  |  | Y | Natural Gas, Distillate Fuel Oil | [13 empty] | 0.23063 | 0.23063 | 0.23063 | 0.23063 | [11 empty] | Franklin Heating Station | 100 | Franklin Heating Station | 100
natural gas peaker | Franklin Heating Station | 54224_G_EG1 | 54224 | G | EG1 |  | Combustion Turbine | IC Engine | MIS_MNWI | Minnesota | 27 | Olmsted | 109 | 27109 | 2 | 13469 | 2001 | 9999 |  |  | N | Distillate Fuel Oil | [13 empty] | 1.6498 | 1.6498 | 1.6498 | 1.6498 | [11 empty] | Franklin Heating Station | 100 | Franklin Heating Station | 100
natural gas peaker | Franklin Heating Station | 54224_G_EG2 | 54224 | G | EG2 |  | Combustion Turbine | IC Engine | MIS_MNWI | Minnesota | 27 | Olmsted | 109 | 27109 | 2 | 13469 | 2001 | 9999 |  |  | N | Distillate Fuel Oil | [13 empty] | 1.6498 | 1.6498 | 1.6498 | 1.6498 | [11 empty] | Franklin Heating Station | 100 | Franklin Heating Station | 100
natural gas peaker | Franklin Heating Station | 54224_G_EG3 | 54224 | G | EG3 |  | Combustion Turbine | IC Engine | MIS_MNWI | Minnesota | 27 | Olmsted | 109 | 27109 | 2 | 13469 | 2001 | 9999 |  |  | N | Distillate Fuel Oil | [13 empty] | 1.6498 | 1.6498 | 1.6498 | 1.6498 | [11 empty] | Franklin Heating Station | 100 | Franklin Heating Station | 100
municipal solid waste | Franklin Heating Station | 54224_G_GEN6 | 54224 | G | GEN6 |  | Non-Fossil Waste |  | MIS_MNWI | Minnesota | 27 | Olmsted | 109 | 27109 | 2.8 | 9187 | 2006 | 9999 |  |  | Y | Non-Fossil Waste | [12 empty] | 4 | 0 | 0 | 0 | 0 | [11 empty] | Franklin Heating Station | 100 | Franklin Heating Station | 100
natural gas peaker | Franklin Heating Station | 54224_G_DG4 | 54224 | G | DG4 |  | Combustion Turbine | IC Engine | MIS_MNWI | Minnesota | 27 | Olmsted | 109 | 27109 | 2 | 13469 | 2009 | 9999 |  |  | N | Distillate Fuel Oil | [13 empty] | 1.6498 | 1.6498 | 1.6498 | 1.6498 | [11 empty] | Franklin Heating Station | 100 | Franklin Heating Station | 100
natural gas peaker | Franklin Heating Station | 54224_G_DG5 | 54224 | G | DG5 |  | Combustion Turbine | IC Engine | MIS_MNWI | Minnesota | 27 | Olmsted | 109 | 27109 | 2 | 13469 | 2011 | 9999 |  |  | N | Distillate Fuel Oil | [13 empty] | 1.6498 | 1.6498 | 1.6498 | 1.6498 | [11 empty] | Franklin Heating Station | 100 | Franklin Heating Station | 100
natural gas steam turbine | Gillette SBMC | 54225_B_2 | 54225 | B | 2 |  | O/G Steam |  | NENGREST | Massachusetts | 25 | Suffolk | 25 | 25025 | 2.5 | 8300 | 1971 | 9999 |  |  | Y | Natural Gas | [13 empty] | 0.319 | 0.319 | 0.319 | 0.319 | [11 empty] | Gillette Co | 100 | Gillette Co (The) | 100
natural gas steam turbine | Gillette SBMC | 54225_B_3 | 54225 | B | 3 |  | O/G Steam |  | NENGREST | Massachusetts | 25 | Suffolk | 25 | 25025 | 2.5 | 8300 | 1971 | 9999 |  |  | Y | Natural Gas | [13 empty] | 0.0008 | 0.0008 | 0.0008 | 0.0008 | [11 empty] | Gillette Co | 100 | Gillette Co (The) | 100
natural gas peaker | Gillette SBMC | 54225_G_DG | 54225 | G | DG |  | Combustion Turbine | IC Engine | NENGREST | Massachusetts | 25 | Suffolk | 25 | 25025 | 0.5 | 13469 | 1991 | 9999 |  |  | N | Distillate Fuel Oil | [13 empty] | 1.6498 | 1.6498 | 1.6498 | 1.6498 | [11 empty] | Gillette Co | 100 | Gillette Co (The) | 100
natural gas peaker | Gillette SBMC | 54225_G_DG2 | 54225 | G | DG2 |  | Combustion Turbine | IC Engine | NENGREST | Massachusetts | 25 | Suffolk | 25 | 25025 | 0.5 | 13469 | 1997 | 9999 |  |  | N | Distillate Fuel Oil | [13 empty] | 1.6498 | 1.6498 | 1.6498 | 1.6498 | [11 empty] | Gillette Co | 100 | Gillette Co (The) | 100
natural gas peaker | Gillette SBMC | 54225_G_DG3 | 54225 | G | DG3 |  | Combustion Turbine | IC Engine | NENGREST | Massachusetts | 25 | Suffolk | 25 | 25025 | 1 | 13469 | 2000 | 9999 |  |  | N | Distillate Fuel Oil | [13 empty] | 1.6498 | 1.6498 | 1.6498 | 1.6498 | [11 empty] | Gillette Co | 100 | Gillette Co (The) | 100
natural gas peaker | Gillette SBMC | 54225_G_CTG3 | 54225 | G | CTG3 |  | Combustion Turbine |  | NENGREST | Massachusetts | 25 | Suffolk | 25 | 25025 | 7.2 | 8700 | 2011 | 9999 |  |  | Y | Natural Gas, Distillate Fuel Oil | [13 empty] | 0.23894 | 0.23894 | 0.23894 | 0.23894 | [11 empty] | Gillette Co | 100 | Gillette Co (The) | 100
natural gas steam turbine | Erving Paper Mills | 54228_B_2 | 54228 | B | 2 |  | O/G Steam |  | NENGREST | Massachusetts | 25 | Franklin | 11 | 25011 | 0.3 | 8300 | 2013 | 9999 |  |  | Y | Natural Gas | [13 empty] | 0.23063 | 0.23063 | 0.23063 | 0.23063 | [11 empty] | Erving Paper Mills Inc | 100 | Erving Paper Mills Inc | 100
natural gas peaker | Erving Paper Mills | 54228_G_3 | 54228 | G | 3 |  | Combustion Turbine |  | NENGREST | Massachusetts | 25 | Franklin | 11 | 25011 | 5.6 | 8700 | 2015 | 9999 |  |  | Y | Natural Gas, Distillate Fuel Oil | [13 empty] | 0.011 | 0.011 | 0.011 | 0.011 | [11 empty] | Erving Paper Mills Inc | 100 | Erving Paper Mills Inc | 100
biomass | Stockton Biomass | 54238_B_BIOMS1 | 54238 | B | BIOMS1 | 90649 | Biomass |  | WEC_CALN | California | 6 | San Joaquin | 77 | 06077 | 45 | 8275 | 2014 | 9999 | stoker/SPR |  | Y | Biomass | Wet Scrubber | 2014 | 0.9 |  | SCR |  |  | ESPH | Yes |  |  |  |  | 0.03579 | 0.03579 | 0.03579 | 0.03579 |  |  |  |  | Yes | 2014 | [5 empty] | DTE Stockton LLC | 100 | DTE Energy Co | 100
natural gas peaker | Naval Submarine Base Kings Bay | 54239_G_3023 | 54239 | G | 3023 |  | Combustion Turbine | IC Engine | S_SOU | Georgia | 13 | Camden | 39 | 13039 | 2.5 | 14775 | 1984 | 9999 |  |  | N | Distillate Fuel Oil | [12 empty] | 0.8 | 1.6498 | 1.6498 | 1.6498 | 1.6498 | [11 empty] | Kings Bay Naval Base | 100 | US Dept of Navy | 100
natural gas peaker | Naval Submarine Base Kings Bay | 54239_G_3024 | 54239 | G | 3024 |  | Combustion Turbine | IC Engine | S_SOU | Georgia | 13 | Camden | 39 | 13039 | 2.5 | 14775 | 1984 | 9999 |  |  | N | Distillate Fuel Oil | [12 empty] | 0.8 | 1.6498 | 1.6498 | 1.6498 | 1.6498 | [11 empty] | Kings Bay Naval Base | 100 | US Dept of Navy | 100
natural gas peaker | Naval Submarine Base Kings Bay | 54239_G_3025 | 54239 | G | 3025 |  | Combustion Turbine | IC Engine | S_SOU | Georgia | 13 | Camden | 39 | 13039 | 2.5 | 14775 | 1984 | 9999 |  |  | N | Distillate Fuel Oil | [12 empty] | 0.8 | 1.6498 | 1.6498 | 1.6498 | 1.6498 | [11 empty] | Kings Bay Naval Base | 100 | US Dept of Navy | 100
natural gas peaker | Naval Submarine Base Kings Bay | 54239_G_3027 | 54239 | G | 3027 |  | Combustion Turbine | IC Engine | S_SOU | Georgia | 13 | Camden | 39 | 13039 | 2.5 | 14775 | 1988 | 9999 |  |  | N | Distillate Fuel Oil | [12 empty] | 0.8 | 1.6498 | 1.6498 | 1.6498 | 1.6498 | [11 empty] | Kings Bay Naval Base | 100 | US Dept of Navy | 100
natural gas peaker | Naval Submarine Base Kings Bay | 54239_G_3028 | 54239 | G | 3028 |  | Combustion Turbine | IC Engine | S_SOU | Georgia | 13 | Camden | 39 | 13039 | 2.5 | 14775 | 1988 | 9999 |  |  | N | Distillate Fuel Oil | [12 empty] | 0.8 | 1.6498 | 1.6498 | 1.6498 | 1.6498 | [11 empty] | Kings Bay Naval Base | 100 | US Dept of Navy | 100
natural gas peaker | Naval Submarine Base Kings Bay | 54239_G_5876 | 54239 | G | 5876 |  | Combustion Turbine | IC Engine | S_SOU | Georgia | 13 | Camden | 39 | 13039 | 2.5 | 14775 | 1988 | 9999 |  |  | N | Distillate Fuel Oil | [12 empty] | 0.8 | 1.6498 | 1.6498 | 1.6498 | 1.6498 | [11 empty] | Kings Bay Naval Base | 100 | US Dept of Navy | 100
natural gas peaker | Naval Submarine Base Kings Bay | 54239_G_5881 | 54239 | G | 5881 |  | Combustion Turbine | IC Engine | S_SOU | Georgia | 13 | Camden | 39 | 13039 | 2.5 | 14775 | 1988 | 9999 |  |  | N | Distillate Fuel Oil | [12 empty] | 0.8 | 1.6498 | 1.6498 | 1.6498 | 1.6498 | [11 empty] | Kings Bay Naval Base | 100 | US Dept of Navy | 100
natural gas peaker | Naval Submarine Base Kings Bay | 54239_G_3029 | 54239 | G | 3029 |  | Combustion Turbine | IC Engine | S_SOU | Georgia | 13 | Camden | 39 | 13039 | 2.5 | 14775 | 1989 | 9999 |  |  | N | Distillate Fuel Oil | [12 empty] | 0.8 | 1.6498 | 1.6498 | 1.6498 | 1.6498 | [11 empty] | Kings Bay Naval Base | 100 | US Dept of Navy | 100
natural gas peaker | Naval Submarine Base Kings Bay | 54239_G_5877 | 54239 | G | 5877 |  | Combustion Turbine | IC Engine | S_SOU | Georgia | 13 | Camden | 39 | 13039 | 2.5 | 14775 | 1989 | 9999 |  |  | N | Distillate Fuel Oil | [12 empty] | 0.8 | 1.6498 | 1.6498 | 1.6498 | 1.6498 | [11 empty] | Kings Bay Naval Base | 100 | US Dept of Navy | 100
natural gas peaker | Naval Submarine Base Kings Bay | 54239_G_5878 | 54239 | G | 5878 |  | Combustion Turbine | IC Engine | S_SOU | Georgia | 13 | Camden | 39 | 13039 | 2.5 | 14775 | 1989 | 9999 |  |  | N | Distillate Fuel Oil | [12 empty] | 0.8 | 1.6498 | 1.6498 | 1.6498 | 1.6498 | [11 empty] | Kings Bay Naval Base | 100 | US Dept of Navy | 100
natural gas peaker | Naval Submarine Base Kings Bay | 54239_G_5879 | 54239 | G | 5879 |  | Combustion Turbine | IC Engine | S_SOU | Georgia | 13 | Camden | 39 | 13039 | 2.5 | 14775 | 1989 | 9999 |  |  | N | Distillate Fuel Oil | [12 empty] | 0.8 | 1.6498 | 1.6498 | 1.6498 | 1.6498 | [11 empty] | Kings Bay Naval Base | 100 | US Dept of Navy | 100
natural gas peaker | Naval Submarine Base Kings Bay | 54239_G_5880 | 54239 | G | 5880 |  | Combustion Turbine | IC Engine | S_SOU | Georgia | 13 | Camden | 39 | 13039 | 2.5 | 14775 | 1989 | 9999 |  |  | N | Distillate Fuel Oil | [12 empty] | 0.8 | 1.6498 | 1.6498 | 1.6498 | 1.6498 | [11 empty] | Kings Bay Naval Base | 100 | US Dept of Navy | 100
hydro | Smith Falls Hydro Project | 54249_G_GEN3 | 54249 | G | GEN3 |  | Hydro |  | WECC_PNW | Idaho | 16 | Boundary | 21 | 16021 | 2.1 | 0 | 1989 | 9999 |  |  | N | Hydro | [13 empty] | 0 | 0 | 0 | 0 | [11 empty] | Smith Creek Hydro LLC | 100 | Budzinski Family Trust | 100
hydro | Smith Falls Hydro Project | 54249_G_GEN1 | 54249 | G | GEN1 |  | Hydro |  | WECC_PNW | Idaho | 16 | Boundary | 21 | 16021 | 9 | 0 | 1990 | 9999 |  |  | N | Hydro | [13 empty] | 0 | 0 | 0 | 0 | [11 empty] | Smith Creek Hydro LLC | 100 | Budzinski Family Trust | 100
hydro | Smith Falls Hydro Project | 54249_G_GEN2 | 54249 | G | GEN2 |  | Hydro |  | WECC_PNW | Idaho | 16 | Boundary | 21 | 16021 | 9 | 0 | 1990 | 9999 |  |  | N | Hydro | [13 empty] | 0 | 0 | 0 | 0 | [11 empty] | Smith Creek Hydro LLC | 100 | Budzinski Family Trust | 100
hydro | Opal Springs Hydro | 54251_G_1 | 54251 | G | 1 |  | Hydro |  | WECC_PNW | Oregon | 41 | Jefferson | 31 | 41031 | 3.3 | 0 | 1985 | 9999 |  |  | N | Hydro | [13 empty] | 0 | 0 | 0 | 0 | [11 empty] | Deschutes Valley Water District | 100 | Deschular Valley Water District | 100
hydro | Warm Springs Hydro Project | 54261_G_3385 | 54261 | G | 3385 |  | Hydro |  | WEC_CALN | California | 6 | Sonoma | 97 | 06097 | 1.2 | 0 | 1988 | 9999 |  |  | N | Hydro | [13 empty] | 0 | 0 | 0 | 0 | [11 empty] | Sonoma County Water Agency | 100 | Sonoma County Water Agency | 100
natural gas steam turbine | Saint Marys Hospital Power Plant | 54262_G_4 | 54262 | G | 4 |  | O/G Steam |  | MIS_MNWI | Minnesota | 27 | Olmsted | 109 | 27109 | 2.7 | 8300 | 1971 | 9999 |  |  | Y | Natural Gas, Distillate Fuel Oil | [13 empty] | 0.10565 | 0.10565 | 0.10565 | 0.10565 | [11 empty] | St Marys Regional Health Center | 100 | St Marys Regional Health Center | 100
natural gas peaker | Saint Marys Hospital Power Plant | 54262_G_5 | 54262 | G | 5 |  | Combustion Turbine | IC Engine | MIS_MNWI | Minnesota | 27 | Olmsted | 109 | 27109 | 2.5 | 14775 | 1978 | 9999 |  |  | N | Distillate Fuel Oil | [13 empty] | 1.6498 | 1.6498 | 1.6498 | 1.6498 | [11 empty] | St Marys Regional Health Center | 100 | St Marys Regional Health Center | 100
natural gas peaker | Saint Marys Hospital Power Plant | 54262_G_1 | 54262 | G | 1 |  | Combustion Turbine |  | MIS_MNWI | Minnesota | 27 | Olmsted | 109 | 27109 | 4.5 | 8700 | 1996 | 9999 |  |  | Y | Natural Gas | [13 empty] | 0.10565 | 0.10565 | 0.10565 | 0.10565 | [11 empty] | St Marys Regional Health Center | 100 | St Marys Regional Health Center | 100
natural gas peaker | Saint Marys Hospital Power Plant | 54262_G_7 | 54262 | G | 7 |  | Combustion Turbine | IC Engine | MIS_MNWI | Minnesota | 27 | Olmsted | 109 | 27109 | 2.5 | 13469 | 2011 | 9999 |  |  | N | Distillate Fuel Oil | [13 empty] | 1.6498 | 1.6498 | 1.6498 | 1.6498 | [11 empty] | St Marys Regional Health Center | 100 | St Marys Regional Health Center | 100
hydro | Koma Kulshan Associates | 54267_G_GEN1 | 54267 | G | GEN1 |  | Hydro |  | WECC_PNW | Washington | 53 | Whatcom | 73 | 53073 | 12.4 | 0 | 1990 | 9999 |  |  | N | Hydro | [13 empty] | 0 | 0 | 0 | 0 | [11 empty] | Koma Kulshan Associates | 100 | I Squared Capital | 100
natural gas peaker | March Point Cogeneration | 54268_G_GTG1 | 54268 | G | GTG1 |  | Combustion Turbine |  | WECC_PNW | Washington | 53 | Skagit | 57 | 53057 | 39.6 | 8700 | 1991 | 9999 |  |  | Y | Natural Gas | [13 empty] | 0.23894 | 0.23894 | 0.23894 | 0.23894 | [11 empty] | March Point Cogeneration Co | 100 | Royal Dutch Shell plc | 100
natural gas peaker | March Point Cogeneration | 54268_G_GTG2 | 54268 | G | GTG2 |  | Combustion Turbine |  | WECC_PNW | Washington | 53 | Skagit | 57 | 53057 | 40 | 8700 | 1991 | 9999 |  |  | Y | Natural Gas | [13 empty] | 0.23894 | 0.23894 | 0.23894 | 0.23894 | [11 empty] | March Point Cogeneration Co | 100 | Royal Dutch Shell plc | 100
natural gas peaker | March Point Cogeneration | 54268_G_GTG3 | 54268 | G | GTG3 |  | Combustion Turbine |  | WECC_PNW | Washington | 53 | Skagit | 57 | 53057 | 40.6 | 8700 | 1993 | 9999 |  |  | Y | Natural Gas | [13 empty] | 0.23894 | 0.23894 | 0.23894 | 0.23894 | [11 empty] | March Point Cogeneration Co | 100 | Royal Dutch Shell plc | 100
natural gas combined cycle | Saguaro Power | 54271_G_CTG1 | 54271 | G | CTG1 |  | Combined Cycle |  | WECC_SNV | Nevada | 32 | Clark | 3 | 32003 | 36 | 6824 | 1991 | 9999 |  |  | Y | Natural Gas, Distillate Fuel Oil |  |  |  |  | SCR | [7 empty] | 0.05 | 0.02399 | 0.02399 | 0.02399 | 0.02399 | [11 empty] | Saguaro Power Co | 100 | NRG Energy Inc | 100
natural gas combined cycle | Saguaro Power | 54271_G_CTG2 | 54271 | G | CTG2 |  | Combined Cycle |  | WECC_SNV | Nevada | 32 | Clark | 3 | 32003 | 36 | 6824 | 1991 | 9999 |  |  | Y | Natural Gas, Distillate Fuel Oil |  |  |  |  | SCR | [7 empty] | 0.05 | 0.02399 | 0.02399 | 0.02399 | 0.02399 | [11 empty] | Saguaro Power Co | 100 | NRG Energy Inc | 100
natural gas combined cycle | Saguaro Power | 54271_G_STG | 54271 | G | STG |  | Combined Cycle |  | WECC_SNV | Nevada | 32 | Clark | 3 | 32003 | 29 | 6824 | 1991 | 9999 |  |  | Y | Natural Gas, Distillate Fuel Oil |  |  |  | NH3 | SCR | [7 empty] | 0.05 | 0.02399 | 0.02399 | 0.02399 | 0.02399 | [11 empty] | Saguaro Power Co | 100 | NRG Energy Inc | 100
hydro | Lee Creek Water Treatment Facility | 54283_G_0209 | 54283 | G | 0209 |  | Hydro |  | SPP_WEST | Arkansas | 5 | Crawford | 33 | 05033 | 1.3 | 0 | 1992 | 9999 |  |  | N | Hydro | [13 empty] | 0 | 0 | 0 | 0 | [11 empty] | Fort Smith (City of) | 100 | Fort Smith (City of) | 100
hydro | Hastings City Hydroelectric | 54285_G_1 | 54285 | G | 1 |  | Hydro |  | MIS_MNWI | Minnesota | 27 | Dakota | 37 | 27037 | 2 | 0 | 1992 | 9999 |  |  | N | Hydro | [13 empty] | 0 | 0 | 0 | 0 | [11 empty] | Hastings Lock & Dam | 100 | Hastings Lock & Dam | 100
hydro | Hastings City Hydroelectric | 54285_G_2 | 54285 | G | 2 |  | Hydro |  | MIS_MNWI | Minnesota | 27 | Dakota | 37 | 27037 | 2 | 0 | 1992 | 9999 |  |  | N | Hydro | [13 empty] | 0 | 0 | 0 | 0 | [11 empty] | Hastings Lock & Dam | 100 | Hastings Lock & Dam | 100
natural gas peaker | West Group Data Center | 54294_G_1 | 54294 | G | 1 |  | Combustion Turbine | IC Engine | MIS_MNWI | Minnesota | 27 | Dakota | 37 | 27037 | 0.6 | 13469 | 2005 | 9999 |  |  | N | Distillate Fuel Oil | [13 empty] | 1.6498 | 1.6498 | 1.6498 | 1.6498 | [11 empty] | Thomson Corp (The) | 100 | Thomson Corp (The) | 100
natural gas peaker | West Group Data Center | 54294_G_2 | 54294 | G | 2 |  | Combustion Turbine | IC Engine | MIS_MNWI | Minnesota | 27 | Dakota | 37 | 27037 | 0.6 | 13469 | 2005 | 9999 |  |  | N | Distillate Fuel Oil | [13 empty] | 1.6498 | 1.6498 | 1.6498 | 1.6498 | [11 empty] | Thomson Corp (The) | 100 | Thomson Corp (The) | 100
natural gas peaker | West Group Data Center | 54294_G_3 | 54294 | G | 3 |  | Combustion Turbine | IC Engine | MIS_MNWI | Minnesota | 27 | Dakota | 37 | 27037 | 0.6 | 13469 | 2005 | 9999 |  |  | N | Distillate Fuel Oil | [13 empty] | 1.6498 | 1.6498 | 1.6498 | 1.6498 | [11 empty] | Thomson Corp (The) | 100 | Thomson Corp (The) | 100
natural gas peaker | West Group Data Center | 54294_G_4 | 54294 | G | 4 |  | Combustion Turbine | IC Engine | MIS_MNWI | Minnesota | 27 | Dakota | 37 | 27037 | 0.6 | 13469 | 2005 | 9999 |  |  | N | Distillate Fuel Oil | [13 empty] | 1.6498 | 1.6498 | 1.6498 | 1.6498 | [11 empty] | Thomson Corp (The) | 100 | Thomson Corp (The) | 100
onshore wind | Coram Energy LLC (ECT) | 54298_G_GEWE | 54298 | G | GEWE |  | Onshore Wind |  | WECC_SCE | California | 6 | Kern | 29 | 06029 | 7.5 | 0 | 2005 | 9999 |  |  | N | Wind | [13 empty] | 0 | 0 | 0 | 0 | [11 empty] | CTV Management Group | 100 | CTV Management Group | 100
onshore wind | Coram Energy LLC | 54299_G_GEWE | 54299 | G | GEWE |  | Onshore Wind |  | WECC_SCE | California | 6 | Kern | 29 | 06029 | 3 | 0 | 2005 | 9999 |  |  | N | Wind | [13 empty] | 0 | 0 | 0 | 0 | [11 empty] | CTV Management Group | 100 | CTV Management Group | 100
onshore wind | CTV Power Purchase Contract Trust | 54300_G_GEWE | 54300 | G | GEWE |  | Onshore Wind |  | WECC_SCE | California | 6 | Kern | 29 | 06029 | 4.5 | 0 | 2004 | 9999 |  |  | N | Wind | [13 empty] | 0 | 0 | 0 | 0 | [11 empty] | CTV Power Purchase CNTRCT Trust | 100 | CTV Management Group | 100
hydro | Goodwin Hydroelectric | 54302_G_G1 | 54302 | G | G1 |  | Hydro |  | NENG_CT | Connecticut | 9 | Hartford | 3 | 09003 | 1.6 | 0 | 1986 | 9999 |  |  | N | Hydro | [13 empty] | 0 | 0 | 0 | 0 | [11 empty] | Metropolitan District of Hartford | 100 | Metropolitan District of Hartford | 100
hydro | Goodwin Hydroelectric | 54302_G_G2 | 54302 | G | G2 |  | Hydro |  | NENG_CT | Connecticut | 9 | Hartford | 3 | 09003 | 1.6 | 0 | 1986 | 9999 |  |  | N | Hydro | [13 empty] | 0 | 0 | 0 | 0 | [11 empty] | Metropolitan District of Hartford | 100 | Metropolitan District of Hartford | 100
hydro | Wilson Lake Hydroelectric Project | 54306_G_1 | 54306 | G | 1 |  | Hydro |  | WECC_ID | Idaho | 16 | Jerome | 53 | 16053 | 4.2 | 0 | 1993 | 9999 |  |  | N | Hydro | [13 empty] | 0 | 0 | 0 | 0 | [11 empty] | Ida West Energy Co | 50 | IDACORP Inc | 50
hydro | Wilson Lake Hydroelectric Project | 54306_G_2 | 54306 | G | 2 |  | Hydro |  | WECC_ID | Idaho | 16 | Jerome | 53 | 16053 | 4.2 | 0 | 1993 | 9999 |  |  | N | Hydro | [13 empty] | 0 | 0 | 0 | 0 | [11 empty] | Ida West Energy Co | 50 | IDACORP Inc | 50
hydro | Three Forks Water Power Project | 54308_G_1 | 54308 | G | 1 |  | Hydro |  | WEC_CALN | California | 6 | Trinity | 105 | 06105 | 1.2 | 0 | 1984 | 9999 |  |  | N | Hydro | [13 empty] | 0 | 0 | 0 | 0 | [11 empty] | Grizzly Mountain Ranch | 100 | Mother Energy Inc | 100
natural gas steam turbine | Goodyear Beaumont Chemical Plant | 54321_B_3B101 | 54321 | B | 3B101 |  | O/G Steam |  | MIS_WOTA | Texas | 48 | Jefferson | 245 | 48245 | 1.6 | 8300 | 1962 | 9999 |  |  | Y | Natural Gas |  |  |  | FR | [8 empty] | 1.157 | 0.06 | 0.06 | 0.06 | 0.06 | [11 empty] | Goodyear Tire & Rubber Co | 100 | Goodyear Tire & Rubber Co | 100
natural gas steam turbine | Goodyear Beaumont Chemical Plant | 54321_B_3B102 | 54321 | B | 3B102 |  | O/G Steam |  | MIS_WOTA | Texas | 48 | Jefferson | 245 | 48245 | 1.6 | 8300 | 1962 | 9999 |  |  | Y | Natural Gas |  |  |  | FR | [8 empty] | 1.157 | 0.0369 | 0.0369 | 0.0369 | 0.0369 | [11 empty] | Goodyear Tire & Rubber Co | 100 | Goodyear Tire & Rubber Co | 100
natural gas steam turbine | Goodyear Beaumont Chemical Plant | 54321_B_3B103 | 54321 | B | 3B103 |  | O/G Steam |  | MIS_WOTA | Texas | 48 | Jefferson | 245 | 48245 | 1.6 | 8300 | 1962 | 9999 |  |  | Y | Natural Gas |  |  |  | FR | [8 empty] | 1.157 | 0.06 | 0.06 | 0.06 | 0.06 | [11 empty] | Goodyear Tire & Rubber Co | 100 | Goodyear Tire & Rubber Co | 100
natural gas steam turbine | Goodyear Beaumont Chemical Plant | 54321_B_3B104 | 54321 | B | 3B104 |  | O/G Steam |  | MIS_WOTA | Texas | 48 | Jefferson | 245 | 48245 | 1.6 | 8300 | 1962 | 9999 |  |  | Y | Natural Gas |  |  |  | FR | [8 empty] | 1.157 | 0.02105 | 0.02105 | 0.02105 | 0.02105 | [11 empty] | Goodyear Tire & Rubber Co | 100 | Goodyear Tire & Rubber Co | 100
natural gas steam turbine | Goodyear Beaumont Chemical Plant | 54321_B_3B105 | 54321 | B | 3B105 |  | O/G Steam |  | MIS_WOTA | Texas | 48 | Jefferson | 245 | 48245 | 1.6 | 8300 | 1962 | 9999 |  |  | Y | Natural Gas |  |  |  | FR | [8 empty] | 1.157 | 0.06 | 0.06 | 0.06 | 0.06 | [11 empty] | Goodyear Tire & Rubber Co | 100 | Goodyear Tire & Rubber Co | 100
natural gas steam turbine | Goodyear Beaumont Chemical Plant | 54321_B_3B106 | 54321 | B | 3B106 |  | O/G Steam |  | MIS_WOTA | Texas | 48 | Jefferson | 245 | 48245 | 1.6 | 8300 | 1962 | 9999 |  |  | Y | Natural Gas |  |  |  | FR | [8 empty] | 1.157 | 0.01933 | 0.01933 | 0.01933 | 0.01933 | [11 empty] | Goodyear Tire & Rubber Co | 100 | Goodyear Tire & Rubber Co | 100
natural gas steam turbine | Goodyear Beaumont Chemical Plant | 54321_B_3B107 | 54321 | B | 3B107 |  | O/G Steam |  | MIS_WOTA | Texas | 48 | Jefferson | 245 | 48245 | 1.6 | 8300 | 1962 | 9999 |  |  | Y | Natural Gas |  |  |  | FR | [8 empty] | 1.157 | 0.06 | 0.06 | 0.06 | 0.06 | [11 empty] | Goodyear Tire & Rubber Co | 100 | Goodyear Tire & Rubber Co | 100
natural gas steam turbine | Goodyear Beaumont Chemical Plant | 54321_B_3B108 | 54321 | B | 3B108 |  | O/G Steam |  | MIS_WOTA | Texas | 48 | Jefferson | 245 | 48245 | 1.6 | 8300 | 1962 | 9999 |  |  | Y | Natural Gas |  |  |  | FR | [8 empty] | 1.157 | 0.01894 | 0.01894 | 0.01894 | 0.01894 | [11 empty] | Goodyear Tire & Rubber Co | 100 | Goodyear Tire & Rubber Co | 100
natural gas peaker | Goodyear Beaumont Chemical Plant | 54321_G_2N80 | 54321 | G | 2N80 |  | Combustion Turbine |  | MIS_WOTA | Texas | 48 | Jefferson | 245 | 48245 | 4 | 8700 | 1999 | 9999 |  |  | Y | Natural Gas | [12 empty] | 3 | 0.12659 | 0.12659 | 0.12659 | 0.12659 | [11 empty] | Goodyear Tire & Rubber Co | 100 | Goodyear Tire & Rubber Co | 100
natural gas peaker | Goodyear Beaumont Chemical Plant | 54321_G_N802 | 54321 | G | N802 |  | Combustion Turbine |  | MIS_WOTA | Texas | 48 | Jefferson | 245 | 48245 | 4 | 8700 | 1999 | 9999 |  |  | Y | Natural Gas | [12 empty] | 3 | 0.12659 | 0.12659 | 0.12659 | 0.12659 | [11 empty] | Goodyear Tire & Rubber Co | 100 | Goodyear Tire & Rubber Co | 100
natural gas peaker | Goodyear Beaumont Chemical Plant | 54321_G_N803 | 54321 | G | N803 |  | Combustion Turbine |  | MIS_WOTA | Texas | 48 | Jefferson | 245 | 48245 | 4 | 8700 | 1999 | 9999 |  |  | Y | Natural Gas | [12 empty] | 3 | 0.12659 | 0.12659 | 0.12659 | 0.12659 | [11 empty] | Goodyear Tire & Rubber Co | 100 | Goodyear Tire & Rubber Co | 100
natural gas peaker | Goodyear Beaumont Chemical Plant | 54321_G_N804 | 54321 | G | N804 |  | Combustion Turbine |  | MIS_WOTA | Texas | 48 | Jefferson | 245 | 48245 | 4 | 8700 | 1999 | 9999 |  |  | Y | Natural Gas | [12 empty] | 3 | 0.12659 | 0.12659 | 0.12659 | 0.12659 | [11 empty] | Goodyear Tire & Rubber Co | 100 | Goodyear Tire & Rubber Co | 100
hydro | Sibley Mill | 54322_G_2 | 54322 | G | 2 |  | Hydro |  | S_SOU | Georgia | 13 | Richmond | 245 | 13245 | 0.6 | 0 | 1946 | 9999 |  |  | N | Hydro | [13 empty] | 0 | 0 | 0 | 0 | [11 empty] | Avondale Mills Inc | 100 | Avondale Inc | 100
hydro | Sibley Mill | 54322_G_3 | 54322 | G | 3 |  | Hydro |  | S_SOU | Georgia | 13 | Richmond | 245 | 13245 | 0.7 | 0 | 1946 | 9999 |  |  | N | Hydro | [13 empty] | 0 | 0 | 0 | 0 | [11 empty] | Avondale Mills Inc | 100 | Avondale Inc | 100
hydro | Sibley Mill | 54322_G_4 | 54322 | G | 4 |  | Hydro |  | S_SOU | Georgia | 13 | Richmond | 245 | 13245 | 0.8 | 0 | 1946 | 9999 |  |  | N | Hydro | [13 empty] | 0 | 0 | 0 | 0 | [11 empty] | Avondale Mills Inc | 100 | Avondale Inc | 100
natural gas combined cycle | Ocean State Power II | 54324_G_GEN1 | 54324 | G | GEN1 | 3760 | Combined Cycle |  | NENGREST | Rhode Island | 44 | Providence | 7 | 44007 | 71.2 | 8983 | 1991 | 9999 |  |  | N | Natural Gas, Distillate Fuel Oil |  |  |  | H2O | SCR | [8 empty] | 0.028084 | 0.028084 | 0.028084 | 0.028084 | [11 empty] | Ocean State Power II | 100 | TC Energy Corp | 100
natural gas combined cycle | Ocean State Power II | 54324_G_GEN2 | 54324 | G | GEN2 | 3761 | Combined Cycle |  | NENGREST | Rhode Island | 44 | Providence | 7 | 44007 | 71.2 | 8983 | 1991 | 9999 |  |  | N | Natural Gas, Distillate Fuel Oil |  |  |  | H2O | SCR | [8 empty] | 0.028084 | 0.028084 | 0.028084 | 0.028084 | [11 empty] | Ocean State Power II | 100 | TC Energy Corp | 100
natural gas combined cycle | Ocean State Power II | 54324_G_GEN3 | 54324 | G | GEN3 | 3760 | Combined Cycle |  | NENGREST | Rhode Island | 44 | Providence | 7 | 44007 | 76.2 | 8983 | 1991 | 9999 |  |  | N | Natural Gas, Distillate Fuel Oil |  |  |  | NH3 | SCR | [8 empty] | 0.028084 | 0.028084 | 0.028084 | 0.028084 | [11 empty] | Ocean State Power II | 100 | TC Energy Corp | 100
natural gas combined cycle | Bucknell University | 54333_G_G502 | 54333 | G | G502 |  | Combined Cycle |  | PJM_WMAC | Pennsylvania | 42 | Union | 119 | 42119 | 0.8 | 5500 | 1991 | 9999 |  |  | Y | Natural Gas, Distillate Fuel Oil | [13 empty] | 0.011 | 0.011 | 0.011 | 0.011 | [11 empty] | Bucknell University | 100 | Bucknell University | 100
natural gas combined cycle | Bucknell University | 54333_G_G001 | 54333 | G | G001 |  | Combined Cycle |  | PJM_WMAC | Pennsylvania | 42 | Union | 119 | 42119 | 4.3 | 5500 | 1998 | 9999 |  |  | Y | Natural Gas, Distillate Fuel Oil | [13 empty] | 0.011 | 0.011 | 0.011 | 0.011 | [11 empty] | Bucknell University | 100 | Bucknell University | 100
biomass | Rio Grande Valley Sugar Growers | 54338_B_1 | 54338 | B | 1 |  | Biomass |  | ERC_REST | Texas | 48 | Hidalgo | 215 | 48215 | 3.5 | 21107 | 1973 | 9999 |  |  | Y | Biomass | [7 empty] | C | NA |  |  |  |  | 0.22033 | 0.22033 | 0.22033 | 0.22033 | [11 empty] | Rio Grande Sugar Growers Inc | 100 | Rio Grande Sugar Growers Inc | 100
biomass | Rio Grande Valley Sugar Growers | 54338_B_2 | 54338 | B | 2 |  | Biomass |  | ERC_REST | Texas | 48 | Hidalgo | 215 | 48215 | 3.5 | 21107 | 1973 | 9999 |  |  | Y | Biomass | [7 empty] | C | NA |  |  |  |  | 0.22033 | 0.22033 | 0.22033 | 0.22033 | [11 empty] | Rio Grande Sugar Growers Inc | 100 | Rio Grande Sugar Growers Inc | 100
biomass | Rio Grande Valley Sugar Growers | 54338_B_3 | 54338 | B | 3 |  | Biomass |  | ERC_REST | Texas | 48 | Hidalgo | 215 | 48215 | 3.5 | 21107 | 1973 | 9999 |  |  | Y | Biomass | [7 empty] | C | NA |  |  |  |  | 0.22033 | 0.22033 | 0.22033 | 0.22033 | [11 empty] | Rio Grande Sugar Growers Inc | 100 | Rio Grande Sugar Growers Inc | 100
biomass | Rio Grande Valley Sugar Growers | 54338_B_4 | 54338 | B | 4 |  | Biomass |  | ERC_REST | Texas | 48 | Hidalgo | 215 | 48215 | 3.5 | 21107 | 1973 | 9999 |  |  | Y | Biomass | [7 empty] | C | NA |  |  |  |  | 0.22033 | 0.22033 | 0.22033 | 0.22033 | [11 empty] | Rio Grande Sugar Growers Inc | 100 | Rio Grande Sugar Growers Inc | 100
biomass | Rio Grande Valley Sugar Growers | 54338_B_6 | 54338 | B | 6 |  | Biomass |  | ERC_REST | Texas | 48 | Hidalgo | 215 | 48215 | 3.5 | 21107 | 2009 | 9999 |  |  | Y | Biomass | [7 empty] | ESPH + C | No |  |  |  |  | 0.25566 | 0.25566 | 0.25566 | 0.25566 | [11 empty] | Rio Grande Sugar Growers Inc | 100 | Rio Grande Sugar Growers Inc | 100
natural gas peaker | Rio Grande Valley Sugar Growers | 54338_G_GENE | 54338 | G | GENE |  | Combustion Turbine | IC Engine | ERC_REST | Texas | 48 | Hidalgo | 215 | 48215 | 1.4 | 13469 | 2011 | 9999 |  |  | N | Distillate Fuel Oil | [13 empty] | 1.6498 | 1.6498 | 1.6498 | 1.6498 | [11 empty] | Rio Grande Sugar Growers Inc | 100 | Rio Grande Sugar Growers Inc | 100
hydro | Norway Point Hydropower Project | 54340_G_1 | 54340 | G | 1 |  | Hydro |  | MIS_LMI | Michigan | 26 | Alpena | 7 | 26007 | 2.8 | 0 | 1990 | 9999 |  |  | N | Hydro | [13 empty] | 0 | 0 | 0 | 0 | [11 empty] | Thunder Bay Power Co | 100 | Hudson Clean Energy Partners LP | 100
hydro | Norway Point Hydropower Project | 54340_G_2 | 54340 | G | 2 |  | Hydro |  | MIS_LMI | Michigan | 26 | Alpena | 7 | 26007 | 1.2 | 0 | 1990 | 9999 |  |  | N | Hydro | [13 empty] | 0 | 0 | 0 | 0 | [11 empty] | Thunder Bay Power Co | 100 | Hudson Clean Energy Partners LP | 100
hydro | Four Mile Hydropower Project | 54341_G_1 | 54341 | G | 1 |  | Hydro |  | MIS_LMI | Michigan | 26 | Alpena | 7 | 26007 | 0.6 | 0 | 1990 | 9999 |  |  | N | Hydro | [13 empty] | 0 | 0 | 0 | 0 | [11 empty] | Thunder Bay Power Co | 100 | Hudson Clean Energy Partners LP | 100
hydro | Four Mile Hydropower Project | 54341_G_2 | 54341 | G | 2 |  | Hydro |  | MIS_LMI | Michigan | 26 | Alpena | 7 | 26007 | 0.6 | 0 | 1990 | 9999 |  |  | N | Hydro | [13 empty] | 0 | 0 | 0 | 0 | [11 empty] | Thunder Bay Power Co | 100 | Hudson Clean Energy Partners LP | 100
hydro | Four Mile Hydropower Project | 54341_G_3 | 54341 | G | 3 |  | Hydro |  | MIS_LMI | Michigan | 26 | Alpena | 7 | 26007 | 0.6 | 0 | 1990 | 9999 |  |  | N | Hydro | [13 empty] | 0 | 0 | 0 | 0 | [11 empty] | Thunder Bay Power Co | 100 | Hudson Clean Energy Partners LP | 100
hydro | Four Mile Hydropower Project | 54341_G_4 | 54341 | G | 4 |  | Hydro |  | MIS_LMI | Michigan | 26 | Alpena | 7 | 26007 | 0.2 | 0 | 2005 | 9999 |  |  | N | Hydro | [13 empty] | 0 | 0 | 0 | 0 | [11 empty] | Thunder Bay Power Co | 100 | Hudson Clean Energy Partners LP | 100
hydro | Ninth Street Hydropower Project | 54342_G_1 | 54342 | G | 1 |  | Hydro |  | MIS_LMI | Michigan | 26 | Alpena | 7 | 26007 | 0.4 | 0 | 1990 | 9999 |  |  | N | Hydro | [13 empty] | 0 | 0 | 0 | 0 | [11 empty] | Thunder Bay Power Co | 100 | Hudson Clean Energy Partners LP | 100
hydro | Ninth Street Hydropower Project | 54342_G_2 | 54342 | G | 2 |  | Hydro |  | MIS_LMI | Michigan | 26 | Alpena | 7 | 26007 | 0.4 | 0 | 1990 | 9999 |  |  | N | Hydro | [13 empty] | 0 | 0 | 0 | 0 | [11 empty] | Thunder Bay Power Co | 100 | Hudson Clean Energy Partners LP | 100
hydro | Ninth Street Hydropower Project | 54342_G_3 | 54342 | G | 3 |  | Hydro |  | MIS_LMI | Michigan | 26 | Alpena | 7 | 26007 | 0.4 | 0 | 1990 | 9999 |  |  | N | Hydro | [13 empty] | 0 | 0 | 0 | 0 | [11 empty] | Thunder Bay Power Co | 100 | Hudson Clean Energy Partners LP | 100
hydro | Terminus Hydroelectric Project | 54343_G_GEN1 | 54343 | G | GEN1 |  | Hydro |  | WECC_SCE | California | 6 | Tulare | 107 | 06107 | 20 | 0 | 1990 | 9999 |  |  | N | Hydro | [13 empty] | 0 | 0 | 0 | 0 | [11 empty] | Kaweah River Power Authority | 100 | Kaweah River Power Authority | 100
hydro | Chace Mill Winooski One | 54355_G_GEN1 | 54355 | G | GEN1 |  | Hydro |  | NENGREST | Vermont | 50 | Chittenden | 7 | 50007 | 2.5 | 0 | 1993 | 9999 |  |  | N | Hydro | [13 empty] | 0 | 0 | 0 | 0 | [11 empty] | Burlington Electric Dept (Bed) | 100 | Burlington Electric Dept (Bed) | 100
hydro | Chace Mill Winooski One | 54355_G_GEN2 | 54355 | G | GEN2 |  | Hydro |  | NENGREST | Vermont | 50 | Chittenden | 7 | 50007 | 2.5 | 0 | 1993 | 9999 |  |  | N | Hydro | [13 empty] | 0 | 0 | 0 | 0 | [11 empty] | Burlington Electric Dept (Bed) | 100 | Burlington Electric Dept (Bed) | 100
hydro | Chace Mill Winooski One | 54355_G_GEN3 | 54355 | G | GEN3 |  | Hydro |  | NENGREST | Vermont | 50 | Chittenden | 7 | 50007 | 2.5 | 0 | 1993 | 9999 |  |  | N | Hydro | [13 empty] | 0 | 0 | 0 | 0 | [11 empty] | Burlington Electric Dept (Bed) | 100 | Burlington Electric Dept (Bed) | 100
natural gas combined cycle | Orange Cogeneration Facility | 54365_G_APC1 | 54365 | G | APC1 | 3762 | Combined Cycle |  | FRCC | Florida | 12 | Polk | 105 | 12105 | 43 | 7328 | 1995 | 9999 |  |  | Y | Natural Gas |  |  |  | DLNB + H2O | [9 empty] | 0.050189 | 0.050189 | 0.050189 | 0.050189 | [11 empty] | Orange Cogeneration LP | 100 | UBS AG | 100
natural gas combined cycle | Orange Cogeneration Facility | 54365_G_APC2 | 54365 | G | APC2 | 3763 | Combined Cycle |  | FRCC | Florida | 12 | Polk | 105 | 12105 | 43 | 7328 | 1995 | 9999 |  |  | Y | Natural Gas |  |  |  | DLNB + H2O | [9 empty] | 0.050189 | 0.050189 | 0.050189 | 0.050189 | [11 empty] | Orange Cogeneration LP | 100 | UBS AG | 100
natural gas combined cycle | Orange Cogeneration Facility | 54365_G_APC3 | 54365 | G | APC3 | 3762 | Combined Cycle |  | FRCC | Florida | 12 | Polk | 105 | 12105 | 24.6 | 7328 | 1995 | 9999 |  |  | Y | Natural Gas |  |  |  | LNB | [9 empty] | 0.050189 | 0.050189 | 0.050189 | 0.050189 | [11 empty] | Orange Cogeneration LP | 100 | UBS AG | 100
natural gas combined cycle | University of Colorado | 54372_G_GT1 | 54372 | G | GT1 |  | Combined Cycle |  | WECC_CO | Colorado | 8 | Boulder | 13 | 08013 | 15 | 5885 | 1992 | 9999 |  |  | Y | Natural Gas, Distillate Fuel Oil | [13 empty] | 0.12671 | 0.12671 | 0.12671 | 0.12671 | [11 empty] | University of Colorado | 100 | University of Colorado | 100
natural gas combined cycle | University of Colorado | 54372_G_GT2 | 54372 | G | GT2 |  | Combined Cycle |  | WECC_CO | Colorado | 8 | Boulder | 13 | 08013 | 15 | 5885 | 1992 | 9999 |  |  | Y | Natural Gas, Distillate Fuel Oil | [13 empty] | 0.12671 | 0.12671 | 0.12671 | 0.12671 | [11 empty] | University of Colorado | 100 | University of Colorado | 100
natural gas combined cycle | University of Colorado | 54372_G_ST1 | 54372 | G | ST1 |  | Combined Cycle |  | WECC_CO | Colorado | 8 | Boulder | 13 | 08013 | 1 | 5885 | 1992 | 9999 |  |  | Y | Natural Gas, Distillate Fuel Oil | [13 empty] | 0.12671 | 0.12671 | 0.12671 | 0.12671 | [11 empty] | University of Colorado | 100 | University of Colorado | 100
hydro | EHC West Hopkinton | 54384_G_GEN1 | 54384 | G | GEN1 |  | Hydro |  | NENGREST | New Hampshire | 33 | Merrimack | 13 | 33013 | 1 | 0 | 1985 | 9999 |  |  | N | Hydro | [13 empty] | 0 | 0 | 0 | 0 | [11 empty] | Consolidated Hydro New Hampshire Inc | 100 | Enel SpA | 100
hydro | Kinneytown New Old | 54385_G_GEN1 | 54385 | G | GEN1 |  | Hydro |  | NENG_CT | Connecticut | 9 | New Haven | 9 | 09009 | 0.8 | 0 | 1986 | 9999 |  |  | N | Hydro | [13 empty] | 0 | 0 | 0 | 0 | [11 empty] | Kinneytown Hydro Co Inc | 100 | Enel SpA | 100
hydro | Kinneytown New Old | 54385_G_GEN2 | 54385 | G | GEN2 |  | Hydro |  | NENG_CT | Connecticut | 9 | New Haven | 9 | 09009 | 1.4 | 0 | 1995 | 9999 |  |  | N | Hydro | [13 empty] | 0 | 0 | 0 | 0 | [11 empty] | Kinneytown Hydro Co Inc | 100 | Enel SpA | 100
hydro | Little Wood Hydro Project | 54386_G_GEN1 | 54386 | G | GEN1 |  | Hydro |  | WECC_ID | Idaho | 16 | Blaine | 13 | 16013 | 2.4 | 0 | 1985 | 9999 |  |  | N | Hydro | [13 empty] | 0 | 0 | 0 | 0 | [11 empty] | Littlewood Irrigation District | 100 | Littlewood Irrigation District | 100
hydro | Weeks Falls | 54387_G_GEN1 | 54387 | G | GEN1 |  | Hydro |  | WECC_PNW | Washington | 53 | King | 33 | 53033 | 4.2 | 0 | 1990 | 9999 |  |  | N | Hydro | [13 empty] | 0 | 0 | 0 | 0 | [11 empty] | Pacific Hydropower Co | 50 | Covanta Holding Corp | 50
hydro | Alice Falls Hydro Project | 54391_G_1 | 54391 | G | 1 |  | Hydro |  | NY_Z_D | New York | 36 | Clinton | 19 | 36019 | 1.5 | 0 | 1991 | 9999 |  |  | N | Hydro | [13 empty] | 0 | 0 | 0 | 0 | [11 empty] | Alice Falls Corp | 100 | Alice Falls Corp | 100
hydro | Alice Falls Hydro Project | 54391_G_2 | 54391 | G | 2 |  | Hydro |  | NY_Z_D | New York | 36 | Clinton | 19 | 36019 | 0.7 | 0 | 1991 | 9999 |  |  | N | Hydro | [13 empty] | 0 | 0 | 0 | 0 | [11 empty] | Alice Falls Corp | 100 | Alice Falls Corp | 100
hydro | Dry Creek Project | 54394_G_GEN1 | 54394 | G | GEN1 |  | Hydro |  | WECC_ID | Idaho | 16 | Butte | 23 | 16023 | 2.2 | 0 | 1987 | 9999 |  |  | N | Hydro | [13 empty] | 0 | 0 | 0 | 0 | [11 empty] | Dry Creek LLC | 100 | Dry Creek LLC | 100
hydro | Stillwater Hydro Electric Project | 54395_G_1 | 54395 | G | 1 |  | Hydro |  | NY_Z_F | New York | 36 | Saratoga | 91 | 36091 | 1.7 | 0 | 1993 | 9999 |  |  | N | Hydro | [13 empty] | 0 | 0 | 0 | 0 | [11 empty] | Gravity Renewables Inc | 100 | Gravity Renewables Inc | 100
hydro | Stillwater Hydro Electric Project | 54395_G_2 | 54395 | G | 2 |  | Hydro |  | NY_Z_F | New York | 36 | Saratoga | 91 | 36091 | 1.7 | 0 | 1993 | 9999 |  |  | N | Hydro | [13 empty] | 0 | 0 | 0 | 0 | [11 empty] | Gravity Renewables Inc | 100 | Gravity Renewables Inc | 100
natural gas peaker | Capitol Heat and Power | 54406_G_P31 | 54406 | G | P31 |  | Combustion Turbine | IC Engine | MIS_WUMS | Wisconsin | 55 | Dane | 25 | 55025 | 1 | 13469 | 2011 | 9999 |  |  | N | Distillate Fuel Oil | [13 empty] | 1.6498 | 1.6498 | 1.6498 | 1.6498 | [11 empty] | State of Wisconsin | 100 | State of Wisconsin | 100
natural gas peaker | Capitol Heat and Power | 54406_G_P32 | 54406 | G | P32 |  | Combustion Turbine | IC Engine | MIS_WUMS | Wisconsin | 55 | Dane | 25 | 55025 | 1 | 13469 | 2011 | 9999 |  |  | N | Distillate Fuel Oil | [13 empty] | 1.6498 | 1.6498 | 1.6498 | 1.6498 | [11 empty] | State of Wisconsin | 100 | State of Wisconsin | 100
natural gas steam turbine | Waupun Correctional Central Heating Plt | 54407_G_1 | 54407 | G | 1 |  | O/G Steam |  | MIS_WUMS | Wisconsin | 55 | Dodge | 27 | 55027 | 1 | 10947 | 1951 | 9999 |  |  | Y | Natural Gas, Distillate Fuel Oil | [12 empty] | 1.966 | 0.23063 | 0.23063 | 0.23063 | 0.23063 | [11 empty] | State of Wisconsin | 100 | State of Wisconsin | 100
natural gas steam turbine | Waupun Correctional Central Heating Plt | 54407_G_2 | 54407 | G | 2 |  | O/G Steam |  | MIS_WUMS | Wisconsin | 55 | Dodge | 27 | 55027 | 0.5 | 10947 | 1951 | 9999 |  |  | Y | Natural Gas, Distillate Fuel Oil | [12 empty] | 1.966 | 0.23063 | 0.23063 | 0.23063 | 0.23063 | [11 empty] | State of Wisconsin | 100 | State of Wisconsin | 100
natural gas peaker | Waupun Correctional Central Heating Plt | 54407_G_3 | 54407 | G | 3 |  | Combustion Turbine | IC Engine | MIS_WUMS | Wisconsin | 55 | Dodge | 27 | 55027 | 0.8 | 13469 | 1991 | 9999 |  |  | N | Distillate Fuel Oil | [13 empty] | 1.6498 | 1.6498 | 1.6498 | 1.6498 | [11 empty] | State of Wisconsin | 100 | State of Wisconsin | 100
natural gas peaker | Waupun Correctional Central Heating Plt | 54407_G_4 | 54407 | G | 4 |  | Combustion Turbine | IC Engine | MIS_WUMS | Wisconsin | 55 | Dodge | 27 | 55027 | 1.5 | 13469 | 1998 | 9999 |  |  | N | Distillate Fuel Oil | [13 empty] | 1.6498 | 1.6498 | 1.6498 | 1.6498 | [11 empty] | State of Wisconsin | 100 | State of Wisconsin | 100
natural gas peaker | UW Madison Charter Street Plant | 54408_G_3 | 54408 | G | 3 |  | Combustion Turbine | IC Engine | MIS_WUMS | Wisconsin | 55 | Dane | 25 | 55025 | 1.3 | 14775 | 1965 | 9999 |  |  | N | Distillate Fuel Oil | [13 empty] | 1.6498 | 1.6498 | 1.6498 | 1.6498 | [11 empty] | State of Wisconsin | 100 | State of Wisconsin | 100
natural gas steam turbine | UW Madison Charter Street Plant | 54408_B_B09 | 54408 | B | B09 |  | O/G Steam |  | MIS_WUMS | Wisconsin | 55 | Dane | 25 | 55025 | 1.9 | 8300 | 2012 | 9999 |  |  | Y | Natural Gas | [13 empty] | 0.23063 | 0.23063 | 0.23063 | 0.23063 | [11 empty] | State of Wisconsin | 100 | State of Wisconsin | 100
natural gas steam turbine | UW Madison Charter Street Plant | 54408_B_B05 | 54408 | B | B05 |  | O/G Steam |  | MIS_WUMS | Wisconsin | 55 | Dane | 25 | 55025 | 1.9 | 8300 | 2013 | 9999 |  |  | Y | Natural Gas | [13 empty] | 0.23063 | 0.23063 | 0.23063 | 0.23063 | [11 empty] | State of Wisconsin | 100 | State of Wisconsin | 100
natural gas steam turbine | UW Madison Charter Street Plant | 54408_B_B06 | 54408 | B | B06 |  | O/G Steam |  | MIS_WUMS | Wisconsin | 55 | Dane | 25 | 55025 | 1.9 | 8300 | 2013 | 9999 |  |  | Y | Natural Gas | [13 empty] | 0.23063 | 0.23063 | 0.23063 | 0.23063 | [11 empty] | State of Wisconsin | 100 | State of Wisconsin | 100
natural gas steam turbine | UW Madison Charter Street Plant | 54408_B_B07 | 54408 | B | B07 |  | O/G Steam |  | MIS_WUMS | Wisconsin | 55 | Dane | 25 | 55025 | 1.9 | 8300 | 2013 | 9999 |  |  | Y | Natural Gas | [13 empty] | 0.23063 | 0.23063 | 0.23063 | 0.23063 | [11 empty] | State of Wisconsin | 100 | State of Wisconsin | 100
natural gas steam turbine | UW Madison Charter Street Plant | 54408_B_B08 | 54408 | B | B08 |  | O/G Steam |  | MIS_WUMS | Wisconsin | 55 | Dane | 25 | 55025 | 1.9 | 8300 | 2013 | 9999 |  |  | Y | Natural Gas | [13 empty] | 0.23063 | 0.23063 | 0.23063 | 0.23063 | [11 empty] | State of Wisconsin | 100 | State of Wisconsin | 100
natural gas peaker | Western Power & Steam Inc | 54410_G_CTG | 54410 | G | CTG |  | Combustion Turbine |  | WEC_CALN | California | 6 | Kern | 29 | 06029 | 19.6 | 8700 | 1990 | 9999 |  |  | Y | Natural Gas | [13 empty] | 0.79549 | 0.79549 | 0.79549 | 0.79549 | [11 empty] | Western Power & Steam Inc | 100 | All American Oil & Gas Inc | 100
biomass | Cadillac Renewable Energy | 54415_B_101613 | 54415 | B | 101613 | 90201 | Biomass |  | MIS_LMI | Michigan | 26 | Wexford | 165 | 26165 | 38 | 16278 | 1993 | 9999 | stoker/SPR |  | N | Biomass |  |  |  | NH3 | SNCR |  |  | ESPC | No |  |  |  |  | 0.14354 | 0.14354 | 0.14354 | 0.14354 | [11 empty] | Cadillac Renewable Energy LLC | 100 | I Squared Capital | 100
hydro | Rollinsford | 54418_G_GEN1 | 54418 | G | GEN1 |  | Hydro |  | NENGREST | New Hampshire | 33 | Strafford | 17 | 33017 | 0.7 | 0 | 1986 | 9999 |  |  | N | Hydro | [13 empty] | 0 | 0 | 0 | 0 | [11 empty] | Consolidated Hydro New Hampshire Inc | 100 | Enel SpA | 100
hydro | Rollinsford | 54418_G_GEN2 | 54418 | G | GEN2 |  | Hydro |  | NENGREST | New Hampshire | 33 | Strafford | 17 | 33017 | 0.7 | 0 | 1995 | 9999 |  |  | N | Hydro | [13 empty] | 0 | 0 | 0 | 0 | [11 empty] | Consolidated Hydro New Hampshire Inc | 100 | Enel SpA | 100
natural gas combined cycle | Mulberry Cogeneration Facility | 54426_G_GT1 | 54426 | G | GT1 | 3772 | Combined Cycle |  | FRCC | Florida | 12 | Polk | 105 | 12105 | 76 | 7782 | 1994 | 9999 |  |  | Y | Natural Gas, Distillate Fuel Oil |  |  |  | DLNB | [9 empty] | 0.037114 | 0.037114 | 0.037114 | 0.037114 | [11 empty] | Polk Power Partners LP | 100 | UBS AG | 100
natural gas combined cycle | Mulberry Cogeneration Facility | 54426_G_ST1 | 54426 | G | ST1 | 3772 | Combined Cycle |  | FRCC | Florida | 12 | Polk | 105 | 12105 | 37 | 7782 | 1994 | 9999 | other | dry | Y | Natural Gas, Distillate Fuel Oil |  |  |  | DLNB | [9 empty] | 0.037114 | 0.037114 | 0.037114 | 0.037114 | [11 empty] | Polk Power Partners LP | 100 | UBS AG | 100
municipal solid waste | Alabama Pine Pulp | 54429_B_PB2 | 54429 | B | PB2 |  | Non-Fossil Waste |  | S_SOU | Alabama | 1 | Monroe | 99 | 01099 | 34 | 11843 | 1991 | 9999 |  |  | Y | Non-Fossil Waste |  |  |  | FR |  |  |  | ESPC | No |  |  |  |  | 0.23 | 0.23 | 0.23 | 0.23 | [11 empty] | Alabama Pine Pulp Co Inc | 100 | Parsons & Whittemore Inc | 100
municipal solid waste | Alabama Pine Pulp | 54429_B_RB2 | 54429 | B | RB2 |  | Non-Fossil Waste |  | S_SOU | Alabama | 1 | Monroe | 99 | 01099 | 34 | 11843 | 1991 | 9999 |  |  | Y | Non-Fossil Waste |  |  |  | other |  |  |  | ESPC | No |  |  |  |  | 0.12 | 0.12 | 0.12 | 0.12 | [11 empty] | Alabama Pine Pulp Co Inc | 100 | Parsons & Whittemore Inc | 100
natural gas peaker | Welport Lease Project | 54447_G_TI | 54447 | G | TI |  | Combustion Turbine |  | WEC_CALN | California | 6 | Kern | 29 | 06029 | 4 | 8700 | 1990 | 9999 |  |  | Y | Natural Gas | [12 empty] | 0.74 | 0.79549 | 0.79549 | 0.79549 | 0.79549 | [11 empty] | Nuevo Energy Co | 100 | Plains Exploration & Production Co | 100
natural gas peaker | Dome Project | 54449_G_T1 | 54449 | G | T1 |  | Combustion Turbine |  | WEC_CALN | California | 6 | Kern | 29 | 06029 | 2.5 | 8700 | 1988 | 9999 |  |  | Y | Natural Gas | [12 empty] | 0.74 | 0.47388 | 0.47388 | 0.47388 | 0.47388 | [11 empty] | Nuevo Energy Co Dome | 100 | Plains Exploration & Production Co | 100
natural gas peaker | Dome Project | 54449_G_T2 | 54449 | G | T2 |  | Combustion Turbine |  | WEC_CALN | California | 6 | Kern | 29 | 06029 | 2.5 | 8700 | 1988 | 9999 |  |  | Y | Natural Gas | [12 empty] | 0.74 | 0.47388 | 0.47388 | 0.47388 | 0.47388 | [11 empty] | Nuevo Energy Co Dome | 100 | Plains Exploration & Production Co | 100
onshore wind | EDF Renewable Windfarm V Inc | 54453_G_GEN2 | 54453 | G | GEN2 |  | Onshore Wind |  | WEC_CALN | California | 6 | Solano | 95 | 06095 | 15.5 | 0 | 1990 | 9999 |  |  | N | Wind | [13 empty] | 0 | 0 | 0 | 0 | [11 empty] | Montezuma Hills Windplant | 100 | NextEra Energy Inc | 100
onshore wind | San Gorgonio Windplant WPP1993 | 54454_G_GEN11 | 54454 | G | GEN11 |  | Onshore Wind |  | WECC_SCE | California | 6 | Riverside | 65 | 06065 | 49.5 | 0 | 2011 | 9999 |  |  | N | Wind | [13 empty] | 0 | 0 | 0 | 0 | [11 empty] | Windpower Partners 1993 LLC | 100 | Valueact Capital Partners LP | 100
natural gas peaker | Hewlett Packard Enterprise | 54457_G_ALF1 | 54457 | G | ALF1 |  | Combustion Turbine | IC Engine | S_SOU | Georgia | 13 | Fulton | 121 | 13121 | 1 | 14775 | 1989 | 9999 |  |  | N | Distillate Fuel Oil | [13 empty] | 1.6498 | 1.6498 | 1.6498 | 1.6498 | [11 empty] | Compaq Computer Corp | 100 | Hewlett Packard Co | 100
natural gas peaker | Hewlett Packard Enterprise | 54457_G_ALF2 | 54457 | G | ALF2 |  | Combustion Turbine | IC Engine | S_SOU | Georgia | 13 | Fulton | 121 | 13121 | 1 | 14775 | 1989 | 9999 |  |  | N | Distillate Fuel Oil | [13 empty] | 1.6498 | 1.6498 | 1.6498 | 1.6498 | [11 empty] | Compaq Computer Corp | 100 | Hewlett Packard Co | 100
natural gas peaker | Hewlett Packard Enterprise | 54457_G_ALF3 | 54457 | G | ALF3 |  | Combustion Turbine | IC Engine | S_SOU | Georgia | 13 | Fulton | 121 | 13121 | 1 | 14775 | 1989 | 9999 |  |  | N | Distillate Fuel Oil | [13 empty] | 1.6498 | 1.6498 | 1.6498 | 1.6498 | [11 empty] | Compaq Computer Corp | 100 | Hewlett Packard Co | 100
natural gas peaker | Hewlett Packard Enterprise | 54457_G_ALF4 | 54457 | G | ALF4 |  | Combustion Turbine | IC Engine | S_SOU | Georgia | 13 | Fulton | 121 | 13121 | 1 | 14775 | 1989 | 9999 |  |  | N | Distillate Fuel Oil | [13 empty] | 1.6498 | 1.6498 | 1.6498 | 1.6498 | [11 empty] | Compaq Computer Corp | 100 | Hewlett Packard Co | 100
natural gas peaker | Hewlett Packard Enterprise | 54457_G_ALF5 | 54457 | G | ALF5 |  | Combustion Turbine | IC Engine | S_SOU | Georgia | 13 | Fulton | 121 | 13121 | 1 | 13469 | 1991 | 9999 |  |  | N | Distillate Fuel Oil | [13 empty] | 1.6498 | 1.6498 | 1.6498 | 1.6498 | [11 empty] | Compaq Computer Corp | 100 | Hewlett Packard Co | 100
natural gas peaker | Hewlett Packard Enterprise | 54457_G_B1GN1 | 54457 | G | B1GN1 |  | Combustion Turbine | IC Engine | S_SOU | Georgia | 13 | Fulton | 121 | 13121 | 1.4 | 13469 | 2005 | 9999 |  |  | N | Distillate Fuel Oil | [13 empty] | 1.6498 | 1.6498 | 1.6498 | 1.6498 | [11 empty] | Compaq Computer Corp | 100 | Hewlett Packard Co | 100
natural gas peaker | Hewlett Packard Enterprise | 54457_G_B1GN2 | 54457 | G | B1GN2 |  | Combustion Turbine | IC Engine | S_SOU | Georgia | 13 | Fulton | 121 | 13121 | 1.4 | 13469 | 2005 | 9999 |  |  | N | Distillate Fuel Oil | [13 empty] | 1.6498 | 1.6498 | 1.6498 | 1.6498 | [11 empty] | Compaq Computer Corp | 100 | Hewlett Packard Co | 100
hydro | Graniteville Enterprise Division | 54462_G_1 | 54462 | G | 1 |  | Hydro |  | S_SOU | Georgia | 13 | Richmond | 245 | 13245 | 0.5 | 0 | 1921 | 9999 |  |  | N | Hydro | [13 empty] | 0 | 0 | 0 | 0 | [11 empty] | Enterprise Mill LLC | 100 | Enterprise Mill LLC | 100
hydro | Graniteville Enterprise Division | 54462_G_2 | 54462 | G | 2 |  | Hydro |  | S_SOU | Georgia | 13 | Richmond | 245 | 13245 | 0.5 | 0 | 1921 | 9999 |  |  | N | Hydro | [13 empty] | 0 | 0 | 0 | 0 | [11 empty] | Frito Lay Inc | 100 | Frito Lay Inc | 100
natural gas steam turbine | Riverwood International Macon Mill | 54464_B_B002 | 54464 | B | B002 |  | O/G Steam |  | S_SOU | Georgia | 13 | Bibb | 21 | 13021 | 12.3 | 8300 | 1948 | 9999 |  |  | Y | Natural Gas | [13 empty] | 0.26891 | 0.26891 | 0.26891 | 0.26891 | [11 empty] | Riverwood Internationall Inc (Macon) | 100 | Graphic Packaging Corp | 100
biomass | Riverwood International Macon Mill | 54464_B_B003 | 54464 | B | B003 |  | Biomass |  | S_SOU | Georgia | 13 | Bibb | 21 | 13021 | 12.3 | 4883 | 1980 | 9999 |  |  | Y | Biomass | Wet Scrubber | 1980 | 0.99 | [10 empty] | 0.22475 | 0.22475 | 0.22475 | 0.22475 | [11 empty] | Riverwood Internationall Inc (Macon) | 100 | Graphic Packaging Corp | 100
municipal solid waste | Riverwood International Macon Mill | 54464_B_D001 | 54464 | B | D001 |  | Non-Fossil Waste |  | S_SOU | Georgia | 13 | Bibb | 21 | 13021 | 12.3 | 4883 | 1994 | 9999 |  |  | Y | Non-Fossil Waste | [7 empty] | ESPH | No |  |  |  |  | 0.11862 | 0.11862 | 0.11862 | 0.11862 | [11 empty] | Riverwood Internationall Inc (Macon) | 100 | Graphic Packaging Corp | 100
biomass | Riverwood International Macon Mill | 54464_B_B004 | 54464 | B | B004 |  | Biomass |  | S_SOU | Georgia | 13 | Bibb | 21 | 13021 | 40 | 4883 | 2013 | 9999 |  |  | Y | Biomass | [7 empty] | B | NA |  |  |  |  | 0.16795 | 0.16795 | 0.16795 | 0.16795 | [11 empty] | Riverwood Internationall Inc (Macon) | 100 | Graphic Packaging Corp | 100
natural gas combined cycle | Orlando Cogen LP | 54466_G_GEN1 | 54466 | G | GEN1 | 3773 | Combined Cycle |  | FRCC | Florida | 12 | Orange | 95 | 12095 | 120 | 7694 | 1993 | 9999 |  |  | Y | Natural Gas |  |  |  | LNB | [9 empty] | 0.050119 | 0.050119 | 0.050119 | 0.050119 | [11 empty] | Orlando Cogeneration LP | 100 | UBS AG | 100
hydro | Mascoma Hydro | 54471_G_01 | 54471 | G | 01 |  | Hydro |  | NENGREST | New Hampshire | 33 | Grafton | 9 | 33009 | 0.5 | 0 | 1988 | 9999 |  |  | N | Hydro | [13 empty] | 0 | 0 | 0 | 0 | [11 empty] | Mascoma Hydro Corp | 100 | Enel SpA | 100
hydro | Mascoma Hydro | 54471_G_02 | 54471 | G | 02 |  | Hydro |  | NENGREST | New Hampshire | 33 | Grafton | 9 | 33009 | 0.5 | 0 | 1988 | 9999 |  |  | N | Hydro | [13 empty] | 0 | 0 | 0 | 0 | [11 empty] | Mascoma Hydro Corp | 100 | Enel SpA | 100
hydro | Mascoma Hydro | 54471_G_03 | 54471 | G | 03 |  | Hydro |  | NENGREST | New Hampshire | 33 | Grafton | 9 | 33009 | 0.5 | 0 | 1988 | 9999 |  |  | N | Hydro | [13 empty] | 0 | 0 | 0 | 0 | [11 empty] | Mascoma Hydro Corp | 100 | Enel SpA | 100
natural gas combined cycle | Sumas Power Plant | 54476_G_GEN1 | 54476 | G | GEN1 | 90428 | Combined Cycle |  | WECC_PNW | Washington | 53 | Whatcom | 73 | 53073 | 84.7 | 8150 | 1993 | 9999 |  |  | Y | Natural Gas |  |  |  | STM | SCR | [8 empty] | 0.017327 | 0.017327 | 0.017327 | 0.017327 | [11 empty] | Puget Sound Energy Inc | 100 | Puget Energy Inc | 100
natural gas combined cycle | Sumas Power Plant | 54476_G_GEN2 | 54476 | G | GEN2 | 90428 | Combined Cycle |  | WECC_PNW | Washington | 53 | Whatcom | 73 | 53073 | 40.8 | 8150 | 1993 | 9999 |  |  | Y | Natural Gas |  |  |  | STM | SCR | [8 empty] | 0.017327 | 0.017327 | 0.017327 | 0.017327 | [11 empty] | Puget Sound Energy Inc | 100 | Puget Energy Inc | 100
hydro | Blind Canyon Hydro | 54514_G_1 | 54514 | G | 1 |  | Hydro |  | WECC_ID | Idaho | 16 | Gooding | 47 | 16047 | 1.3 | 0 | 1992 | 9999 |  |  | N | Hydro | [13 empty] | 0 | 0 | 0 | 0 | [11 empty] | Blind Canyon Aqua Ranch Inc | 100 | Blind Canyon Aqua Ranch Inc | 100
natural gas peaker | Crotched Mountain Rehabilitation Center | 54515_G_GEN1 | 54515 | G | GEN1 |  | Combustion Turbine | IC Engine | NENGREST | New Hampshire | 33 | Hillsborough | 11 | 33011 | 0.7 | 8700 | 1990 | 9999 |  |  | Y | Distillate Fuel Oil | [13 empty] | 1.6498 | 1.6498 | 1.6498 | 1.6498 | [11 empty] | Crotched MT Rehab Center | 100 | Crotched MT Rehab Center | 100
natural gas peaker | Crotched Mountain Rehabilitation Center | 54515_G_GEN2 | 54515 | G | GEN2 |  | Combustion Turbine | IC Engine | NENGREST | New Hampshire | 33 | Hillsborough | 11 | 33011 | 0.7 | 8700 | 1990 | 9999 |  |  | Y | Distillate Fuel Oil | [13 empty] | 1.6498 | 1.6498 | 1.6498 | 1.6498 | [11 empty] | Crotched MT Rehab Center | 100 | Crotched MT Rehab Center | 100
natural gas peaker | Crotched Mountain Rehabilitation Center | 54515_G_GEN3 | 54515 | G | GEN3 |  | Combustion Turbine | IC Engine | NENGREST | New Hampshire | 33 | Hillsborough | 11 | 33011 | 0.7 | 8700 | 1990 | 9999 |  |  | Y | Distillate Fuel Oil | [13 empty] | 1.6498 | 1.6498 | 1.6498 | 1.6498 | [11 empty] | Crotched MT Rehab Center | 100 | Crotched MT Rehab Center | 100
biomass | Sierra Pacific Sonora | 54517_G_GEN3 | 54517 | G | GEN3 |  | Biomass |  | WEC_CALN | California | 6 | Tuolumne | 109 | 06109 | 6 | 15307 | 2018 | 9999 |  |  | N | Biomass | [13 empty] | 0.59586 | 0.59586 | 0.59586 | 0.59586 | [11 empty] | Sierra Pacific Industries Inc | 100 | Sierra Pacific Industries | 100
natural gas steam turbine | Formosa Plastics | 54518_B_HRSG2 | 54518 | B | HRSG2 |  | O/G Steam |  | MIS_LA | Louisiana | 22 | East Baton Rouge | 33 | 22033 | 8 | 8300 | 1990 | 9999 |  |  | Y | Natural Gas |  |  |  | LNB | [9 empty] | 0.10042 | 0.10042 | 0.10042 | 0.10042 | [11 empty] | Formosa Plastics Corp La | 100 | Formosa Plastics Corp | 100
natural gas peaker | Formosa Plastics | 54518_G_GT2 | 54518 | G | GT2 |  | Combustion Turbine |  | MIS_LA | Louisiana | 22 | East Baton Rouge | 33 | 22033 | 33 | 8700 | 1990 | 9999 |  |  | Y | Natural Gas | [13 empty] | 0.03132 | 0.03132 | 0.03132 | 0.03132 | [11 empty] | Formosa Plastics Corp La | 100 | Formosa Plastics Corp | 100
natural gas steam turbine | Formosa Plastics | 54518_B_HRSG3 | 54518 | B | HRSG3 |  | O/G Steam |  | MIS_LA | Louisiana | 22 | East Baton Rouge | 33 | 22033 | 8 | 8300 | 1996 | 9999 |  |  | Y | Natural Gas |  |  |  | LNB | [9 empty] | 0.10042 | 0.10042 | 0.10042 | 0.10042 | [11 empty] | Formosa Plastics Corp La | 100 | Formosa Plastics Corp | 100
natural gas peaker | Formosa Plastics | 54518_G_GT3 | 54518 | G | GT3 |  | Combustion Turbine |  | MIS_LA | Louisiana | 22 | East Baton Rouge | 33 | 22033 | 33 | 8700 | 1996 | 9999 |  |  | Y | Natural Gas | [13 empty] | 0.07528 | 0.07528 | 0.07528 | 0.07528 | [11 empty] | Formosa Plastics Corp La | 100 | Formosa Plastics Corp | 100
hydro | Horseshoe Bend Hydroelectric Co | 54524_G_GEN1 | 54524 | G | GEN1 |  | Hydro |  | WECC_ID | Idaho | 16 | Boise | 15 | 16015 | 4.7 | 0 | 1995 | 9999 |  |  | N | Hydro | [13 empty] | 0 | 0 | 0 | 0 | [11 empty] | Horseshoe Bend Hydroelectric Co | 100 | Innergex Renewable Energy Inc | 100
hydro | Horseshoe Bend Hydroelectric Co | 54524_G_GEN2 | 54524 | G | GEN2 |  | Hydro |  | WECC_ID | Idaho | 16 | Boise | 15 | 16015 | 4.7 | 0 | 1995 | 9999 |  |  | N | Hydro | [13 empty] | 0 | 0 | 0 | 0 | [11 empty] | Horseshoe Bend Hydroelectric Co | 100 | Innergex Renewable Energy Inc | 100
hydro | Kankakee Hydro Facility | 54525_G_1 | 54525 | G | 1 |  | Hydro |  | PJM_COMD | Illinois | 17 | Kankakee | 91 | 17091 | 0.4 | 0 | 1991 | 9999 |  |  | N | Hydro | [13 empty] | 0 | 0 | 0 | 0 | [11 empty] | Kankakee (City of) | 100 | Kankakee (City of) | 100
hydro | Kankakee Hydro Facility | 54525_G_2 | 54525 | G | 2 |  | Hydro |  | PJM_COMD | Illinois | 17 | Kankakee | 91 | 17091 | 0.4 | 0 | 1991 | 9999 |  |  | N | Hydro | [13 empty] | 0 | 0 | 0 | 0 | [11 empty] | Kankakee (City of) | 100 | Kankakee (City of) | 100
hydro | Kankakee Hydro Facility | 54525_G_3 | 54525 | G | 3 |  | Hydro |  | PJM_COMD | Illinois | 17 | Kankakee | 91 | 17091 | 0.4 | 0 | 1991 | 9999 |  |  | N | Hydro | [13 empty] | 0 | 0 | 0 | 0 | [11 empty] | Kankakee (City of) | 100 | Kankakee (City of) | 100
biomass | Sumpter Energy Associates | 54536_G_0386 | 54536 | G | 0386 |  | Landfill Gas |  | MIS_LMI | Michigan | 26 | Wayne | 163 | 26163 | 0.8 | 14103 | 1992 | 9999 |  |  | N | Landfill Gas | [13 empty] | 0.24082 | 0.24082 | 0.24082 | 0.24082 | [11 empty] | Sumpter Energy Associates | 100 | Landfill Energy Systems | 100
biomass | Sumpter Energy Associates | 54536_G_0388 | 54536 | G | 0388 |  | Landfill Gas |  | MIS_LMI | Michigan | 26 | Wayne | 163 | 26163 | 0.8 | 14103 | 1992 | 9999 |  |  | N | Landfill Gas | [13 empty] | 0.24082 | 0.24082 | 0.24082 | 0.24082 | [11 empty] | Sumpter Energy Associates | 100 | Landfill Energy Systems | 100
biomass | Sumpter Energy Associates | 54536_G_0389 | 54536 | G | 0389 |  | Landfill Gas |  | MIS_LMI | Michigan | 26 | Wayne | 163 | 26163 | 0.8 | 14103 | 1992 | 9999 |  |  | N | Landfill Gas | [13 empty] | 0.24082 | 0.24082 | 0.24082 | 0.24082 | [11 empty] | Sumpter Energy Associates | 100 | Landfill Energy Systems | 100
biomass | Sumpter Energy Associates | 54536_G_0392 | 54536 | G | 0392 |  | Landfill Gas |  | MIS_LMI | Michigan | 26 | Wayne | 163 | 26163 | 0.8 | 14103 | 1992 | 9999 |  |  | N | Landfill Gas | [13 empty] | 0.24082 | 0.24082 | 0.24082 | 0.24082 | [11 empty] | Sumpter Energy Associates | 100 | Landfill Energy Systems | 100
biomass | Sumpter Energy Associates | 54536_G_0435 | 54536 | G | 0435 |  | Landfill Gas |  | MIS_LMI | Michigan | 26 | Wayne | 163 | 26163 | 0.8 | 14103 | 1992 | 9999 |  |  | N | Landfill Gas | [13 empty] | 0.24082 | 0.24082 | 0.24082 | 0.24082 | [11 empty] | Sumpter Energy Associates | 100 | Landfill Energy Systems | 100
biomass | Sumpter Energy Associates | 54536_G_0437 | 54536 | G | 0437 |  | Landfill Gas |  | MIS_LMI | Michigan | 26 | Wayne | 163 | 26163 | 0.8 | 14103 | 1992 | 9999 |  |  | N | Landfill Gas | [13 empty] | 0.24082 | 0.24082 | 0.24082 | 0.24082 | [11 empty] | Sumpter Energy Associates | 100 | Landfill Energy Systems | 100
biomass | Sumpter Energy Associates | 54536_G_0440 | 54536 | G | 0440 |  | Landfill Gas |  | MIS_LMI | Michigan | 26 | Wayne | 163 | 26163 | 0.8 | 14103 | 1992 | 9999 |  |  | N | Landfill Gas | [13 empty] | 0.24082 | 0.24082 | 0.24082 | 0.24082 | [11 empty] | Sumpter Energy Associates | 100 | Landfill Energy Systems | 100
biomass | Sumpter Energy Associates | 54536_G_0447 | 54536 | G | 0447 |  | Landfill Gas |  | MIS_LMI | Michigan | 26 | Wayne | 163 | 26163 | 0.8 | 14103 | 1992 | 9999 |  |  | N | Landfill Gas | [13 empty] | 0.24082 | 0.24082 | 0.24082 | 0.24082 | [11 empty] | Sumpter Energy Associates | 100 | Landfill Energy Systems | 100
biomass | Sumpter Energy Associates | 54536_G_0464 | 54536 | G | 0464 |  | Landfill Gas |  | MIS_LMI | Michigan | 26 | Wayne | 163 | 26163 | 0.8 | 14103 | 1992 | 9999 |  |  | N | Landfill Gas | [13 empty] | 0.24082 | 0.24082 | 0.24082 | 0.24082 | [11 empty] | Sumpter Energy Associates | 100 | Landfill Energy Systems | 100
biomass | Sumpter Energy Associates | 54536_G_0467 | 54536 | G | 0467 |  | Landfill Gas |  | MIS_LMI | Michigan | 26 | Wayne | 163 | 26163 | 0.8 | 14103 | 1992 | 9999 |  |  | N | Landfill Gas | [13 empty] | 0.24082 | 0.24082 | 0.24082 | 0.24082 | [11 empty] | Sumpter Energy Associates | 100 | Landfill Energy Systems | 100
biomass | Sumpter Energy Associates | 54536_G_0202 | 54536 | G | 0202 |  | Landfill Gas |  | MIS_LMI | Michigan | 26 | Wayne | 163 | 26163 | 0.8 | 14103 | 1998 | 9999 |  |  | N | Landfill Gas | [13 empty] | 0.24082 | 0.24082 | 0.24082 | 0.24082 | [11 empty] | Sumpter Energy Associates | 100 | Landfill Energy Systems | 100
biomass | Sumpter Energy Associates | 54536_G_0203 | 54536 | G | 0203 |  | Landfill Gas |  | MIS_LMI | Michigan | 26 | Wayne | 163 | 26163 | 0.8 | 14103 | 1998 | 9999 |  |  | N | Landfill Gas | [13 empty] | 0.24082 | 0.24082 | 0.24082 | 0.24082 | [11 empty] | Sumpter Energy Associates | 100 | Landfill Energy Systems | 100
biomass | Sumpter Energy Associates | 54536_G_0204 | 54536 | G | 0204 |  | Landfill Gas |  | MIS_LMI | Michigan | 26 | Wayne | 163 | 26163 | 0.8 | 14103 | 1998 | 9999 |  |  | N | Landfill Gas | [13 empty] | 0.24082 | 0.24082 | 0.24082 | 0.24082 | [11 empty] | Sumpter Energy Associates | 100 | Landfill Energy Systems | 100
biomass | Sumpter Energy Associates | 54536_G_0205 | 54536 | G | 0205 |  | Landfill Gas |  | MIS_LMI | Michigan | 26 | Wayne | 163 | 26163 | 0.8 | 14103 | 1998 | 9999 |  |  | N | Landfill Gas | [13 empty] | 0.24082 | 0.24082 | 0.24082 | 0.24082 | [11 empty] | Sumpter Energy Associates | 100 | Landfill Energy Systems | 100
natural gas combined cycle | Ferndale Generating Station | 54537_G_CT1A | 54537 | G | CT1A | 90752 | Combined Cycle |  | WECC_PNW | Washington | 53 | Whatcom | 73 | 53073 | 86 | 7539 | 1994 | 9999 |  |  | Y | Natural Gas, Distillate Fuel Oil |  |  |  | STM | SCR | [7 empty] | 2.47 | 0.023955 | 0.023955 | 0.023955 | 0.023955 | [11 empty] | Puget Sound Energy Inc | 100 | Puget Energy Inc | 100
natural gas combined cycle | Ferndale Generating Station | 54537_G_CT1B | 54537 | G | CT1B | 90753 | Combined Cycle |  | WECC_PNW | Washington | 53 | Whatcom | 73 | 53073 | 86 | 7539 | 1994 | 9999 |  |  | Y | Natural Gas, Distillate Fuel Oil |  |  |  | STM | SCR | [7 empty] | 2.47 | 0.023955 | 0.023955 | 0.023955 | 0.023955 | [11 empty] | Puget Sound Energy Inc | 100 | Puget Energy Inc | 100
natural gas combined cycle | Ferndale Generating Station | 54537_G_ST1 | 54537 | G | ST1 | 90752 | Combined Cycle |  | WECC_PNW | Washington | 53 | Whatcom | 73 | 53073 | 98 | 7539 | 1994 | 9999 |  |  | Y | Natural Gas, Distillate Fuel Oil |  |  |  | STM | SCR | [7 empty] | 2.47 | 0.023955 | 0.023955 | 0.023955 | 0.023955 | [11 empty] | Puget Sound Energy Inc | 100 | Puget Energy Inc | 100
natural gas peaker | Hartwell Energy Facility | 54538_G_MAG1 | 54538 | G | MAG1 | 5039 | Combustion Turbine |  | S_SOU | Georgia | 13 | Hart | 147 | 13147 | 149.5 | 12906 | 1994 | 9999 |  |  | N | Natural Gas, Distillate Fuel Oil |  |  |  | H2O | [8 empty] | 0.006 | 0.06101 | 0.06101 | 0.06101 | 0.06101 | [11 empty] | Hartwell Energy LP | 100 | Oglethorpe Power Corp | 100
natural gas peaker | Hartwell Energy Facility | 54538_G_MAG2 | 54538 | G | MAG2 | 5040 | Combustion Turbine |  | S_SOU | Georgia | 13 | Hart | 147 | 13147 | 148.6 | 12910 | 1994 | 9999 |  |  | N | Natural Gas, Distillate Fuel Oil |  |  |  | H2O | [8 empty] | 0.006 | 0.0712 | 0.0712 | 0.0712 | 0.0712 | [11 empty] | Hartwell Energy LP | 100 | Oglethorpe Power Corp | 100
biomass | Venice Resources Gas Recovery | 54539_G_GEN1 | 54539 | G | GEN1 |  | Landfill Gas |  | MIS_LMI | Michigan | 26 | Shiawassee | 155 | 26155 | 0.8 | 13500 | 1992 | 9999 |  |  | N | Landfill Gas | [13 empty] | 0.24082 | 0.24082 | 0.24082 | 0.24082 | [11 empty] | WM Renewable Energy LLC | 100 | Waste Management Inc | 100
biomass | Venice Resources Gas Recovery | 54539_G_GEN2 | 54539 | G | GEN2 |  | Landfill Gas |  | MIS_LMI | Michigan | 26 | Shiawassee | 155 | 26155 | 0.8 | 13500 | 1992 | 9999 |  |  | N | Landfill Gas | [13 empty] | 0.24082 | 0.24082 | 0.24082 | 0.24082 | [11 empty] | WM Renewable Energy LLC | 100 | Waste Management Inc | 100
natural gas combined cycle | Sithe Independence Station | 54547_G_1 | 54547 | G | 1 | 3774 | Combined Cycle |  | NY_Z_C&E | New York | 36 | Oswego | 75 | 36075 | 155.3 | 6744 | 1994 | 9999 |  |  | Y | Natural Gas |  |  |  | DLNB | SCR | [8 empty] | 0.017646 | 0.017646 | 0.017646 | 0.017646 | [11 empty] | Sithe Energies Inc | 49 | Vistra Energy | 100
natural gas combined cycle | Sithe Independence Station | 54547_G_2 | 54547 | G | 2 | 3775 | Combined Cycle |  | NY_Z_C&E | New York | 36 | Oswego | 75 | 36075 | 155.3 | 6744 | 1994 | 9999 |  |  | Y | Natural Gas |  |  |  | DLNB | SCR | [8 empty] | 0.017646 | 0.017646 | 0.017646 | 0.017646 | [11 empty] | Sithe Energies Inc | 49 | Vistra Energy | 100
natural gas combined cycle | Sithe Independence Station | 54547_G_3 | 54547 | G | 3 | 3776 | Combined Cycle |  | NY_Z_C&E | New York | 36 | Oswego | 75 | 36075 | 155.3 | 6744 | 1994 | 9999 |  |  | Y | Natural Gas |  |  |  | DLNB | SCR | [8 empty] | 0.018635 | 0.018635 | 0.018635 | 0.018635 | [11 empty] | Sithe Energies Inc | 49 | Vistra Energy | 100
natural gas combined cycle | Sithe Independence Station | 54547_G_4 | 54547 | G | 4 | 3777 | Combined Cycle |  | NY_Z_C&E | New York | 36 | Oswego | 75 | 36075 | 155.3 | 6744 | 1994 | 9999 |  |  | Y | Natural Gas |  |  |  | DLNB | SCR | [8 empty] | 0.018635 | 0.018635 | 0.018635 | 0.018635 | [11 empty] | Sithe Energies Inc | 49 | Vistra Energy | 100
natural gas combined cycle | Sithe Independence Station | 54547_G_5 | 54547 | G | 5 | 3774 | Combined Cycle |  | NY_Z_C&E | New York | 36 | Oswego | 75 | 36075 | 167.5 | 6744 | 1994 | 9999 |  |  | Y | Natural Gas |  |  |  | DLNB | SCR | [8 empty] | 0.017646 | 0.017646 | 0.017646 | 0.017646 | [11 empty] | Sithe Energies Inc | 49 | Vistra Energy | 100
natural gas combined cycle | Sithe Independence Station | 54547_G_6 | 54547 | G | 6 | 3776 | Combined Cycle |  | NY_Z_C&E | New York | 36 | Oswego | 75 | 36075 | 167.5 | 6744 | 1994 | 9999 |  |  | Y | Natural Gas |  |  |  | DLNB | SCR | [8 empty] | 0.018635 | 0.018635 | 0.018635 | 0.018635 | [11 empty] | Sithe Energies Inc | 49 | Vistra Energy | 100
hydro | Longfalls Facility | 54548_G_1 | 54548 | G | 1 |  | Hydro |  | NY_Z_C&E | New York | 36 | Jefferson | 45 | 36045 | 3 | 0 | 1991 | 9999 |  |  | N | Hydro | [13 empty] | 0 | 0 | 0 | 0 | [11 empty] | Fourth Branch Associates | 100 | Albany Engineering | 100
natural gas combined cycle | ExxonMobil Mobile Bay Onshore | 54550_G_901 | 54550 | G | 901 |  | Combined Cycle |  | S_SOU | Alabama | 1 | Mobile | 97 | 01097 | 0.9 | 5500 | 1993 | 9999 |  |  | Y | Natural Gas | [13 empty] | 0.024573 | 0.024573 | 0.024573 | 0.024573 | [11 empty] | Exxon Mobil Production Co | 100 | ExxonMobil Corp | 100
natural gas combined cycle | ExxonMobil Mobile Bay Onshore | 54550_G_901A | 54550 | G | 901A |  | Combined Cycle |  | S_SOU | Alabama | 1 | Mobile | 97 | 01097 | 3.4 | 5500 | 1993 | 9999 |  |  | Y | Natural Gas | [13 empty] | 0.024573 | 0.024573 | 0.024573 | 0.024573 | [11 empty] | Exxon Mobil Production Co | 100 | ExxonMobil Corp | 100
natural gas combined cycle | ExxonMobil Mobile Bay Onshore | 54550_G_901B | 54550 | G | 901B |  | Combined Cycle |  | S_SOU | Alabama | 1 | Mobile | 97 | 01097 | 3.4 | 5500 | 1993 | 9999 |  |  | Y | Natural Gas | [13 empty] | 0.024573 | 0.024573 | 0.024573 | 0.024573 | [11 empty] | Exxon Mobil Production Co | 100 | ExxonMobil Corp | 100
natural gas combined cycle | ExxonMobil Mobile Bay Onshore | 54550_G_901C | 54550 | G | 901C |  | Combined Cycle |  | S_SOU | Alabama | 1 | Mobile | 97 | 01097 | 3.4 | 5500 | 1993 | 9999 |  |  | Y | Natural Gas | [13 empty] | 0.024573 | 0.024573 | 0.024573 | 0.024573 | [11 empty] | Exxon Mobil Production Co | 100 | ExxonMobil Corp | 100
hydro | Spicer Meadow Project | 54554_G_GEN1 | 54554 | G | GEN1 |  | Hydro |  | WEC_CALN | California | 6 | Tuolumne | 109 | 06109 | 2.5 | 0 | 1989 | 9999 |  |  | N | Hydro | [13 empty] | 0 | 0 | 0 | 0 | [11 empty] | Calaveras County Water District | 100 | Calaveras County Water District | 100
hydro | Spicer Meadow Project | 54554_G_GEN2 | 54554 | G | GEN2 |  | Hydro |  | WEC_CALN | California | 6 | Tuolumne | 109 | 06109 | 2.5 | 0 | 1989 | 9999 |  |  | N | Hydro | [13 empty] | 0 | 0 | 0 | 0 | [11 empty] | Calaveras County Water District | 100 | Calaveras County Water District | 100
hydro | Spicer Meadow Project | 54554_G_GEN3 | 54554 | G | GEN3 |  | Hydro |  | WEC_CALN | California | 6 | Tuolumne | 109 | 06109 | 0.5 | 0 | 1989 | 9999 |  |  | N | Hydro | [13 empty] | 0 | 0 | 0 | 0 | [11 empty] | Calaveras County Water District | 100 | Calaveras County Water District | 100
hydro | Collierville Powerhouse | 54555_G_GEN1 | 54555 | G | GEN1 |  | Hydro |  | WEC_CALN | California | 6 | Calaveras | 9 | 06009 | 126.5 | 0 | 1989 | 9999 |  |  | N | Hydro | [13 empty] | 0 | 0 | 0 | 0 | [11 empty] | Northern California Power Agency | 100 | Northern California Power Agency | 100
hydro | Collierville Powerhouse | 54555_G_GEN2 | 54555 | G | GEN2 |  | Hydro |  | WEC_CALN | California | 6 | Calaveras | 9 | 06009 | 126.5 | 0 | 1989 | 9999 |  |  | N | Hydro | [13 empty] | 0 | 0 | 0 | 0 | [11 empty] | Northern California Power Agency | 100 | Northern California Power Agency | 100
natural gas peaker | Ingredion Incorporated | 54556_G_TG03 | 54556 | G | TG03 |  | Combustion Turbine |  | PJM_COMD | Illinois | 17 | Cook | 31 | 17031 | 4.4 | 12369 | 1996 | 2045 |  |  | N | Natural Gas | [13 empty] | 0.16383 | 0.16383 | 0.16383 | 0.16383 | [11 empty] | Corn Products International Inc | 100 | Corn Products Intl Inc | 100
natural gas peaker | Ingredion Incorporated | 54556_G_TG04 | 54556 | G | TG04 |  | Combustion Turbine |  | PJM_COMD | Illinois | 17 | Cook | 31 | 17031 | 4.4 | 12369 | 1996 | 2045 |  |  | N | Natural Gas | [13 empty] | 0.17955 | 0.17955 | 0.17955 | 0.17955 | [11 empty] | Corn Products International Inc | 100 | Corn Products Intl Inc | 100
hard coal | Ingredion Incorporated | 54556_B_BLR6 | 54556 | B | BLR6 | 10116 | Coal Steam |  | PJM_COMD | Illinois | 17 | Cook | 31 | 17031 | 10.6 | 10986 | 2003 | 2030 | other |  | Y | Bituminous |  |  |  | FR | [8 empty] | 1.8 | 0.04448 | 0.04448 | 0.04448 | 0.04448 | 1 | 0.1 | 1 | 0 |  |  |  |  | C2G | 2023 |  | Corn Products International Inc | 100 | Corn Products Intl Inc | 100
hard coal | Ingredion Incorporated | 54556_B_BLR7 | 54556 | B | BLR7 | 88140 | Coal Steam |  | PJM_COMD | Illinois | 17 | Cook | 31 | 17031 | 10.6 | 10986 | 2004 | 2030 | other |  | Y | Bituminous |  |  |  | LNB | [8 empty] | 1.8 | 0.05457 | 0.05457 | 0.05457 | 0.05457 | 1 | 0.1 | 1 | 0 |  |  |  |  | C2G | 2023 |  | Corn Products International Inc | 100 | Corn Products Intl Inc | 100
hard coal | Ingredion Incorporated | 54556_B_BLR10 | 54556 | B | BLR10 | 89733 | Coal Steam |  | PJM_COMD | Illinois | 17 | Cook | 31 | 17031 | 10.6 | 10986 | 2006 | 2030 | FBC | dry | Y | Bituminous | Reagent Injection | 2006 | 0.95 | CF | SNCR |  | 2007 | B | NA | ACI | 2015 |  | 1.8 | 0.11685 | 0.11685 | 0.11685 | 0.11685 | 0.1 | 0.1 | 0.1 | 0.95 |  |  |  |  | C2G | 2023 |  | Corn Products International Inc | 100 | Corn Products Intl Inc | 100
hard coal | Ingredion Incorporated | 54556_B_BLR8 | 54556 | B | BLR8 | 88141 | Coal Steam |  | PJM_COMD | Illinois | 17 | Cook | 31 | 17031 | 10.6 | 10986 | 2018 | 2030 | FBC | dry | Y | Bituminous | Reagent Injection | 2018 | 0.893 | LNB | SCR | 2018 | [6 empty] | 1.8 | 0.07 | 0.07 | 0.07 | 0.07 | 0.1 | 0.1 | 0.1 | 0.893 |  |  |  |  | C2G | 2023 |  | Corn Products International Inc | 100 | Corn Products Intl Inc | 100
hydro | Hazelton B Hydro | 54558_G_U1 | 54558 | G | U1 |  | Hydro |  | WECC_ID | Idaho | 16 | Jerome | 53 | 16053 | 3.8 | 0 | 1993 | 9999 |  |  | N | Hydro | [13 empty] | 0 | 0 | 0 | 0 | [11 empty] | Ida West Energy Co | 50 | IDACORP Inc | 50
hydro | Hazelton B Hydro | 54558_G_U2 | 54558 | G | U2 |  | Hydro |  | WECC_ID | Idaho | 16 | Jerome | 53 | 16053 | 3.8 | 0 | 1993 | 9999 |  |  | N | Hydro | [13 empty] | 0 | 0 | 0 | 0 | [11 empty] | Ida West Energy Co | 50 | IDACORP Inc | 50
municipal solid waste | Longview Fibre | 54562_B_PB20 | 54562 | B | PB20 |  | Non-Fossil Waste |  | WECC_PNW | Washington | 53 | Cowlitz | 15 | 53015 | 15.7 | 5686 | 1976 | 9999 |  |  | Y | Non-Fossil Waste | Wet Scrubber | 1976 | 0.829 |  | SNCR |  |  | ESPC + C | No |  |  |  |  | 0.2 | 0.2 | 0.2 | 0.2 | [11 empty] | Longview Fibre Paper & Packaging Inc | 100 | Kapstone Paper | 100
municipal solid waste | Longview Fibre | 54562_B_RF19 | 54562 | B | RF19 |  | Non-Fossil Waste |  | WECC_PNW | Washington | 53 | Cowlitz | 15 | 53015 | 15.7 | 5686 | 1976 | 9999 |  |  | Y | Non-Fossil Waste | [7 empty] | ESPC | No |  |  |  |  | 0.09162 | 0.09162 | 0.09162 | 0.09162 | [11 empty] | Longview Fibre Paper & Packaging Inc | 100 | Kapstone Paper | 100
municipal solid waste | Longview Fibre | 54562_B_RF22 | 54562 | B | RF22 |  | Non-Fossil Waste |  | WECC_PNW | Washington | 53 | Cowlitz | 15 | 53015 | 15.7 | 5686 | 1992 | 9999 |  |  | Y | Non-Fossil Waste | [7 empty] | ESPC | No |  |  |  |  | 0.1065 | 0.1065 | 0.1065 | 0.1065 | [11 empty] | Longview Fibre Paper & Packaging Inc | 100 | Kapstone Paper | 100
biomass | MM Yolo Power | 54567_G_1 | 54567 | G | 1 |  | Landfill Gas |  | WEC_CALN | California | 6 | Yolo | 113 | 06113 | 0.5 | 13500 | 1990 | 9999 |  |  | N | Landfill Gas | [13 empty] | 0.17175 | 0.17175 | 0.17175 | 0.17175 | [11 empty] | MM Yolo Power LLC | 100 | FORTISTAR | 100
biomass | MM Yolo Power | 54567_G_2 | 54567 | G | 2 |  | Landfill Gas |  | WEC_CALN | California | 6 | Yolo | 113 | 06113 | 0.5 | 13500 | 1990 | 9999 |  |  | N | Landfill Gas | [13 empty] | 0.17175 | 0.17175 | 0.17175 | 0.17175 | [11 empty] | MM Yolo Power LLC | 100 | FORTISTAR | 100
biomass | MM Yolo Power | 54567_G_3 | 54567 | G | 3 |  | Landfill Gas |  | WEC_CALN | California | 6 | Yolo | 113 | 06113 | 0.5 | 13500 | 1990 | 9999 |  |  | N | Landfill Gas | [13 empty] | 0.17175 | 0.17175 | 0.17175 | 0.17175 | [11 empty] | MM Yolo Power LLC | 100 | FORTISTAR | 100
biomass | MM Yolo Power | 54567_G_4 | 54567 | G | 4 |  | Landfill Gas |  | WEC_CALN | California | 6 | Yolo | 113 | 06113 | 0.6 | 13500 | 1993 | 9999 |  |  | N | Landfill Gas | [13 empty] | 0.17175 | 0.17175 | 0.17175 | 0.17175 | [11 empty] | MM Yolo Power LLC | 100 | FORTISTAR | 100
biomass | MM Yolo Power | 54567_G_5 | 54567 | G | 5 |  | Landfill Gas |  | WEC_CALN | California | 6 | Yolo | 113 | 06113 | 0.4 | 13500 | 1998 | 9999 |  |  | N | Landfill Gas | [13 empty] | 0.17175 | 0.17175 | 0.17175 | 0.17175 | [11 empty] | MM Yolo Power LLC | 100 | FORTISTAR | 100
hydro | Lochmere Hydroelectric Plant | 54572_G_UNT1 | 54572 | G | UNT1 |  | Hydro |  | NENGREST | New Hampshire | 33 | Belknap | 1 | 33001 | 0.3 | 0 | 1984 | 9999 |  |  | N | Hydro | [13 empty] | 0 | 0 | 0 | 0 | [11 empty] | Hdi Associates I | 100 | Hudson Clean Energy Partners LP | 100
hydro | Lochmere Hydroelectric Plant | 54572_G_UNT2 | 54572 | G | UNT2 |  | Hydro |  | NENGREST | New Hampshire | 33 | Belknap | 1 | 33001 | 0.3 | 0 | 1984 | 9999 |  |  | N | Hydro | [13 empty] | 0 | 0 | 0 | 0 | [11 empty] | Hdi Associates I | 100 | Hudson Clean Energy Partners LP | 100
hydro | Lochmere Hydroelectric Plant | 54572_G_UNT3 | 54572 | G | UNT3 |  | Hydro |  | NENGREST | New Hampshire | 33 | Belknap | 1 | 33001 | 0.3 | 0 | 1984 | 9999 |  |  | N | Hydro | [13 empty] | 0 | 0 | 0 | 0 | [11 empty] | Hdi Associates I | 100 | Hudson Clean Energy Partners LP | 100
hydro | Lochmere Hydroelectric Plant | 54572_G_UNT4 | 54572 | G | UNT4 |  | Hydro |  | NENGREST | New Hampshire | 33 | Belknap | 1 | 33001 | 0.3 | 0 | 1984 | 9999 |  |  | N | Hydro | [13 empty] | 0 | 0 | 0 | 0 | [11 empty] | Hdi Associates I | 100 | Hudson Clean Energy Partners LP | 100
hydro | Wappinger Falls Hydroelectric | 54573_G_1 | 54573 | G | 1 |  | Hydro |  | NY_Z_G-I | New York | 36 | Dutchess | 27 | 36027 | 1 | 0 | 1988 | 9999 |  |  | N | Hydro | [13 empty] | 0 | 0 | 0 | 0 | [11 empty] | Electro Ecology Inc | 100 | Electro Ecology Inc | 100
hydro | Wappinger Falls Hydroelectric | 54573_G_2 | 54573 | G | 2 |  | Hydro |  | NY_Z_G-I | New York | 36 | Dutchess | 27 | 36027 | 1 | 0 | 1988 | 9999 |  |  | N | Hydro | [13 empty] | 0 | 0 | 0 | 0 | [11 empty] | Electro Ecology Inc | 100 | Electro Ecology Inc | 100
natural gas combined cycle | Saranac Facility | 54574_G_GEN1 | 54574 | G | GEN1 | 3780 | Combined Cycle |  | NY_Z_D | New York | 36 | Clinton | 19 | 36019 | 82.3 | 9097 | 1994 | 9999 |  |  | N | Natural Gas |  |  |  |  | SCR | [8 empty] | 0.02863 | 0.02863 | 0.02863 | 0.02863 | [11 empty] | Saranac Power Partners LP | 100 | Berkshire Hathaway Inc | 100
natural gas combined cycle | Saranac Facility | 54574_G_GEN2 | 54574 | G | GEN2 | 3781 | Combined Cycle |  | NY_Z_D | New York | 36 | Clinton | 19 | 36019 | 82 | 9097 | 1994 | 9999 |  |  | N | Natural Gas |  |  |  |  | SCR | [8 empty] | 0.02863 | 0.02863 | 0.02863 | 0.02863 | [11 empty] | Saranac Power Partners LP | 100 | Berkshire Hathaway Inc | 100
natural gas combined cycle | Saranac Facility | 54574_G_GEN3 | 54574 | G | GEN3 | 3780 | Combined Cycle |  | NY_Z_D | New York | 36 | Clinton | 19 | 36019 | 85.6 | 9097 | 1994 | 9999 |  |  | N | Natural Gas |  |  |  | LNB + NH3 | SCR | [8 empty] | 0.02863 | 0.02863 | 0.02863 | 0.02863 | [11 empty] | Saranac Power Partners LP | 100 | Berkshire Hathaway Inc | 100
hydro | Curtis Palmer Hydroelectric | 54580_G_C3 | 54580 | G | C3 |  | Hydro |  | NY_Z_F | New York | 36 | Saratoga | 91 | 36091 | 2.4 | 0 | 1985 | 9999 |  |  | N | Hydro | [13 empty] | 0 | 0 | 0 | 0 | [11 empty] | Curtis Palmer Hydroelectric Co LP (The) | 100 | Hydro Quebec | 100
hydro | Curtis Palmer Hydroelectric | 54580_G_C4 | 54580 | G | C4 |  | Hydro |  | NY_Z_F | New York | 36 | Saratoga | 91 | 36091 | 1.1 | 0 | 1985 | 9999 |  |  | N | Hydro | [13 empty] | 0 | 0 | 0 | 0 | [11 empty] | Curtis Palmer Hydroelectric Co LP (The) | 100 | Hydro Quebec | 100
hydro | Curtis Palmer Hydroelectric | 54580_G_C5 | 54580 | G | C5 |  | Hydro |  | NY_Z_F | New York | 36 | Saratoga | 91 | 36091 | 1.1 | 0 | 1985 | 9999 |  |  | N | Hydro | [13 empty] | 0 | 0 | 0 | 0 | [11 empty] | Curtis Palmer Hydroelectric Co LP (The) | 100 | Hydro Quebec | 100
hydro | Curtis Palmer Hydroelectric | 54580_G_C1 | 54580 | G | C1 |  | Hydro |  | NY_Z_F | New York | 36 | Saratoga | 91 | 36091 | 2.5 | 0 | 1986 | 9999 |  |  | N | Hydro | [13 empty] | 0 | 0 | 0 | 0 | [11 empty] | Curtis Palmer Hydroelectric Co LP (The) | 100 | Hydro Quebec | 100
hydro | Curtis Palmer Hydroelectric | 54580_G_C2 | 54580 | G | C2 |  | Hydro |  | NY_Z_F | New York | 36 | Saratoga | 91 | 36091 | 2.5 | 0 | 1986 | 9999 |  |  | N | Hydro | [13 empty] | 0 | 0 | 0 | 0 | [11 empty] | Curtis Palmer Hydroelectric Co LP (The) | 100 | Hydro Quebec | 100
hydro | Curtis Palmer Hydroelectric | 54580_G_P1 | 54580 | G | P1 |  | Hydro |  | NY_Z_F | New York | 36 | Saratoga | 91 | 36091 | 25 | 0 | 1986 | 9999 |  |  | N | Hydro | [13 empty] | 0 | 0 | 0 | 0 | [11 empty] | Curtis Palmer Hydroelectric Co LP (The) | 100 | Hydro Quebec | 100
hydro | Curtis Palmer Hydroelectric | 54580_G_P2 | 54580 | G | P2 |  | Hydro |  | NY_Z_F | New York | 36 | Saratoga | 91 | 36091 | 25 | 0 | 1986 | 9999 |  |  | N | Hydro | [13 empty] | 0 | 0 | 0 | 0 | [11 empty] | Curtis Palmer Hydroelectric Co LP (The) | 100 | Hydro Quebec | 100
natural gas combined cycle | Tanner Street Generation | 54586_G_VAX | 54586 | G | VAX | 90384 | Combined Cycle |  | NENGREST | Massachusetts | 25 | Middlesex | 17 | 25017 | 17 | 8545 | 1992 | 9999 |  |  | N | Natural Gas, Distillate Fuel Oil |  |  |  | NH3 | SCR | [8 empty] | 0.039763 | 0.039763 | 0.039763 | 0.039763 | [11 empty] | Tanner Street Generation LLC | 100 | EDF Group | 100
natural gas combined cycle | Tanner Street Generation | 54586_G_TRENT | 54586 | G | TRENT | 90384 | Combined Cycle |  | NENGREST | Massachusetts | 25 | Middlesex | 17 | 25017 | 58 | 8545 | 2008 | 9999 |  |  | N | Natural Gas, Distillate Fuel Oil |  |  |  | H2O | SCR | [8 empty] | 0.039763 | 0.039763 | 0.039763 | 0.039763 | [11 empty] | Tanner Street Generation LLC | 100 | EDF Group | 100
natural gas combined cycle | Massena Energy Facility | 54592_G_GEN1 | 54592 | G | GEN1 | 3783 | Combined Cycle |  | NY_Z_D | New York | 36 | St Lawrence | 89 | 36089 | 46 | 9766 | 1992 | 9999 |  |  | N | Natural Gas, Distillate Fuel Oil |  |  |  | STM | SCR | [8 empty] | 0.4229 | 0.077072 | 0.4229 | 0.077072 | [11 empty] | Power City Partners LP | 100 | Morris Energy Group | 100
natural gas combined cycle | Massena Energy Facility | 54592_G_GEN2 | 54592 | G | GEN2 | 3783 | Combined Cycle |  | NY_Z_D | New York | 36 | St Lawrence | 89 | 36089 | 35 | 9766 | 1992 | 9999 |  |  | N | Natural Gas, Distillate Fuel Oil |  |  |  | STM | SCR | [8 empty] | 0.4229 | 0.077072 | 0.4229 | 0.077072 | [11 empty] | Power City Partners LP | 100 | Morris Energy Group | 100
natural gas peaker | Massena Energy Facility | 54592_G_IC | 54592 | G | IC |  | Combustion Turbine | IC Engine | NY_Z_D | New York | 36 | St Lawrence | 89 | 36089 | 2 | 12283 | 1992 | 9999 |  |  | N | Distillate Fuel Oil | [13 empty] | 0.63126 | 0.63126 | 0.63126 | 0.63126 | [11 empty] | Power City Partners LP | 100 | Morris Energy Group | 100
natural gas combined cycle | Batavia Power Plant | 54593_G_GEN1 | 54593 | G | GEN1 | 3784 | Combined Cycle |  | NY_Z_B | New York | 36 | Genesee | 37 | 36037 | 34.3 | 9166 | 1992 | 9999 |  |  | N | Natural Gas |  |  |  | STM | [9 empty] | 0.1492 | 0.1492 | 0.1492 | 0.1492 | [11 empty] | Seneca Power Partners LP | 100 | Alliance Energy Group LLC | 100
natural gas combined cycle | Batavia Power Plant | 54593_G_GEN2 | 54593 | G | GEN2 | 3784 | Combined Cycle |  | NY_Z_B | New York | 36 | Genesee | 37 | 36037 | 14.5 | 9166 | 1992 | 9999 |  |  | N | Natural Gas |  |  |  | STM | [9 empty] | 0.1492 | 0.1492 | 0.1492 | 0.1492 | [11 empty] | Seneca Power Partners LP | 100 | Alliance Energy Group LLC | 100
natural gas peaker | Batavia Power Plant | 54593_G_GEN3 | 54593 | G | GEN3 |  | Combustion Turbine | IC Engine | NY_Z_B | New York | 36 | Genesee | 37 | 36037 | 1 | 17500 | 1992 | 9999 |  |  | N | Distillate Fuel Oil | [12 empty] | 1.053 | 0.27131 | 0.27131 | 0.27131 | 0.27131 | [11 empty] | Seneca Power Partners LP | 100 | Alliance Energy Group LLC | 100
biomass | Pinetree Power Fitchburg | 54620_B_B1 | 54620 | B | B1 |  | Biomass |  | NENGREST | Massachusetts | 25 | Worcester | 27 | 25027 | 16 | 17659 | 1992 | 9999 |  |  | N | Biomass |  |  |  | NH3 | SCR |  |  | B + C | NA |  |  |  |  | 0.06927 | 0.06927 | 0.06927 | 0.06927 | [11 empty] | Pinetree Power Fitchburg Inc | 100 | Capergy SA | 100
municipal solid waste | Covanta Plymouth Renewable Energy | 54625_B_1 | 54625 | B | 1 |  | Municipal Solid Waste |  | PJM_EMAC | Pennsylvania | 42 | Montgomery | 91 | 42091 | 14 | 19383 | 1992 | 9999 |  |  | N | MSW | Dry Scrubber | 1992 | 0.937 |  | SNCR |  |  | B | NA | ACI | 2005 |  |  | 0.34639 | 0.34639 | 0.34639 | 0.34639 | 0.15 | 0.15 | 0.15 | [8 empty] | Covanta Plymouth Renewable Energy LP | 100 | Covanta Holding Corp | 100
municipal solid waste | Covanta Plymouth Renewable Energy | 54625_B_2 | 54625 | B | 2 |  | Municipal Solid Waste |  | PJM_EMAC | Pennsylvania | 42 | Montgomery | 91 | 42091 | 14 | 19383 | 1992 | 9999 |  |  | N | MSW | Dry Scrubber | 1992 | 0.881 |  | SNCR |  |  | B | NA | ACI | 2005 |  |  | 0.29928 | 0.29928 | 0.29928 | 0.29928 | 0.08 | 0.08 | 0.08 | [8 empty] | Covanta Plymouth Renewable Energy LP | 100 | Covanta Holding Corp | 100
biomass | Mt Poso Cogeneration | 54626_B_BL01 | 54626 | B | BL01 |  | Biomass |  | WEC_CALN | California | 6 | Kern | 29 | 06029 | 42 | 15588 | 1989 | 9999 |  |  | Y | Biomass |  |  |  | CF + LA + NH3 | SNCR |  |  | B | NA |  |  |  | 5.26 | 0.0676 | 0.0676 | 0.0676 | 0.0676 | [11 empty] | Mount Poso Cogen Generation Co | 100 | DTE Energy Co | 100
biomass | Okeelanta Cogeneration | 54627_B_A | 54627 | B | A |  | Biomass |  | FRCC | Florida | 12 | Palm Beach | 99 | 12099 | 35 | 10723 | 1995 | 9999 | stoker/SPR | dry | Y | Biomass |  |  |  | LNB + OFA | SNCR |  |  | ESPH + C | Yes |  |  |  | 0.06 | 0.133 | 0.133 | 0.133 | 0.133 | [11 empty] | New Hope Power Partnership | 100 | Florida Crystals Corp | 100
biomass | Okeelanta Cogeneration | 54627_B_B | 54627 | B | B |  | Biomass |  | FRCC | Florida | 12 | Palm Beach | 99 | 12099 | 35 | 10723 | 1995 | 9999 | stoker/SPR | dry | Y | Biomass |  |  |  | LNB + OFA | SNCR |  |  | ESPH + C | Yes |  |  |  |  | 0.13461 | 0.13461 | 0.13461 | 0.13461 | [11 empty] | New Hope Power Partnership | 100 | Florida Crystals Corp | 100
biomass | Okeelanta Cogeneration | 54627_B_C | 54627 | B | C |  | Biomass |  | FRCC | Florida | 12 | Palm Beach | 99 | 12099 | 35 | 10723 | 1995 | 9999 | stoker/SPR | dry | Y | Biomass |  |  |  | LNB + OFA | SNCR |  |  | ESPH + C | Yes |  |  |  | 0.06 | 0.13495 | 0.13495 | 0.13495 | 0.13495 | [11 empty] | New Hope Power Partnership | 100 | Florida Crystals Corp | 100
natural gas peaker | American Gypsum Cogeneration | 54630_G_D-1 | 54630 | G | D-1 |  | Combustion Turbine | IC Engine | WECC_CO | Colorado | 8 | Eagle | 37 | 08037 | 1.2 | 14775 | 1990 | 9999 |  |  | N | Distillate Fuel Oil | [13 empty] | 1.6498 | 1.6498 | 1.6498 | 1.6498 | [11 empty] | Eagle Materials | 100 | Pulte Homes Inc | 100
natural gas peaker | American Gypsum Cogeneration | 54630_G_D-2 | 54630 | G | D-2 |  | Combustion Turbine | IC Engine | WECC_CO | Colorado | 8 | Eagle | 37 | 08037 | 1.2 | 14775 | 1990 | 9999 |  |  | N | Distillate Fuel Oil | [13 empty] | 1.6498 | 1.6498 | 1.6498 | 1.6498 | [11 empty] | Eagle Materials | 100 | Pulte Homes Inc | 100
natural gas peaker | American Gypsum Cogeneration | 54630_G_T-1 | 54630 | G | T-1 |  | Combustion Turbine |  | WECC_CO | Colorado | 8 | Eagle | 37 | 08037 | 2.6 | 11996 | 1990 | 9999 |  |  | Y | Natural Gas | [13 empty] | 0.23894 | 0.23894 | 0.23894 | 0.23894 | [11 empty] | Eagle Materials | 100 | Pulte Homes Inc | 100
natural gas peaker | American Gypsum Cogeneration | 54630_G_T-2 | 54630 | G | T-2 |  | Combustion Turbine |  | WECC_CO | Colorado | 8 | Eagle | 37 | 08037 | 2.6 | 11996 | 1990 | 9999 |  |  | Y | Natural Gas | [13 empty] | 0.23894 | 0.23894 | 0.23894 | 0.23894 | [11 empty] | Eagle Materials | 100 | Pulte Homes Inc | 100
hard coal | St Nicholas Cogen Project | 54634_B_1 | 54634 | B | 1 | 3787 | Coal Steam |  | PJM_WMAC | Pennsylvania | 42 | Schuylkill | 107 | 42107 | 86 | 14500 | 1990 | 9999 | FBC | dry | Y | Waste Coal | Reagent Injection | 1990 | 0.85 | OFA |  |  |  | B | NA |  |  |  | 3.7 | 0.05701 | 0.05701 | 0.05701 | 0.05701 | 0.01 | 0.01 | 0.01 | 0.98 | Yes | 1990 | [5 empty] | Schuylkill Energy Resource Inc | 100 | Schuylkill Energy Resource Inc | 100
natural gas peaker | JCO Oxides Olefins Plant | 54637_G_GCG1 | 54637 | G | GCG1 |  | Combustion Turbine |  | MIS_WOTA | Texas | 48 | Jefferson | 245 | 48245 | 30.5 | 8700 | 1992 | 9999 |  |  | Y | Natural Gas | [12 empty] | 3 | 0.06037 | 0.06037 | 0.06037 | 0.06037 | [11 empty] | Huntsman Corp | 72 | Huntsman Corp | 100
natural gas peaker | JCO Oxides Olefins Plant | 54637_G_GCG2 | 54637 | G | GCG2 |  | Combustion Turbine |  | MIS_WOTA | Texas | 48 | Jefferson | 245 | 48245 | 30.5 | 8700 | 1992 | 9999 |  |  | Y | Natural Gas | [12 empty] | 3 | 0.07044 | 0.07044 | 0.07044 | 0.07044 | [11 empty] | Huntsman Corp | 72 | Huntsman Corp | 100
hydro | Berlin Gorham | 54639_G_CAS1 | 54639 | G | CAS1 |  | Hydro |  | NENGREST | New Hampshire | 33 | Coos | 7 | 33007 | 2.4 | 0 | 1914 | 9999 |  |  | N | Hydro | [13 empty] | 0 | 0 | 0 | 0 | [11 empty] | Fraser NH LLC | 100 | Brookfield Asset Management Inc | 100
hydro | Berlin Gorham | 54639_G_CAS2 | 54639 | G | CAS2 |  | Hydro |  | NENGREST | New Hampshire | 33 | Coos | 7 | 33007 | 2.4 | 0 | 1916 | 9999 |  |  | N | Hydro | [13 empty] | 0 | 0 | 0 | 0 | [11 empty] | Fraser NH LLC | 100 | Brookfield Asset Management Inc | 100
hydro | Berlin Gorham | 54639_G_SH2 | 54639 | G | SH2 |  | Hydro |  | NENGREST | New Hampshire | 33 | Coos | 7 | 33007 | 0.9 | 0 | 1916 | 9999 |  |  | N | Hydro | [13 empty] | 0 | 0 | 0 | 0 | [11 empty] | Fraser NH LLC | 100 | Brookfield Asset Management Inc | 100
hydro | Berlin Gorham | 54639_G_SHL1 | 54639 | G | SHL1 |  | Hydro |  | NENGREST | New Hampshire | 33 | Coos | 7 | 33007 | 0.9 | 0 | 1916 | 9999 |  |  | N | Hydro | [13 empty] | 0 | 0 | 0 | 0 | [11 empty] | Fraser NH LLC | 100 | Brookfield Asset Management Inc | 100
hydro | Berlin Gorham | 54639_G_CAS3 | 54639 | G | CAS3 |  | Hydro |  | NENGREST | New Hampshire | 33 | Coos | 7 | 33007 | 3.1 | 0 | 1918 | 9999 |  |  | N | Hydro | [13 empty] | 0 | 0 | 0 | 0 | [11 empty] | Fraser NH LLC | 100 | Brookfield Asset Management Inc | 100
hydro | Berlin Gorham | 54639_G_GOR1 | 54639 | G | GOR1 |  | Hydro |  | NENGREST | New Hampshire | 33 | Coos | 7 | 33007 | 1.2 | 0 | 1920 | 9999 |  |  | N | Hydro | [13 empty] | 0 | 0 | 0 | 0 | [11 empty] | Fraser NH LLC | 100 | Brookfield Asset Management Inc | 100
hydro | Berlin Gorham | 54639_G_GOR2 | 54639 | G | GOR2 |  | Hydro |  | NENGREST | New Hampshire | 33 | Coos | 7 | 33007 | 1.2 | 0 | 1920 | 9999 |  |  | N | Hydro | [13 empty] | 0 | 0 | 0 | 0 | [11 empty] | Fraser NH LLC | 100 | Brookfield Asset Management Inc | 100
hydro | Berlin Gorham | 54639_G_GOR3 | 54639 | G | GOR3 |  | Hydro |  | NENGREST | New Hampshire | 33 | Coos | 7 | 33007 | 1.2 | 0 | 1920 | 9999 |  |  | N | Hydro | [13 empty] | 0 | 0 | 0 | 0 | [11 empty] | Fraser NH LLC | 100 | Brookfield Asset Management Inc | 100
hydro | Berlin Gorham | 54639_G_GOR4 | 54639 | G | GOR4 |  | Hydro |  | NENGREST | New Hampshire | 33 | Coos | 7 | 33007 | 1.2 | 0 | 1920 | 9999 |  |  | N | Hydro | [13 empty] | 0 | 0 | 0 | 0 | [11 empty] | Fraser NH LLC | 100 | Brookfield Asset Management Inc | 100
hydro | Berlin Gorham | 54639_G_RS1 | 54639 | G | RS1 |  | Hydro |  | NENGREST | New Hampshire | 33 | Coos | 7 | 33007 | 3.8 | 0 | 1920 | 9999 |  |  | N | Hydro | [13 empty] | 0 | 0 | 0 | 0 | [11 empty] | Fraser NH LLC | 100 | Brookfield Asset Management Inc | 100
hydro | Berlin Gorham | 54639_G_RS3 | 54639 | G | RS3 |  | Hydro |  | NENGREST | New Hampshire | 33 | Coos | 7 | 33007 | 4.1 | 0 | 1920 | 9999 |  |  | N | Hydro | [13 empty] | 0 | 0 | 0 | 0 | [11 empty] | Fraser NH LLC | 100 | Brookfield Asset Management Inc | 100
hydro | Berlin Gorham | 54639_G_XP1 | 54639 | G | XP1 |  | Hydro |  | NENGREST | New Hampshire | 33 | Coos | 7 | 33007 | 0.6 | 0 | 1921 | 9999 |  |  | N | Hydro | [13 empty] | 0 | 0 | 0 | 0 | [11 empty] | Fraser NH LLC | 100 | Brookfield Asset Management Inc | 100
hydro | Berlin Gorham | 54639_G_XP2 | 54639 | G | XP2 |  | Hydro |  | NENGREST | New Hampshire | 33 | Coos | 7 | 33007 | 0.6 | 0 | 1921 | 9999 |  |  | N | Hydro | [13 empty] | 0 | 0 | 0 | 0 | [11 empty] | Fraser NH LLC | 100 | Brookfield Asset Management Inc | 100
hydro | Berlin Gorham | 54639_G_XP3 | 54639 | G | XP3 |  | Hydro |  | NENGREST | New Hampshire | 33 | Coos | 7 | 33007 | 0.6 | 0 | 1921 | 9999 |  |  | N | Hydro | [13 empty] | 0 | 0 | 0 | 0 | [11 empty] | Fraser NH LLC | 100 | Brookfield Asset Management Inc | 100
hydro | Berlin Gorham | 54639_G_XP4 | 54639 | G | XP4 |  | Hydro |  | NENGREST | New Hampshire | 33 | Coos | 7 | 33007 | 0.5 | 0 | 1921 | 9999 |  |  | N | Hydro | [13 empty] | 0 | 0 | 0 | 0 | [11 empty] | Fraser NH LLC | 100 | Brookfield Asset Management Inc | 100
hydro | Berlin Gorham | 54639_G_XP5 | 54639 | G | XP5 |  | Hydro |  | NENGREST | New Hampshire | 33 | Coos | 7 | 33007 | 0.7 | 0 | 1924 | 9999 |  |  | N | Hydro | [13 empty] | 0 | 0 | 0 | 0 | [11 empty] | Fraser NH LLC | 100 | Brookfield Asset Management Inc | 100
hydro | Berlin Gorham | 54639_G_SHL3 | 54639 | G | SHL3 |  | Hydro |  | NENGREST | New Hampshire | 33 | Coos | 7 | 33007 | 1.8 | 0 | 1929 | 9999 |  |  | N | Hydro | [13 empty] | 0 | 0 | 0 | 0 | [11 empty] | Fraser NH LLC | 100 | Brookfield Asset Management Inc | 100
hydro | Berlin Gorham | 54639_G_SM1 | 54639 | G | SM1 |  | Hydro |  | NENGREST | New Hampshire | 33 | Coos | 7 | 33007 | 0.8 | 0 | 1980 | 9999 |  |  | N | Hydro | [13 empty] | 0 | 0 | 0 | 0 | [11 empty] | Fraser NH LLC | 100 | Brookfield Asset Management Inc | 100
hydro | Berlin Gorham | 54639_G_SM2 | 54639 | G | SM2 |  | Hydro |  | NENGREST | New Hampshire | 33 | Coos | 7 | 33007 | 0.8 | 0 | 1980 | 9999 |  |  | N | Hydro | [13 empty] | 0 | 0 | 0 | 0 | [11 empty] | Fraser NH LLC | 100 | Brookfield Asset Management Inc | 100
hydro | Berlin Gorham | 54639_G_SM3 | 54639 | G | SM3 |  | Hydro |  | NENGREST | New Hampshire | 33 | Coos | 7 | 33007 | 0.8 | 0 | 1980 | 9999 |  |  | N | Hydro | [13 empty] | 0 | 0 | 0 | 0 | [11 empty] | Fraser NH LLC | 100 | Brookfield Asset Management Inc | 100
hydro | Berlin Gorham | 54639_G_SM4 | 54639 | G | SM4 |  | Hydro |  | NENGREST | New Hampshire | 33 | Coos | 7 | 33007 | 0.8 | 0 | 1980 | 9999 |  |  | N | Hydro | [13 empty] | 0 | 0 | 0 | 0 | [11 empty] | Fraser NH LLC | 100 | Brookfield Asset Management Inc | 100
natural gas combined cycle | NAEA Lakewood LLC | 54640_G_GEN1 | 54640 | G | GEN1 | 3790 | Combined Cycle |  | PJM_EMAC | New Jersey | 34 | Ocean | 29 | 34029 | 84.6 | 8217 | 1994 | 9999 |  |  | N | Natural Gas, Distillate Fuel Oil |  |  |  | H2O | SCR | [7 empty] | 0.007 | 0.019224 | 0.019224 | 0.019224 | 0.019224 | [11 empty] | EP Lakewood Cogeneration LP | 80 | Essential Power LLC | 80
natural gas combined cycle | NAEA Lakewood LLC | 54640_G_GEN2 | 54640 | G | GEN2 | 3791 | Combined Cycle |  | PJM_EMAC | New Jersey | 34 | Ocean | 29 | 34029 | 83.6 | 8217 | 1994 | 9999 |  |  | N | Natural Gas, Distillate Fuel Oil |  |  |  | H2O | SCR | [7 empty] | 0.007 | 0.019224 | 0.019224 | 0.019224 | 0.019224 | [11 empty] | EP Lakewood Cogeneration LP | 80 | Essential Power LLC | 80
natural gas combined cycle | NAEA Lakewood LLC | 54640_G_GEN3 | 54640 | G | GEN3 | 3790 | Combined Cycle |  | PJM_EMAC | New Jersey | 34 | Ocean | 29 | 34029 | 79.7 | 8217 | 1994 | 9999 |  |  | N | Natural Gas, Distillate Fuel Oil |  |  |  | NH3 | SCR | [7 empty] | 0.007 | 0.019224 | 0.019224 | 0.019224 | 0.019224 | [11 empty] | EP Lakewood Cogeneration LP | 80 | Essential Power LLC | 80
onshore wind | TPC Windfarms LLC | 54647_G_EXIS | 54647 | G | EXIS |  | Onshore Wind |  | WECC_SCE | California | 6 | Kern | 29 | 06029 | 28.7 | 0 | 1986 | 9999 |  |  | N | Wind | [13 empty] | 0 | 0 | 0 | 0 | [11 empty] | Terra Gen Mojave Windfarms LLC | 100 | Energy Capital Partners | 100
hydro | Kekawaka Power House | 54654_G_KEK1 | 54654 | G | KEK1 |  | Hydro |  | WEC_CALN | California | 6 | Trinity | 105 | 06105 | 4.9 | 0 | 1989 | 9999 |  |  | N | Hydro | [13 empty] | 0 | 0 | 0 | 0 | [11 empty] | STS HydroPower Ltd | 100 | Energy Investors Funds Group | 100
hydro | Schoolfield Dam | 54655_G_SCH1 | 54655 | G | SCH1 |  | Hydro |  | PJM_Dom | Virginia | 51 | Pittsylvania | 143 | 51143 | 1.5 | 0 | 1990 | 9999 |  |  | N | Hydro | [13 empty] | 0 | 0 | 0 | 0 | [11 empty] | STS HydroPower Ltd | 100 | Energy Investors Funds Group | 100
hydro | Schoolfield Dam | 54655_G_SCH2 | 54655 | G | SCH2 |  | Hydro |  | PJM_Dom | Virginia | 51 | Pittsylvania | 143 | 51143 | 1.5 | 0 | 1990 | 9999 |  |  | N | Hydro | [13 empty] | 0 | 0 | 0 | 0 | [11 empty] | STS HydroPower Ltd | 100 | Energy Investors Funds Group | 100
hydro | Schoolfield Dam | 54655_G_SCH3 | 54655 | G | SCH3 |  | Hydro |  | PJM_Dom | Virginia | 51 | Pittsylvania | 143 | 51143 | 1.5 | 0 | 1990 | 9999 |  |  | N | Hydro | [13 empty] | 0 | 0 | 0 | 0 | [11 empty] | STS HydroPower Ltd | 100 | Energy Investors Funds Group | 100
biomass | Pheasant Run Landfill Gas Recovery | 54661_G_GEN1 | 54661 | G | GEN1 |  | Landfill Gas |  | MIS_WUMS | Wisconsin | 55 | Kenosha | 59 | 55059 | 0.8 | 13500 | 1992 | 9999 |  |  | N | Landfill Gas | [13 empty] | 0.24082 | 0.24082 | 0.24082 | 0.24082 | [11 empty] | Bio Energy Partners | 100 | Waste Management Inc | 100
biomass | Pheasant Run Landfill Gas Recovery | 54661_G_GEN2 | 54661 | G | GEN2 |  | Landfill Gas |  | MIS_WUMS | Wisconsin | 55 | Kenosha | 59 | 55059 | 0.8 | 13500 | 1992 | 9999 |  |  | N | Landfill Gas | [13 empty] | 0.24082 | 0.24082 | 0.24082 | 0.24082 | [11 empty] | Bio Energy Partners | 100 | Waste Management Inc | 100
biomass | Pheasant Run Landfill Gas Recovery | 54661_G_GEN3 | 54661 | G | GEN3 |  | Landfill Gas |  | MIS_WUMS | Wisconsin | 55 | Kenosha | 59 | 55059 | 0.8 | 13500 | 1996 | 9999 |  |  | N | Landfill Gas | [13 empty] | 0.24082 | 0.24082 | 0.24082 | 0.24082 | [11 empty] | Bio Energy Partners | 100 | Waste Management Inc | 100
biomass | Pheasant Run Landfill Gas Recovery | 54661_G_GEN4 | 54661 | G | GEN4 |  | Landfill Gas |  | MIS_WUMS | Wisconsin | 55 | Kenosha | 59 | 55059 | 0.8 | 13500 | 2000 | 9999 |  |  | N | Landfill Gas | [13 empty] | 0.24082 | 0.24082 | 0.24082 | 0.24082 | [11 empty] | Bio Energy Partners | 100 | Waste Management Inc | 100
biomass | Pheasant Run Landfill Gas Recovery | 54661_G_GEN5 | 54661 | G | GEN5 |  | Landfill Gas |  | MIS_WUMS | Wisconsin | 55 | Kenosha | 59 | 55059 | 0.8 | 13500 | 2000 | 9999 |  |  | N | Landfill Gas | [13 empty] | 0.24082 | 0.24082 | 0.24082 | 0.24082 | [11 empty] | Bio Energy Partners | 100 | Waste Management Inc | 100
biomass | Pheasant Run Landfill Gas Recovery | 54661_G_GEN6 | 54661 | G | GEN6 |  | Landfill Gas |  | MIS_WUMS | Wisconsin | 55 | Kenosha | 59 | 55059 | 0.8 | 13500 | 2000 | 9999 |  |  | N | Landfill Gas | [13 empty] | 0.24082 | 0.24082 | 0.24082 | 0.24082 | [11 empty] | Bio Energy Partners | 100 | Waste Management Inc | 100
biomass | Pheasant Run Landfill Gas Recovery | 54661_G_GEN7 | 54661 | G | GEN7 |  | Landfill Gas |  | MIS_WUMS | Wisconsin | 55 | Kenosha | 59 | 55059 | 0.8 | 13500 | 2000 | 9999 |  |  | N | Landfill Gas | [13 empty] | 0.24082 | 0.24082 | 0.24082 | 0.24082 | [11 empty] | Bio Energy Partners | 100 | Waste Management Inc | 100
biomass | Pheasant Run Landfill Gas Recovery | 54661_G_GE10 | 54661 | G | GE10 |  | Landfill Gas |  | MIS_WUMS | Wisconsin | 55 | Kenosha | 59 | 55059 | 0.8 | 13500 | 2002 | 9999 |  |  | N | Landfill Gas | [13 empty] | 0.24082 | 0.24082 | 0.24082 | 0.24082 | [11 empty] | Bio Energy Partners | 100 | Waste Management Inc | 100
biomass | Pheasant Run Landfill Gas Recovery | 54661_G_GE11 | 54661 | G | GE11 |  | Landfill Gas |  | MIS_WUMS | Wisconsin | 55 | Kenosha | 59 | 55059 | 0.8 | 13500 | 2002 | 9999 |  |  | N | Landfill Gas | [13 empty] | 0.24082 | 0.24082 | 0.24082 | 0.24082 | [11 empty] | Bio Energy Partners | 100 | Waste Management Inc | 100
biomass | Pheasant Run Landfill Gas Recovery | 54661_G_GEN8 | 54661 | G | GEN8 |  | Landfill Gas |  | MIS_WUMS | Wisconsin | 55 | Kenosha | 59 | 55059 | 0.8 | 13500 | 2002 | 9999 |  |  | N | Landfill Gas | [13 empty] | 0.24082 | 0.24082 | 0.24082 | 0.24082 | [11 empty] | Bio Energy Partners | 100 | Waste Management Inc | 100
biomass | Pheasant Run Landfill Gas Recovery | 54661_G_GEN9 | 54661 | G | GEN9 |  | Landfill Gas |  | MIS_WUMS | Wisconsin | 55 | Kenosha | 59 | 55059 | 0.8 | 13500 | 2002 | 9999 |  |  | N | Landfill Gas | [13 empty] | 0.24082 | 0.24082 | 0.24082 | 0.24082 | [11 empty] | Bio Energy Partners | 100 | Waste Management Inc | 100
biomass | Woodland Landfill Gas Recovery | 54662_G_GEN1 | 54662 | G | GEN1 |  | Landfill Gas |  | PJM_COMD | Illinois | 17 | Kane | 89 | 17089 | 0.8 | 13500 | 1992 | 9999 |  |  | N | Landfill Gas | [13 empty] | 0.24082 | 0.24082 | 0.24082 | 0.24082 | [11 empty] | Bio Energy Partners | 100 | Waste Management Inc | 100
biomass | Woodland Landfill Gas Recovery | 54662_G_GEN2 | 54662 | G | GEN2 |  | Landfill Gas |  | PJM_COMD | Illinois | 17 | Kane | 89 | 17089 | 0.8 | 13500 | 1992 | 9999 |  |  | N | Landfill Gas | [13 empty] | 0.24082 | 0.24082 | 0.24082 | 0.24082 | [11 empty] | Bio Energy Partners | 100 | Waste Management Inc | 100
biomass | Woodland Landfill Gas Recovery | 54662_G_GEN3 | 54662 | G | GEN3 |  | Landfill Gas |  | PJM_COMD | Illinois | 17 | Kane | 89 | 17089 | 1.6 | 13500 | 2010 | 9999 |  |  | N | Landfill Gas | [13 empty] | 0.24082 | 0.24082 | 0.24082 | 0.24082 | [11 empty] | Bio Energy Partners | 100 | Waste Management Inc | 100
biomass | Woodland Landfill Gas Recovery | 54662_G_GEN4 | 54662 | G | GEN4 |  | Landfill Gas |  | PJM_COMD | Illinois | 17 | Kane | 89 | 17089 | 1.6 | 13500 | 2010 | 9999 |  |  | N | Landfill Gas | [13 empty] | 0.24082 | 0.24082 | 0.24082 | 0.24082 | [11 empty] | Bio Energy Partners | 100 | Waste Management Inc | 100
biomass | Turnkey Landfill Gas Recovery | 54663_G_GEN1 | 54663 | G | GEN1 |  | Landfill Gas |  | NENGREST | New Hampshire | 33 | Strafford | 17 | 33017 | 0.8 | 13500 | 1992 | 9999 |  |  | N | Landfill Gas | [12 empty] | 0.245 | 0.03604 | 0.03604 | 0.03604 | 0.03604 | [11 empty] | Bio Energy Partners | 100 | Waste Management Inc | 100
biomass | Turnkey Landfill Gas Recovery | 54663_G_GEN2 | 54663 | G | GEN2 |  | Landfill Gas |  | NENGREST | New Hampshire | 33 | Strafford | 17 | 33017 | 0.8 | 13500 | 1992 | 9999 |  |  | N | Landfill Gas | [12 empty] | 0.245 | 0.0276 | 0.0276 | 0.0276 | 0.0276 | [11 empty] | Bio Energy Partners | 100 | Waste Management Inc | 100
biomass | Turnkey Landfill Gas Recovery | 54663_G_GEN3 | 54663 | G | GEN3 |  | Landfill Gas |  | NENGREST | New Hampshire | 33 | Strafford | 17 | 33017 | 0.8 | 13500 | 1992 | 9999 |  |  | N | Landfill Gas | [12 empty] | 0.245 | 0.02692 | 0.02692 | 0.02692 | 0.02692 | [11 empty] | Bio Energy Partners | 100 | Waste Management Inc | 100
biomass | Turnkey Landfill Gas Recovery | 54663_G_GEN4 | 54663 | G | GEN4 |  | Landfill Gas |  | NENGREST | New Hampshire | 33 | Strafford | 17 | 33017 | 0.8 | 13500 | 1993 | 9999 |  |  | N | Landfill Gas | [12 empty] | 0.245 | 0.17324 | 0.17324 | 0.17324 | 0.17324 | [11 empty] | Bio Energy Partners | 100 | Waste Management Inc | 100
biomass | Turnkey Landfill Gas Recovery | 54663_G_GEN5 | 54663 | G | GEN5 |  | Landfill Gas |  | NENGREST | New Hampshire | 33 | Strafford | 17 | 33017 | 2.9 | 19558 | 1997 | 9999 |  |  | N | Landfill Gas | [12 empty] | 0.246 | 0.07681 | 0.07681 | 0.07681 | 0.07681 | [11 empty] | Bio Energy Partners | 100 | Waste Management Inc | 100
biomass | Turnkey Landfill Gas Recovery | 54663_G_GEN6 | 54663 | G | GEN6 |  | Landfill Gas |  | NENGREST | New Hampshire | 33 | Strafford | 17 | 33017 | 2.9 | 19558 | 1997 | 9999 |  |  | N | Landfill Gas | [12 empty] | 0.246 | 0.15522 | 0.15522 | 0.15522 | 0.15522 | [11 empty] | Bio Energy Partners | 100 | Waste Management Inc | 100
geothermal | Steamboat II | 54665_G_T201 | 54665 | G | T201 |  | Geothermal |  | WECC_NNV | Nevada | 32 | Washoe | 31 | 32031 | 5.4 | 9771 | 1992 | 9999 |  |  | N | Geothermal | [13 empty] | 0 | 0 | 0 | 0 | 0.4563 | 0.4563 | 0.4563 | [8 empty] | Steamboat Development Corp | 100 | Ormat Technologies Inc | 100
geothermal | Steamboat II | 54665_G_T202 | 54665 | G | T202 |  | Geothermal |  | WECC_NNV | Nevada | 32 | Washoe | 31 | 32031 | 5.4 | 9771 | 1992 | 9999 |  |  | N | Geothermal | [13 empty] | 0 | 0 | 0 | 0 | 0.4563 | 0.4563 | 0.4563 | [8 empty] | Steamboat Development Corp | 100 | Ormat Technologies Inc | 100
geothermal | Steamboat III | 54666_G_T301 | 54666 | G | T301 |  | Geothermal |  | WECC_NNV | Nevada | 32 | Washoe | 31 | 32031 | 5.4 | 9771 | 1992 | 9999 |  |  | N | Geothermal | [13 empty] | 0 | 0 | 0 | 0 | 0.4563 | 0.4563 | 0.4563 | [8 empty] | Steamboat Development Corp | 100 | Ormat Technologies Inc | 100
geothermal | Steamboat III | 54666_G_T302 | 54666 | G | T302 |  | Geothermal |  | WECC_NNV | Nevada | 32 | Washoe | 31 | 32031 | 5.4 | 9771 | 1992 | 9999 |  |  | N | Geothermal | [13 empty] | 0 | 0 | 0 | 0 | 0.4563 | 0.4563 | 0.4563 | [8 empty] | Steamboat Development Corp | 100 | Ormat Technologies Inc | 100
hydro | Falls River Hydro | 54668_G_1 | 54668 | G | 1 |  | Hydro |  | WECC_ID | Idaho | 16 | Fremont | 43 | 16043 | 4.5 | 0 | 1993 | 9999 |  |  | N | Hydro | [13 empty] | 0 | 0 | 0 | 0 | [11 empty] | Environmental Energy Co | 50 | Environmental Energy Co | 50
hydro | Falls River Hydro | 54668_G_2 | 54668 | G | 2 |  | Hydro |  | WECC_ID | Idaho | 16 | Fremont | 43 | 16043 | 4.5 | 0 | 1993 | 9999 |  |  | N | Hydro | [13 empty] | 0 | 0 | 0 | 0 | [11 empty] | Environmental Energy Co | 50 | Environmental Energy Co | 50
hydro | Ford Hydro LP | 54674_G_GEN1 | 54674 | G | GEN1 |  | Hydro |  | WECC_PNW | Idaho | 16 | Clearwater | 35 | 16035 | 0.2 | 0 | 1988 | 9999 |  |  | N | Hydro | [13 empty] | 0 | 0 | 0 | 0 | [11 empty] | Ford Hydro LP | 100 | Ford Hydro LP | 100
hydro | Ford Hydro LP | 54674_G_GEN2 | 54674 | G | GEN2 |  | Hydro |  | WECC_PNW | Idaho | 16 | Clearwater | 35 | 16035 | 0.2 | 0 | 1988 | 9999 |  |  | N | Hydro | [13 empty] | 0 | 0 | 0 | 0 | [11 empty] | Ford Hydro LP | 100 | Ford Hydro LP | 100
hydro | Ford Hydro LP | 54674_G_GEN3 | 54674 | G | GEN3 |  | Hydro |  | WECC_PNW | Idaho | 16 | Clearwater | 35 | 16035 | 0.2 | 0 | 1988 | 9999 |  |  | N | Hydro | [13 empty] | 0 | 0 | 0 | 0 | [11 empty] | Ford Hydro LP | 100 | Ford Hydro LP | 100
natural gas combined cycle | Oyster Creek Unit VIII | 54676_G_G81 | 54676 | G | G81 |  | Combined Cycle |  | ERC_REST | Texas | 48 | Brazoria | 39 | 48039 | 73 | 6281 | 1994 | 9999 |  |  | Y | Natural Gas | [13 empty] | 0.02038 | 0.02038 | 0.02038 | 0.02038 | [11 empty] | Freeport Power Limited | 100 | Toyota Tsusho Corp | 100
natural gas combined cycle | Oyster Creek Unit VIII | 54676_G_G82 | 54676 | G | G82 |  | Combined Cycle |  | ERC_REST | Texas | 48 | Brazoria | 39 | 48039 | 73 | 6281 | 1994 | 9999 |  |  | Y | Natural Gas | [13 empty] | 0.02038 | 0.02038 | 0.02038 | 0.02038 | [11 empty] | Freeport Power Limited | 100 | Toyota Tsusho Corp | 100
natural gas combined cycle | Oyster Creek Unit VIII | 54676_G_G83 | 54676 | G | G83 |  | Combined Cycle |  | ERC_REST | Texas | 48 | Brazoria | 39 | 48039 | 73 | 6281 | 1994 | 9999 |  |  | Y | Natural Gas | [13 empty] | 0.02038 | 0.02038 | 0.02038 | 0.02038 | [11 empty] | Freeport Power Limited | 100 | Toyota Tsusho Corp | 100
natural gas combined cycle | Oyster Creek Unit VIII | 54676_G_G84 | 54676 | G | G84 |  | Combined Cycle |  | ERC_REST | Texas | 48 | Brazoria | 39 | 48039 | 160 | 6281 | 1994 | 9999 |  |  | Y | Natural Gas | [13 empty] | 0.02038 | 0.02038 | 0.02038 | 0.02038 | [11 empty] | Freeport Power Limited | 100 | Toyota Tsusho Corp | 100
municipal solid waste | CII Carbon LLC | 54677_B_HRB | 54677 | B | HRB |  | Non-Fossil Waste |  | MIS_AMSO | Louisiana | 22 | St Bernard | 87 | 22087 | 46 | 9196 | 1981 | 9999 |  |  | Y | Non-Fossil Waste | Dry Scrubber | 2015 | 0.97 | other |  |  |  | B | NA |  |  |  | 1.2 | 0 | 0 | 0 | 0 |  |  |  |  | Yes | [6 empty] | CII Carbon LLC | 100 | CII Carbon LLC | 100
hydro | Sidney A Murray Jr Hydroelectric | 54678_G_01 | 54678 | G | 01 |  | Hydro |  | MIS_LA | Louisiana | 22 | Concordia | 29 | 22029 | 24 | 0 | 1990 | 9999 |  |  | N | Hydro | [13 empty] | 0 | 0 | 0 | 0 | [11 empty] | Louisiana Hydro Ltd Partners | 100 | Brookfield Asset Management Inc | 100
hydro | Sidney A Murray Jr Hydroelectric | 54678_G_02 | 54678 | G | 02 |  | Hydro |  | MIS_LA | Louisiana | 22 | Concordia | 29 | 22029 | 24 | 0 | 1990 | 9999 |  |  | N | Hydro | [13 empty] | 0 | 0 | 0 | 0 | [11 empty] | Louisiana Hydro Ltd Partners | 100 | Brookfield Asset Management Inc | 100
hydro | Sidney A Murray Jr Hydroelectric | 54678_G_03 | 54678 | G | 03 |  | Hydro |  | MIS_LA | Louisiana | 22 | Concordia | 29 | 22029 | 24 | 0 | 1990 | 9999 |  |  | N | Hydro | [13 empty] | 0 | 0 | 0 | 0 | [11 empty] | Louisiana Hydro Ltd Partners | 100 | Brookfield Asset Management Inc | 100
hydro | Sidney A Murray Jr Hydroelectric | 54678_G_04 | 54678 | G | 04 |  | Hydro |  | MIS_LA | Louisiana | 22 | Concordia | 29 | 22029 | 24 | 0 | 1990 | 9999 |  |  | N | Hydro | [13 empty] | 0 | 0 | 0 | 0 | [11 empty] | Louisiana Hydro Ltd Partners | 100 | Brookfield Asset Management Inc | 100
hydro | Sidney A Murray Jr Hydroelectric | 54678_G_05 | 54678 | G | 05 |  | Hydro |  | MIS_LA | Louisiana | 22 | Concordia | 29 | 22029 | 24 | 0 | 1990 | 9999 |  |  | N | Hydro | [13 empty] | 0 | 0 | 0 | 0 | [11 empty] | Louisiana Hydro Ltd Partners | 100 | Brookfield Asset Management Inc | 100
hydro | Sidney A Murray Jr Hydroelectric | 54678_G_06 | 54678 | G | 06 |  | Hydro |  | MIS_LA | Louisiana | 22 | Concordia | 29 | 22029 | 24 | 0 | 1990 | 9999 |  |  | N | Hydro | [13 empty] | 0 | 0 | 0 | 0 | [11 empty] | Louisiana Hydro Ltd Partners | 100 | Brookfield Asset Management Inc | 100
hydro | Sidney A Murray Jr Hydroelectric | 54678_G_07 | 54678 | G | 07 |  | Hydro |  | MIS_LA | Louisiana | 22 | Concordia | 29 | 22029 | 24 | 0 | 1990 | 9999 |  |  | N | Hydro | [13 empty] | 0 | 0 | 0 | 0 | [11 empty] | Louisiana Hydro Ltd Partners | 100 | Brookfield Asset Management Inc | 100
hydro | Sidney A Murray Jr Hydroelectric | 54678_G_08 | 54678 | G | 08 |  | Hydro |  | MIS_LA | Louisiana | 22 | Concordia | 29 | 22029 | 24 | 0 | 1990 | 9999 |  |  | N | Hydro | [13 empty] | 0 | 0 | 0 | 0 | [11 empty] | Louisiana Hydro Ltd Partners | 100 | Brookfield Asset Management Inc | 100
hydro | Boulder City Lakewood Hydro | 54679_G_0001 | 54679 | G | 0001 |  | Hydro |  | WECC_CO | Colorado | 8 | Boulder | 13 | 08013 | 3.5 | 0 | 2004 | 9999 |  |  | N | Hydro | [13 empty] | 0 | 0 | 0 | 0 | [11 empty] | Boulder CO (City of) | 100 | Boulder CO (City of) | 100
hydro | Boulder City Betasso Hydro Plant | 54680_G_0001 | 54680 | G | 0001 |  | Hydro |  | WECC_CO | Colorado | 8 | Boulder | 13 | 08013 | 3 | 0 | 1987 | 9999 |  |  | N | Hydro | [13 empty] | 0 | 0 | 0 | 0 | [11 empty] | Boulder CO (City of) | 100 | Boulder CO (City of) | 100
onshore wind | Difwind Farms Ltd VI | 54686_G_EXIS | 54686 | G | EXIS |  | Onshore Wind |  | WECC_SCE | California | 6 | Kern | 29 | 06029 | 25.3 | 0 | 1987 | 9999 |  |  | N | Wind | [13 empty] | 0 | 0 | 0 | 0 | [11 empty] | Difwind Farms Ltd VI | 100 | EDF Group | 100
geothermal | Heber Geothermal | 54689_G_1 | 54689 | G | 1 |  | Geothermal |  | WECC_IID | California | 6 | Imperial | 25 | 06025 | 38 | 9771 | 1985 | 9999 |  |  | N | Geothermal | [13 empty] | 0 | 0 | 0 | 0 | 0.4625 | 0.4625 | 0.4625 | [8 empty] | Heber Geothermal Co LLC | 100 | Ormat Technologies Inc | 100
geothermal | Heber Geothermal | 54689_G_2 | 54689 | G | 2 |  | Geothermal |  | WECC_IID | California | 6 | Imperial | 25 | 06025 | 5 | 9771 | 2006 | 9999 |  |  | N | Geothermal | [13 empty] | 0 | 0 | 0 | 0 | 0.4625 | 0.4625 | 0.4625 | [8 empty] | Heber Geothermal Co LLC | 100 | Ormat Technologies Inc | 100
geothermal | Heber Geothermal | 54689_G_3 | 54689 | G | 3 |  | Geothermal |  | WECC_IID | California | 6 | Imperial | 25 | 06025 | 2.5 | 9771 | 2006 | 9999 |  |  | N | Geothermal | [13 empty] | 0 | 0 | 0 | 0 | 0.4625 | 0.4625 | 0.4625 | [8 empty] | Heber Geothermal Co LLC | 100 | Ormat Technologies Inc | 100
geothermal | Heber Geothermal | 54689_G_4 | 54689 | G | 4 |  | Geothermal |  | WECC_IID | California | 6 | Imperial | 25 | 06025 | 16 | 9760 | 2018 | 9999 |  |  | N | Geothermal | [13 empty] | 0 | 0 | 0 | 0 | 0.4625 | 0.4625 | 0.4625 | [8 empty] | Heber Geothermal Co LLC | 100 | Ormat Technologies Inc | 100
hydro | Lower Beaver Falls Project | 54691_G_2G | 54691 | G | 2G |  | Hydro |  | NY_Z_C&E | New York | 36 | Lewis | 49 | 36049 | 0.5 | 0 | 1979 | 9999 |  |  | N | Hydro | [13 empty] | 0 | 0 | 0 | 0 | [11 empty] | Algonquin Power Beaver Falls LLC | 100 | Hudson Clean Energy Partners LP | 100
hydro | Lower Beaver Falls Project | 54691_G_3G | 54691 | G | 3G |  | Hydro |  | NY_Z_C&E | New York | 36 | Lewis | 49 | 36049 | 0.5 | 0 | 1979 | 9999 |  |  | N | Hydro | [13 empty] | 0 | 0 | 0 | 0 | [11 empty] | Algonquin Power Beaver Falls LLC | 100 | Hudson Clean Energy Partners LP | 100
natural gas combined cycle | Yuma Cogeneration Associates | 54694_G_GEN1 | 54694 | G | GEN1 | 91085 | Combined Cycle |  | WECC_AZ | Arizona | 4 | Yuma | 27 | 04027 | 35.1 | 8037 | 1994 | 9999 |  |  | Y | Natural Gas |  |  |  | STM | [9 empty] | 0.087759 | 0.087759 | 0.087759 | 0.087759 | [11 empty] | Yuma Cogeneration Associates | 100 | TransAlta Corp | 100
natural gas combined cycle | Yuma Cogeneration Associates | 54694_G_GEN2 | 54694 | G | GEN2 | 91085 | Combined Cycle |  | WECC_AZ | Arizona | 4 | Yuma | 27 | 04027 | 17.1 | 8037 | 1994 | 9999 |  |  | Y | Natural Gas |  |  |  | STM | [9 empty] | 0.087759 | 0.087759 | 0.087759 | 0.087759 | [11 empty] | Yuma Cogeneration Associates | 100 | TransAlta Corp | 100
biomass | Metro Methane Recovery Facility | 54700_G_GEN1 | 54700 | G | GEN1 |  | Landfill Gas |  | MIS_MIDA | Iowa | 19 | Polk | 153 | 19153 | 0.8 | 13500 | 1998 | 9999 |  |  | N | Landfill Gas | [13 empty] | 0.24082 | 0.24082 | 0.24082 | 0.24082 | [11 empty] | WM Renewable Energy LLC | 100 | Waste Management Inc | 100
biomass | Metro Methane Recovery Facility | 54700_G_GEN2 | 54700 | G | GEN2 |  | Landfill Gas |  | MIS_MIDA | Iowa | 19 | Polk | 153 | 19153 | 0.8 | 13500 | 1998 | 9999 |  |  | N | Landfill Gas | [13 empty] | 0.24082 | 0.24082 | 0.24082 | 0.24082 | [11 empty] | WM Renewable Energy LLC | 100 | Waste Management Inc | 100
biomass | Metro Methane Recovery Facility | 54700_G_GEN3 | 54700 | G | GEN3 |  | Landfill Gas |  | MIS_MIDA | Iowa | 19 | Polk | 153 | 19153 | 0.8 | 13500 | 1998 | 9999 |  |  | N | Landfill Gas | [13 empty] | 0.24082 | 0.24082 | 0.24082 | 0.24082 | [11 empty] | WM Renewable Energy LLC | 100 | Waste Management Inc | 100
biomass | Metro Methane Recovery Facility | 54700_G_GEN4 | 54700 | G | GEN4 |  | Landfill Gas |  | MIS_MIDA | Iowa | 19 | Polk | 153 | 19153 | 0.8 | 13500 | 1998 | 9999 |  |  | N | Landfill Gas | [13 empty] | 0.24082 | 0.24082 | 0.24082 | 0.24082 | [11 empty] | WM Renewable Energy LLC | 100 | Waste Management Inc | 100
biomass | Metro Methane Recovery Facility | 54700_G_GEN5 | 54700 | G | GEN5 |  | Landfill Gas |  | MIS_MIDA | Iowa | 19 | Polk | 153 | 19153 | 0.8 | 13500 | 1998 | 9999 |  |  | N | Landfill Gas | [13 empty] | 0.24082 | 0.24082 | 0.24082 | 0.24082 | [11 empty] | WM Renewable Energy LLC | 100 | Waste Management Inc | 100
biomass | Metro Methane Recovery Facility | 54700_G_GEN6 | 54700 | G | GEN6 |  | Landfill Gas |  | MIS_MIDA | Iowa | 19 | Polk | 153 | 19153 | 0.8 | 13500 | 1998 | 9999 |  |  | N | Landfill Gas | [13 empty] | 0.24082 | 0.24082 | 0.24082 | 0.24082 | [11 empty] | WM Renewable Energy LLC | 100 | Waste Management Inc | 100
biomass | Metro Methane Recovery Facility | 54700_G_GEN7 | 54700 | G | GEN7 |  | Landfill Gas |  | MIS_MIDA | Iowa | 19 | Polk | 153 | 19153 | 0.8 | 13500 | 1998 | 9999 |  |  | N | Landfill Gas | [13 empty] | 0.24082 | 0.24082 | 0.24082 | 0.24082 | [11 empty] | WM Renewable Energy LLC | 100 | Waste Management Inc | 100
biomass | Metro Methane Recovery Facility | 54700_G_GEN8 | 54700 | G | GEN8 |  | Landfill Gas |  | MIS_MIDA | Iowa | 19 | Polk | 153 | 19153 | 0.8 | 13500 | 1998 | 9999 |  |  | N | Landfill Gas | [13 empty] | 0.24082 | 0.24082 | 0.24082 | 0.24082 | [11 empty] | WM Renewable Energy LLC | 100 | Waste Management Inc | 100
biomass | Metro Methane Recovery Facility | 54700_G_GEN10 | 54700 | G | GEN10 |  | Landfill Gas |  | MIS_MIDA | Iowa | 19 | Polk | 153 | 19153 | 1.6 | 13500 | 2014 | 9999 |  |  | N | Landfill Gas | [13 empty] | 0.24082 | 0.24082 | 0.24082 | 0.24082 | [11 empty] | WM Renewable Energy LLC | 100 | Waste Management Inc | 100
biomass | Metro Methane Recovery Facility | 54700_G_GEN11 | 54700 | G | GEN11 |  | Landfill Gas |  | MIS_MIDA | Iowa | 19 | Polk | 153 | 19153 | 1.6 | 13500 | 2014 | 9999 |  |  | N | Landfill Gas | [13 empty] | 0.24082 | 0.24082 | 0.24082 | 0.24082 | [11 empty] | WM Renewable Energy LLC | 100 | Waste Management Inc | 100
biomass | Metro Methane Recovery Facility | 54700_G_GEN12 | 54700 | G | GEN12 |  | Landfill Gas |  | MIS_MIDA | Iowa | 19 | Polk | 153 | 19153 | 1.6 | 13500 | 2014 | 9999 |  |  | N | Landfill Gas | [13 empty] | 0.24082 | 0.24082 | 0.24082 | 0.24082 | [11 empty] | WM Renewable Energy LLC | 100 | Waste Management Inc | 100
natural gas peaker | Alliant SBD 9205 A Y McDonald | 54710_G_0002 | 54710 | G | 0002 |  | Combustion Turbine | IC Engine | MIS_IA | Iowa | 19 | Dubuque | 61 | 19061 | 1.6 | 25000 | 1990 | 9999 |  |  | N | Distillate Fuel Oil | [12 empty] | 0.194 | 1.6498 | 1.6498 | 1.6498 | 1.6498 | [11 empty] | Alliant Energy Integ Ser Cogeneration | 100 | Alliant Energy Corp | 100
natural gas peaker | Alliant SBD 9205 A Y McDonald | 54710_G_0001 | 54710 | G | 0001 |  | Combustion Turbine | IC Engine | MIS_IA | Iowa | 19 | Dubuque | 61 | 19061 | 1.5 | 25000 | 1993 | 9999 |  |  | N | Distillate Fuel Oil | [12 empty] | 0.165 | 1.6498 | 1.6498 | 1.6498 | 1.6498 | [11 empty] | Alliant Energy Integ Ser Cogeneration | 100 | Alliant Energy Corp | 100
natural gas peaker | Alliant SBD 9205 A Y McDonald | 54710_G_0003 | 54710 | G | 0003 |  | Combustion Turbine | IC Engine | MIS_IA | Iowa | 19 | Dubuque | 61 | 19061 | 0.5 | 25000 | 2016 | 9999 |  |  | N | Distillate Fuel Oil | [13 empty] | 1.6498 | 1.6498 | 1.6498 | 1.6498 | [11 empty] | Alliant Energy Integ Ser Cogeneration | 100 | Alliant Energy Corp | 100
natural gas peaker | Alliant SBD 9201 Norplex | 54712_G_0044 | 54712 | G | 0044 |  | Combustion Turbine | IC Engine | MIS_IA | Iowa | 19 | Allamakee | 5 | 19005 | 1.1 | 25000 | 1988 | 9999 |  |  | N | Distillate Fuel Oil | [12 empty] | 2.5 | 1.6498 | 1.6498 | 1.6498 | 1.6498 | [11 empty] | Alliant Energy Integ Ser Cogeneration | 100 | Alliant Energy Corp | 100
natural gas peaker | Alliant SBD 9201 Norplex | 54712_G_0002 | 54712 | G | 0002 |  | Combustion Turbine | IC Engine | MIS_IA | Iowa | 19 | Allamakee | 5 | 19005 | 1 | 25000 | 2014 | 9999 |  |  | N | Distillate Fuel Oil | [13 empty] | 1.6498 | 1.6498 | 1.6498 | 1.6498 | [11 empty] | Alliant Energy Integ Ser Cogeneration | 100 | Alliant Energy Corp | 100
natural gas peaker | Alliant SBD 9107 JBS USA | 54715_G_2665 | 54715 | G | 2665 |  | Combustion Turbine | IC Engine | MIS_IA | Iowa | 19 | Marshall | 127 | 19127 | 1.6 | 25000 | 1992 | 9999 |  |  | N | Distillate Fuel Oil | [12 empty] | 0.15 | 1.6498 | 1.6498 | 1.6498 | 1.6498 | [11 empty] | Alliant Energy Integ Ser Cogeneration | 100 | Alliant Energy Corp | 100
natural gas peaker | Alliant SBD 9107 JBS USA | 54715_G_2688 | 54715 | G | 2688 |  | Combustion Turbine | IC Engine | MIS_IA | Iowa | 19 | Marshall | 127 | 19127 | 1.6 | 25000 | 1992 | 9999 |  |  | N | Distillate Fuel Oil | [12 empty] | 0.15 | 1.6498 | 1.6498 | 1.6498 | 1.6498 | [11 empty] | Alliant Energy Integ Ser Cogeneration | 100 | Alliant Energy Corp | 100
natural gas peaker | Alliant SBD 9107 JBS USA | 54715_G_2689 | 54715 | G | 2689 |  | Combustion Turbine | IC Engine | MIS_IA | Iowa | 19 | Marshall | 127 | 19127 | 1.6 | 25000 | 1992 | 9999 |  |  | N | Distillate Fuel Oil | [12 empty] | 0.15 | 1.6498 | 1.6498 | 1.6498 | 1.6498 | [11 empty] | Alliant Energy Integ Ser Cogeneration | 100 | Alliant Energy Corp | 100
natural gas peaker | Alliant SBD 9107 JBS USA | 54715_G_4644 | 54715 | G | 4644 |  | Combustion Turbine | IC Engine | MIS_IA | Iowa | 19 | Marshall | 127 | 19127 | 1.6 | 25000 | 1994 | 9999 |  |  | N | Distillate Fuel Oil | [12 empty] | 0.15 | 1.6498 | 1.6498 | 1.6498 | 1.6498 | [11 empty] | Alliant Energy Integ Ser Cogeneration | 100 | Alliant Energy Corp | 100
natural gas peaker | Alliant SBD 9107 JBS USA | 54715_G_4658 | 54715 | G | 4658 |  | Combustion Turbine | IC Engine | MIS_IA | Iowa | 19 | Marshall | 127 | 19127 | 1.6 | 25000 | 1996 | 9999 |  |  | N | Distillate Fuel Oil | [12 empty] | 0.15 | 1.6498 | 1.6498 | 1.6498 | 1.6498 | [11 empty] | Alliant Energy Integ Ser Cogeneration | 100 | Alliant Energy Corp | 100
natural gas peaker | Alliant SBD 9107 JBS USA | 54715_G_4659 | 54715 | G | 4659 |  | Combustion Turbine | IC Engine | MIS_IA | Iowa | 19 | Marshall | 127 | 19127 | 1.6 | 25000 | 1998 | 9999 |  |  | N | Distillate Fuel Oil | [12 empty] | 0.15 | 1.6498 | 1.6498 | 1.6498 | 1.6498 | [11 empty] | Alliant Energy Integ Ser Cogeneration | 100 | Alliant Energy Corp | 100
natural gas peaker | Alliant SBD 9107 JBS USA | 54715_G_4660 | 54715 | G | 4660 |  | Combustion Turbine | IC Engine | MIS_IA | Iowa | 19 | Marshall | 127 | 19127 | 1.8 | 25000 | 2000 | 9999 |  |  | N | Distillate Fuel Oil | [12 empty] | 0.14 | 1.6498 | 1.6498 | 1.6498 | 1.6498 | [11 empty] | Alliant Energy Integ Ser Cogeneration | 100 | Alliant Energy Corp | 100
natural gas peaker | Alliant SBD 8602 Marion Sub | 54716_G_1536 | 54716 | G | 1536 |  | Combustion Turbine | IC Engine | MIS_IA | Iowa | 19 | Linn | 113 | 19113 | 1.5 | 21488 | 1986 | 9999 |  |  | N | Distillate Fuel Oil | [12 empty] | 2.5 | 1.6498 | 1.6498 | 1.6498 | 1.6498 | [11 empty] | Alliant Energy Integ Ser Cogeneration | 100 | Alliant Energy Corp | 100
natural gas peaker | Alliant SBD 8602 Marion Sub | 54716_G_2734 | 54716 | G | 2734 |  | Combustion Turbine | IC Engine | MIS_IA | Iowa | 19 | Linn | 113 | 19113 | 1.5 | 21949 | 1986 | 9999 |  |  | N | Distillate Fuel Oil | [12 empty] | 2.5 | 1.6498 | 1.6498 | 1.6498 | 1.6498 | [11 empty] | Alliant Energy Integ Ser Cogeneration | 100 | Alliant Energy Corp | 100
natural gas peaker | Alliant SBD 8602 Marion Sub | 54716_G_2741 | 54716 | G | 2741 |  | Combustion Turbine | IC Engine | MIS_IA | Iowa | 19 | Linn | 113 | 19113 | 1.1 | 22721 | 1986 | 9999 |  |  | N | Distillate Fuel Oil | [12 empty] | 2.5 | 1.6498 | 1.6498 | 1.6498 | 1.6498 | [11 empty] | Alliant Energy Integ Ser Cogeneration | 100 | Alliant Energy Corp | 100
natural gas peaker | Alliant SBD 8602 Marion Sub | 54716_G_2785 | 54716 | G | 2785 |  | Combustion Turbine | IC Engine | MIS_IA | Iowa | 19 | Linn | 113 | 19113 | 1.5 | 21949 | 1986 | 9999 |  |  | N | Distillate Fuel Oil | [12 empty] | 2.5 | 1.6498 | 1.6498 | 1.6498 | 1.6498 | [11 empty] | Alliant Energy Integ Ser Cogeneration | 100 | Alliant Energy Corp | 100
natural gas peaker | Alliant SBD 9106 Rockwell CR | 54717_G_2671 | 54717 | G | 2671 |  | Combustion Turbine | IC Engine | MIS_IA | Iowa | 19 | Linn | 113 | 19113 | 1.6 | 24323 | 1992 | 9999 |  |  | N | Distillate Fuel Oil | [12 empty] | 2.5 | 1.6498 | 1.6498 | 1.6498 | 1.6498 | [11 empty] | Alliant Energy Integ Ser Cogeneration | 100 | Alliant Energy Corp | 100
natural gas peaker | Alliant SBD 9106 Rockwell CR | 54717_G_2672 | 54717 | G | 2672 |  | Combustion Turbine | IC Engine | MIS_IA | Iowa | 19 | Linn | 113 | 19113 | 1.6 | 25000 | 1992 | 9999 |  |  | N | Distillate Fuel Oil | [12 empty] | 2.5 | 1.6498 | 1.6498 | 1.6498 | 1.6498 | [11 empty] | Alliant Energy Integ Ser Cogeneration | 100 | Alliant Energy Corp | 100
natural gas peaker | Alliant SBD 9106 Rockwell CR | 54717_G_2675 | 54717 | G | 2675 |  | Combustion Turbine | IC Engine | MIS_IA | Iowa | 19 | Linn | 113 | 19113 | 1.6 | 25000 | 1992 | 9999 |  |  | N | Distillate Fuel Oil | [12 empty] | 2.5 | 1.6498 | 1.6498 | 1.6498 | 1.6498 | [11 empty] | Alliant Energy Integ Ser Cogeneration | 100 | Alliant Energy Corp | 100
natural gas peaker | Alliant SBD 9106 Rockwell CR | 54717_G_2678 | 54717 | G | 2678 |  | Combustion Turbine | IC Engine | MIS_IA | Iowa | 19 | Linn | 113 | 19113 | 1.6 | 25000 | 1992 | 9999 |  |  | N | Distillate Fuel Oil | [12 empty] | 2.5 | 1.6498 | 1.6498 | 1.6498 | 1.6498 | [11 empty] | Alliant Energy Integ Ser Cogeneration | 100 | Alliant Energy Corp | 100
natural gas peaker | Alliant SBD 9106 Rockwell CR | 54717_G_2679 | 54717 | G | 2679 |  | Combustion Turbine | IC Engine | MIS_IA | Iowa | 19 | Linn | 113 | 19113 | 1.6 | 25000 | 1992 | 9999 |  |  | N | Distillate Fuel Oil | [12 empty] | 2.5 | 1.6498 | 1.6498 | 1.6498 | 1.6498 | [11 empty] | Alliant Energy Integ Ser Cogeneration | 100 | Alliant Energy Corp | 100
natural gas peaker | Alliant SBD 9106 Rockwell CR | 54717_G_2682 | 54717 | G | 2682 |  | Combustion Turbine | IC Engine | MIS_IA | Iowa | 19 | Linn | 113 | 19113 | 1.6 | 25000 | 1992 | 9999 |  |  | N | Distillate Fuel Oil | [12 empty] | 2.5 | 1.6498 | 1.6498 | 1.6498 | 1.6498 | [11 empty] | Alliant Energy Integ Ser Cogeneration | 100 | Alliant Energy Corp | 100
natural gas peaker | Alliant SBD 9106 Rockwell CR | 54717_G_2683 | 54717 | G | 2683 |  | Combustion Turbine | IC Engine | MIS_IA | Iowa | 19 | Linn | 113 | 19113 | 1.6 | 25000 | 1992 | 9999 |  |  | N | Distillate Fuel Oil | [12 empty] | 2.5 | 1.6498 | 1.6498 | 1.6498 | 1.6498 | [11 empty] | Alliant Energy Integ Ser Cogeneration | 100 | Alliant Energy Corp | 100
natural gas peaker | Alliant SBD 9106 Rockwell CR | 54717_G_2684 | 54717 | G | 2684 |  | Combustion Turbine | IC Engine | MIS_IA | Iowa | 19 | Linn | 113 | 19113 | 1.6 | 25000 | 1992 | 9999 |  |  | N | Distillate Fuel Oil | [12 empty] | 2.5 | 1.6498 | 1.6498 | 1.6498 | 1.6498 | [11 empty] | Alliant Energy Integ Ser Cogeneration | 100 | Alliant Energy Corp | 100
natural gas peaker | Alliant SBD 9106 Rockwell CR | 54717_G_2685 | 54717 | G | 2685 |  | Combustion Turbine | IC Engine | MIS_IA | Iowa | 19 | Linn | 113 | 19113 | 1.6 | 25000 | 1992 | 9999 |  |  | N | Distillate Fuel Oil | [12 empty] | 2.5 | 1.6498 | 1.6498 | 1.6498 | 1.6498 | [11 empty] | Alliant Energy Integ Ser Cogeneration | 100 | Alliant Energy Corp | 100
natural gas peaker | Alliant SBD 9106 Rockwell CR | 54717_G_2690 | 54717 | G | 2690 |  | Combustion Turbine | IC Engine | MIS_IA | Iowa | 19 | Linn | 113 | 19113 | 1.6 | 25000 | 1992 | 9999 |  |  | N | Distillate Fuel Oil | [12 empty] | 2.5 | 1.6498 | 1.6498 | 1.6498 | 1.6498 | [11 empty] | Alliant Energy Integ Ser Cogeneration | 100 | Alliant Energy Corp | 100
natural gas peaker | Alliant SBD 9206 Donaldson | 54718_G_4632 | 54718 | G | 4632 |  | Combustion Turbine | IC Engine | MIS_IA | Iowa | 19 | Howard | 89 | 19089 | 1.6 | 21205 | 1995 | 9999 |  |  | N | Distillate Fuel Oil | [12 empty] | 0.697 | 1.6498 | 1.6498 | 1.6498 | 1.6498 | [11 empty] | Alliant Energy Integ Ser Cogeneration | 100 | Alliant Energy Corp | 100
natural gas peaker | Alliant SBD 9203 Profol | 54719_G_6916 | 54719 | G | 6916 |  | Combustion Turbine | IC Engine | MIS_IA | Iowa | 19 | Linn | 113 | 19113 | 1.8 | 11158 | 1996 | 9999 |  |  | N | Distillate Fuel Oil | [12 empty] | 2.5 | 1.6498 | 1.6498 | 1.6498 | 1.6498 | [11 empty] | Alliant Energy Integ Ser Cogeneration | 100 | Alliant Energy Corp | 100
natural gas peaker | Alliant SBD 9203 Profol | 54719_G_6917 | 54719 | G | 6917 |  | Combustion Turbine | IC Engine | MIS_IA | Iowa | 19 | Linn | 113 | 19113 | 1.8 | 11158 | 2001 | 9999 |  |  | N | Distillate Fuel Oil | [12 empty] | 2.5 | 1.6498 | 1.6498 | 1.6498 | 1.6498 | [11 empty] | Alliant Energy Integ Ser Cogeneration | 100 | Alliant Energy Corp | 100
natural gas peaker | Alliant SBD 9203 Profol | 54719_G_6918 | 54719 | G | 6918 |  | Combustion Turbine | IC Engine | MIS_IA | Iowa | 19 | Linn | 113 | 19113 | 2 | 10745 | 2012 | 9999 |  |  | N | Distillate Fuel Oil | [13 empty] | 1.6498 | 1.6498 | 1.6498 | 1.6498 | [11 empty] | Alliant Energy Integ Ser Cogeneration | 100 | Alliant Energy Corp | 100
natural gas peaker | Alliant SBD 8601 Quad Graphics | 54720_G_2736 | 54720 | G | 2736 |  | Combustion Turbine | IC Engine | MIS_IA | Iowa | 19 | Iowa | 95 | 19095 | 1.5 | 12283 | 1986 | 9999 |  |  | N | Distillate Fuel Oil | [12 empty] | 2.5 | 1.6498 | 1.6498 | 1.6498 | 1.6498 | [11 empty] | Alliant Energy Integ Ser Cogeneration | 100 | Alliant Energy Corp | 100
natural gas peaker | Alliant SBD 8601 Quad Graphics | 54720_G_3489 | 54720 | G | 3489 |  | Combustion Turbine | IC Engine | MIS_IA | Iowa | 19 | Iowa | 95 | 19095 | 1 | 12283 | 1991 | 9999 |  |  | N | Distillate Fuel Oil | [12 empty] | 2.5 | 1.6498 | 1.6498 | 1.6498 | 1.6498 | [11 empty] | Alliant Energy Integ Ser Cogeneration | 100 | Alliant Energy Corp | 100
natural gas peaker | Alliant SBD 8601 Quad Graphics | 54720_G_7164 | 54720 | G | 7164 |  | Combustion Turbine | IC Engine | MIS_IA | Iowa | 19 | Iowa | 95 | 19095 | 1.1 | 12283 | 1996 | 9999 |  |  | N | Distillate Fuel Oil | [12 empty] | 2.5 | 1.6498 | 1.6498 | 1.6498 | 1.6498 | [11 empty] | Alliant Energy Integ Ser Cogeneration | 100 | Alliant Energy Corp | 100
hydro | Warm Springs Power Enterprises | 54721_G_0001 | 54721 | G | 0001 |  | Hydro |  | WECC_PNW | Oregon | 41 | Jefferson | 31 | 41031 | 18.5 | 0 | 1982 | 9999 |  |  | N | Hydro | [13 empty] | 0 | 0 | 0 | 0 | [11 empty] | Warm Springs Power Enterprises | 100 | Columbia River Inter Tribal Fish Commission | 100
biomass | I 95 Landfill Phase II | 54723_G_UNT1 | 54723 | G | UNT1 |  | Landfill Gas |  | PJM_Dom | Virginia | 51 | Fairfax | 59 | 51059 | 0.8 | 13500 | 1993 | 9999 |  |  | N | Landfill Gas | [13 empty] | 0.6 | 0.6 | 0.6 | 0.6 | [11 empty] | Landfill Energy Systems LLC | 100 | Energy Investors Funds Group | 100
biomass | I 95 Landfill Phase II | 54723_G_UNT2 | 54723 | G | UNT2 |  | Landfill Gas |  | PJM_Dom | Virginia | 51 | Fairfax | 59 | 51059 | 0.8 | 13500 | 1993 | 9999 |  |  | N | Landfill Gas | [13 empty] | 0.6 | 0.6 | 0.6 | 0.6 | [11 empty] | Landfill Energy Systems LLC | 100 | Energy Investors Funds Group | 100
biomass | I 95 Landfill Phase II | 54723_G_UNT3 | 54723 | G | UNT3 |  | Landfill Gas |  | PJM_Dom | Virginia | 51 | Fairfax | 59 | 51059 | 0.8 | 13500 | 1993 | 9999 |  |  | N | Landfill Gas | [13 empty] | 0.6 | 0.6 | 0.6 | 0.6 | [11 empty] | Landfill Energy Systems LLC | 100 | Energy Investors Funds Group | 100
biomass | I 95 Landfill Phase II | 54723_G_UNT4 | 54723 | G | UNT4 |  | Landfill Gas |  | PJM_Dom | Virginia | 51 | Fairfax | 59 | 51059 | 0.8 | 13500 | 1993 | 9999 |  |  | N | Landfill Gas | [13 empty] | 0.6 | 0.6 | 0.6 | 0.6 | [11 empty] | Landfill Energy Systems LLC | 100 | Energy Investors Funds Group | 100
geothermal | Ormesa II | 54724_G_OEC21 | 54724 | G | OEC21 |  | Geothermal |  | WECC_IID | California | 6 | Imperial | 25 | 06025 | 8 | 9771 | 1989 | 9999 |  |  | N | Geothermal | [13 empty] | 0 | 0 | 0 | 0 | 0.4625 | 0.4625 | 0.4625 | [8 empty] | Ormesa LLC | 100 | Ormat Technologies Inc | 100
geothermal | Ormesa II | 54724_G_OEC22 | 54724 | G | OEC22 |  | Geothermal |  | WECC_IID | California | 6 | Imperial | 25 | 06025 | 8 | 9771 | 2007 | 9999 |  |  | N | Geothermal | [13 empty] | 0 | 0 | 0 | 0 | 0.4625 | 0.4625 | 0.4625 | [8 empty] | Ormesa LLC | 100 | Ormat Technologies Inc | 100
hydro | Taylor Draw Hydroelectric Facility | 54729_G_COX1 | 54729 | G | COX1 |  | Hydro |  | WECC_CO | Colorado | 8 | Rio Blanco | 103 | 08103 | 2 | 0 | 1993 | 9999 |  |  | N | Hydro | [13 empty] | 0 | 0 | 0 | 0 | [11 empty] | Rio Blanco Water Conservancy District | 100 | Rio Blanco Water Conservancy District | 100
natural gas peaker | Alliant SBD 9301 Prairie Farms | 54735_G_0079 | 54735 | G | 0079 |  | Combustion Turbine | IC Engine | MIS_IA | Iowa | 19 | Dubuque | 61 | 19061 | 1.8 | 25000 | 1993 | 9999 |  |  | N | Distillate Fuel Oil | [12 empty] | 2.5 | 1.6498 | 1.6498 | 1.6498 | 1.6498 | [11 empty] | Alliant Energy Integ Ser Cogeneration | 100 | Alliant Energy Corp | 100
natural gas peaker | Alliant SBD 9301 Prairie Farms | 54735_G_0080 | 54735 | G | 0080 |  | Combustion Turbine | IC Engine | MIS_IA | Iowa | 19 | Dubuque | 61 | 19061 | 1.1 | 25000 | 1998 | 9999 |  |  | N | Distillate Fuel Oil | [12 empty] | 2.5 | 1.6498 | 1.6498 | 1.6498 | 1.6498 | [11 empty] | Alliant Energy Integ Ser Cogeneration | 100 | Alliant Energy Corp | 100
municipal solid waste | Wheelabrator Falls | 54746_B_1 | 54746 | B | 1 |  | Municipal Solid Waste |  | PJM_EMAC | Pennsylvania | 42 | Bucks | 17 | 42017 | 22 | 16529 | 1994 | 9999 |  |  | N | MSW | Dry Scrubber | 1994 | 0.85 |  | SNCR |  |  | B | NA | ACI | 1995 |  |  | 0.24276 | 0.24276 | 0.24276 | 0.24276 | 0.08 | 0.08 | 0.08 | [8 empty] | Waste Management Inc | 100 | Waste Management Inc | 100
municipal solid waste | Wheelabrator Falls | 54746_B_2 | 54746 | B | 2 |  | Municipal Solid Waste |  | PJM_EMAC | Pennsylvania | 42 | Bucks | 17 | 42017 | 22 | 16529 | 1994 | 9999 |  |  | N | MSW | Dry Scrubber | 1994 | 0.85 |  | SNCR |  |  | B | NA | ACI | 1995 |  |  | 0.24385 | 0.24385 | 0.24385 | 0.24385 | 0.08 | 0.08 | 0.08 | [8 empty] | Waste Management Inc | 100 | Waste Management Inc | 100
natural gas peaker | Port Neches Plant | 54748_G_G1 | 54748 | G | G1 |  | Combustion Turbine |  | MIS_WOTA | Texas | 48 | Jefferson | 245 | 48245 | 32 | 8700 | 1994 | 9999 |  |  | Y | Natural Gas | [12 empty] | 3 | 0.04004 | 0.04004 | 0.04004 | 0.04004 | [11 empty] | Air Liquide Large Industries US LP | 100 | Air Liquide Group | 100
natural gas combined cycle | Goal Line LP | 54749_G_CTG | 54749 | G | CTG | 3795 | Combined Cycle |  | WEC_SDGE | California | 6 | San Diego | 73 | 06073 | 40 | 7749 | 1994 | 9999 |  |  | Y | Natural Gas |  |  |  | H2O | SCR | [8 empty] | 0.013968 | 0.013968 | 0.013968 | 0.013968 | [11 empty] | Goal Line LP | 100 | JPMorgan Chase & Co | 100
natural gas combined cycle | Goal Line LP | 54749_G_STG | 54749 | G | STG | 3795 | Combined Cycle |  | WEC_SDGE | California | 6 | San Diego | 73 | 06073 | 9.4 | 7749 | 1994 | 9999 |  |  | Y | Natural Gas |  |  |  | H2O | SCR | [8 empty] | 0.013968 | 0.013968 | 0.013968 | 0.013968 | [11 empty] | Goal Line LP | 100 | JPMorgan Chase & Co | 100
onshore wind | Coram Tehachapi | 54750_G_VW1 | 54750 | G | VW1 |  | Onshore Wind |  | WECC_SCE | California | 6 | Kern | 29 | 06029 | 6.5 | 0 | 1992 | 9999 |  |  | N | Wind | [13 empty] | 0 | 0 | 0 | 0 | [11 empty] | A B Energy Inc | 100 | A B Energy Inc | 100
biomass | Genesee Power Station LP | 54751_B_BLR1 | 54751 | B | BLR1 | 90200 | Biomass |  | MIS_LMI | Michigan | 26 | Genesee | 49 | 26049 | 35 | 15324 | 1995 | 9999 |  |  | N | Biomass |  |  |  |  | SNCR |  |  | ESPC | No |  |  |  |  | 0.17945 | 0.17945 | 0.17945 | 0.17945 | [11 empty] | Genesee Power Station L P | 100 | FORTISTAR | 100
hydro | Lateral 10 Ventures | 54753_G_GEN1 | 54753 | G | GEN1 |  | Hydro |  | WECC_ID | Idaho | 16 | Twin Falls | 83 | 16083 | 2.3 | 0 | 1984 | 9999 |  |  | N | Hydro | [13 empty] | 0 | 0 | 0 | 0 | [11 empty] | Lateral 10 Ventures | 100 | West American Finance Co | 100
biomass | Coopersville | 54756_G_3-1 | 54756 | G | 3-1 |  | Landfill Gas |  | MIS_LMI | Michigan | 26 | Ottawa | 139 | 26139 | 0.8 | 13500 | 1994 | 9999 |  |  | N | Landfill Gas | [13 empty] | 0.24082 | 0.24082 | 0.24082 | 0.24082 | [11 empty] | Granger Electric Co | 100 | Granger Electric Co | 100
biomass | Coopersville | 54756_G_3-2 | 54756 | G | 3-2 |  | Landfill Gas |  | MIS_LMI | Michigan | 26 | Ottawa | 139 | 26139 | 0.8 | 13500 | 1994 | 9999 |  |  | N | Landfill Gas | [13 empty] | 0.24082 | 0.24082 | 0.24082 | 0.24082 | [11 empty] | Granger Electric Co | 100 | Granger Electric Co | 100
biomass | Coopersville | 54756_G_3-3 | 54756 | G | 3-3 |  | Landfill Gas |  | MIS_LMI | Michigan | 26 | Ottawa | 139 | 26139 | 0.8 | 13500 | 1994 | 9999 |  |  | N | Landfill Gas | [13 empty] | 0.24082 | 0.24082 | 0.24082 | 0.24082 | [11 empty] | Granger Electric Co | 100 | Granger Electric Co | 100
biomass | Coopersville | 54756_G_3-4 | 54756 | G | 3-4 |  | Landfill Gas |  | MIS_LMI | Michigan | 26 | Ottawa | 139 | 26139 | 0.8 | 13500 | 1994 | 9999 |  |  | N | Landfill Gas | [13 empty] | 0.24082 | 0.24082 | 0.24082 | 0.24082 | [11 empty] | Granger Electric Co | 100 | Granger Electric Co | 100
biomass | Coopersville | 54756_G_3-5 | 54756 | G | 3-5 |  | Landfill Gas |  | MIS_LMI | Michigan | 26 | Ottawa | 139 | 26139 | 0.8 | 13500 | 1994 | 9999 |  |  | N | Landfill Gas | [13 empty] | 0.24082 | 0.24082 | 0.24082 | 0.24082 | [11 empty] | Granger Electric Co | 100 | Granger Electric Co | 100
biomass | Coopersville | 54756_G_3-6 | 54756 | G | 3-6 |  | Landfill Gas |  | MIS_LMI | Michigan | 26 | Ottawa | 139 | 26139 | 0.8 | 13500 | 1994 | 9999 |  |  | N | Landfill Gas | [13 empty] | 0.24082 | 0.24082 | 0.24082 | 0.24082 | [11 empty] | Granger Electric Co | 100 | Granger Electric Co | 100
biomass | Coopersville | 54756_G_3-7 | 54756 | G | 3-7 |  | Landfill Gas |  | MIS_LMI | Michigan | 26 | Ottawa | 139 | 26139 | 1.6 | 13500 | 2006 | 9999 |  |  | N | Landfill Gas | [13 empty] | 0.09872 | 0.09872 | 0.09872 | 0.09872 | [11 empty] | Granger Electric Co | 100 | Granger Electric Co | 100
biomass | Grand Blanc Generating Station | 54757_G_4-1 | 54757 | G | 4-1 |  | Landfill Gas |  | MIS_LMI | Michigan | 26 | Genesee | 49 | 26049 | 0.8 | 13500 | 1994 | 9999 |  |  | N | Landfill Gas | [13 empty] | 0.24082 | 0.24082 | 0.24082 | 0.24082 | [11 empty] | Energy Developments Inc | 100 | Energy Developments | 100
biomass | Grand Blanc Generating Station | 54757_G_4-2 | 54757 | G | 4-2 |  | Landfill Gas |  | MIS_LMI | Michigan | 26 | Genesee | 49 | 26049 | 0.8 | 13500 | 1994 | 9999 |  |  | N | Landfill Gas | [13 empty] | 0.24082 | 0.24082 | 0.24082 | 0.24082 | [11 empty] | Energy Developments Inc | 100 | Energy Developments | 100
biomass | Grand Blanc Generating Station | 54757_G_4-3 | 54757 | G | 4-3 |  | Landfill Gas |  | MIS_LMI | Michigan | 26 | Genesee | 49 | 26049 | 0.8 | 13500 | 1994 | 9999 |  |  | N | Landfill Gas | [13 empty] | 0.24082 | 0.24082 | 0.24082 | 0.24082 | [11 empty] | Energy Developments Inc | 100 | Energy Developments | 100
biomass | Grand Blanc Generating Station | 54757_G_4-4 | 54757 | G | 4-4 |  | Landfill Gas |  | MIS_LMI | Michigan | 26 | Genesee | 49 | 26049 | 0.8 | 13500 | 2000 | 9999 |  |  | N | Landfill Gas | [13 empty] | 0.24082 | 0.24082 | 0.24082 | 0.24082 | [11 empty] | Energy Developments Inc | 100 | Energy Developments | 100
biomass | Grand Blanc Generating Station | 54757_G_4-5 | 54757 | G | 4-5 |  | Landfill Gas |  | MIS_LMI | Michigan | 26 | Genesee | 49 | 26049 | 0.8 | 13500 | 2003 | 9999 |  |  | N | Landfill Gas | [13 empty] | 0.24082 | 0.24082 | 0.24082 | 0.24082 | [11 empty] | Energy Developments Inc | 100 | Energy Developments | 100
biomass | Grand Blanc Generating Station | 54757_G_CIB | 54757 | G | CIB |  | Landfill Gas |  | MIS_LMI | Michigan | 26 | Genesee | 49 | 26049 | 0.6 | 13500 | 2010 | 9999 |  |  | N | Landfill Gas | [13 empty] | 0.24082 | 0.24082 | 0.24082 | 0.24082 | [11 empty] | Energy Developments Inc | 100 | Energy Developments | 100
biomass | Grand Blanc Generating Station | 54757_G_4-7 | 54757 | G | 4-7 |  | Landfill Gas |  | MIS_LMI | Michigan | 26 | Genesee | 49 | 26049 | 1.6 | 13500 | 2012 | 9999 |  |  | N | Landfill Gas | [13 empty] | 0.24082 | 0.24082 | 0.24082 | 0.24082 | [11 empty] | Energy Developments Inc | 100 | Energy Developments | 100
biomass | Grand Blanc Generating Station | 54757_G_4-8 | 54757 | G | 4-8 |  | Landfill Gas |  | MIS_LMI | Michigan | 26 | Genesee | 49 | 26049 | 1.6 | 13500 | 2012 | 9999 |  |  | N | Landfill Gas | [13 empty] | 0.24082 | 0.24082 | 0.24082 | 0.24082 | [11 empty] | Energy Developments Inc | 100 | Energy Developments | 100
municipal solid waste | Wheelabrator Lisbon | 54758_B_BW1 | 54758 | B | BW1 |  | Municipal Solid Waste |  | NENG_CT | Connecticut | 9 | New London | 11 | 09011 | 7 | 18362 | 1995 | 9999 |  |  | N | MSW | Dry Scrubber | 1995 | 0.75 |  | SNCR |  |  | B | NA | ACI | 2001 |  | 0.07 | 0.26556 | 0.26556 | 0.26556 | 0.26556 | 0.08 | 0.08 | 0.08 | [8 empty] | Eastern Connecticut Resources Recovery Authority | 100 | Eastern Connecticut Resources Recovery Authority | 100
municipal solid waste | Wheelabrator Lisbon | 54758_B_BW2 | 54758 | B | BW2 |  | Municipal Solid Waste |  | NENG_CT | Connecticut | 9 | New London | 11 | 09011 | 7 | 18362 | 1995 | 9999 |  |  | N | MSW | Dry Scrubber | 1995 | 0.75 |  | SNCR |  |  | B | NA | ACI | 2001 |  | 0.07 | 0.26416 | 0.26416 | 0.26416 | 0.26416 | 0.08 | 0.08 | 0.08 | [8 empty] | Eastern Connecticut Resources Recovery Authority | 100 | Eastern Connecticut Resources Recovery Authority | 100
natural gas combined cycle | Hermiston Generating Plant | 54761_G_GEN1 | 54761 | G | GEN1 | 3796 | Combined Cycle |  | WECC_PNW | Oregon | 41 | Umatilla | 59 | 41059 | 80 | 7407 | 1996 | 2036 |  |  | Y | Natural Gas |  |  |  |  | SCR | [8 empty] | 0.014511 | 0.014511 | 0.014511 | 0.014511 | [11 empty] | Hermiston Generating Co LP | 50 | Berkshire Hathaway Inc | 50
natural gas combined cycle | Hermiston Generating Plant | 54761_G_GEN2 | 54761 | G | GEN2 | 3796 | Combined Cycle |  | WECC_PNW | Oregon | 41 | Umatilla | 59 | 41059 | 152 | 7407 | 1996 | 2036 |  |  | Y | Natural Gas |  |  |  |  | SCR | [8 empty] | 0.014511 | 0.014511 | 0.014511 | 0.014511 | [11 empty] | Hermiston Generating Co LP | 50 | Berkshire Hathaway Inc | 50
natural gas combined cycle | Hermiston Generating Plant | 54761_G_GEN3 | 54761 | G | GEN3 | 3797 | Combined Cycle |  | WECC_PNW | Oregon | 41 | Umatilla | 59 | 41059 | 80 | 7407 | 1996 | 2036 |  |  | Y | Natural Gas |  |  |  |  | SCR | [8 empty] | 0.014271 | 0.014271 | 0.014271 | 0.014271 | [11 empty] | Hermiston Generating Co LP | 50 | Berkshire Hathaway Inc | 50
natural gas combined cycle | Hermiston Generating Plant | 54761_G_GEN4 | 54761 | G | GEN4 | 3797 | Combined Cycle |  | WECC_PNW | Oregon | 41 | Umatilla | 59 | 41059 | 152 | 7407 | 1996 | 2036 |  |  | Y | Natural Gas |  |  |  |  | SCR | [8 empty] | 0.014271 | 0.014271 | 0.014271 | 0.014271 | [11 empty] | Hermiston Generating Co LP | 50 | Berkshire Hathaway Inc | 50
natural gas peaker | Boydton Plank Road Cogen Plant | 54766_G_GEN1 | 54766 | G | GEN1 |  | Combustion Turbine | IC Engine | PJM_Dom | Virginia | 51 | Dinwiddie | 53 | 51053 | 0.3 | 11849 | 1993 | 9999 |  |  | N | Natural Gas, Distillate Fuel Oil | [12 empty] | 2.64 | 1.6498 | 1.6498 | 1.6498 | 1.6498 | [11 empty] | Dinwiddie Power Inc | 100 | INGENCO | 100
natural gas peaker | Boydton Plank Road Cogen Plant | 54766_G_GEN10 | 54766 | G | GEN10 |  | Combustion Turbine | IC Engine | PJM_Dom | Virginia | 51 | Dinwiddie | 53 | 51053 | 0.3 | 11084 | 1993 | 9999 |  |  | N | Natural Gas, Distillate Fuel Oil | [13 empty] | 1.6498 | 1.6498 | 1.6498 | 1.6498 | [11 empty] | Dinwiddie Power Inc | 100 | INGENCO | 100
natural gas peaker | Boydton Plank Road Cogen Plant | 54766_G_GEN2 | 54766 | G | GEN2 |  | Combustion Turbine | IC Engine | PJM_Dom | Virginia | 51 | Dinwiddie | 53 | 51053 | 0.3 | 11084 | 1993 | 9999 |  |  | N | Natural Gas, Distillate Fuel Oil | [13 empty] | 1.6498 | 1.6498 | 1.6498 | 1.6498 | [11 empty] | Dinwiddie Power Inc | 100 | INGENCO | 100
natural gas peaker | Boydton Plank Road Cogen Plant | 54766_G_GEN3 | 54766 | G | GEN3 |  | Combustion Turbine | IC Engine | PJM_Dom | Virginia | 51 | Dinwiddie | 53 | 51053 | 0.3 | 11084 | 1993 | 9999 |  |  | N | Natural Gas, Distillate Fuel Oil | [13 empty] | 1.6498 | 1.6498 | 1.6498 | 1.6498 | [11 empty] | Dinwiddie Power Inc | 100 | INGENCO | 100
natural gas peaker | Boydton Plank Road Cogen Plant | 54766_G_GEN4 | 54766 | G | GEN4 |  | Combustion Turbine | IC Engine | PJM_Dom | Virginia | 51 | Dinwiddie | 53 | 51053 | 0.3 | 11084 | 1993 | 9999 |  |  | N | Natural Gas, Distillate Fuel Oil | [13 empty] | 1.6498 | 1.6498 | 1.6498 | 1.6498 | [11 empty] | Dinwiddie Power Inc | 100 | INGENCO | 100
natural gas peaker | Boydton Plank Road Cogen Plant | 54766_G_GEN5 | 54766 | G | GEN5 |  | Combustion Turbine | IC Engine | PJM_Dom | Virginia | 51 | Dinwiddie | 53 | 51053 | 0.3 | 11084 | 1993 | 9999 |  |  | N | Natural Gas, Distillate Fuel Oil | [13 empty] | 1.6498 | 1.6498 | 1.6498 | 1.6498 | [11 empty] | Dinwiddie Power Inc | 100 | INGENCO | 100
natural gas peaker | Boydton Plank Road Cogen Plant | 54766_G_GEN6 | 54766 | G | GEN6 |  | Combustion Turbine | IC Engine | PJM_Dom | Virginia | 51 | Dinwiddie | 53 | 51053 | 0.3 | 11084 | 1993 | 9999 |  |  | N | Natural Gas, Distillate Fuel Oil | [13 empty] | 1.6498 | 1.6498 | 1.6498 | 1.6498 | [11 empty] | Dinwiddie Power Inc | 100 | INGENCO | 100
natural gas peaker | Boydton Plank Road Cogen Plant | 54766_G_GEN7 | 54766 | G | GEN7 |  | Combustion Turbine | IC Engine | PJM_Dom | Virginia | 51 | Dinwiddie | 53 | 51053 | 0.3 | 11084 | 1993 | 9999 |  |  | N | Natural Gas, Distillate Fuel Oil | [13 empty] | 1.6498 | 1.6498 | 1.6498 | 1.6498 | [11 empty] | Dinwiddie Power Inc | 100 | INGENCO | 100
natural gas peaker | Boydton Plank Road Cogen Plant | 54766_G_GEN8 | 54766 | G | GEN8 |  | Combustion Turbine | IC Engine | PJM_Dom | Virginia | 51 | Dinwiddie | 53 | 51053 | 0.3 | 11084 | 1993 | 9999 |  |  | N | Natural Gas, Distillate Fuel Oil | [13 empty] | 1.6498 | 1.6498 | 1.6498 | 1.6498 | [11 empty] | Dinwiddie Power Inc | 100 | INGENCO | 100
natural gas peaker | Boydton Plank Road Cogen Plant | 54766_G_GEN9 | 54766 | G | GEN9 |  | Combustion Turbine | IC Engine | PJM_Dom | Virginia | 51 | Dinwiddie | 53 | 51053 | 0.3 | 11084 | 1993 | 9999 |  |  | N | Natural Gas, Distillate Fuel Oil | [13 empty] | 1.6498 | 1.6498 | 1.6498 | 1.6498 | [11 empty] | Dinwiddie Power Inc | 100 | INGENCO | 100
natural gas peaker | Boydton Plank Road Cogen Plant | 54766_G_GEN11 | 54766 | G | GEN11 |  | Combustion Turbine | IC Engine | PJM_Dom | Virginia | 51 | Dinwiddie | 53 | 51053 | 0.3 | 11084 | 2000 | 9999 |  |  | N | Natural Gas, Distillate Fuel Oil | [13 empty] | 1.6498 | 1.6498 | 1.6498 | 1.6498 | [11 empty] | Dinwiddie Power Inc | 100 | INGENCO | 100
natural gas peaker | Boydton Plank Road Cogen Plant | 54766_G_GEN12 | 54766 | G | GEN12 |  | Combustion Turbine | IC Engine | PJM_Dom | Virginia | 51 | Dinwiddie | 53 | 51053 | 0.3 | 11084 | 2000 | 9999 |  |  | N | Natural Gas, Distillate Fuel Oil | [13 empty] | 1.6498 | 1.6498 | 1.6498 | 1.6498 | [11 empty] | Dinwiddie Power Inc | 100 | INGENCO | 100
natural gas peaker | Boydton Plank Road Cogen Plant | 54766_G_GEN13 | 54766 | G | GEN13 |  | Combustion Turbine | IC Engine | PJM_Dom | Virginia | 51 | Dinwiddie | 53 | 51053 | 0.3 | 11084 | 2000 | 9999 |  |  | N | Natural Gas, Distillate Fuel Oil | [13 empty] | 1.6498 | 1.6498 | 1.6498 | 1.6498 | [11 empty] | Dinwiddie Power Inc | 100 | INGENCO | 100
natural gas peaker | Boydton Plank Road Cogen Plant | 54766_G_GEN14 | 54766 | G | GEN14 |  | Combustion Turbine | IC Engine | PJM_Dom | Virginia | 51 | Dinwiddie | 53 | 51053 | 0.3 | 11084 | 2000 | 9999 |  |  | N | Natural Gas, Distillate Fuel Oil | [13 empty] | 1.6498 | 1.6498 | 1.6498 | 1.6498 | [11 empty] | Dinwiddie Power Inc | 100 | INGENCO | 100
natural gas peaker | Boydton Plank Road Cogen Plant | 54766_G_GEN15 | 54766 | G | GEN15 |  | Combustion Turbine | IC Engine | PJM_Dom | Virginia | 51 | Dinwiddie | 53 | 51053 | 0.3 | 11084 | 2000 | 9999 |  |  | N | Natural Gas, Distillate Fuel Oil | [13 empty] | 1.6498 | 1.6498 | 1.6498 | 1.6498 | [11 empty] | Dinwiddie Power Inc | 100 | INGENCO | 100
natural gas peaker | Boydton Plank Road Cogen Plant | 54766_G_GEN16 | 54766 | G | GEN16 |  | Combustion Turbine | IC Engine | PJM_Dom | Virginia | 51 | Dinwiddie | 53 | 51053 | 0.3 | 11084 | 2000 | 9999 |  |  | N | Natural Gas, Distillate Fuel Oil | [13 empty] | 1.6498 | 1.6498 | 1.6498 | 1.6498 | [11 empty] | Dinwiddie Power Inc | 100 | INGENCO | 100
natural gas peaker | Boydton Plank Road Cogen Plant | 54766_G_GEN17 | 54766 | G | GEN17 |  | Combustion Turbine | IC Engine | PJM_Dom | Virginia | 51 | Dinwiddie | 53 | 51053 | 0.3 | 11084 | 2000 | 9999 |  |  | N | Natural Gas, Distillate Fuel Oil | [13 empty] | 1.6498 | 1.6498 | 1.6498 | 1.6498 | [11 empty] | Dinwiddie Power Inc | 100 | INGENCO | 100
natural gas peaker | Boydton Plank Road Cogen Plant | 54766_G_GEN18 | 54766 | G | GEN18 |  | Combustion Turbine | IC Engine | PJM_Dom | Virginia | 51 | Dinwiddie | 53 | 51053 | 0.3 | 11084 | 2000 | 9999 |  |  | N | Natural Gas, Distillate Fuel Oil | [13 empty] | 1.6498 | 1.6498 | 1.6498 | 1.6498 | [11 empty] | Dinwiddie Power Inc | 100 | INGENCO | 100
natural gas peaker | Boydton Plank Road Cogen Plant | 54766_G_GEN19 | 54766 | G | GEN19 |  | Combustion Turbine | IC Engine | PJM_Dom | Virginia | 51 | Dinwiddie | 53 | 51053 | 0.3 | 11084 | 2000 | 9999 |  |  | N | Natural Gas, Distillate Fuel Oil | [13 empty] | 1.6498 | 1.6498 | 1.6498 | 1.6498 | [11 empty] | Dinwiddie Power Inc | 100 | INGENCO | 100
natural gas peaker | Boydton Plank Road Cogen Plant | 54766_G_GEN20 | 54766 | G | GEN20 |  | Combustion Turbine | IC Engine | PJM_Dom | Virginia | 51 | Dinwiddie | 53 | 51053 | 0.3 | 11084 | 2000 | 9999 |  |  | N | Natural Gas, Distillate Fuel Oil | [13 empty] | 1.6498 | 1.6498 | 1.6498 | 1.6498 | [11 empty] | Dinwiddie Power Inc | 100 | INGENCO | 100
natural gas peaker | Boydton Plank Road Cogen Plant | 54766_G_GEN21 | 54766 | G | GEN21 |  | Combustion Turbine | IC Engine | PJM_Dom | Virginia | 51 | Dinwiddie | 53 | 51053 | 0.3 | 11084 | 2000 | 9999 |  |  | N | Natural Gas, Distillate Fuel Oil | [13 empty] | 1.6498 | 1.6498 | 1.6498 | 1.6498 | [11 empty] | Dinwiddie Power Inc | 100 | INGENCO | 100
natural gas peaker | Boydton Plank Road Cogen Plant | 54766_G_GEN22 | 54766 | G | GEN22 |  | Combustion Turbine | IC Engine | PJM_Dom | Virginia | 51 | Dinwiddie | 53 | 51053 | 0.3 | 11084 | 2000 | 9999 |  |  | N | Natural Gas, Distillate Fuel Oil | [13 empty] | 1.6498 | 1.6498 | 1.6498 | 1.6498 | [11 empty] | Dinwiddie Power Inc | 100 | INGENCO | 100
natural gas peaker | Boydton Plank Road Cogen Plant | 54766_G_GEN23 | 54766 | G | GEN23 |  | Combustion Turbine | IC Engine | PJM_Dom | Virginia | 51 | Dinwiddie | 53 | 51053 | 0.3 | 11084 | 2000 | 9999 |  |  | N | Natural Gas, Distillate Fuel Oil | [13 empty] | 1.6498 | 1.6498 | 1.6498 | 1.6498 | [11 empty] | Dinwiddie Power Inc | 100 | INGENCO | 100
natural gas peaker | Boydton Plank Road Cogen Plant | 54766_G_GEN24 | 54766 | G | GEN24 |  | Combustion Turbine | IC Engine | PJM_Dom | Virginia | 51 | Dinwiddie | 53 | 51053 | 0.3 | 11084 | 2000 | 9999 |  |  | N | Natural Gas, Distillate Fuel Oil | [13 empty] | 1.6498 | 1.6498 | 1.6498 | 1.6498 | [11 empty] | Dinwiddie Power Inc | 100 | INGENCO | 100
natural gas peaker | Boydton Plank Road Cogen Plant | 54766_G_GEN25 | 54766 | G | GEN25 |  | Combustion Turbine | IC Engine | PJM_Dom | Virginia | 51 | Dinwiddie | 53 | 51053 | 0.3 | 11084 | 2000 | 9999 |  |  | N | Natural Gas, Distillate Fuel Oil | [13 empty] | 1.6498 | 1.6498 | 1.6498 | 1.6498 | [11 empty] | Dinwiddie Power Inc | 100 | INGENCO | 100
natural gas peaker | Boydton Plank Road Cogen Plant | 54766_G_GEN26 | 54766 | G | GEN26 |  | Combustion Turbine | IC Engine | PJM_Dom | Virginia | 51 | Dinwiddie | 53 | 51053 | 0.3 | 11084 | 2000 | 9999 |  |  | N | Natural Gas, Distillate Fuel Oil | [13 empty] | 1.6498 | 1.6498 | 1.6498 | 1.6498 | [11 empty] | Dinwiddie Power Inc | 100 | INGENCO | 100
natural gas peaker | Boydton Plank Road Cogen Plant | 54766_G_GEN27 | 54766 | G | GEN27 |  | Combustion Turbine | IC Engine | PJM_Dom | Virginia | 51 | Dinwiddie | 53 | 51053 | 0.3 | 11084 | 2000 | 9999 |  |  | N | Natural Gas, Distillate Fuel Oil | [13 empty] | 1.6498 | 1.6498 | 1.6498 | 1.6498 | [11 empty] | Dinwiddie Power Inc | 100 | INGENCO | 100
natural gas peaker | Boydton Plank Road Cogen Plant | 54766_G_GEN28 | 54766 | G | GEN28 |  | Combustion Turbine | IC Engine | PJM_Dom | Virginia | 51 | Dinwiddie | 53 | 51053 | 0.3 | 11084 | 2000 | 9999 |  |  | N | Natural Gas, Distillate Fuel Oil | [13 empty] | 1.6498 | 1.6498 | 1.6498 | 1.6498 | [11 empty] | Dinwiddie Power Inc | 100 | INGENCO | 100
natural gas peaker | Boydton Plank Road Cogen Plant | 54766_G_GEN29 | 54766 | G | GEN29 |  | Combustion Turbine | IC Engine | PJM_Dom | Virginia | 51 | Dinwiddie | 53 | 51053 | 0.3 | 11084 | 2000 | 9999 |  |  | N | Natural Gas, Distillate Fuel Oil | [13 empty] | 1.6498 | 1.6498 | 1.6498 | 1.6498 | [11 empty] | Dinwiddie Power Inc | 100 | INGENCO | 100
natural gas peaker | Boydton Plank Road Cogen Plant | 54766_G_GEN30 | 54766 | G | GEN30 |  | Combustion Turbine | IC Engine | PJM_Dom | Virginia | 51 | Dinwiddie | 53 | 51053 | 0.3 | 11084 | 2000 | 9999 |  |  | N | Natural Gas, Distillate Fuel Oil | [13 empty] | 1.6498 | 1.6498 | 1.6498 | 1.6498 | [11 empty] | Dinwiddie Power Inc | 100 | INGENCO | 100
natural gas peaker | Boydton Plank Road Cogen Plant | 54766_G_GEN31 | 54766 | G | GEN31 |  | Combustion Turbine | IC Engine | PJM_Dom | Virginia | 51 | Dinwiddie | 53 | 51053 | 0.3 | 11084 | 2000 | 9999 |  |  | N | Natural Gas, Distillate Fuel Oil | [13 empty] | 1.6498 | 1.6498 | 1.6498 | 1.6498 | [11 empty] | Dinwiddie Power Inc | 100 | INGENCO | 100
natural gas peaker | Boydton Plank Road Cogen Plant | 54766_G_GEN32 | 54766 | G | GEN32 |  | Combustion Turbine | IC Engine | PJM_Dom | Virginia | 51 | Dinwiddie | 53 | 51053 | 0.3 | 11084 | 2000 | 9999 |  |  | N | Natural Gas, Distillate Fuel Oil | [13 empty] | 1.6498 | 1.6498 | 1.6498 | 1.6498 | [11 empty] | Dinwiddie Power Inc | 100 | INGENCO | 100
natural gas peaker | Boydton Plank Road Cogen Plant | 54766_G_GEN33 | 54766 | G | GEN33 |  | Combustion Turbine | IC Engine | PJM_Dom | Virginia | 51 | Dinwiddie | 53 | 51053 | 0.3 | 11084 | 2000 | 9999 |  |  | N | Natural Gas, Distillate Fuel Oil | [13 empty] | 1.6498 | 1.6498 | 1.6498 | 1.6498 | [11 empty] | Dinwiddie Power Inc | 100 | INGENCO | 100
natural gas peaker | Boydton Plank Road Cogen Plant | 54766_G_GEN34 | 54766 | G | GEN34 |  | Combustion Turbine | IC Engine | PJM_Dom | Virginia | 51 | Dinwiddie | 53 | 51053 | 0.3 | 11084 | 2000 | 9999 |  |  | N | Natural Gas, Distillate Fuel Oil | [13 empty] | 1.6498 | 1.6498 | 1.6498 | 1.6498 | [11 empty] | Dinwiddie Power Inc | 100 | INGENCO | 100
natural gas peaker | Live Oak Limited | 54768_G_GEN1 | 54768 | G | GEN1 | 91245 | Combustion Turbine |  | WEC_CALN | California | 6 | Kern | 29 | 06029 | 46 | 8700 | 1992 | 9999 |  |  | Y | Natural Gas | [12 empty] | 0.74 | 0.78998 | 0.78998 | 0.78998 | 0.78998 | [11 empty] | Live Oak Ltd | 100 | ContourGlobal PLC | 100
hydro | South Glens Falls Hydroelectric | 54772_G_GEN1 | 54772 | G | GEN1 |  | Hydro |  | NY_Z_F | New York | 36 | Saratoga | 91 | 36091 | 6.9 | 0 | 1994 | 9999 |  |  | N | Hydro | [13 empty] | 0 | 0 | 0 | 0 | [11 empty] | South Glens Falls LP | 100 | Boralex Power Income Fund | 100
hydro | South Glens Falls Hydroelectric | 54772_G_GEN2 | 54772 | G | GEN2 |  | Hydro |  | NY_Z_F | New York | 36 | Saratoga | 91 | 36091 | 6.9 | 0 | 1994 | 9999 |  |  | N | Hydro | [13 empty] | 0 | 0 | 0 | 0 | [11 empty] | South Glens Falls LP | 100 | Boralex Power Income Fund | 100
natural gas steam turbine | University of Iowa Main Power Plant | 54775_B_BLR10 | 54775 | B | BLR10 |  | O/G Steam |  | MIS_MIDA | Iowa | 19 | Johnson | 103 | 19103 | 7.7 | 8300 | 1987 | 9999 |  |  | Y | Natural Gas |  |  | 0.5 | LA + OFA |  |  |  | ESPC + C | No |  |  |  | 6 | 0.50182 | 0.50182 | 0.50182 | 0.50182 | [11 empty] | University of Iowa | 100 | University of Iowa | 100
natural gas steam turbine | University of Iowa Main Power Plant | 54775_B_BLR11 | 54775 | B | BLR11 |  | O/G Steam |  | MIS_MIDA | Iowa | 19 | Johnson | 103 | 19103 | 7.7 | 8300 | 1987 | 9999 |  |  | Y | Natural Gas |  |  | 0.5 | CF |  |  |  | B | NA |  |  |  | 6 | 0.22212 | 0.22212 | 0.22212 | 0.22212 | [11 empty] | University of Iowa | 100 | University of Iowa | 100
natural gas steam turbine | University of Iowa Main Power Plant | 54775_B_BLR7 | 54775 | B | BLR7 |  | O/G Steam |  | MIS_MIDA | Iowa | 19 | Johnson | 103 | 19103 | 7.7 | 8300 | 1991 | 9999 |  |  | Y | Natural Gas |  |  |  | FR + LNB | [8 empty] | 2.5 | 0.036455 | 0.036455 | 0.036455 | 0.036455 | [11 empty] | University of Iowa | 100 | University of Iowa | 100
natural gas steam turbine | University of Iowa Main Power Plant | 54775_B_BLR8 | 54775 | B | BLR8 |  | O/G Steam |  | MIS_MIDA | Iowa | 19 | Johnson | 103 | 19103 | 7.7 | 8300 | 1991 | 9999 |  |  | Y | Natural Gas |  |  |  | FR + LNB | [8 empty] | 2.5 | 0.038985 | 0.038985 | 0.038985 | 0.038985 | [11 empty] | University of Iowa | 100 | University of Iowa | 100
natural gas peaker | University of Iowa Main Power Plant | 54775_G_DG7 | 54775 | G | DG7 |  | Combustion Turbine | IC Engine | MIS_MIDA | Iowa | 19 | Johnson | 103 | 19103 | 1.7 | 13469 | 1998 | 9999 |  |  | N | Distillate Fuel Oil | [12 empty] | 2.5 | 1.6498 | 1.6498 | 1.6498 | 1.6498 | [11 empty] | University of Iowa | 100 | University of Iowa | 100
natural gas peaker | University of Iowa Main Power Plant | 54775_G_GEN10 | 54775 | G | GEN10 |  | Combustion Turbine | IC Engine | MIS_MIDA | Iowa | 19 | Johnson | 103 | 19103 | 2 | 11686 | 2014 | 9999 |  |  | N | Natural Gas | [13 empty] | 1.061 | 1.061 | 1.061 | 1.061 | [11 empty] | University of Iowa | 100 | University of Iowa | 100
natural gas peaker | University of Iowa Main Power Plant | 54775_G_GEN7 | 54775 | G | GEN7 |  | Combustion Turbine | IC Engine | MIS_MIDA | Iowa | 19 | Johnson | 103 | 19103 | 2 | 11686 | 2014 | 9999 |  |  | N | Natural Gas | [13 empty] | 1.061 | 1.061 | 1.061 | 1.061 | [11 empty] | University of Iowa | 100 | University of Iowa | 100
natural gas peaker | University of Iowa Main Power Plant | 54775_G_GEN8 | 54775 | G | GEN8 |  | Combustion Turbine | IC Engine | MIS_MIDA | Iowa | 19 | Johnson | 103 | 19103 | 2 | 11686 | 2014 | 9999 |  |  | N | Natural Gas | [13 empty] | 1.061 | 1.061 | 1.061 | 1.061 | [11 empty] | University of Iowa | 100 | University of Iowa | 100
natural gas peaker | University of Iowa Main Power Plant | 54775_G_GEN9 | 54775 | G | GEN9 |  | Combustion Turbine | IC Engine | MIS_MIDA | Iowa | 19 | Johnson | 103 | 19103 | 2 | 11686 | 2014 | 9999 |  |  | N | Natural Gas | [13 empty] | 1.061 | 1.061 | 1.061 | 1.061 | [11 empty] | University of Iowa | 100 | University of Iowa | 100
natural gas steam turbine | University of Iowa Main Power Plant | 54775_G_GEN12 | 54775 | G | GEN12 |  | O/G Steam |  | MIS_MIDA | Iowa | 19 | Johnson | 103 | 19103 | 5.8 | 8300 | 2021 | 9999 |  |  | N | Natural Gas | [13 empty] | 0.23063 | 0.23063 | 0.23063 | 0.23063 | [11 empty] | University of Iowa | 100 | University of Iowa | 100
natural gas steam turbine | University of Iowa Main Power Plant | 54775_G_GEN13 | 54775 | G | GEN13 |  | O/G Steam |  | MIS_MIDA | Iowa | 19 | Johnson | 103 | 19103 | 10 | 8300 | 2021 | 9999 |  |  | N | Natural Gas | [13 empty] | 0.23063 | 0.23063 | 0.23063 | 0.23063 | [11 empty] | University of Iowa | 100 | University of Iowa | 100
biomass | Seneca Energy | 54782_G_GEN1 | 54782 | G | GEN1 |  | Landfill Gas |  | NY_Z_C&E | New York | 36 | Seneca | 99 | 36099 | 0.8 | 13500 | 1996 | 9999 |  |  | N | Landfill Gas | [13 empty] | 0.27477 | 0.27477 | 0.27477 | 0.27477 | [11 empty] | Seneca Energy II LLC | 100 | Archaea Energy Inc | 100
biomass | Seneca Energy | 54782_G_GEN2 | 54782 | G | GEN2 |  | Landfill Gas |  | NY_Z_C&E | New York | 36 | Seneca | 99 | 36099 | 0.8 | 13500 | 1996 | 9999 |  |  | N | Landfill Gas | [13 empty] | 0.27477 | 0.27477 | 0.27477 | 0.27477 | [11 empty] | Seneca Energy II LLC | 100 | Archaea Energy Inc | 100
biomass | Seneca Energy | 54782_G_GEN3 | 54782 | G | GEN3 |  | Landfill Gas |  | NY_Z_C&E | New York | 36 | Seneca | 99 | 36099 | 0.8 | 13500 | 1996 | 9999 |  |  | N | Landfill Gas | [13 empty] | 0.27477 | 0.27477 | 0.27477 | 0.27477 | [11 empty] | Seneca Energy II LLC | 100 | Archaea Energy Inc | 100
biomass | Seneca Energy | 54782_G_GEN4 | 54782 | G | GEN4 |  | Landfill Gas |  | NY_Z_C&E | New York | 36 | Seneca | 99 | 36099 | 0.8 | 13500 | 1996 | 9999 |  |  | N | Landfill Gas | [13 empty] | 0.27477 | 0.27477 | 0.27477 | 0.27477 | [11 empty] | Seneca Energy II LLC | 100 | Archaea Energy Inc | 100
biomass | Seneca Energy | 54782_G_GE15 | 54782 | G | GE15 |  | Landfill Gas |  | NY_Z_C&E | New York | 36 | Seneca | 99 | 36099 | 1.6 | 13500 | 2007 | 9999 |  |  | N | Landfill Gas | [13 empty] | 0.27477 | 0.27477 | 0.27477 | 0.27477 | [11 empty] | Seneca Energy II LLC | 100 | Archaea Energy Inc | 100
biomass | Seneca Energy | 54782_G_GE16 | 54782 | G | GE16 |  | Landfill Gas |  | NY_Z_C&E | New York | 36 | Seneca | 99 | 36099 | 1.6 | 13500 | 2007 | 9999 |  |  | N | Landfill Gas | [13 empty] | 0.27477 | 0.27477 | 0.27477 | 0.27477 | [11 empty] | Seneca Energy II LLC | 100 | Archaea Energy Inc | 100
biomass | Seneca Energy | 54782_G_GE17 | 54782 | G | GE17 |  | Landfill Gas |  | NY_Z_C&E | New York | 36 | Seneca | 99 | 36099 | 1.6 | 13500 | 2007 | 9999 |  |  | N | Landfill Gas | [13 empty] | 0.27477 | 0.27477 | 0.27477 | 0.27477 | [11 empty] | Seneca Energy II LLC | 100 | Archaea Energy Inc | 100
biomass | Seneca Energy | 54782_G_GE18 | 54782 | G | GE18 |  | Landfill Gas |  | NY_Z_C&E | New York | 36 | Seneca | 99 | 36099 | 1.6 | 13500 | 2007 | 9999 |  |  | N | Landfill Gas | [13 empty] | 0.27477 | 0.27477 | 0.27477 | 0.27477 | [11 empty] | Seneca Energy II LLC | 100 | Archaea Energy Inc | 100
natural gas combined cycle | Grays Ferry Cogeneration | 54785_B_1CT | 54785 | B | 1CT | 3798 | Combined Cycle |  | PJM_EMAC | Pennsylvania | 42 | Philadelphia | 101 | 42101 | 27 | 5500 | 1997 | 9999 |  |  | Y | Natural Gas |  |  |  |  | SCR | [8 empty] | 0.031404 | 0.031404 | 0.031404 | 0.031404 | [11 empty] | Grays Ferry Cogeneration Partnership | 100 | Veolia Environnement SA | 100
natural gas combined cycle | Grays Ferry Cogeneration | 54785_B_B25 | 54785 | B | B25 |  | Combined Cycle |  | PJM_EMAC | Pennsylvania | 42 | Philadelphia | 101 | 42101 | 30 | 5500 | 1997 | 9999 | wall | dry | Y | Natural Gas |  |  |  | FR + LNB | SCR | [8 empty] | 0.031404 | 0.031404 | 0.031404 | 0.031404 | [11 empty] | Grays Ferry Cogeneration Partnership | 100 | Veolia Environnement SA | 100
natural gas combined cycle | Grays Ferry Cogeneration | 54785_G_GEN2 | 54785 | G | GEN2 | 3798 | Combined Cycle |  | PJM_EMAC | Pennsylvania | 42 | Philadelphia | 101 | 42101 | 114 | 5500 | 1997 | 9999 |  |  | Y | Natural Gas |  |  |  |  | SCR | [7 empty] | 0.203 | 0.031404 | 0.031404 | 0.031404 | 0.031404 | [11 empty] | Grays Ferry Cogeneration Partnership | 100 | Veolia Environnement SA | 100
natural gas peaker | Evanston Township High School | 54788_G_GEN1 | 54788 | G | GEN1 |  | Combustion Turbine | IC Engine | PJM_COMD | Illinois | 17 | Cook | 31 | 17031 | 0.8 | 11686 | 1992 | 2045 |  |  | N | Natural Gas | [13 empty] | 1.061 | 1.061 | 1.061 | 1.061 | [11 empty] | Evanston Board of Education | 100 | Evanston Board of Education | 100
natural gas peaker | Evanston Township High School | 54788_G_GEN2 | 54788 | G | GEN2 |  | Combustion Turbine | IC Engine | PJM_COMD | Illinois | 17 | Cook | 31 | 17031 | 0.8 | 11686 | 1992 | 2045 |  |  | N | Natural Gas | [13 empty] | 1.061 | 1.061 | 1.061 | 1.061 | [11 empty] | Evanston Board of Education | 100 | Evanston Board of Education | 100
natural gas peaker | Evanston Township High School | 54788_G_GEN3 | 54788 | G | GEN3 |  | Combustion Turbine | IC Engine | PJM_COMD | Illinois | 17 | Cook | 31 | 17031 | 0.8 | 11686 | 1992 | 2045 |  |  | N | Natural Gas | [13 empty] | 1.061 | 1.061 | 1.061 | 1.061 | [11 empty] | Evanston Board of Education | 100 | Evanston Board of Education | 100
onshore wind | Storm Lake 1 | 54793_G_2 | 54793 | G | 2 |  | Onshore Wind |  | MIS_MIDA | Iowa | 19 | Buena Vista | 21 | 19021 | 0.7 | 0 | 1999 | 9999 |  |  | N | Wind | [13 empty] | 0 | 0 | 0 | 0 | [11 empty] | Storm Lake Power Partners I LLC | 100 | NRG Energy Inc | 100
onshore wind | Storm Lake 1 | 54793_G_3 | 54793 | G | 3 |  | Onshore Wind |  | MIS_MIDA | Iowa | 19 | Buena Vista | 21 | 19021 | 0.7 | 0 | 1999 | 9999 |  |  | N | Wind | [13 empty] | 0 | 0 | 0 | 0 | [11 empty] | Storm Lake Power Partners I LLC | 100 | NRG Energy Inc | 100
onshore wind | Storm Lake 1 | 54793_G_EXIS | 54793 | G | EXIS |  | Onshore Wind |  | MIS_MIDA | Iowa | 19 | Buena Vista | 21 | 19021 | 108 | 0 | 1999 | 9999 |  |  | N | Wind | [13 empty] | 0 | 0 | 0 | 0 | [11 empty] | Storm Lake Power Partners I LLC | 100 | NRG Energy Inc | 100
hydro | Avalon Hydropower | 54801_G_GEN1 | 54801 | G | GEN1 |  | Hydro |  | S_VACA | North Carolina | 37 | ROCKINGHAM | 157 | 37157 | 0.8 | 0 | 1997 | 9999 |  |  | N | Hydro | [13 empty] | 0 | 0 | 0 | 0 | [11 empty] | Avalon/Mayo Hydropower LLC | 100 | Avalon/Mayo Hydropower LLC | 100
hydro | Avalon Hydropower | 54801_G_GEN2 | 54801 | G | GEN2 |  | Hydro |  | S_VACA | North Carolina | 37 | ROCKINGHAM | 157 | 37157 | 0.3 | 0 | 2000 | 9999 |  |  | N | Hydro | [13 empty] | 0 | 0 | 0 | 0 | [11 empty] | Avalon/Mayo Hydropower LLC | 100 | Avalon/Mayo Hydropower LLC | 100
hydro | Avalon Hydropower | 54801_G_GEN3 | 54801 | G | GEN3 |  | Hydro |  | S_VACA | North Carolina | 37 | ROCKINGHAM | 157 | 37157 | 0.1 | 0 | 2000 | 9999 |  |  | N | Hydro | [13 empty] | 0 | 0 | 0 | 0 | [11 empty] | Avalon/Mayo Hydropower LLC | 100 | Avalon/Mayo Hydropower LLC | 100
natural gas peaker | Plymouth State College Cogeneration | 54803_G_A | 54803 | G | A |  | Combustion Turbine | IC Engine | NENGREST | New Hampshire | 33 | Grafton | 9 | 33009 | 1.2 | 9000 | 1994 | 9999 |  |  | Y | Distillate Fuel Oil |  |  |  |  | SCR | [7 empty] | 0.404 | 1.6498 | 0.32995 | 1.6498 | 0.32995 | [11 empty] | Plymouth State LP | 100 | Plymouth State LP | 100
natural gas peaker | Plymouth State College Cogeneration | 54803_G_B | 54803 | G | B |  | Combustion Turbine | IC Engine | NENGREST | New Hampshire | 33 | Grafton | 9 | 33009 | 1.6 | 13469 | 2000 | 9999 |  |  | N | Distillate Fuel Oil | [12 empty] | 0.404 | 1.6498 | 1.6498 | 1.6498 | 1.6498 | [11 empty] | Plymouth State LP | 100 | Plymouth State LP | 100
natural gas combined cycle | Milford Power LP | 54805_G_GT-1 | 54805 | G | GT-1 | 3800 | Combined Cycle |  | NENGREST | Massachusetts | 25 | Worcester | 27 | 25027 | 123 | 8382 | 1993 | 9999 |  |  | N | Natural Gas |  |  |  | STM | SCR | [8 empty] | 0.025604 | 0.025604 | 0.025604 | 0.025604 | [11 empty] | Milford Power LLC | 100 | Starwood Capital Group Global LLC | 100
natural gas combined cycle | Milford Power LP | 54805_G_ST-1 | 54805 | G | ST-1 | 3800 | Combined Cycle |  | NENGREST | Massachusetts | 25 | Worcester | 27 | 25027 | 81.8 | 8382 | 1993 | 9999 |  |  | N | Natural Gas |  |  |  | NH3 + STM | SCR | [8 empty] | 0.025604 | 0.025604 | 0.025604 | 0.025604 | [11 empty] | Milford Power LLC | 100 | Starwood Capital Group Global LLC | 100
natural gas combined cycle | New York University Central Plant | 54808_G_T1 | 54808 | G | T1 |  | Combined Cycle |  | NY_Z_J | New York | 36 | New York | 61 | 36061 | 1.8 | 9964 | 1984 | 9999 |  |  | Y | Natural Gas, Distillate Fuel Oil | [13 empty] | 0.024573 | 0.024573 | 0.024573 | 0.024573 | [11 empty] | New York University | 100 | New York University | 100
natural gas combined cycle | New York University Central Plant | 54808_G_GT1 | 54808 | G | GT1 |  | Combined Cycle |  | NY_Z_J | New York | 36 | New York | 61 | 36061 | 5.5 | 9964 | 2010 | 9999 |  |  | Y | Natural Gas, Distillate Fuel Oil | [13 empty] | 0.024573 | 0.024573 | 0.024573 | 0.024573 | [11 empty] | New York University | 100 | New York University | 100
natural gas combined cycle | New York University Central Plant | 54808_G_GT2 | 54808 | G | GT2 |  | Combined Cycle |  | NY_Z_J | New York | 36 | New York | 61 | 36061 | 5.5 | 9964 | 2010 | 9999 |  |  | Y | Natural Gas, Distillate Fuel Oil | [13 empty] | 0.024573 | 0.024573 | 0.024573 | 0.024573 | [11 empty] | New York University | 100 | New York University | 100
hydro | Mile 28 Water Power Project | 54812_G_1 | 54812 | G | 1 |  | Hydro |  | WECC_ID | Idaho | 16 | Jerome | 53 | 16053 | 0.7 | 0 | 1994 | 9999 |  |  | N | Hydro | [13 empty] | 0 | 0 | 0 | 0 | [11 empty] | MI 28 Water Power Project LLC | 100 | MI 28 Water Power Project LLC | 100
hydro | Mile 28 Water Power Project | 54812_G_2 | 54812 | G | 2 |  | Hydro |  | WECC_ID | Idaho | 16 | Jerome | 53 | 16053 | 0.7 | 0 | 1994 | 9999 |  |  | N | Hydro | [13 empty] | 0 | 0 | 0 | 0 | [11 empty] | MI 28 Water Power Project LLC | 100 | MI 28 Water Power Project LLC | 100
natural gas peaker | Shepherd Center | 54813_G_4 | 54813 | G | 4 |  | Combustion Turbine | IC Engine | S_SOU | Georgia | 13 | Fulton | 121 | 13121 | 0.3 | 12283 | 1981 | 9999 |  |  | N | Distillate Fuel Oil | [13 empty] | 1.6498 | 1.6498 | 1.6498 | 1.6498 | [11 empty] | Shepherd Center | 100 | Shepherd Center | 100
natural gas peaker | Shepherd Center | 54813_G_3 | 54813 | G | 3 |  | Combustion Turbine | IC Engine | S_SOU | Georgia | 13 | Fulton | 121 | 13121 | 0.2 | 12283 | 1989 | 9999 |  |  | N | Distillate Fuel Oil | [13 empty] | 1.6498 | 1.6498 | 1.6498 | 1.6498 | [11 empty] | Shepherd Center | 100 | Shepherd Center | 100
natural gas peaker | Shepherd Center | 54813_G_1 | 54813 | G | 1 |  | Combustion Turbine | IC Engine | S_SOU | Georgia | 13 | Fulton | 121 | 13121 | 0.6 | 12283 | 1992 | 9999 |  |  | N | Distillate Fuel Oil | [13 empty] | 1.6498 | 1.6498 | 1.6498 | 1.6498 | [11 empty] | Shepherd Center | 100 | Shepherd Center | 100
natural gas peaker | Shepherd Center | 54813_G_2 | 54813 | G | 2 |  | Combustion Turbine | IC Engine | S_SOU | Georgia | 13 | Fulton | 121 | 13121 | 0.6 | 12283 | 1992 | 9999 |  |  | N | Distillate Fuel Oil | [13 empty] | 1.6498 | 1.6498 | 1.6498 | 1.6498 | [11 empty] | Shepherd Center | 100 | Shepherd Center | 100
natural gas combined cycle | Johnson County | 54817_G_GT-1 | 54817 | G | GT-1 | 3804 | Combined Cycle |  | ERC_REST | Texas | 48 | Johnson | 251 | 48251 | 163 | 8158 | 1996 | 9999 |  |  | N | Natural Gas, Distillate Fuel Oil |  |  |  |  | SCR | [8 empty] | 0.034588 | 0.034588 | 0.034588 | 0.034588 | [11 empty] | Brazos Electric Power Coop | 100 | Brazos Electric Power Coop | 100
natural gas combined cycle | Johnson County | 54817_G_ST-1 | 54817 | G | ST-1 | 3804 | Combined Cycle |  | ERC_REST | Texas | 48 | Johnson | 251 | 48251 | 104 | 8158 | 1996 | 9999 |  |  | N | Natural Gas, Distillate Fuel Oil |  |  |  |  | SCR | [7 empty] | 3 | 0.034588 | 0.034588 | 0.034588 | 0.034588 | [11 empty] | Brazos Electric Power Coop | 100 | Brazos Electric Power Coop | 100
natural gas combined cycle | Brandywine Power Facility | 54832_G_1 | 54832 | G | 1 | 3806 | Combined Cycle |  | PJM_SMAC | Maryland | 24 | Prince Georges | 33 | 24033 | 78.6 | 8306 | 1996 | 9999 |  |  | Y | Natural Gas, Distillate Fuel Oil |  |  |  | H2O | [9 empty] | 0.029729 | 0.029729 | 0.029729 | 0.029729 | [11 empty] | Panda Brandywine LP | 100 | Northland Power Income Fund | 100
natural gas combined cycle | Brandywine Power Facility | 54832_G_2 | 54832 | G | 2 | 3807 | Combined Cycle |  | PJM_SMAC | Maryland | 24 | Prince Georges | 33 | 24033 | 78.6 | 8306 | 1996 | 9999 |  |  | Y | Natural Gas, Distillate Fuel Oil |  |  |  | H2O | [9 empty] | 0.029729 | 0.029729 | 0.029729 | 0.029729 | [11 empty] | Panda Brandywine LP | 100 | Northland Power Income Fund | 100
natural gas combined cycle | Brandywine Power Facility | 54832_G_3 | 54832 | G | 3 | 3806 | Combined Cycle |  | PJM_SMAC | Maryland | 24 | Prince Georges | 33 | 24033 | 72.8 | 8306 | 1996 | 9999 |  |  | Y | Natural Gas, Distillate Fuel Oil |  |  |  | H2O | [9 empty] | 0.029729 | 0.029729 | 0.029729 | 0.029729 | [11 empty] | Panda Brandywine LP | 100 | Northland Power Income Fund | 100
natural gas peaker | Valdosta Water Treatment Plant | 54839_G_GEN1 | 54839 | G | GEN1 |  | Combustion Turbine | IC Engine | S_SOU | Georgia | 13 | Lowndes | 185 | 13185 | 1.7 | 13469 | 1993 | 9999 |  |  | N | Distillate Fuel Oil | [13 empty] | 1.6498 | 1.6498 | 1.6498 | 1.6498 | [11 empty] | Valdosta (City of) | 100 | Valdosta (City of) | 100
natural gas peaker | Valdosta Water Treatment Plant | 54839_G_GEN2 | 54839 | G | GEN2 |  | Combustion Turbine | IC Engine | S_SOU | Georgia | 13 | Lowndes | 185 | 13185 | 1.7 | 13469 | 2008 | 9999 |  |  | N | Distillate Fuel Oil | [13 empty] | 1.6498 | 1.6498 | 1.6498 | 1.6498 | [11 empty] | Valdosta (City of) | 100 | Valdosta (City of) | 100
natural gas combined cycle | Gordonsville Energy LP | 54844_G_GOR1 | 54844 | G | GOR1 | 10119 | Combined Cycle |  | PJM_Dom | Virginia | 51 | Louisa | 109 | 51109 | 68.4 | 8858 | 1994 | 9999 |  |  | N | Natural Gas, Distillate Fuel Oil |  |  |  | DLNB + H2O | SCR | [8 empty] | 0.026452 | 0.026452 | 0.026452 | 0.026452 | [11 empty] | Gordonsville Energy LP | 100 | Dominion Energy Inc | 100
natural gas combined cycle | Gordonsville Energy LP | 54844_G_GOR2 | 54844 | G | GOR2 | 10120 | Combined Cycle |  | PJM_Dom | Virginia | 51 | Louisa | 109 | 51109 | 68.4 | 8858 | 1994 | 9999 |  |  | N | Natural Gas, Distillate Fuel Oil |  |  |  | DLNB + H2O | SCR | [8 empty] | 0.026779 | 0.026779 | 0.026779 | 0.026779 | [11 empty] | Gordonsville Energy LP | 100 | Dominion Energy Inc | 100
natural gas combined cycle | Gordonsville Energy LP | 54844_G_GOR3 | 54844 | G | GOR3 | 10119 | Combined Cycle |  | PJM_Dom | Virginia | 51 | Louisa | 109 | 51109 | 40.6 | 8858 | 1994 | 9999 |  |  | N | Natural Gas, Distillate Fuel Oil |  |  |  | DLNB + H2O | SCR | [8 empty] | 0.026452 | 0.026452 | 0.026452 | 0.026452 | [11 empty] | Gordonsville Energy LP | 100 | Dominion Energy Inc | 100
natural gas combined cycle | Gordonsville Energy LP | 54844_G_GOR4 | 54844 | G | GOR4 | 10120 | Combined Cycle |  | PJM_Dom | Virginia | 51 | Louisa | 109 | 51109 | 40.6 | 8858 | 1994 | 9999 |  |  | N | Natural Gas, Distillate Fuel Oil |  |  |  | DLNB + H2O | SCR | [8 empty] | 0.026779 | 0.026779 | 0.026779 | 0.026779 | [11 empty] | Gordonsville Energy LP | 100 | Dominion Energy Inc | 100
natural gas peaker | South Georgia Medical Center | 54848_G_GEN4 | 54848 | G | GEN4 |  | Combustion Turbine | IC Engine | S_SOU | Georgia | 13 | Lowndes | 185 | 13185 | 0.7 | 13469 | 2001 | 9999 |  |  | N | Distillate Fuel Oil | [13 empty] | 1.6498 | 1.6498 | 1.6498 | 1.6498 | [11 empty] | Lowndes County Hospital Authority | 100 | Lowndes County Hospital Authority | 100
natural gas peaker | South Georgia Medical Center | 54848_G_GEN 7 | 54848 | G | GEN 7 |  | Combustion Turbine | IC Engine | S_SOU | Georgia | 13 | Lowndes | 185 | 13185 | 0.8 | 13469 | 2008 | 9999 |  |  | N | Distillate Fuel Oil | [13 empty] | 1.6498 | 1.6498 | 1.6498 | 1.6498 | [11 empty] | Lowndes County Hospital Authority | 100 | Lowndes County Hospital Authority | 100
natural gas peaker | South Georgia Medical Center | 54848_G_GEN1A | 54848 | G | GEN1A |  | Combustion Turbine | IC Engine | S_SOU | Georgia | 13 | Lowndes | 185 | 13185 | 2 | 13469 | 2013 | 9999 |  |  | N | Distillate Fuel Oil | [13 empty] | 1.6498 | 1.6498 | 1.6498 | 1.6498 | [11 empty] | Lowndes County Hospital Authority | 100 | Lowndes County Hospital Authority | 100
natural gas peaker | South Georgia Medical Center | 54848_G_GEN2A | 54848 | G | GEN2A |  | Combustion Turbine | IC Engine | S_SOU | Georgia | 13 | Lowndes | 185 | 13185 | 2 | 13469 | 2013 | 9999 |  |  | N | Distillate Fuel Oil | [13 empty] | 1.6498 | 1.6498 | 1.6498 | 1.6498 | [11 empty] | Lowndes County Hospital Authority | 100 | Lowndes County Hospital Authority | 100
biomass | Cox Waste to Energy | 54850_G_01 | 54850 | G | 01 |  | Biomass |  | PJM_West | Kentucky | 21 | Taylor | 217 | 21217 | 3 | 20712 | 1995 | 9999 |  |  | Y | Biomass | [13 empty] | 0.22033 | 0.22033 | 0.22033 | 0.22033 | [11 empty] | Cox Waste To Energy | 100 | Cox Waste To Energy | 100
biomass | Cox Waste to Energy | 54850_G_02 | 54850 | G | 02 |  | Biomass |  | PJM_West | Kentucky | 21 | Taylor | 217 | 21217 | 0.3 | 20712 | 2002 | 9999 |  |  | Y | Biomass | [13 empty] | 0.22033 | 0.22033 | 0.22033 | 0.22033 | [11 empty] | Cox Waste To Energy | 100 | Cox Waste To Energy | 100
natural gas peaker | Sun Peak Generating Station | 54854_G_5657 | 54854 | G | 5657 | 90972 | Combustion Turbine |  | WECC_SNV | Nevada | 32 | Clark | 3 | 32003 | 74 | 12323 | 1991 | 9999 |  |  | N | Natural Gas, Distillate Fuel Oil |  |  |  | H2O | [8 empty] | 0.8 | 0.13959 | 0.13959 | 0.13959 | 0.13959 | [11 empty] | Nevada Power Co | 100 | Berkshire Hathaway Inc | 100
natural gas peaker | Sun Peak Generating Station | 54854_G_5658 | 54854 | G | 5658 | 90973 | Combustion Turbine |  | WECC_SNV | Nevada | 32 | Clark | 3 | 32003 | 74 | 12323 | 1991 | 9999 |  |  | N | Natural Gas, Distillate Fuel Oil |  |  |  | H2O | [8 empty] | 0.8 | 0.141 | 0.141 | 0.141 | 0.141 | [11 empty] | Nevada Power Co | 100 | Berkshire Hathaway Inc | 100
natural gas peaker | Sun Peak Generating Station | 54854_G_5659 | 54854 | G | 5659 | 90974 | Combustion Turbine |  | WECC_SNV | Nevada | 32 | Clark | 3 | 32003 | 74 | 12323 | 1991 | 9999 |  |  | N | Natural Gas, Distillate Fuel Oil |  |  |  | H2O | [8 empty] | 0.8 | 0.13963 | 0.13963 | 0.13963 | 0.13963 | [11 empty] | Nevada Power Co | 100 | Berkshire Hathaway Inc | 100
natural gas peaker | Southwestern Bell Telephone | 54858_G_E/G1 | 54858 | G | E/G1 |  | Combustion Turbine | IC Engine | MIS_MO | Missouri | 29 | St Louis City | 510 | 29510 | 2 | 13469 | 1992 | 9999 |  |  | N | Distillate Fuel Oil | [13 empty] | 1.6498 | 1.6498 | 1.6498 | 1.6498 | [11 empty] | Southwestern Bell Telephone Co | 100 | AT&T Inc | 100
natural gas peaker | Southwestern Bell Telephone | 54858_G_E/G2 | 54858 | G | E/G2 |  | Combustion Turbine | IC Engine | MIS_MO | Missouri | 29 | St Louis City | 510 | 29510 | 2 | 13469 | 1992 | 9999 |  |  | N | Distillate Fuel Oil | [13 empty] | 1.6498 | 1.6498 | 1.6498 | 1.6498 | [11 empty] | Southwestern Bell Telephone Co | 100 | AT&T Inc | 100
natural gas peaker | Southwestern Bell Telephone | 54858_G_E/G3 | 54858 | G | E/G3 |  | Combustion Turbine | IC Engine | MIS_MO | Missouri | 29 | St Louis City | 510 | 29510 | 2 | 13469 | 1992 | 9999 |  |  | N | Distillate Fuel Oil | [13 empty] | 1.6498 | 1.6498 | 1.6498 | 1.6498 | [11 empty] | Southwestern Bell Telephone Co | 100 | AT&T Inc | 100
natural gas peaker | Southwestern Bell Telephone | 54858_G_E/G4 | 54858 | G | E/G4 |  | Combustion Turbine | IC Engine | MIS_MO | Missouri | 29 | St Louis City | 510 | 29510 | 2.8 | 13469 | 2005 | 9999 |  |  | N | Distillate Fuel Oil | [13 empty] | 1.6498 | 1.6498 | 1.6498 | 1.6498 | [11 empty] | Southwestern Bell Telephone Co | 100 | AT&T Inc | 100
natural gas peaker | Southwestern Bell Telephone | 54858_G_E/G5 | 54858 | G | E/G5 |  | Combustion Turbine | IC Engine | MIS_MO | Missouri | 29 | St Louis City | 510 | 29510 | 2.8 | 13469 | 2008 | 9999 |  |  | N | Distillate Fuel Oil | [13 empty] | 1.6498 | 1.6498 | 1.6498 | 1.6498 | [11 empty] | Southwestern Bell Telephone Co | 100 | AT&T Inc | 100
natural gas peaker | Southwestern Bell Telephone | 54858_G_E/G6 | 54858 | G | E/G6 |  | Combustion Turbine | IC Engine | MIS_MO | Missouri | 29 | St Louis City | 510 | 29510 | 2.8 | 13469 | 2011 | 9999 |  |  | N | Distillate Fuel Oil | [13 empty] | 1.6498 | 1.6498 | 1.6498 | 1.6498 | [11 empty] | Southwestern Bell Telephone Co | 100 | AT&T Inc | 100
natural gas peaker | Southwestern Bell Telephone | 54858_G_E/G7 | 54858 | G | E/G7 |  | Combustion Turbine | IC Engine | MIS_MO | Missouri | 29 | St Louis City | 510 | 29510 | 2.8 | 13469 | 2011 | 9999 |  |  | N | Distillate Fuel Oil | [13 empty] | 1.6498 | 1.6498 | 1.6498 | 1.6498 | [11 empty] | Southwestern Bell Telephone Co | 100 | AT&T Inc | 100
hydro | Black Creek | 54860_G_GEN1 | 54860 | G | GEN1 |  | Hydro |  | WECC_PNW | Washington | 53 | King | 33 | 53033 | 3.7 | 0 | 1994 | 9999 |  |  | N | Hydro | [13 empty] | 0 | 0 | 0 | 0 | [11 empty] | Black Creek Hydro Inc | 100 | Puget Energy Inc | 100
hydro | Phoenix Hydro Project | 54865_G_1-02 | 54865 | G | 1-02 |  | Hydro |  | NY_Z_C&E | New York | 36 | Oswego | 75 | 36075 | 1.2 | 0 | 1991 | 9999 |  |  | N | Hydro | [13 empty] | 0 | 0 | 0 | 0 | [11 empty] | Oswego Hydro Partners LP | 100 | Hudson Clean Energy Partners LP | 100
hydro | Phoenix Hydro Project | 54865_G_2-01 | 54865 | G | 2-01 |  | Hydro |  | NY_Z_C&E | New York | 36 | Oswego | 75 | 36075 | 1.2 | 0 | 1991 | 9999 |  |  | N | Hydro | [13 empty] | 0 | 0 | 0 | 0 | [11 empty] | Oswego Hydro Partners LP | 100 | Hudson Clean Energy Partners LP | 100
natural gas peaker | Atlanta Gift Mart LP | 54877_G_BUG | 54877 | G | BUG |  | Combustion Turbine | IC Engine | S_SOU | Georgia | 13 | Fulton | 121 | 13121 | 1.2 | 13469 | 1991 | 9999 |  |  | N | Distillate Fuel Oil | [13 empty] | 1.6498 | 1.6498 | 1.6498 | 1.6498 | [11 empty] | Atlanta Gift Mart LP | 100 | Atlanta Gift Mart LP | 100
natural gas peaker | CenturyLink Regional HQ | 54882_G_GEN2 | 54882 | G | GEN2 |  | Combustion Turbine | IC Engine | S_VACA | North Carolina | 37 | Franklin | 69 | 37069 | 0.6 | 13469 | 1993 | 9999 |  |  | N | Distillate Fuel Oil | [13 empty] | 1.6498 | 1.6498 | 1.6498 | 1.6498 | [11 empty] | Sprint Mid Atlantic Telecom | 100 | Sprint Mid Atlantic Telecom | 100
hydro | Kimberly Mill | 54885_G_1H | 54885 | G | 1H |  | Hydro |  | MIS_WUMS | Wisconsin | 55 | Outagamie | 87 | 55087 | 0.7 | 0 | 1926 | 9999 |  |  | N | Hydro | [13 empty] | 0 | 0 | 0 | 0 | [11 empty] | Kaukauna WI (City of) | 100 | Kaukauna WI (City of) | 100
hydro | Kimberly Mill | 54885_G_2H | 54885 | G | 2H |  | Hydro |  | MIS_WUMS | Wisconsin | 55 | Outagamie | 87 | 55087 | 0.7 | 0 | 1927 | 9999 |  |  | N | Hydro | [13 empty] | 0 | 0 | 0 | 0 | [11 empty] | Kaukauna WI (City of) | 100 | Kaukauna WI (City of) | 100
hydro | Kimberly Mill | 54885_G_3H | 54885 | G | 3H |  | Hydro |  | MIS_WUMS | Wisconsin | 55 | Outagamie | 87 | 55087 | 0.7 | 0 | 1927 | 9999 |  |  | N | Hydro | [13 empty] | 0 | 0 | 0 | 0 | [11 empty] | Kaukauna WI (City of) | 100 | Kaukauna WI (City of) | 100
natural gas peaker | Presence Saint Mary of Nazareth Hospital | 54886_G_GEN1 | 54886 | G | GEN1 |  | Combustion Turbine | IC Engine | PJM_COMD | Illinois | 17 | Cook | 31 | 17031 | 0.8 | 11686 | 1993 | 2045 |  |  | N | Natural Gas | [13 empty] | 1.061 | 1.061 | 1.061 | 1.061 | [11 empty] | Resurrection Health Care Corp | 100 | Resurrection Health Care Corp | 100
natural gas peaker | Presence Saint Mary of Nazareth Hospital | 54886_G_GEN3 | 54886 | G | GEN3 |  | Combustion Turbine | IC Engine | PJM_COMD | Illinois | 17 | Cook | 31 | 17031 | 0.8 | 11686 | 1993 | 2045 |  |  | N | Natural Gas | [13 empty] | 1.061 | 1.061 | 1.061 | 1.061 | [11 empty] | Resurrection Health Care Corp | 100 | Resurrection Health Care Corp | 100
natural gas peaker | Presence Saint Mary of Nazareth Hospital | 54886_G_GEN4 | 54886 | G | GEN4 |  | Combustion Turbine | IC Engine | PJM_COMD | Illinois | 17 | Cook | 31 | 17031 | 0.9 | 13469 | 1993 | 2030 |  |  | N | Distillate Fuel Oil | [13 empty] | 1.6498 | 1.6498 | 1.6498 | 1.6498 | [11 empty] | Resurrection Health Care Corp | 100 | Resurrection Health Care Corp | 100
natural gas peaker | Presence Saint Mary of Nazareth Hospital | 54886_G_GEN5 | 54886 | G | GEN5 |  | Combustion Turbine | IC Engine | PJM_COMD | Illinois | 17 | Cook | 31 | 17031 | 0.9 | 13469 | 1993 | 2030 |  |  | N | Distillate Fuel Oil | [13 empty] | 1.6498 | 1.6498 | 1.6498 | 1.6498 | [11 empty] | Resurrection Health Care Corp | 100 | Resurrection Health Care Corp | 100
natural gas peaker | Presence Saint Mary of Nazareth Hospital | 54886_G_GEN6 | 54886 | G | GEN6 |  | Combustion Turbine | IC Engine | PJM_COMD | Illinois | 17 | Cook | 31 | 17031 | 0.8 | 13469 | 2006 | 2030 |  |  | N | Distillate Fuel Oil | [13 empty] | 1.6498 | 1.6498 | 1.6498 | 1.6498 | [11 empty] | Resurrection Health Care Corp | 100 | Resurrection Health Care Corp | 100
biomass | Peoples Generating Station | 54890_G_GEN1 | 54890 | G | GEN1 |  | Landfill Gas |  | MIS_LMI | Michigan | 26 | Saginaw | 145 | 26145 | 2.2 | 13500 | 1995 | 9999 |  |  | N | Landfill Gas | [13 empty] | 0.34201 | 0.34201 | 0.34201 | 0.34201 | [11 empty] | North American Natural Resources | 100 | North American Natural Resources | 100
hydro | Narrows (NC) | 54894_G_YN1 | 54894 | G | YN1 |  | Hydro |  | S_VACA | North Carolina | 37 | Stanly | 167 | 37167 | 30 | 0 | 1917 | 9999 |  |  | N | Hydro | [13 empty] | 0 | 0 | 0 | 0 | [11 empty] | Cube Yadkin Generation LLC | 100 | Ontario Power Generation Inc | 100
hydro | Narrows (NC) | 54894_G_YN2 | 54894 | G | YN2 |  | Hydro |  | S_VACA | North Carolina | 37 | Stanly | 167 | 37167 | 30 | 0 | 1917 | 9999 |  |  | N | Hydro | [13 empty] | 0 | 0 | 0 | 0 | [11 empty] | Cube Yadkin Generation LLC | 100 | Ontario Power Generation Inc | 100
hydro | Narrows (NC) | 54894_G_YN3 | 54894 | G | YN3 |  | Hydro |  | S_VACA | North Carolina | 37 | Stanly | 167 | 37167 | 30 | 0 | 1917 | 9999 |  |  | N | Hydro | [13 empty] | 0 | 0 | 0 | 0 | [11 empty] | Cube Yadkin Generation LLC | 100 | Ontario Power Generation Inc | 100
hydro | Narrows (NC) | 54894_G_YN4 | 54894 | G | YN4 |  | Hydro |  | S_VACA | North Carolina | 37 | Stanly | 167 | 37167 | 29 | 0 | 1924 | 9999 |  |  | N | Hydro | [13 empty] | 0 | 0 | 0 | 0 | [11 empty] | Cube Yadkin Generation LLC | 100 | Ontario Power Generation Inc | 100
hydro | Falls Hydro | 54895_G_YF2 | 54895 | G | YF2 |  | Hydro |  | S_VACA | North Carolina | 37 | Stanly | 167 | 37167 | 10 | 0 | 1919 | 9999 |  |  | N | Hydro | [13 empty] | 0 | 0 | 0 | 0 | [11 empty] | Cube Yadkin Generation LLC | 100 | Ontario Power Generation Inc | 100
hydro | Falls Hydro | 54895_G_YF3 | 54895 | G | YF3 |  | Hydro |  | S_VACA | North Carolina | 37 | Stanly | 167 | 37167 | 11 | 0 | 1919 | 9999 |  |  | N | Hydro | [13 empty] | 0 | 0 | 0 | 0 | [11 empty] | Cube Yadkin Generation LLC | 100 | Ontario Power Generation Inc | 100
hydro | Falls Hydro | 54895_G_YF1 | 54895 | G | YF1 |  | Hydro |  | S_VACA | North Carolina | 37 | Stanly | 167 | 37167 | 9 | 0 | 1922 | 9999 |  |  | N | Hydro | [13 empty] | 0 | 0 | 0 | 0 | [11 empty] | Cube Yadkin Generation LLC | 100 | Ontario Power Generation Inc | 100
hydro | High Rock Hydro | 54896_G_HR1 | 54896 | G | HR1 |  | Hydro |  | S_VACA | North Carolina | 37 | Davidson | 57 | 37057 | 13 | 0 | 1927 | 9999 |  |  | N | Hydro | [13 empty] | 0 | 0 | 0 | 0 | [11 empty] | Cube Yadkin Generation LLC | 100 | Ontario Power Generation Inc | 100
hydro | High Rock Hydro | 54896_G_HR2 | 54896 | G | HR2 |  | Hydro |  | S_VACA | North Carolina | 37 | Davidson | 57 | 37057 | 13 | 0 | 1927 | 9999 |  |  | N | Hydro | [13 empty] | 0 | 0 | 0 | 0 | [11 empty] | Cube Yadkin Generation LLC | 100 | Ontario Power Generation Inc | 100
hydro | High Rock Hydro | 54896_G_HR3 | 54896 | G | HR3 |  | Hydro |  | S_VACA | North Carolina | 37 | Davidson | 57 | 37057 | 13 | 0 | 1927 | 9999 |  |  | N | Hydro | [13 empty] | 0 | 0 | 0 | 0 | [11 empty] | Cube Yadkin Generation LLC | 100 | Ontario Power Generation Inc | 100
hydro | Tuckertown Hydro | 54897_G_TT1 | 54897 | G | TT1 |  | Hydro |  | S_VACA | North Carolina | 37 | Montgomery | 123 | 37123 | 13 | 0 | 1962 | 9999 |  |  | N | Hydro | [13 empty] | 0 | 0 | 0 | 0 | [11 empty] | Cube Yadkin Generation LLC | 100 | Ontario Power Generation Inc | 100
hydro | Tuckertown Hydro | 54897_G_TT2 | 54897 | G | TT2 |  | Hydro |  | S_VACA | North Carolina | 37 | Montgomery | 123 | 37123 | 13 | 0 | 1962 | 9999 |  |  | N | Hydro | [13 empty] | 0 | 0 | 0 | 0 | [11 empty] | Cube Yadkin Generation LLC | 100 | Ontario Power Generation Inc | 100
hydro | Tuckertown Hydro | 54897_G_TT3 | 54897 | G | TT3 |  | Hydro |  | S_VACA | North Carolina | 37 | Montgomery | 123 | 37123 | 13 | 0 | 1962 | 9999 |  |  | N | Hydro | [13 empty] | 0 | 0 | 0 | 0 | [11 empty] | Cube Yadkin Generation LLC | 100 | Ontario Power Generation Inc | 100
hydro | Santeetlah | 54898_G_1 | 54898 | G | 1 |  | Hydro |  | S_C_TVA | North Carolina | 37 | Graham | 75 | 37075 | 20 | 0 | 1928 | 9999 |  |  | N | Hydro | [13 empty] | 0 | 0 | 0 | 0 | [11 empty] | Brookfield Smoky Mountain Hydropower LP | 100 | Brookfield Asset Management Inc | 100
hydro | Santeetlah | 54898_G_2 | 54898 | G | 2 |  | Hydro |  | S_C_TVA | North Carolina | 37 | Graham | 75 | 37075 | 20 | 0 | 1928 | 9999 |  |  | N | Hydro | [13 empty] | 0 | 0 | 0 | 0 | [11 empty] | Brookfield Smoky Mountain Hydropower LP | 100 | Brookfield Asset Management Inc | 100
hydro | Cheoah | 54899_G_5 | 54899 | G | 5 |  | Hydro |  | S_C_TVA | North Carolina | 37 | Graham | 75 | 37075 | 31 | 0 | 1949 | 9999 |  |  | N | Hydro | [13 empty] | 0 | 0 | 0 | 0 | [11 empty] | Brookfield Smoky Mountain Hydropower LP | 100 | Brookfield Asset Management Inc | 100
hydro | Cheoah | 54899_G_1A | 54899 | G | 1A |  | Hydro |  | S_C_TVA | North Carolina | 37 | Graham | 75 | 37075 | 28 | 0 | 2012 | 9999 |  |  | N | Hydro | [13 empty] | 0 | 0 | 0 | 0 | [11 empty] | Brookfield Smoky Mountain Hydropower LP | 100 | Brookfield Asset Management Inc | 100
hydro | Cheoah | 54899_G_2A | 54899 | G | 2A |  | Hydro |  | S_C_TVA | North Carolina | 37 | Graham | 75 | 37075 | 28 | 0 | 2012 | 9999 |  |  | N | Hydro | [13 empty] | 0 | 0 | 0 | 0 | [11 empty] | Brookfield Smoky Mountain Hydropower LP | 100 | Brookfield Asset Management Inc | 100
hydro | Cheoah | 54899_G_4A | 54899 | G | 4A |  | Hydro |  | S_C_TVA | North Carolina | 37 | Graham | 75 | 37075 | 28 | 0 | 2012 | 9999 |  |  | N | Hydro | [13 empty] | 0 | 0 | 0 | 0 | [11 empty] | Brookfield Smoky Mountain Hydropower LP | 100 | Brookfield Asset Management Inc | 100
hydro | Cheoah | 54899_G_3A | 54899 | G | 3A |  | Hydro |  | S_C_TVA | North Carolina | 37 | Graham | 75 | 37075 | 28 | 0 | 2013 | 9999 |  |  | N | Hydro | [13 empty] | 0 | 0 | 0 | 0 | [11 empty] | Brookfield Smoky Mountain Hydropower LP | 100 | Brookfield Asset Management Inc | 100
hydro | Calderwood | 54900_G_1 | 54900 | G | 1 |  | Hydro |  | S_C_TVA | Tennessee | 47 | Blount | 9 | 47009 | 52 | 0 | 1930 | 9999 |  |  | N | Hydro | [13 empty] | 0 | 0 | 0 | 0 | [11 empty] | Brookfield Smoky Mountain Hydropower LP | 100 | Brookfield Asset Management Inc | 100
hydro | Calderwood | 54900_G_2 | 54900 | G | 2 |  | Hydro |  | S_C_TVA | Tennessee | 47 | Blount | 9 | 47009 | 52 | 0 | 1930 | 9999 |  |  | N | Hydro | [13 empty] | 0 | 0 | 0 | 0 | [11 empty] | Brookfield Smoky Mountain Hydropower LP | 100 | Brookfield Asset Management Inc | 100
hydro | Calderwood | 54900_G_3 | 54900 | G | 3 |  | Hydro |  | S_C_TVA | Tennessee | 47 | Blount | 9 | 47009 | 52 | 0 | 1938 | 9999 |  |  | N | Hydro | [13 empty] | 0 | 0 | 0 | 0 | [11 empty] | Brookfield Smoky Mountain Hydropower LP | 100 | Brookfield Asset Management Inc | 100
hydro | Chilhowee | 54901_G_1 | 54901 | G | 1 |  | Hydro |  | S_C_TVA | Tennessee | 47 | Blount | 9 | 47009 | 17 | 0 | 1957 | 9999 |  |  | N | Hydro | [13 empty] | 0 | 0 | 0 | 0 | [11 empty] | Brookfield Smoky Mountain Hydropower LP | 100 | Brookfield Asset Management Inc | 100
hydro | Chilhowee | 54901_G_2 | 54901 | G | 2 |  | Hydro |  | S_C_TVA | Tennessee | 47 | Blount | 9 | 47009 | 17 | 0 | 1957 | 9999 |  |  | N | Hydro | [13 empty] | 0 | 0 | 0 | 0 | [11 empty] | Brookfield Smoky Mountain Hydropower LP | 100 | Brookfield Asset Management Inc | 100
hydro | Chilhowee | 54901_G_3 | 54901 | G | 3 |  | Hydro |  | S_C_TVA | Tennessee | 47 | Blount | 9 | 47009 | 17 | 0 | 1957 | 9999 |  |  | N | Hydro | [13 empty] | 0 | 0 | 0 | 0 | [11 empty] | Brookfield Smoky Mountain Hydropower LP | 100 | Brookfield Asset Management Inc | 100
biomass | Adrian Energy Associates LLC | 54903_G_UNT1 | 54903 | G | UNT1 |  | Landfill Gas |  | MIS_LMI | Michigan | 26 | Lenawee | 91 | 26091 | 0.8 | 13529 | 1994 | 9999 |  |  | N | Landfill Gas | [13 empty] | 0.24082 | 0.24082 | 0.24082 | 0.24082 | [11 empty] | Adrian Energy Associates LLC | 100 | DTE Energy Co | 100
biomass | Adrian Energy Associates LLC | 54903_G_UNT2 | 54903 | G | UNT2 |  | Landfill Gas |  | MIS_LMI | Michigan | 26 | Lenawee | 91 | 26091 | 0.8 | 13528 | 1994 | 9999 |  |  | N | Landfill Gas | [13 empty] | 0.24082 | 0.24082 | 0.24082 | 0.24082 | [11 empty] | Adrian Energy Associates LLC | 100 | DTE Energy Co | 100
biomass | Adrian Energy Associates LLC | 54903_G_UNT3 | 54903 | G | UNT3 |  | Landfill Gas |  | MIS_LMI | Michigan | 26 | Lenawee | 91 | 26091 | 0.8 | 13528 | 1994 | 9999 |  |  | N | Landfill Gas | [13 empty] | 0.24082 | 0.24082 | 0.24082 | 0.24082 | [11 empty] | Adrian Energy Associates LLC | 100 | DTE Energy Co | 100
onshore wind | Tehachapi Wind Resource II | 54909_G_EXIS | 54909 | G | EXIS |  | Onshore Wind |  | WECC_SCE | California | 6 | Kern | 29 | 06029 | 13.6 | 0 | 1997 | 9999 |  |  | N | Wind | [13 empty] | 0 | 0 | 0 | 0 | [11 empty] | Calwind Resources Inc | 100 | Calwind Resources Inc | 100
onshore wind | Tehachapi Wind Resource II | 54909_G_EXI2 | 54909 | G | EXI2 |  | Onshore Wind |  | WECC_SCE | California | 6 | Kern | 29 | 06029 | 8.3 | 0 | 2002 | 9999 |  |  | N | Wind | [13 empty] | 0 | 0 | 0 | 0 | [11 empty] | Calwind Resources Inc | 100 | Calwind Resources Inc | 100
biomass | Brent Run Generating Station | 54910_G_7-1 | 54910 | G | 7-1 |  | Landfill Gas |  | MIS_LMI | Michigan | 26 | Genesee | 49 | 26049 | 0.8 | 13500 | 1998 | 9999 |  |  | N | Landfill Gas | [13 empty] | 0.19329 | 0.19329 | 0.19329 | 0.19329 | [11 empty] | Energy Developments Inc | 100 | Energy Developments | 100
biomass | Brent Run Generating Station | 54910_G_7-2 | 54910 | G | 7-2 |  | Landfill Gas |  | MIS_LMI | Michigan | 26 | Genesee | 49 | 26049 | 0.8 | 13500 | 1998 | 9999 |  |  | N | Landfill Gas | [13 empty] | 0.19329 | 0.19329 | 0.19329 | 0.19329 | [11 empty] | Energy Developments Inc | 100 | Energy Developments | 100
biomass | Brent Run Generating Station | 54910_G_7-3 | 54910 | G | 7-3 |  | Landfill Gas |  | MIS_LMI | Michigan | 26 | Genesee | 49 | 26049 | 0.6 | 13500 | 2010 | 9999 |  |  | N | Landfill Gas | [13 empty] | 0.19329 | 0.19329 | 0.19329 | 0.19329 | [11 empty] | Energy Developments Inc | 100 | Energy Developments | 100
biomass | Brent Run Generating Station | 54910_G_7-4 | 54910 | G | 7-4 |  | Landfill Gas |  | MIS_LMI | Michigan | 26 | Genesee | 49 | 26049 | 1.6 | 13500 | 2012 | 9999 |  |  | N | Landfill Gas | [13 empty] | 0.19329 | 0.19329 | 0.19329 | 0.19329 | [11 empty] | Energy Developments Inc | 100 | Energy Developments | 100
biomass | Brent Run Generating Station | 54910_G_7-5 | 54910 | G | 7-5 |  | Landfill Gas |  | MIS_LMI | Michigan | 26 | Genesee | 49 | 26049 | 1.6 | 13500 | 2012 | 9999 |  |  | N | Landfill Gas | [13 empty] | 0.19329 | 0.19329 | 0.19329 | 0.19329 | [11 empty] | Energy Developments Inc | 100 | Energy Developments | 100
natural gas combined cycle | Brooklyn Navy Yard Cogeneration | 54914_G_01 | 54914 | G | 01 | 3809 | Combined Cycle |  | NY_Z_J | New York | 36 | Kings | 47 | 36047 | 90 | 5884 | 1996 | 9999 |  |  | Y | Natural Gas, Distillate Fuel Oil |  |  |  | DLNB + H2O | SCR | [8 empty] | 0.0069756 | 0.0069756 | 0.0069756 | 0.0069756 | [11 empty] | Brooklyn Navy Yard Cogeneration Partners | 100 | Energy Investors Funds Group | 100
natural gas combined cycle | Brooklyn Navy Yard Cogeneration | 54914_G_02 | 54914 | G | 02 | 3810 | Combined Cycle |  | NY_Z_J | New York | 36 | Kings | 47 | 36047 | 90 | 5884 | 1996 | 9999 |  |  | Y | Natural Gas, Distillate Fuel Oil |  |  |  | DLNB + H2O | SCR | [8 empty] | 0.0068097 | 0.0068097 | 0.0068097 | 0.0068097 | [11 empty] | Brooklyn Navy Yard Cogeneration Partners | 100 | Energy Investors Funds Group | 100
natural gas combined cycle | Brooklyn Navy Yard Cogeneration | 54914_G_03 | 54914 | G | 03 | 3809 | Combined Cycle |  | NY_Z_J | New York | 36 | Kings | 47 | 36047 | 35 | 5884 | 1996 | 9999 |  |  | Y | Natural Gas, Distillate Fuel Oil |  |  |  | DLNB + H2O | SCR | [8 empty] | 0.0069756 | 0.0069756 | 0.0069756 | 0.0069756 | [11 empty] | Brooklyn Navy Yard Cogeneration Partners | 100 | Energy Investors Funds Group | 100
natural gas combined cycle | Brooklyn Navy Yard Cogeneration | 54914_G_04 | 54914 | G | 04 | 3810 | Combined Cycle |  | NY_Z_J | New York | 36 | Kings | 47 | 36047 | 35 | 5884 | 1996 | 9999 |  |  | Y | Natural Gas, Distillate Fuel Oil |  |  |  | DLNB + H2O | SCR | [8 empty] | 0.0068097 | 0.0068097 | 0.0068097 | 0.0068097 | [11 empty] | Brooklyn Navy Yard Cogeneration Partners | 100 | Energy Investors Funds Group | 100
natural gas combined cycle | Michigan Power LP | 54915_G_G001 | 54915 | G | G001 | 3811 | Combined Cycle |  | MIS_LMI | Michigan | 26 | Mason | 105 | 26105 | 58 | 6092 | 1995 | 9999 |  |  | Y | Natural Gas |  |  |  | FR + LNB | [9 empty] | 0.030304 | 0.030304 | 0.030304 | 0.030304 | [11 empty] | Michigan Power LP | 100 | Rockland Capital | 100
natural gas combined cycle | Michigan Power LP | 54915_G_G101 | 54915 | G | G101 | 3811 | Combined Cycle |  | MIS_LMI | Michigan | 26 | Mason | 105 | 26105 | 70 | 6092 | 1995 | 9999 |  |  | Y | Natural Gas |  |  |  | DLNB | [9 empty] | 0.030304 | 0.030304 | 0.030304 | 0.030304 | [11 empty] | Michigan Power LP | 100 | Rockland Capital | 100
biomass | Twin Bridges LFGTE | 54925_G_I-1 | 54925 | G | I-1 |  | Landfill Gas |  | MIS_INKY | Indiana | 18 | Hendricks | 63 | 18063 | 0.8 | 13500 | 1994 | 9999 |  |  | N | Landfill Gas | [13 empty] | 0.24082 | 0.24082 | 0.24082 | 0.24082 | [11 empty] | Wabash Valley Power Association Inc | 100 | Wabash Valley Power Association Inc | 100
biomass | Twin Bridges LFGTE | 54925_G_I-2 | 54925 | G | I-2 |  | Landfill Gas |  | MIS_INKY | Indiana | 18 | Hendricks | 63 | 18063 | 0.8 | 13500 | 1994 | 9999 |  |  | N | Landfill Gas | [13 empty] | 0.24082 | 0.24082 | 0.24082 | 0.24082 | [11 empty] | Wabash Valley Power Association Inc | 100 | Wabash Valley Power Association Inc | 100
biomass | Twin Bridges LFGTE | 54925_G_I-3 | 54925 | G | I-3 |  | Landfill Gas |  | MIS_INKY | Indiana | 18 | Hendricks | 63 | 18063 | 0.8 | 13500 | 1994 | 9999 |  |  | N | Landfill Gas | [13 empty] | 0.24082 | 0.24082 | 0.24082 | 0.24082 | [11 empty] | Wabash Valley Power Association Inc | 100 | Wabash Valley Power Association Inc | 100
biomass | Twin Bridges LFGTE | 54925_G_I-4 | 54925 | G | I-4 |  | Landfill Gas |  | MIS_INKY | Indiana | 18 | Hendricks | 63 | 18063 | 0.8 | 13500 | 1994 | 9999 |  |  | N | Landfill Gas | [13 empty] | 0.24082 | 0.24082 | 0.24082 | 0.24082 | [11 empty] | Wabash Valley Power Association Inc | 100 | Wabash Valley Power Association Inc | 100
biomass | Twin Bridges LFGTE | 54925_G_II-1 | 54925 | G | II-1 |  | Landfill Gas |  | MIS_INKY | Indiana | 18 | Hendricks | 63 | 18063 | 0.8 | 13500 | 2002 | 9999 |  |  | N | Landfill Gas | [13 empty] | 0.24082 | 0.24082 | 0.24082 | 0.24082 | [11 empty] | Wabash Valley Power Association Inc | 100 | Wabash Valley Power Association Inc | 100
biomass | Twin Bridges LFGTE | 54925_G_II-2 | 54925 | G | II-2 |  | Landfill Gas |  | MIS_INKY | Indiana | 18 | Hendricks | 63 | 18063 | 0.8 | 13500 | 2002 | 9999 |  |  | N | Landfill Gas | [13 empty] | 0.24082 | 0.24082 | 0.24082 | 0.24082 | [11 empty] | Wabash Valley Power Association Inc | 100 | Wabash Valley Power Association Inc | 100
biomass | Twin Bridges LFGTE | 54925_G_II-3 | 54925 | G | II-3 |  | Landfill Gas |  | MIS_INKY | Indiana | 18 | Hendricks | 63 | 18063 | 0.8 | 13500 | 2002 | 9999 |  |  | N | Landfill Gas | [13 empty] | 0.24082 | 0.24082 | 0.24082 | 0.24082 | [11 empty] | Wabash Valley Power Association Inc | 100 | Wabash Valley Power Association Inc | 100
biomass | Twin Bridges LFGTE | 54925_G_II-4 | 54925 | G | II-4 |  | Landfill Gas |  | MIS_INKY | Indiana | 18 | Hendricks | 63 | 18063 | 0.8 | 13500 | 2002 | 9999 |  |  | N | Landfill Gas | [13 empty] | 0.24082 | 0.24082 | 0.24082 | 0.24082 | [11 empty] | Wabash Valley Power Association Inc | 100 | Wabash Valley Power Association Inc | 100
biomass | Twin Bridges LFGTE | 54925_G_III-1 | 54925 | G | III-1 |  | Landfill Gas |  | MIS_INKY | Indiana | 18 | Hendricks | 63 | 18063 | 0.8 | 13500 | 2009 | 9999 |  |  | N | Landfill Gas | [13 empty] | 0.24082 | 0.24082 | 0.24082 | 0.24082 | [11 empty] | Wabash Valley Power Association Inc | 100 | Wabash Valley Power Association Inc | 100
biomass | Twin Bridges LFGTE | 54925_G_III-2 | 54925 | G | III-2 |  | Landfill Gas |  | MIS_INKY | Indiana | 18 | Hendricks | 63 | 18063 | 0.8 | 13500 | 2009 | 9999 |  |  | N | Landfill Gas | [13 empty] | 0.24082 | 0.24082 | 0.24082 | 0.24082 | [11 empty] | Wabash Valley Power Association Inc | 100 | Wabash Valley Power Association Inc | 100
biomass | Twin Bridges LFGTE | 54925_G_III-3 | 54925 | G | III-3 |  | Landfill Gas |  | MIS_INKY | Indiana | 18 | Hendricks | 63 | 18063 | 0.8 | 13500 | 2009 | 9999 |  |  | N | Landfill Gas | [13 empty] | 0.24082 | 0.24082 | 0.24082 | 0.24082 | [11 empty] | Wabash Valley Power Association Inc | 100 | Wabash Valley Power Association Inc | 100
biomass | Twin Bridges LFGTE | 54925_G_III-4 | 54925 | G | III-4 |  | Landfill Gas |  | MIS_INKY | Indiana | 18 | Hendricks | 63 | 18063 | 0.8 | 13500 | 2009 | 9999 |  |  | N | Landfill Gas | [13 empty] | 0.24082 | 0.24082 | 0.24082 | 0.24082 | [11 empty] | Wabash Valley Power Association Inc | 100 | Wabash Valley Power Association Inc | 100
biomass | Twin Bridges LFGTE | 54925_G_IV-1 | 54925 | G | IV-1 |  | Landfill Gas |  | MIS_INKY | Indiana | 18 | Hendricks | 63 | 18063 | 1.6 | 13500 | 2012 | 9999 |  |  | N | Landfill Gas | [13 empty] | 0.24082 | 0.24082 | 0.24082 | 0.24082 | [11 empty] | Wabash Valley Power Association Inc | 100 | Wabash Valley Power Association Inc | 100
biomass | Twin Bridges LFGTE | 54925_G_IV-2 | 54925 | G | IV-2 |  | Landfill Gas |  | MIS_INKY | Indiana | 18 | Hendricks | 63 | 18063 | 1.6 | 13500 | 2012 | 9999 |  |  | N | Landfill Gas | [13 empty] | 0.24082 | 0.24082 | 0.24082 | 0.24082 | [11 empty] | Wabash Valley Power Association Inc | 100 | Wabash Valley Power Association Inc | 100
biomass | Prairie View I & II LFGTE | 54926_G_I-1 | 54926 | G | I-1 |  | Landfill Gas |  | PJM_West | Indiana | 18 | St Joseph | 141 | 18141 | 0.8 | 13500 | 1994 | 9999 |  |  | N | Landfill Gas | [13 empty] | 0.24082 | 0.24082 | 0.24082 | 0.24082 | [11 empty] | Wabash Valley Power Association Inc | 100 | Wabash Valley Power Association Inc | 100
biomass | Prairie View I & II LFGTE | 54926_G_I-2 | 54926 | G | I-2 |  | Landfill Gas |  | PJM_West | Indiana | 18 | St Joseph | 141 | 18141 | 0.8 | 13500 | 1994 | 9999 |  |  | N | Landfill Gas | [13 empty] | 0.24082 | 0.24082 | 0.24082 | 0.24082 | [11 empty] | Wabash Valley Power Association Inc | 100 | Wabash Valley Power Association Inc | 100
biomass | Prairie View I & II LFGTE | 54926_G_I-3 | 54926 | G | I-3 |  | Landfill Gas |  | PJM_West | Indiana | 18 | St Joseph | 141 | 18141 | 0.8 | 13500 | 1994 | 9999 |  |  | N | Landfill Gas | [13 empty] | 0.24082 | 0.24082 | 0.24082 | 0.24082 | [11 empty] | Wabash Valley Power Association Inc | 100 | Wabash Valley Power Association Inc | 100
biomass | Prairie View I & II LFGTE | 54926_G_I-4 | 54926 | G | I-4 |  | Landfill Gas |  | PJM_West | Indiana | 18 | St Joseph | 141 | 18141 | 0.8 | 13500 | 1994 | 9999 |  |  | N | Landfill Gas | [13 empty] | 0.24082 | 0.24082 | 0.24082 | 0.24082 | [11 empty] | Wabash Valley Power Association Inc | 100 | Wabash Valley Power Association Inc | 100
biomass | Prairie View I & II LFGTE | 54926_G_II-1 | 54926 | G | II-1 |  | Landfill Gas |  | PJM_West | Indiana | 18 | St Joseph | 141 | 18141 | 0.8 | 13500 | 2007 | 9999 |  |  | N | Landfill Gas | [13 empty] | 0.24082 | 0.24082 | 0.24082 | 0.24082 | [11 empty] | Wabash Valley Power Association Inc | 100 | Wabash Valley Power Association Inc | 100
biomass | Prairie View I & II LFGTE | 54926_G_II-2 | 54926 | G | II-2 |  | Landfill Gas |  | PJM_West | Indiana | 18 | St Joseph | 141 | 18141 | 0.8 | 13500 | 2007 | 9999 |  |  | N | Landfill Gas | [13 empty] | 0.24082 | 0.24082 | 0.24082 | 0.24082 | [11 empty] | Wabash Valley Power Association Inc | 100 | Wabash Valley Power Association Inc | 100
biomass | Prairie View I & II LFGTE | 54926_G_II-3 | 54926 | G | II-3 |  | Landfill Gas |  | PJM_West | Indiana | 18 | St Joseph | 141 | 18141 | 0.8 | 13500 | 2007 | 9999 |  |  | N | Landfill Gas | [13 empty] | 0.24082 | 0.24082 | 0.24082 | 0.24082 | [11 empty] | Wabash Valley Power Association Inc | 100 | Wabash Valley Power Association Inc | 100
biomass | Prairie View I & II LFGTE | 54926_G_II-4 | 54926 | G | II-4 |  | Landfill Gas |  | PJM_West | Indiana | 18 | St Joseph | 141 | 18141 | 0.8 | 13500 | 2007 | 9999 |  |  | N | Landfill Gas | [13 empty] | 0.24082 | 0.24082 | 0.24082 | 0.24082 | [11 empty] | Wabash Valley Power Association Inc | 100 | Wabash Valley Power Association Inc | 100
natural gas peaker | Grand Isle Gas Plant / Treating Station | 54927_G_1 | 54927 | G | 1 |  | Combustion Turbine | IC Engine | MIS_AMSO | Louisiana | 22 | Jefferson | 51 | 22051 | 2.9 | 14286 | 1965 | 9999 |  |  | N | Natural Gas | [13 empty] | 1.061 | 1.061 | 1.061 | 1.061 | [11 empty] | Exxon Mobil Production Co | 100 | ExxonMobil Corp | 100
natural gas peaker | Grand Isle Gas Plant / Treating Station | 54927_G_2 | 54927 | G | 2 |  | Combustion Turbine | IC Engine | MIS_AMSO | Louisiana | 22 | Jefferson | 51 | 22051 | 2.9 | 14286 | 1965 | 9999 |  |  | N | Natural Gas | [13 empty] | 1.061 | 1.061 | 1.061 | 1.061 | [11 empty] | Exxon Mobil Production Co | 100 | ExxonMobil Corp | 100
natural gas peaker | Grand Isle Gas Plant / Treating Station | 54927_G_3 | 54927 | G | 3 |  | Combustion Turbine | IC Engine | MIS_AMSO | Louisiana | 22 | Jefferson | 51 | 22051 | 2.9 | 14286 | 1965 | 9999 |  |  | N | Natural Gas | [13 empty] | 1.061 | 1.061 | 1.061 | 1.061 | [11 empty] | Exxon Mobil Production Co | 100 | ExxonMobil Corp | 100
natural gas peaker | Alliant SBD 9403 Aegon DC | 54929_G_6111 | 54929 | G | 6111 |  | Combustion Turbine | IC Engine | MIS_IA | Iowa | 19 | Linn | 113 | 19113 | 1.1 | 24834 | 1995 | 9999 |  |  | N | Distillate Fuel Oil | [12 empty] | 2.5 | 1.6498 | 1.6498 | 1.6498 | 1.6498 | [11 empty] | Alliant Energy Integ Ser Cogeneration | 100 | Alliant Energy Corp | 100
natural gas peaker | Alliant SBD 9403 Aegon DC | 54929_G_6112 | 54929 | G | 6112 |  | Combustion Turbine | IC Engine | MIS_IA | Iowa | 19 | Linn | 113 | 19113 | 1.5 | 24447 | 2003 | 9999 |  |  | N | Distillate Fuel Oil | [12 empty] | 2.5 | 1.6498 | 1.6498 | 1.6498 | 1.6498 | [11 empty] | Alliant Energy Integ Ser Cogeneration | 100 | Alliant Energy Corp | 100
natural gas peaker | Alliant SBD 9403 Aegon DC | 54929_G_6113 | 54929 | G | 6113 |  | Combustion Turbine | IC Engine | MIS_IA | Iowa | 19 | Linn | 113 | 19113 | 1.5 | 25000 | 2007 | 9999 |  |  | N | Distillate Fuel Oil | [13 empty] | 1.6498 | 1.6498 | 1.6498 | 1.6498 | [11 empty] | Alliant Energy Integ Ser Cogeneration | 100 | Alliant Energy Corp | 100
onshore wind | Ridgetop | 54931_G_WGN1 | 54931 | G | WGN1 |  | Onshore Wind |  | WECC_SCE | California | 6 | Kern | 29 | 06029 | 46.9 | 0 | 1994 | 9999 |  |  | N | Wind | [13 empty] | 0 | 0 | 0 | 0 | [11 empty] | Pacific Crest Power LLC | 100 | ArcLight Capital Partners LLC | 100
natural gas peaker | Richard J Donovan Correctional Facility | 54936_G_03 | 54936 | G | 03 |  | Combustion Turbine |  | WEC_SDGE | California | 6 | San Diego | 73 | 06073 | 2.2 | 8700 | 1987 | 9999 |  |  | Y | Natural Gas | [13 empty] | 0.01194 | 0.01194 | 0.01194 | 0.01194 | [11 empty] | California Dept of Corrections | 100 | California Dept of Corrections | 100
biomass | EKS Landfill | 54939_G_UNT1 | 54939 | G | UNT1 |  | Landfill Gas |  | MIS_MNWI | Minnesota | 27 | Dakota | 37 | 27037 | 1.5 | 13500 | 1994 | 9999 |  |  | N | Landfill Gas | [13 empty] | 0.24082 | 0.24082 | 0.24082 | 0.24082 | [11 empty] | WM Renewable Energy LLC | 100 | Waste Management Inc | 100
biomass | EKS Landfill | 54939_G_UNT2 | 54939 | G | UNT2 |  | Landfill Gas |  | MIS_MNWI | Minnesota | 27 | Dakota | 37 | 27037 | 1.5 | 13500 | 1994 | 9999 |  |  | N | Landfill Gas | [13 empty] | 0.24082 | 0.24082 | 0.24082 | 0.24082 | [11 empty] | WM Renewable Energy LLC | 100 | Waste Management Inc | 100
biomass | EKS Landfill | 54939_G_UNT4 | 54939 | G | UNT4 |  | Landfill Gas |  | MIS_MNWI | Minnesota | 27 | Dakota | 37 | 27037 | 1.5 | 13500 | 2011 | 9999 |  |  | N | Landfill Gas | [13 empty] | 0.24082 | 0.24082 | 0.24082 | 0.24082 | [11 empty] | WM Renewable Energy LLC | 100 | Waste Management Inc | 100
natural gas combined cycle | Univ of Oregon Central Power Station | 54950_G_CTG1 | 54950 | G | CTG1 |  | Combined Cycle |  | WECC_PNW | Oregon | 41 | Lane | 39 | 41039 | 7.5 | 8762 | 2012 | 9999 |  |  | Y | Natural Gas, Distillate Fuel Oil | [13 empty] | 0.024573 | 0.024573 | 0.024573 | 0.024573 | [11 empty] | University of Oregon | 100 | University of Oregon | 100
natural gas combined cycle | Univ of Oregon Central Power Station | 54950_G_STG1 | 54950 | G | STG1 |  | Combined Cycle |  | WECC_PNW | Oregon | 41 | Lane | 39 | 41039 | 1.5 | 8762 | 2012 | 9999 |  |  | Y | Natural Gas, Distillate Fuel Oil | [13 empty] | 0.024573 | 0.024573 | 0.024573 | 0.024573 | [11 empty] | University of Oregon | 100 | University of Oregon | 100
hydro | Hudson Falls Hydroelectric Project | 54953_G_GEN1 | 54953 | G | GEN1 |  | Hydro |  | NY_Z_F | New York | 36 | Saratoga | 91 | 36091 | 22 | 0 | 1995 | 9999 |  |  | N | Hydro | [13 empty] | 0 | 0 | 0 | 0 | [11 empty] | Northern Electric Power Co LP | 100 | Boralex Power Income Fund | 100
hydro | Hudson Falls Hydroelectric Project | 54953_G_GEN2 | 54953 | G | GEN2 |  | Hydro |  | NY_Z_F | New York | 36 | Saratoga | 91 | 36091 | 22 | 0 | 1995 | 9999 |  |  | N | Hydro | [13 empty] | 0 | 0 | 0 | 0 | [11 empty] | Northern Electric Power Co LP | 100 | Boralex Power Income Fund | 100
natural gas peaker | Deercroft I & II LFGTE | 54956_G_I-1 | 54956 | G | I-1 |  | Combustion Turbine | IC Engine | MIS_INKY | Indiana | 18 | LaPorte | 91 | 18091 | 0.8 | 12347 | 1999 | 9999 |  |  | N | Natural Gas | [13 empty] | 1.061 | 1.061 | 1.061 | 1.061 | [11 empty] | Wabash Valley Power Association Inc | 100 | Wabash Valley Power Association Inc | 100
natural gas peaker | Deercroft I & II LFGTE | 54956_G_I-2 | 54956 | G | I-2 |  | Combustion Turbine | IC Engine | MIS_INKY | Indiana | 18 | LaPorte | 91 | 18091 | 0.8 | 12348 | 1999 | 9999 |  |  | N | Natural Gas | [13 empty] | 1.061 | 1.061 | 1.061 | 1.061 | [11 empty] | Wabash Valley Power Association Inc | 100 | Wabash Valley Power Association Inc | 100
natural gas peaker | Deercroft I & II LFGTE | 54956_G_I-3 | 54956 | G | I-3 |  | Combustion Turbine | IC Engine | MIS_INKY | Indiana | 18 | LaPorte | 91 | 18091 | 0.8 | 12348 | 1999 | 9999 |  |  | N | Natural Gas | [13 empty] | 1.061 | 1.061 | 1.061 | 1.061 | [11 empty] | Wabash Valley Power Association Inc | 100 | Wabash Valley Power Association Inc | 100
natural gas peaker | Deercroft I & II LFGTE | 54956_G_I-4 | 54956 | G | I-4 |  | Combustion Turbine | IC Engine | MIS_INKY | Indiana | 18 | LaPorte | 91 | 18091 | 0.8 | 12348 | 1999 | 9999 |  |  | N | Natural Gas | [13 empty] | 1.061 | 1.061 | 1.061 | 1.061 | [11 empty] | Wabash Valley Power Association Inc | 100 | Wabash Valley Power Association Inc | 100
biomass | Deercroft I & II LFGTE | 54956_G_II-1 | 54956 | G | II-1 |  | Landfill Gas |  | MIS_INKY | Indiana | 18 | LaPorte | 91 | 18091 | 0.8 | 13500 | 2007 | 9999 |  |  | N | Landfill Gas | [13 empty] | 0.24082 | 0.24082 | 0.24082 | 0.24082 | [11 empty] | Wabash Valley Power Association Inc | 100 | Wabash Valley Power Association Inc | 100
biomass | Deercroft I & II LFGTE | 54956_G_II-2 | 54956 | G | II-2 |  | Landfill Gas |  | MIS_INKY | Indiana | 18 | LaPorte | 91 | 18091 | 0.8 | 13500 | 2007 | 9999 |  |  | N | Landfill Gas | [13 empty] | 0.24082 | 0.24082 | 0.24082 | 0.24082 | [11 empty] | Wabash Valley Power Association Inc | 100 | Wabash Valley Power Association Inc | 100
biomass | Deercroft I & II LFGTE | 54956_G_II-3 | 54956 | G | II-3 |  | Landfill Gas |  | MIS_INKY | Indiana | 18 | LaPorte | 91 | 18091 | 0.8 | 13500 | 2007 | 9999 |  |  | N | Landfill Gas | [13 empty] | 0.24082 | 0.24082 | 0.24082 | 0.24082 | [11 empty] | Wabash Valley Power Association Inc | 100 | Wabash Valley Power Association Inc | 100
biomass | Deercroft I & II LFGTE | 54956_G_II-4 | 54956 | G | II-4 |  | Landfill Gas |  | MIS_INKY | Indiana | 18 | LaPorte | 91 | 18091 | 0.8 | 13500 | 2007 | 9999 |  |  | N | Landfill Gas | [13 empty] | 0.24082 | 0.24082 | 0.24082 | 0.24082 | [11 empty] | Wabash Valley Power Association Inc | 100 | Wabash Valley Power Association Inc | 100
natural gas peaker | Alliant SBD 9502 Eaton | 54968_G_0385 | 54968 | G | 0385 |  | Combustion Turbine | IC Engine | MIS_IA | Iowa | 19 | Wright | 197 | 19197 | 1.8 | 25000 | 1995 | 9999 |  |  | N | Distillate Fuel Oil | [12 empty] | 0.879 | 1.6498 | 1.6498 | 1.6498 | 1.6498 | [11 empty] | Alliant Energy Integ Ser Cogeneration | 100 | Alliant Energy Corp | 100
natural gas peaker | Alliant SBD 9502 Eaton | 54968_G_0386 | 54968 | G | 0386 |  | Combustion Turbine | IC Engine | MIS_IA | Iowa | 19 | Wright | 197 | 19197 | 1.8 | 25000 | 1995 | 9999 |  |  | N | Distillate Fuel Oil | [12 empty] | 0.879 | 1.6498 | 1.6498 | 1.6498 | 1.6498 | [11 empty] | Alliant Energy Integ Ser Cogeneration | 100 | Alliant Energy Corp | 100
natural gas peaker | Alliant SBD 9502 Eaton | 54968_G_5824 | 54968 | G | 5824 |  | Combustion Turbine | IC Engine | MIS_IA | Iowa | 19 | Wright | 197 | 19197 | 1.8 | 25000 | 2000 | 9999 |  |  | N | Distillate Fuel Oil | [12 empty] | 0.879 | 1.6498 | 1.6498 | 1.6498 | 1.6498 | [11 empty] | Alliant Energy Integ Ser Cogeneration | 100 | Alliant Energy Corp | 100
hydro | Dixon Hydroelectric Dam | 54969_G_1 | 54969 | G | 1 |  | Hydro |  | PJM_COMD | Illinois | 17 | Lee | 103 | 17103 | 0.6 | 0 | 1925 | 9999 |  |  | N | Hydro | [13 empty] | 0 | 0 | 0 | 0 | [11 empty] | STS HydroPower Ltd | 100 | Energy Investors Funds Group | 100
hydro | Dixon Hydroelectric Dam | 54969_G_2 | 54969 | G | 2 |  | Hydro |  | PJM_COMD | Illinois | 17 | Lee | 103 | 17103 | 0.6 | 0 | 1925 | 9999 |  |  | N | Hydro | [13 empty] | 0 | 0 | 0 | 0 | [11 empty] | STS HydroPower Ltd | 100 | Energy Investors Funds Group | 100
hydro | Dixon Hydroelectric Dam | 54969_G_3 | 54969 | G | 3 |  | Hydro |  | PJM_COMD | Illinois | 17 | Lee | 103 | 17103 | 0.6 | 0 | 1925 | 9999 |  |  | N | Hydro | [13 empty] | 0 | 0 | 0 | 0 | [11 empty] | STS HydroPower Ltd | 100 | Energy Investors Funds Group | 100
hydro | Dixon Hydroelectric Dam | 54969_G_4 | 54969 | G | 4 |  | Hydro |  | PJM_COMD | Illinois | 17 | Lee | 103 | 17103 | 0.6 | 0 | 1925 | 9999 |  |  | N | Hydro | [13 empty] | 0 | 0 | 0 | 0 | [11 empty] | STS HydroPower Ltd | 100 | Energy Investors Funds Group | 100
hydro | Dixon Hydroelectric Dam | 54969_G_5 | 54969 | G | 5 |  | Hydro |  | PJM_COMD | Illinois | 17 | Lee | 103 | 17103 | 0.6 | 0 | 1925 | 9999 |  |  | N | Hydro | [13 empty] | 0 | 0 | 0 | 0 | [11 empty] | STS HydroPower Ltd | 100 | Energy Investors Funds Group | 100
biomass | Sauder Power Plant | 54974_G_UNT1 | 54974 | G | UNT1 |  | Biomass |  | PJM_ATSI | Ohio | 39 | Fulton | 51 | 39051 | 3.6 | 5301 | 1993 | 9999 |  |  | Y | Biomass | [13 empty] | 0.72925 | 0.72925 | 0.72925 | 0.72925 | [11 empty] | Sauder Woodworking Co | 100 | Sauder Woodworking Co | 100
biomass | Sauder Power Plant | 54974_G_UNT2 | 54974 | G | UNT2 |  | Biomass |  | PJM_ATSI | Ohio | 39 | Fulton | 51 | 39051 | 3.6 | 5301 | 1993 | 9999 |  |  | Y | Biomass | [13 empty] | 0.89756 | 0.89756 | 0.89756 | 0.89756 | [11 empty] | Sauder Woodworking Co | 100 | Sauder Woodworking Co | 100
onshore wind | Big Spring Wind Power Facility | 54979_G_WIND | 54979 | G | WIND |  | Onshore Wind |  | ERC_WEST | Texas | 48 | Howard | 227 | 48227 | 34.3 | 0 | 1998 | 9999 |  |  | N | Wind | [13 empty] | 0 | 0 | 0 | 0 | [11 empty] | Texas Big Springs LP | 100 | Energy Capital Partners | 100
biomass | Ocean County Landfill | 54980_G_UNT1 | 54980 | G | UNT1 |  | Landfill Gas |  | PJM_EMAC | New Jersey | 34 | Ocean | 29 | 34029 | 0.8 | 13500 | 1997 | 9999 |  |  | N | Landfill Gas | [13 empty] | 0.24082 | 0.24082 | 0.24082 | 0.24082 | [11 empty] | Manchester Renewable Power Corp | 100 | Manchester Renewable Power Corp | 100
biomass | Ocean County Landfill | 54980_G_UNT2 | 54980 | G | UNT2 |  | Landfill Gas |  | PJM_EMAC | New Jersey | 34 | Ocean | 29 | 34029 | 0.8 | 13500 | 1997 | 9999 |  |  | N | Landfill Gas | [13 empty] | 0.24082 | 0.24082 | 0.24082 | 0.24082 | [11 empty] | Manchester Renewable Power Corp | 100 | Manchester Renewable Power Corp | 100
biomass | Ocean County Landfill | 54980_G_UNT3 | 54980 | G | UNT3 |  | Landfill Gas |  | PJM_EMAC | New Jersey | 34 | Ocean | 29 | 34029 | 0.8 | 13500 | 1997 | 9999 |  |  | N | Landfill Gas | [13 empty] | 0.24082 | 0.24082 | 0.24082 | 0.24082 | [11 empty] | Manchester Renewable Power Corp | 100 | Manchester Renewable Power Corp | 100
biomass | Ocean County Landfill | 54980_G_UNT4 | 54980 | G | UNT4 |  | Landfill Gas |  | PJM_EMAC | New Jersey | 34 | Ocean | 29 | 34029 | 0.8 | 13500 | 1997 | 9999 |  |  | N | Landfill Gas | [13 empty] | 0.24082 | 0.24082 | 0.24082 | 0.24082 | [11 empty] | Manchester Renewable Power Corp | 100 | Manchester Renewable Power Corp | 100
biomass | Ocean County Landfill | 54980_G_UNT5 | 54980 | G | UNT5 |  | Landfill Gas |  | PJM_EMAC | New Jersey | 34 | Ocean | 29 | 34029 | 0.8 | 13500 | 1997 | 9999 |  |  | N | Landfill Gas | [13 empty] | 0.24082 | 0.24082 | 0.24082 | 0.24082 | [11 empty] | Manchester Renewable Power Corp | 100 | Manchester Renewable Power Corp | 100
biomass | Ocean County Landfill | 54980_G_UNT6 | 54980 | G | UNT6 |  | Landfill Gas |  | PJM_EMAC | New Jersey | 34 | Ocean | 29 | 34029 | 0.8 | 13500 | 1997 | 9999 |  |  | N | Landfill Gas | [13 empty] | 0.24082 | 0.24082 | 0.24082 | 0.24082 | [11 empty] | Manchester Renewable Power Corp | 100 | Manchester Renewable Power Corp | 100
biomass | Ocean County Landfill | 54980_G_UNT10 | 54980 | G | UNT10 |  | Landfill Gas |  | PJM_EMAC | New Jersey | 34 | Ocean | 29 | 34029 | 1.5 | 13500 | 2006 | 9999 |  |  | N | Landfill Gas | [13 empty] | 0.24082 | 0.24082 | 0.24082 | 0.24082 | [11 empty] | Manchester Renewable Power Corp | 100 | Manchester Renewable Power Corp | 100
biomass | Ocean County Landfill | 54980_G_UNT11 | 54980 | G | UNT11 |  | Landfill Gas |  | PJM_EMAC | New Jersey | 34 | Ocean | 29 | 34029 | 1.5 | 13500 | 2006 | 9999 |  |  | N | Landfill Gas | [13 empty] | 0.24082 | 0.24082 | 0.24082 | 0.24082 | [11 empty] | Manchester Renewable Power Corp | 100 | Manchester Renewable Power Corp | 100
biomass | Ocean County Landfill | 54980_G_UNT12 | 54980 | G | UNT12 |  | Landfill Gas |  | PJM_EMAC | New Jersey | 34 | Ocean | 29 | 34029 | 1.5 | 13500 | 2006 | 9999 |  |  | N | Landfill Gas | [13 empty] | 0.24082 | 0.24082 | 0.24082 | 0.24082 | [11 empty] | Manchester Renewable Power Corp | 100 | Manchester Renewable Power Corp | 100
biomass | Ocean County Landfill | 54980_G_UNT7 | 54980 | G | UNT7 |  | Landfill Gas |  | PJM_EMAC | New Jersey | 34 | Ocean | 29 | 34029 | 1.5 | 13500 | 2006 | 9999 |  |  | N | Landfill Gas | [13 empty] | 0.24082 | 0.24082 | 0.24082 | 0.24082 | [11 empty] | Manchester Renewable Power Corp | 100 | Manchester Renewable Power Corp | 100
biomass | Ocean County Landfill | 54980_G_UNT8 | 54980 | G | UNT8 |  | Landfill Gas |  | PJM_EMAC | New Jersey | 34 | Ocean | 29 | 34029 | 1.5 | 13500 | 2006 | 9999 |  |  | N | Landfill Gas | [13 empty] | 0.24082 | 0.24082 | 0.24082 | 0.24082 | [11 empty] | Manchester Renewable Power Corp | 100 | Manchester Renewable Power Corp | 100
biomass | Ocean County Landfill | 54980_G_UNT9 | 54980 | G | UNT9 |  | Landfill Gas |  | PJM_EMAC | New Jersey | 34 | Ocean | 29 | 34029 | 1.5 | 13500 | 2006 | 9999 |  |  | N | Landfill Gas | [13 empty] | 0.24082 | 0.24082 | 0.24082 | 0.24082 | [11 empty] | Manchester Renewable Power Corp | 100 | Manchester Renewable Power Corp | 100
hydro | Harris Energy Realty | 54981_G_NONO | 54981 | G | NONO |  | Hydro |  | NENGREST | Massachusetts | 25 | Hampden | 13 | 25013 | 0.5 | 0 | 1982 | 9999 |  |  | N | Hydro | [13 empty] | 0 | 0 | 0 | 0 | [11 empty] | Harris Energy & Realty Corp | 100 | Harris Energy & Realty Corp | 100
biomass | Salem Energy Systems LLC | 54984_G_UNT2 | 54984 | G | UNT2 |  | Landfill Gas |  | S_VACA | North Carolina | 37 | Forsyth | 67 | 37067 | 3.3 | 15091 | 2017 | 9999 |  |  | N | Landfill Gas | [13 empty] | 0.22117 | 0.22117 | 0.22117 | 0.22117 | [11 empty] | Salem Energy Systems LLC | 100 | DTE Energy Co | 100
natural gas peaker | Crestwood Dothan | 54985_G_GEN1 | 54985 | G | GEN1 |  | Combustion Turbine | IC Engine | S_SOU | Alabama | 1 | Houston | 69 | 01069 | 1.2 | 10745 | 1995 | 9999 |  |  | N | Distillate Fuel Oil | [12 empty] | 4 | 1.6498 | 1.6498 | 1.6498 | 1.6498 | [11 empty] | Crestwood Corp | 100 | Crestwood Corp | 100
natural gas peaker | Crestwood Dothan | 54985_G_GEN2 | 54985 | G | GEN2 |  | Combustion Turbine | IC Engine | S_SOU | Alabama | 1 | Houston | 69 | 01069 | 1.2 | 10745 | 1995 | 9999 |  |  | N | Distillate Fuel Oil | [12 empty] | 4 | 1.6498 | 1.6498 | 1.6498 | 1.6498 | [11 empty] | Crestwood Corp | 100 | Crestwood Corp | 100
natural gas peaker | Crestwood Dothan | 54985_G_GEN5 | 54985 | G | GEN5 |  | Combustion Turbine | IC Engine | S_SOU | Alabama | 1 | Houston | 69 | 01069 | 1.2 | 10745 | 1996 | 9999 |  |  | N | Distillate Fuel Oil | [12 empty] | 4 | 1.6498 | 1.6498 | 1.6498 | 1.6498 | [11 empty] | Crestwood Corp | 100 | Crestwood Corp | 100
natural gas peaker | Crestwood Dothan | 54985_G_GEN7 | 54985 | G | GEN7 |  | Combustion Turbine | IC Engine | S_SOU | Alabama | 1 | Houston | 69 | 01069 | 1.2 | 10745 | 1997 | 9999 |  |  | N | Distillate Fuel Oil | [12 empty] | 4 | 1.6498 | 1.6498 | 1.6498 | 1.6498 | [11 empty] | Crestwood Corp | 100 | Crestwood Corp | 100
natural gas peaker | Crestwood Dothan | 54985_G_GEN8 | 54985 | G | GEN8 |  | Combustion Turbine | IC Engine | S_SOU | Alabama | 1 | Houston | 69 | 01069 | 0.7 | 20050 | 1997 | 9999 |  |  | N | Distillate Fuel Oil | [12 empty] | 4 | 1.6498 | 1.6498 | 1.6498 | 1.6498 | [11 empty] | Crestwood Corp | 100 | Crestwood Corp | 100
natural gas peaker | Crestwood Dothan | 54985_G_GEN3 | 54985 | G | GEN3 |  | Combustion Turbine | IC Engine | S_SOU | Alabama | 1 | Houston | 69 | 01069 | 1.5 | 10745 | 2002 | 9999 |  |  | N | Distillate Fuel Oil | [12 empty] | 4 | 1.6498 | 1.6498 | 1.6498 | 1.6498 | [11 empty] | Crestwood Corp | 100 | Crestwood Corp | 100
natural gas peaker | Crestwood Dothan | 54985_G_GEN9 | 54985 | G | GEN9 |  | Combustion Turbine | IC Engine | S_SOU | Alabama | 1 | Houston | 69 | 01069 | 2 | 10745 | 2002 | 9999 |  |  | N | Distillate Fuel Oil | [12 empty] | 4 | 1.6498 | 1.6498 | 1.6498 | 1.6498 | [11 empty] | Crestwood Corp | 100 | Crestwood Corp | 100
biomass | Pine Tree Acres | 54989_G_GEN1 | 54989 | G | GEN1 |  | Landfill Gas |  | MIS_LMI | Michigan | 26 | Macomb | 99 | 26099 | 0.8 | 13500 | 1998 | 9999 |  |  | N | Landfill Gas | [13 empty] | 0.13376 | 0.13376 | 0.13376 | 0.13376 | [11 empty] | WM Renewable Energy LLC | 100 | Waste Management Inc | 100
biomass | Pine Tree Acres | 54989_G_GEN2 | 54989 | G | GEN2 |  | Landfill Gas |  | MIS_LMI | Michigan | 26 | Macomb | 99 | 26099 | 0.8 | 13500 | 1998 | 9999 |  |  | N | Landfill Gas | [13 empty] | 0.13376 | 0.13376 | 0.13376 | 0.13376 | [11 empty] | WM Renewable Energy LLC | 100 | Waste Management Inc | 100
biomass | Pine Tree Acres | 54989_G_GEN3 | 54989 | G | GEN3 |  | Landfill Gas |  | MIS_LMI | Michigan | 26 | Macomb | 99 | 26099 | 0.8 | 13500 | 1998 | 9999 |  |  | N | Landfill Gas | [13 empty] | 0.13376 | 0.13376 | 0.13376 | 0.13376 | [11 empty] | WM Renewable Energy LLC | 100 | Waste Management Inc | 100
biomass | Pine Tree Acres | 54989_G_GEN4 | 54989 | G | GEN4 |  | Landfill Gas |  | MIS_LMI | Michigan | 26 | Macomb | 99 | 26099 | 0.8 | 13500 | 1998 | 9999 |  |  | N | Landfill Gas | [13 empty] | 0.13376 | 0.13376 | 0.13376 | 0.13376 | [11 empty] | WM Renewable Energy LLC | 100 | Waste Management Inc | 100
biomass | Pine Tree Acres | 54989_G_GEN5 | 54989 | G | GEN5 |  | Landfill Gas |  | MIS_LMI | Michigan | 26 | Macomb | 99 | 26099 | 0.8 | 13500 | 1998 | 9999 |  |  | N | Landfill Gas | [13 empty] | 0.13376 | 0.13376 | 0.13376 | 0.13376 | [11 empty] | WM Renewable Energy LLC | 100 | Waste Management Inc | 100
biomass | Pine Tree Acres | 54989_G_GEN6 | 54989 | G | GEN6 |  | Landfill Gas |  | MIS_LMI | Michigan | 26 | Macomb | 99 | 26099 | 0.8 | 13500 | 2003 | 9999 |  |  | N | Landfill Gas | [13 empty] | 0.13376 | 0.13376 | 0.13376 | 0.13376 | [11 empty] | WM Renewable Energy LLC | 100 | Waste Management Inc | 100
biomass | Pine Tree Acres | 54989_G_GEN7 | 54989 | G | GEN7 |  | Landfill Gas |  | MIS_LMI | Michigan | 26 | Macomb | 99 | 26099 | 0.8 | 13500 | 2003 | 9999 |  |  | N | Landfill Gas | [13 empty] | 0.13376 | 0.13376 | 0.13376 | 0.13376 | [11 empty] | WM Renewable Energy LLC | 100 | Waste Management Inc | 100
biomass | Pine Tree Acres | 54989_G_GEN8 | 54989 | G | GEN8 |  | Landfill Gas |  | MIS_LMI | Michigan | 26 | Macomb | 99 | 26099 | 1.6 | 13500 | 2010 | 9999 |  |  | N | Landfill Gas | [13 empty] | 0.13376 | 0.13376 | 0.13376 | 0.13376 | [11 empty] | WM Renewable Energy LLC | 100 | Waste Management Inc | 100
biomass | Pine Tree Acres | 54989_G_GEN9 | 54989 | G | GEN9 |  | Landfill Gas |  | MIS_LMI | Michigan | 26 | Macomb | 99 | 26099 | 1.6 | 13500 | 2010 | 9999 |  |  | N | Landfill Gas | [13 empty] | 0.13376 | 0.13376 | 0.13376 | 0.13376 | [11 empty] | WM Renewable Energy LLC | 100 | Waste Management Inc | 100
hard coal | Indiana Harbor E 5 AC Station | 54995_B_501 | 54995 | B | 501 |  | Fossil Waste |  | MIS_INKY | Indiana | 18 | Lake | 89 | 18089 | 22.5 | 4136 | 1978 | 9999 |  |  | Y | Fossil Waste | [13 empty] | 0.05352 | 0.05352 | 0.05352 | 0.05352 | [11 empty] | Northlake Energy | 100 | Atlantic Power Corp | 100
hard coal | Indiana Harbor E 5 AC Station | 54995_B_502 | 54995 | B | 502 |  | Fossil Waste |  | MIS_INKY | Indiana | 18 | Lake | 89 | 18089 | 22.5 | 4136 | 1978 | 9999 |  |  | Y | Fossil Waste | [13 empty] | 0.05352 | 0.05352 | 0.05352 | 0.05352 | [11 empty] | Northlake Energy | 100 | Atlantic Power Corp | 100
hard coal | Indiana Harbor E 5 AC Station | 54995_B_503 | 54995 | B | 503 |  | Fossil Waste |  | MIS_INKY | Indiana | 18 | Lake | 89 | 18089 | 22.5 | 4136 | 1978 | 9999 |  |  | Y | Fossil Waste | [13 empty] | 0.05352 | 0.05352 | 0.05352 | 0.05352 | [11 empty] | Northlake Energy | 100 | Atlantic Power Corp | 100
hard coal | Indiana Harbor E 5 AC Station | 54995_B_504 | 54995 | B | 504 |  | Fossil Waste |  | MIS_INKY | Indiana | 18 | Lake | 89 | 18089 | 22.5 | 4136 | 2012 | 9999 |  |  | Y | Fossil Waste | [13 empty] | 0.05352 | 0.05352 | 0.05352 | 0.05352 | [11 empty] | Northlake Energy | 100 | Atlantic Power Corp | 100
geothermal | Salton Sea Power Gen Co - Unit 4 | 54996_G_4100 | 54996 | G | 4100 |  | Geothermal |  | WECC_IID | California | 6 | Imperial | 25 | 06025 | 44 | 9771 | 1996 | 9999 |  |  | N | Geothermal | [13 empty] | 0 | 0 | 0 | 0 | 0.4625 | 0.4625 | 0.4625 | [8 empty] | Salton Sea Power Generation Co | 99 | Berkshire Hathaway Inc | 100
municipal solid waste | Wheelabrator Portsmouth | 54998_B_12300 | 54998 | B | 12300 |  | Municipal Solid Waste |  | PJM_Dom | Virginia | 51 | Portsmouth City | 740 | 51740 | 11.6 | 20120 | 1988 | 9999 |  |  | Y | MSW | Dry Scrubber | 1996 | 0.7 | OFA |  |  |  | B | NA |  |  |  | 0.06 | 0.4 | 0.4 | 0.4 | 0.4 | 0.08 | 0.08 | 0.08 | [8 empty] | Wheelabrator Portsmouth Inc | 100 | Macquarie Bank Limited | 100
municipal solid waste | Wheelabrator Portsmouth | 54998_B_12400 | 54998 | B | 12400 |  | Municipal Solid Waste |  | PJM_Dom | Virginia | 51 | Portsmouth City | 740 | 51740 | 11.6 | 20120 | 1988 | 9999 |  |  | Y | MSW | Dry Scrubber | 1995 | 0.7 | OFA |  |  |  | B | NA |  |  |  | 0.06 | 0.4 | 0.4 | 0.4 | 0.4 | 0.08 | 0.08 | 0.08 | [8 empty] | Wheelabrator Portsmouth Inc | 100 | Macquarie Bank Limited | 100
municipal solid waste | Wheelabrator Portsmouth | 54998_B_12500 | 54998 | B | 12500 |  | Municipal Solid Waste |  | PJM_Dom | Virginia | 51 | Portsmouth City | 740 | 51740 | 11.6 | 20120 | 1988 | 9999 |  |  | Y | MSW | Dry Scrubber | 1995 | 0.7 | OFA |  |  |  | B | NA |  |  |  | 0.06 | 0.4 | 0.4 | 0.4 | 0.4 | 0.08 | 0.08 | 0.08 | [8 empty] | Wheelabrator Portsmouth Inc | 100 | Macquarie Bank Limited | 100
municipal solid waste | Wheelabrator Portsmouth | 54998_B_12600 | 54998 | B | 12600 |  | Municipal Solid Waste |  | PJM_Dom | Virginia | 51 | Portsmouth City | 740 | 51740 | 11.6 | 20120 | 1988 | 9999 |  |  | Y | MSW | Dry Scrubber | 1995 | 0.7 | OFA |  |  |  | B | NA |  |  |  | 0.06 | 0.4 | 0.4 | 0.4 | 0.4 | 0.08 | 0.08 | 0.08 | [8 empty] | Wheelabrator Portsmouth Inc | 100 | Macquarie Bank Limited | 100
biomass | Nashua Plant | 55006_G_UNT2 | 55006 | G | UNT2 |  | Landfill Gas |  | NENGREST | New Hampshire | 33 | Hillsborough | 11 | 33011 | 0.7 | 13500 | 1996 | 9999 |  |  | N | Landfill Gas | [12 empty] | 0.27 | 0.17629 | 0.17629 | 0.17629 | 0.17629 | [11 empty] | Suncook Energy LLC | 100 | FORTISTAR | 100
biomass | Nashua Plant | 55006_G_UNT3 | 55006 | G | UNT3 |  | Landfill Gas |  | NENGREST | New Hampshire | 33 | Hillsborough | 11 | 33011 | 1.5 | 13500 | 2016 | 9999 |  |  | N | Landfill Gas | [13 empty] | 0.17629 | 0.17629 | 0.17629 | 0.17629 | [11 empty] | Suncook Energy LLC | 100 | FORTISTAR | 100
hydro | Montgomery Creek Hydro | 55009_G_GEN1 | 55009 | G | GEN1 |  | Hydro |  | WEC_CALN | California | 6 | Shasta | 89 | 06089 | 2.6 | 0 | 1987 | 9999 |  |  | N | Hydro | [13 empty] | 0 | 0 | 0 | 0 | [11 empty] | El Dorado Hydro | 100 | Enel SpA | 100
natural gas combined cycle | LSP-Cottage Grove LP | 55010_G_CTG1 | 55010 | G | CTG1 | 3812 | Combined Cycle |  | MIS_MNWI | Minnesota | 27 | Washington | 163 | 27163 | 154 | 7291 | 1997 | 9999 |  |  | Y | Natural Gas, Distillate Fuel Oil |  |  |  |  | SCR | [8 empty] | 0.010395 | 0.010395 | 0.010395 | 0.010395 | [11 empty] | LSP Cottage Grove LP | 100 | D E Shaw & Co LP | 100
natural gas combined cycle | LSP-Cottage Grove LP | 55010_G_STG1 | 55010 | G | STG1 | 3812 | Combined Cycle |  | MIS_MNWI | Minnesota | 27 | Washington | 163 | 27163 | 97 | 7291 | 1997 | 9999 |  |  | Y | Natural Gas, Distillate Fuel Oil |  |  |  | NH3 | SCR | [8 empty] | 0.010395 | 0.010395 | 0.010395 | 0.010395 | [11 empty] | LSP Cottage Grove LP | 100 | D E Shaw & Co LP | 100
natural gas combined cycle | LSP-Whitewater LP | 55011_G_CTG1 | 55011 | G | CTG1 | 3813 | Combined Cycle |  | MIS_WUMS | Wisconsin | 55 | Jefferson | 55 | 55055 | 162 | 6761 | 1997 | 9999 |  |  | Y | Natural Gas, Distillate Fuel Oil |  |  |  |  | SCR | [8 empty] | 0.015768 | 0.015768 | 0.015768 | 0.015768 | [11 empty] | LSP Whitewater LP | 100 | D E Shaw & Co LP | 100
natural gas combined cycle | LSP-Whitewater LP | 55011_G_STG1 | 55011 | G | STG1 | 3813 | Combined Cycle |  | MIS_WUMS | Wisconsin | 55 | Jefferson | 55 | 55055 | 99 | 6761 | 1997 | 9999 |  |  | Y | Natural Gas, Distillate Fuel Oil |  |  |  | LNB | SCR | [8 empty] | 0.015768 | 0.015768 | 0.015768 | 0.015768 | [11 empty] | LSP Whitewater LP | 100 | D E Shaw & Co LP | 100
biomass | Greene Valley Gas Recovery | 55014_G_GEN1 | 55014 | G | GEN1 |  | Landfill Gas |  | PJM_COMD | Illinois | 17 | DuPage | 43 | 17043 | 2.9 | 17386 | 1996 | 9999 |  |  | N | Landfill Gas | [13 empty] | 0.24082 | 0.24082 | 0.24082 | 0.24082 | [11 empty] | Bio Energy Partners | 100 | Waste Management Inc | 100
biomass | Greene Valley Gas Recovery | 55014_G_GEN2 | 55014 | G | GEN2 |  | Landfill Gas |  | PJM_COMD | Illinois | 17 | DuPage | 43 | 17043 | 2.9 | 17386 | 1996 | 9999 |  |  | N | Landfill Gas | [13 empty] | 0.24082 | 0.24082 | 0.24082 | 0.24082 | [11 empty] | Bio Energy Partners | 100 | Waste Management Inc | 100
natural gas peaker | Sweeny Cogen Facility | 55015_G_GEN1 | 55015 | G | GEN1 | 3814 | Combustion Turbine |  | ERC_REST | Texas | 48 | Brazoria | 39 | 48039 | 109 | 8700 | 1997 | 9999 |  |  | Y | Natural Gas |  |  |  | DLNB | [8 empty] | 3 | 0.03325 | 0.03325 | 0.03325 | 0.03325 | [11 empty] | Sweeny Cogeneration LP | 100 | Phillips 66 Co | 100
natural gas peaker | Sweeny Cogen Facility | 55015_G_GEN2 | 55015 | G | GEN2 | 3815 | Combustion Turbine |  | ERC_REST | Texas | 48 | Brazoria | 39 | 48039 | 109 | 8700 | 1997 | 9999 |  |  | Y | Natural Gas |  |  |  | DLNB | [8 empty] | 3 | 0.01789 | 0.01789 | 0.01789 | 0.01789 | [11 empty] | Sweeny Cogeneration LP | 100 | Phillips 66 Co | 100
natural gas peaker | Sweeny Cogen Facility | 55015_G_GEN3 | 55015 | G | GEN3 | 3816 | Combustion Turbine |  | ERC_REST | Texas | 48 | Brazoria | 39 | 48039 | 109 | 8700 | 1997 | 9999 |  |  | Y | Natural Gas |  |  |  | DLNB | [8 empty] | 3 | 0.0162 | 0.0162 | 0.0162 | 0.0162 | [11 empty] | Sweeny Cogeneration LP | 100 | Phillips 66 Co | 100
natural gas peaker | Sweeny Cogen Facility | 55015_G_GEN4 | 55015 | G | GEN4 | 3817 | Combustion Turbine |  | ERC_REST | Texas | 48 | Brazoria | 39 | 48039 | 109 | 8700 | 2000 | 9999 |  |  | Y | Natural Gas |  |  |  | DLNB | [8 empty] | 3 | 0.01623 | 0.01623 | 0.01623 | 0.01623 | [11 empty] | Sweeny Cogeneration LP | 100 | Phillips 66 Co | 100
natural gas combined cycle | Dighton Power Plant | 55026_G_UNT1 | 55026 | G | UNT1 | 3818 | Combined Cycle |  | NENGREST | Massachusetts | 25 | Bristol | 5 | 25005 | 163.3 | 7881 | 1999 | 9999 |  |  | N | Natural Gas |  |  |  |  | SCR | [8 empty] | 0.014238 | 0.014238 | 0.014238 | 0.014238 | [11 empty] | Dighton Power LLC | 100 | Starwood Capital Group Global LLC | 100
natural gas peaker | De Pere Energy Center | 55029_G_CT01 | 55029 | G | CT01 | 3819 | Combustion Turbine |  | MIS_WUMS | Wisconsin | 55 | Brown | 9 | 55009 | 168.6 | 12331 | 1999 | 9999 |  |  | N | Natural Gas, Distillate Fuel Oil |  |  |  | H2O | [9 empty] | 0.09255 | 0.09255 | 0.09255 | 0.09255 | [11 empty] | Wisconsin Public Service Corp | 100 | WEC Energy Group Inc | 100
natural gas peaker | Androscoggin Energy Center | 55031_G_CT01 | 55031 | G | CT01 | 3820 | Combustion Turbine |  | NENG_ME | Maine | 23 | Franklin | 7 | 23007 | 51.2 | 8700 | 1999 | 9999 |  |  | Y | Natural Gas, Distillate Fuel Oil |  |  |  | DLNB + H2O | SCR | [8 empty] | 0.01604 | 0.01604 | 0.01604 | 0.01604 | [11 empty] | Pixelle Androscoggin LLC | 100 | Verso Paper Corp | 100
natural gas peaker | Androscoggin Energy Center | 55031_G_CT02 | 55031 | G | CT02 | 3821 | Combustion Turbine |  | NENG_ME | Maine | 23 | Franklin | 7 | 23007 | 45.2 | 8700 | 1999 | 9999 |  |  | Y | Natural Gas, Distillate Fuel Oil |  |  |  | DLNB + H2O | SCR | [8 empty] | 0.0148 | 0.0148 | 0.0148 | 0.0148 | [11 empty] | Pixelle Androscoggin LLC | 100 | Verso Paper Corp | 100
natural gas peaker | Androscoggin Energy Center | 55031_G_CT03 | 55031 | G | CT03 | 3822 | Combustion Turbine |  | NENG_ME | Maine | 23 | Franklin | 7 | 23007 | 44.1 | 8700 | 2000 | 9999 |  |  | Y | Natural Gas, Distillate Fuel Oil |  |  |  | DLNB + H2O | SCR | [8 empty] | 0.018 | 0.018 | 0.018 | 0.018 | [11 empty] | Pixelle Androscoggin LLC | 100 | Verso Paper Corp | 100
natural gas peaker | Rio Bravo | 55039_G_GT1 | 55039 | G | GT1 | 3824 | Combustion Turbine |  | WECC_NM | New Mexico | 35 | Bernalillo | 1 | 35001 | 138 | 11264 | 2000 | 9999 |  |  | N | Natural Gas, Distillate Fuel Oil |  |  |  | DLNB + H2O | [8 empty] | 0.74 | 0.0333 | 0.0333 | 0.0333 | 0.0333 | [11 empty] | Public Service Co of New Mexico | 100 | PNM Resources Inc | 100
natural gas combined cycle | Mid-Georgia Cogeneration Facility | 55040_G_CT1 | 55040 | G | CT1 | 3825 | Combined Cycle |  | S_SOU | Georgia | 13 | Houston | 153 | 13153 | 101.5 | 6585 | 1997 | 9999 |  |  | Y | Natural Gas, Distillate Fuel Oil |  |  |  | DLNB + H2O | SCR | [7 empty] | 0.052 | 0.14251 | 0.06932 | 0.14251 | 0.06932 | [11 empty] | Mid Georgia Cogeneration LP | 100 | ArcLight Capital Partners LLC | 100
natural gas combined cycle | Mid-Georgia Cogeneration Facility | 55040_G_ST1 | 55040 | G | ST1 | 3825 | Combined Cycle |  | S_SOU | Georgia | 13 | Houston | 153 | 13153 | 100 | 6585 | 1997 | 9999 |  |  | Y | Natural Gas, Distillate Fuel Oil |  |  |  | DLNB + H2O | SCR | [7 empty] | 0.052 | 0.14251 | 0.06932 | 0.14251 | 0.06932 | [11 empty] | Mid Georgia Cogeneration LP | 100 | ArcLight Capital Partners LLC | 100
natural gas combined cycle | Mid-Georgia Cogeneration Facility | 55040_G_CT2 | 55040 | G | CT2 | 3826 | Combined Cycle |  | S_SOU | Georgia | 13 | Houston | 153 | 13153 | 101.5 | 6585 | 1998 | 9999 |  |  | Y | Natural Gas, Distillate Fuel Oil |  |  |  | DLNB + H2O | SCR | [7 empty] | 0.052 | 0.14251 | 0.06932 | 0.14251 | 0.06932 | [11 empty] | Mid Georgia Cogeneration LP | 100 | ArcLight Capital Partners LLC | 100
natural gas combined cycle | Berkshire Power | 55041_G_GEN2 | 55041 | G | GEN2 | 3827 | Combined Cycle |  | NENGREST | Massachusetts | 25 | Hampden | 13 | 25013 | 229.3 | 7110 | 1999 | 9999 |  |  | N | Natural Gas |  |  |  |  | SCR | [8 empty] | 0.012461 | 0.012461 | 0.012461 | 0.012461 | [11 empty] | Berkshire Power Co LLC | 100 | Tenaska Inc | 100
natural gas combined cycle | Bridgeport Energy Project | 55042_G_GEN1 | 55042 | G | GEN1 | 3828 | Combined Cycle |  | NENG_CT | Connecticut | 9 | Fairfield | 1 | 09001 | 164 | 7097 | 1998 | 9999 |  |  | N | Natural Gas |  |  |  | LNB | SCR | [7 empty] | 0.001 | 0.019755 | 0.019755 | 0.019755 | 0.019755 | [11 empty] | Bridgeport LLC | 100 | Carlyle Group (The) | 100
natural gas combined cycle | Bridgeport Energy Project | 55042_G_GEN2 | 55042 | G | GEN2 | 3829 | Combined Cycle |  | NENG_CT | Connecticut | 9 | Fairfield | 1 | 09001 | 164 | 7097 | 1998 | 9999 |  |  | N | Natural Gas |  |  |  | LNB | SCR | [7 empty] | 0.001 | 0.019755 | 0.019755 | 0.019755 | 0.019755 | [11 empty] | Bridgeport LLC | 100 | Carlyle Group (The) | 100
natural gas combined cycle | Bridgeport Energy Project | 55042_G_GEN3 | 55042 | G | GEN3 | 3828 | Combined Cycle |  | NENG_CT | Connecticut | 9 | Fairfield | 1 | 09001 | 164 | 7097 | 1999 | 9999 |  |  | N | Natural Gas |  |  |  | LNB | SCR | [7 empty] | 0.001 | 0.019755 | 0.019755 | 0.019755 | 0.019755 | [11 empty] | Bridgeport LLC | 100 | Carlyle Group (The) | 100
natural gas combined cycle | Cherokee County Cogen | 55043_G_GT1 | 55043 | G | GT1 | 3830 | Combined Cycle |  | S_VACA | South Carolina | 45 | Cherokee | 21 | 45021 | 51 | 7646 | 1998 | 9999 |  |  | Y | Natural Gas |  |  |  |  | SCR | [8 empty] | 0.028208 | 0.028208 | 0.028208 | 0.028208 | [11 empty] | Cherokee County Cogeneration Partners LLC | 100 | LS Power Group | 100
natural gas combined cycle | Cherokee County Cogen | 55043_G_ST1 | 55043 | G | ST1 | 3830 | Combined Cycle |  | S_VACA | South Carolina | 45 | Cherokee | 21 | 45021 | 35 | 7646 | 1998 | 9999 |  |  | Y | Natural Gas |  |  |  |  | SCR | [8 empty] | 0.028208 | 0.028208 | 0.028208 | 0.028208 | [11 empty] | Cherokee County Cogeneration Partners LLC | 100 | LS Power Group | 100
natural gas combined cycle | Pasadena Cogeneration | 55047_G_CTG1 | 55047 | G | CTG1 | 3831 | Combined Cycle |  | ERC_REST | Texas | 48 | Harris | 201 | 48201 | 165 | 7109 | 1998 | 9999 |  |  | Y | Natural Gas |  |  |  |  | SCR | [8 empty] | 0.015586 | 0.015586 | 0.015586 | 0.015586 | [11 empty] | Calpine Corp | 100 | Energy Capital Partners | 100
natural gas combined cycle | Pasadena Cogeneration | 55047_G_STG1 | 55047 | G | STG1 | 3831 | Combined Cycle |  | ERC_REST | Texas | 48 | Harris | 201 | 48201 | 60 | 7109 | 1998 | 9999 |  |  | Y | Natural Gas |  |  |  |  | SCR | [8 empty] | 0.015586 | 0.015586 | 0.015586 | 0.015586 | [11 empty] | Calpine Corp | 100 | Energy Capital Partners | 100
natural gas combined cycle | Pasadena Cogeneration | 55047_G_CTG2 | 55047 | G | CTG2 | 3832 | Combined Cycle |  | ERC_REST | Texas | 48 | Harris | 201 | 48201 | 165 | 7109 | 2000 | 9999 |  |  | Y | Natural Gas |  |  |  |  | SCR | [8 empty] | 0.026342 | 0.026342 | 0.026342 | 0.026342 | [11 empty] | Calpine Corp | 100 | Energy Capital Partners | 100
natural gas combined cycle | Pasadena Cogeneration | 55047_G_CTG3 | 55047 | G | CTG3 | 3833 | Combined Cycle |  | ERC_REST | Texas | 48 | Harris | 201 | 48201 | 165 | 7109 | 2000 | 9999 |  |  | Y | Natural Gas |  |  |  |  | SCR | [8 empty] | 0.026342 | 0.026342 | 0.026342 | 0.026342 | [11 empty] | Calpine Corp | 100 | Energy Capital Partners | 100
natural gas combined cycle | Pasadena Cogeneration | 55047_G_STG2 | 55047 | G | STG2 | 3832 | Combined Cycle |  | ERC_REST | Texas | 48 | Harris | 201 | 48201 | 165 | 7109 | 2000 | 9999 |  |  | Y | Natural Gas |  |  |  |  | SCR | [8 empty] | 0.026342 | 0.026342 | 0.026342 | 0.026342 | [11 empty] | Calpine Corp | 100 | Energy Capital Partners | 100
natural gas combined cycle | Tiverton Power Plant | 55048_G_UNT1 | 55048 | G | UNT1 | 3836 | Combined Cycle |  | NENGREST | Rhode Island | 44 | Newport | 5 | 44005 | 177.4 | 7243 | 2000 | 9999 |  |  | N | Natural Gas |  |  |  |  | SCR | [8 empty] | 0.01098 | 0.01098 | 0.01098 | 0.01098 | [11 empty] | Tiverton Power LLC | 100 | Carlyle Group (The) | 100
natural gas combined cycle | Tiverton Power Plant | 55048_G_UNT2 | 55048 | G | UNT2 | 3836 | Combined Cycle |  | NENGREST | Rhode Island | 44 | Newport | 5 | 44005 | 90.6 | 7243 | 2000 | 9999 |  |  | N | Natural Gas |  |  |  | NH3 | SCR | [8 empty] | 0.01098 | 0.01098 | 0.01098 | 0.01098 | [11 empty] | Tiverton Power LLC | 100 | Carlyle Group (The) | 100
natural gas peaker | Axiall Plaquemine | 55051_G_X773 | 55051 | G | X773 |  | Combustion Turbine |  | MIS_AMSO | Louisiana | 22 | Iberville | 47 | 22047 | 75 | 8700 | 1997 | 9999 |  |  | Y | Natural Gas | [12 empty] | 5.261 | 0.09746 | 0.09746 | 0.09746 | 0.09746 | [11 empty] | Axiall Corp | 100 | Georgia Gulf Corp | 100
natural gas peaker | Axiall Plaquemine | 55051_G_X774 | 55051 | G | X774 |  | Combustion Turbine |  | MIS_AMSO | Louisiana | 22 | Iberville | 47 | 22047 | 75 | 8700 | 1997 | 9999 |  |  | Y | Natural Gas | [12 empty] | 5.261 | 0.09709 | 0.09709 | 0.09709 | 0.09709 | [11 empty] | Axiall Corp | 100 | Georgia Gulf Corp | 100
natural gas peaker | Axiall Plaquemine | 55051_G_X775 | 55051 | G | X775 |  | Combustion Turbine |  | MIS_AMSO | Louisiana | 22 | Iberville | 47 | 22047 | 75 | 8700 | 1997 | 9999 |  |  | Y | Natural Gas | [12 empty] | 5.261 | 0.09873 | 0.09873 | 0.09873 | 0.09873 | [11 empty] | Axiall Corp | 100 | Georgia Gulf Corp | 100
natural gas peaker | Jameson Gas Processing Plant | 55052_G_620 | 55052 | G | 620 |  | Combustion Turbine | IC Engine | ERC_WEST | Texas | 48 | Coke | 81 | 48081 | 0.4 | 14286 | 1981 | 9999 |  |  | N | Natural Gas | [13 empty] | 1.061 | 1.061 | 1.061 | 1.061 | [11 empty] | C & L Processors Partnership | 100 | Sago Energy LP | 100
natural gas peaker | Jameson Gas Processing Plant | 55052_G_621 | 55052 | G | 621 |  | Combustion Turbine | IC Engine | ERC_WEST | Texas | 48 | Coke | 81 | 48081 | 0.4 | 14286 | 1981 | 9999 |  |  | N | Natural Gas | [13 empty] | 1.061 | 1.061 | 1.061 | 1.061 | [11 empty] | C & L Processors Partnership | 100 | Sago Energy LP | 100
natural gas peaker | Jameson Gas Processing Plant | 55052_G_622 | 55052 | G | 622 |  | Combustion Turbine | IC Engine | ERC_WEST | Texas | 48 | Coke | 81 | 48081 | 0.5 | 14286 | 1986 | 9999 |  |  | N | Natural Gas | [13 empty] | 1.061 | 1.061 | 1.061 | 1.061 | [11 empty] | C & L Processors Partnership | 100 | Sago Energy LP | 100
natural gas peaker | Jameson Gas Processing Plant | 55052_G_GN410 | 55052 | G | GN410 |  | Combustion Turbine | IC Engine | ERC_WEST | Texas | 48 | Coke | 81 | 48081 | 0.5 | 11686 | 2017 | 9999 |  |  | N | Natural Gas | [13 empty] | 1.061 | 1.061 | 1.061 | 1.061 | [11 empty] | C & L Processors Partnership | 100 | Sago Energy LP | 100
biomass | Livingston Generating Facility | 55054_G_1 | 55054 | G | 1 |  | Landfill Gas |  | PJM_COMD | Illinois | 17 | Livingston | 105 | 17105 | 3.4 | 17400 | 1999 | 9999 |  |  | N | Landfill Gas | [13 empty] | 0.22117 | 0.22117 | 0.22117 | 0.22117 | [11 empty] | Hoosier Energy Rural Electric Coop Inc | 100 | Hoosier Energy Rural Electric Coop Inc | 100
biomass | Livingston Generating Facility | 55054_G_3 | 55054 | G | 3 |  | Landfill Gas |  | PJM_COMD | Illinois | 17 | Livingston | 105 | 17105 | 3.4 | 17401 | 1999 | 9999 |  |  | N | Landfill Gas | [13 empty] | 0.22117 | 0.22117 | 0.22117 | 0.22117 | [11 empty] | Hoosier Energy Rural Electric Coop Inc | 100 | Hoosier Energy Rural Electric Coop Inc | 100
biomass | Livingston Generating Facility | 55054_G_GEN2 | 55054 | G | GEN2 |  | Landfill Gas |  | PJM_COMD | Illinois | 17 | Livingston | 105 | 17105 | 3.4 | 17401 | 2000 | 9999 |  |  | N | Landfill Gas | [13 empty] | 0.22117 | 0.22117 | 0.22117 | 0.22117 | [11 empty] | Hoosier Energy Rural Electric Coop Inc | 100 | Hoosier Energy Rural Electric Coop Inc | 100
natural gas peaker | Tenaska Georgia Generation Facility | 55061_G_GTG1 | 55061 | G | GTG1 | 3837 | Combustion Turbine |  | S_SOU | Georgia | 13 | Heard | 149 | 13149 | 157.5 | 11628 | 2001 | 9999 |  |  | N | Natural Gas, Distillate Fuel Oil |  |  |  | DLNB + H2O | [8 empty] | 0.052 | 0.0313 | 0.0313 | 0.0313 | 0.0313 | [11 empty] | Tenaska Georgia Partners LP | 100 | Tenaska Inc | 100
natural gas peaker | Tenaska Georgia Generation Facility | 55061_G_GTG2 | 55061 | G | GTG2 | 3838 | Combustion Turbine |  | S_SOU | Georgia | 13 | Heard | 149 | 13149 | 157.5 | 11628 | 2001 | 9999 |  |  | N | Natural Gas, Distillate Fuel Oil |  |  |  | DLNB + H2O | [8 empty] | 0.052 | 0.03267 | 0.03267 | 0.03267 | 0.03267 | [11 empty] | Tenaska Georgia Partners LP | 100 | Tenaska Inc | 100
natural gas peaker | Tenaska Georgia Generation Facility | 55061_G_GTG3 | 55061 | G | GTG3 | 3839 | Combustion Turbine |  | S_SOU | Georgia | 13 | Heard | 149 | 13149 | 157.5 | 11628 | 2001 | 9999 |  |  | N | Natural Gas, Distillate Fuel Oil |  |  |  | DLNB + H2O | [8 empty] | 0.052 | 0.02844 | 0.02844 | 0.02844 | 0.02844 | [11 empty] | Tenaska Georgia Partners LP | 100 | Tenaska Inc | 100
natural gas peaker | Tenaska Georgia Generation Facility | 55061_G_GTG4 | 55061 | G | GTG4 | 3840 | Combustion Turbine |  | S_SOU | Georgia | 13 | Heard | 149 | 13149 | 157.5 | 11632 | 2002 | 9999 |  |  | N | Natural Gas, Distillate Fuel Oil |  |  |  | DLNB + H2O | [8 empty] | 0.052 | 0.04206 | 0.04206 | 0.04206 | 0.04206 | [11 empty] | Tenaska Georgia Partners LP | 100 | Tenaska Inc | 100
natural gas peaker | Tenaska Georgia Generation Facility | 55061_G_GTG5 | 55061 | G | GTG5 | 3841 | Combustion Turbine |  | S_SOU | Georgia | 13 | Heard | 149 | 13149 | 157.5 | 11632 | 2002 | 9999 |  |  | N | Natural Gas, Distillate Fuel Oil |  |  |  | DLNB + H2O | [8 empty] | 0.052 | 0.047 | 0.047 | 0.047 | 0.047 | [11 empty] | Tenaska Georgia Partners LP | 100 | Tenaska Inc | 100
natural gas peaker | Tenaska Georgia Generation Facility | 55061_G_GTG6 | 55061 | G | GTG6 | 3842 | Combustion Turbine |  | S_SOU | Georgia | 13 | Heard | 149 | 13149 | 157.5 | 11632 | 2002 | 9999 |  |  | N | Natural Gas, Distillate Fuel Oil |  |  |  | DLNB + H2O | [8 empty] | 0.052 | 0.03642 | 0.03642 | 0.03642 | 0.03642 | [11 empty] | Tenaska Georgia Partners LP | 100 | Tenaska Inc | 100
natural gas combined cycle | Tenaska Frontier Generation Station | 55062_G_GTG1 | 55062 | G | GTG1 | 3843 | Combined Cycle |  | ERC_FRNT | Texas | 48 | Grimes | 185 | 48185 | 155 | 7173 | 2000 | 9999 |  |  | N | Natural Gas, Distillate Fuel Oil |  |  |  | DLNB | [9 empty] | 0.039955 | 0.039955 | 0.039955 | 0.039955 | [11 empty] | Tenaska Frontier Partners Ltd | 100 | Tenaska Inc | 100
natural gas combined cycle | Tenaska Frontier Generation Station | 55062_G_GTG2 | 55062 | G | GTG2 | 3844 | Combined Cycle |  | ERC_FRNT | Texas | 48 | Grimes | 185 | 48185 | 155 | 7173 | 2000 | 9999 |  |  | N | Natural Gas, Distillate Fuel Oil |  |  |  | DLNB | [9 empty] | 0.039955 | 0.039955 | 0.039955 | 0.039955 | [11 empty] | Tenaska Frontier Partners Ltd | 100 | Tenaska Inc | 100
natural gas combined cycle | Tenaska Frontier Generation Station | 55062_G_GTG3 | 55062 | G | GTG3 | 3845 | Combined Cycle |  | ERC_FRNT | Texas | 48 | Grimes | 185 | 48185 | 155 | 7173 | 2000 | 9999 |  |  | N | Natural Gas, Distillate Fuel Oil |  |  |  | DLNB | [9 empty] | 0.039955 | 0.039955 | 0.039955 | 0.039955 | [11 empty] | Tenaska Frontier Partners Ltd | 100 | Tenaska Inc | 100
natural gas combined cycle | Tenaska Frontier Generation Station | 55062_G_STG1 | 55062 | G | STG1 | 3843 | Combined Cycle |  | ERC_FRNT | Texas | 48 | Grimes | 185 | 48185 | 395 | 7173 | 2000 | 9999 |  |  | N | Natural Gas, Distillate Fuel Oil |  |  |  | DLNB | [9 empty] | 0.039955 | 0.039955 | 0.039955 | 0.039955 | [11 empty] | Tenaska Frontier Partners Ltd | 100 | Tenaska Inc | 100
natural gas combined cycle | Batesville Generation Facility | 55063_G_CTG1 | 55063 | G | CTG1 | 3846 | Combined Cycle |  | S_C_TVA | Mississippi | 28 | Panola | 107 | 28107 | 176 | 7350 | 2000 | 9999 |  |  | N | Natural Gas |  |  |  |  | SCR | [8 empty] | 0.02559 | 0.02559 | 0.02559 | 0.02559 | [11 empty] | Cooperative Energy | 100 | South Mississippi Electric Power Association | 100
natural gas combined cycle | Batesville Generation Facility | 55063_G_CTG2 | 55063 | G | CTG2 | 3847 | Combined Cycle |  | S_C_TVA | Mississippi | 28 | Panola | 107 | 28107 | 176 | 7350 | 2000 | 9999 |  |  | N | Natural Gas |  |  |  |  | SCR | [8 empty] | 0.025081 | 0.025081 | 0.025081 | 0.025081 | [11 empty] | Cooperative Energy | 100 | South Mississippi Electric Power Association | 100
natural gas combined cycle | Batesville Generation Facility | 55063_G_CTG3 | 55063 | G | CTG3 | 3848 | Combined Cycle |  | S_C_TVA | Mississippi | 28 | Panola | 107 | 28107 | 176 | 7350 | 2000 | 9999 |  |  | N | Natural Gas |  |  |  |  | SCR | [8 empty] | 0.025991 | 0.025991 | 0.025991 | 0.025991 | [11 empty] | Cooperative Energy | 100 | South Mississippi Electric Power Association | 100
natural gas combined cycle | Batesville Generation Facility | 55063_G_STG1 | 55063 | G | STG1 | 3846 | Combined Cycle |  | S_C_TVA | Mississippi | 28 | Panola | 107 | 28107 | 110 | 7350 | 2000 | 9999 |  |  | N | Natural Gas |  |  |  | LNB | SCR | [8 empty] | 0.02559 | 0.02559 | 0.02559 | 0.02559 | [11 empty] | Cooperative Energy | 100 | South Mississippi Electric Power Association | 100
natural gas combined cycle | Batesville Generation Facility | 55063_G_STG2 | 55063 | G | STG2 | 3847 | Combined Cycle |  | S_C_TVA | Mississippi | 28 | Panola | 107 | 28107 | 110 | 7350 | 2000 | 9999 |  |  | N | Natural Gas |  |  |  | LNB | SCR | [8 empty] | 0.025081 | 0.025081 | 0.025081 | 0.025081 | [11 empty] | Cooperative Energy | 100 | South Mississippi Electric Power Association | 100
natural gas combined cycle | Batesville Generation Facility | 55063_G_STG3 | 55063 | G | STG3 | 3848 | Combined Cycle |  | S_C_TVA | Mississippi | 28 | Panola | 107 | 28107 | 110 | 7350 | 2000 | 9999 |  |  | N | Natural Gas |  |  |  | LNB | SCR | [8 empty] | 0.025991 | 0.025991 | 0.025991 | 0.025991 | [11 empty] | Cooperative Energy | 100 | South Mississippi Electric Power Association | 100
natural gas peaker | Black Hawk Station | 55064_G_UNT1 | 55064 | G | UNT1 | 3849 | Combustion Turbine |  | SPP_SPS | Texas | 48 | Hutchinson | 233 | 48233 | 111.2 | 8700 | 1999 | 9999 |  |  | Y | Natural Gas |  |  |  | DLNB | SCR | [7 empty] | 0.019 | 0.04964 | 0.04929 | 0.04964 | 0.04929 | [11 empty] | Quixx Corp | 44.55 | Xcel Energy Inc | 45
natural gas peaker | Black Hawk Station | 55064_G_UNT2B | 55064 | G | UNT2B | 3850 | Combustion Turbine |  | SPP_SPS | Texas | 48 | Hutchinson | 233 | 48233 | 113.3 | 8700 | 2005 | 9999 |  |  | Y | Natural Gas |  |  |  | DLNB | SCR | [7 empty] | 0.019 | 0.05034 | 0.05028 | 0.05034 | 0.05028 | [11 empty] | Quixx Corp | 44.55 | Xcel Energy Inc | 45
natural gas combined cycle | Mustang Station | 55065_G_GEN1 | 55065 | G | GEN1 | 3851 | Combined Cycle |  | SPP_SPS | Texas | 48 | Yoakum | 501 | 48501 | 154 | 7999 | 1999 | 9999 |  |  | N | Natural Gas |  |  |  | DLNB | [8 empty] | 0.015 | 0.030146 | 0.030146 | 0.030146 | 0.030146 | [11 empty] | Golden Spread Electric Coop Inc | 100 | Golden Spread Electric Coop Inc | 100
natural gas combined cycle | Mustang Station | 55065_G_GEN2 | 55065 | G | GEN2 | 3852 | Combined Cycle |  | SPP_SPS | Texas | 48 | Yoakum | 501 | 48501 | 153 | 7999 | 1999 | 9999 |  |  | N | Natural Gas |  |  |  | DLNB | [8 empty] | 0.015 | 0.030146 | 0.030146 | 0.030146 | 0.030146 | [11 empty] | Golden Spread Electric Coop Inc | 100 | Golden Spread Electric Coop Inc | 100
natural gas combined cycle | Mustang Station | 55065_G_GEN3 | 55065 | G | GEN3 | 3851 | Combined Cycle |  | SPP_SPS | Texas | 48 | Yoakum | 501 | 48501 | 157 | 7999 | 2000 | 9999 |  |  | N | Natural Gas |  |  |  | DLNB | [8 empty] | 0.015 | 0.030146 | 0.030146 | 0.030146 | 0.030146 | [11 empty] | Golden Spread Electric Coop Inc | 100 | Golden Spread Electric Coop Inc | 100
municipal solid waste | Heat Recovery Coke Facility | 55066_G_TG18 | 55066 | G | TG18 |  | Non-Fossil Waste |  | MIS_INKY | Indiana | 18 | Lake | 89 | 18089 | 88 | 11084 | 1998 | 9999 |  |  | N | Non-Fossil Waste | [13 empty] | 0 | 0 | 0 | 0 | [11 empty] | Cokenergy Inc | 100 | Atlantic Power Corp | 100
natural gas peaker | MPEA Energy Center | 55067_G_GEN4 | 55067 | G | GEN4 |  | Combustion Turbine | IC Engine | PJM_COMD | Illinois | 17 | Cook | 31 | 17031 | 2 | 12283 | 2010 | 9999 |  |  | N | Distillate Fuel Oil | [13 empty] | 1.6498 | 1.6498 | 1.6498 | 1.6498 | [11 empty] | MPEA Energy Center | 100 | ENGIE SA | 100
natural gas peaker | MPEA Energy Center | 55067_G_GEN5 | 55067 | G | GEN5 |  | Combustion Turbine | IC Engine | PJM_COMD | Illinois | 17 | Cook | 31 | 17031 | 2 | 12283 | 2010 | 9999 |  |  | N | Distillate Fuel Oil | [13 empty] | 1.6498 | 1.6498 | 1.6498 | 1.6498 | [11 empty] | MPEA Energy Center | 100 | ENGIE SA | 100
natural gas peaker | MPEA Energy Center | 55067_G_GEN6 | 55067 | G | GEN6 |  | Combustion Turbine | IC Engine | PJM_COMD | Illinois | 17 | Cook | 31 | 17031 | 2 | 12283 | 2010 | 9999 |  |  | N | Distillate Fuel Oil | [13 empty] | 1.6498 | 1.6498 | 1.6498 | 1.6498 | [11 empty] | MPEA Energy Center | 100 | ENGIE SA | 100
natural gas combined cycle | Maine Independence Station | 55068_G_GEN1 | 55068 | G | GEN1 | 3853 | Combined Cycle |  | NENG_ME | Maine | 23 | Penobscot | 19 | 23019 | 156.7 | 7528 | 2000 | 9999 |  |  | N | Natural Gas |  |  |  | DLNB | SCR | [8 empty] | 0.021164 | 0.021164 | 0.021164 | 0.021164 | [11 empty] | Casco Bay Energy Co LLC | 100 | Vistra Energy | 100
natural gas combined cycle | Maine Independence Station | 55068_G_GEN2 | 55068 | G | GEN2 | 3854 | Combined Cycle |  | NENG_ME | Maine | 23 | Penobscot | 19 | 23019 | 157.7 | 7528 | 2000 | 9999 |  |  | N | Natural Gas |  |  |  | DLNB | SCR | [8 empty] | 0.021164 | 0.021164 | 0.021164 | 0.021164 | [11 empty] | Casco Bay Energy Co LLC | 100 | Vistra Energy | 100
natural gas combined cycle | Maine Independence Station | 55068_G_GEN3 | 55068 | G | GEN3 | 3853 | Combined Cycle |  | NENG_ME | Maine | 23 | Penobscot | 19 | 23019 | 179.6 | 7528 | 2000 | 9999 |  |  | N | Natural Gas |  |  |  | DLNB | SCR | [8 empty] | 0.021164 | 0.021164 | 0.021164 | 0.021164 | [11 empty] | Casco Bay Energy Co LLC | 100 | Vistra Energy | 100
biomass | Lakeview Gas Recovery | 55074_G_GEN1 | 55074 | G | GEN1 |  | Landfill Gas |  | PJM_PENE | Pennsylvania | 42 | Erie | 49 | 42049 | 3 | 13500 | 1997 | 9999 |  |  | N | Landfill Gas | [13 empty] | 0.06265 | 0.06265 | 0.06265 | 0.06265 | [11 empty] | WM Renewable Energy LLC | 100 | Waste Management Inc | 100
biomass | Lakeview Gas Recovery | 55074_G_GEN2 | 55074 | G | GEN2 |  | Landfill Gas |  | PJM_PENE | Pennsylvania | 42 | Erie | 49 | 42049 | 3 | 13500 | 1997 | 9999 |  |  | N | Landfill Gas | [13 empty] | 0.06265 | 0.06265 | 0.06265 | 0.06265 | [11 empty] | WM Renewable Energy LLC | 100 | Waste Management Inc | 100
natural gas combined cycle | Pine Bluff Energy Center | 55075_G_CT01 | 55075 | G | CT01 | 3855 | Combined Cycle |  | MIS_AR | Arkansas | 5 | Jefferson | 69 | 05069 | 145 | 5623 | 2001 | 9999 |  |  | Y | Natural Gas |  |  |  | DLNB + H2O | [9 empty] | 0.03963 | 0.03963 | 0.03963 | 0.03963 | [11 empty] | Pine Bluff Energy LLC | 100 | Energy Capital Partners | 100
natural gas combined cycle | Pine Bluff Energy Center | 55075_G_ST01 | 55075 | G | ST01 | 3855 | Combined Cycle |  | MIS_AR | Arkansas | 5 | Jefferson | 69 | 05069 | 47 | 5623 | 2001 | 9999 |  |  | Y | Natural Gas |  |  |  | LNB | [9 empty] | 0.03963 | 0.03963 | 0.03963 | 0.03963 | [11 empty] | Pine Bluff Energy LLC | 100 | Energy Capital Partners | 100
hard coal | Red Hills Generating Facility | 55076_B_AA001 | 55076 | B | AA001 | 3856 | Coal Steam |  | S_C_TVA | Mississippi | 28 | Choctaw | 19 | 28019 | 220 | 11206 | 2002 | 9999 | FBC | dry | N | Lignite | Reagent Injection | 2002 | 0.915 | CF + other |  |  |  | B | NA | ACI | 2016 |  | 0.25 | 0.11259 | 0.11259 | 0.11259 | 0.11259 | 0.1 | 0.1 | 0.1 | 0.98 | Yes | 2016 | [5 empty] | Choctaw Generating LP | 100 | PurEnergy LLC | 100
hard coal | Red Hills Generating Facility | 55076_B_AA002 | 55076 | B | AA002 | 3857 | Coal Steam |  | S_C_TVA | Mississippi | 28 | Choctaw | 19 | 28019 | 220 | 11206 | 2002 | 9999 | FBC | dry | N | Lignite | Reagent Injection | 2002 | 0.915 | CF + other |  |  |  | B | NA | ACI | 2016 |  | 0.25 | 0.12052 | 0.12052 | 0.12052 | 0.12052 | 0.1 | 0.1 | 0.1 | 0.98 | Yes | 2016 | [5 empty] | Choctaw Generating LP | 100 | PurEnergy LLC | 100
natural gas combined cycle | Millennium Power | 55079_G_CT01 | 55079 | G | CT01 | 3862 | Combined Cycle |  | NENGREST | Massachusetts | 25 | Worcester | 27 | 25027 | 214.8 | 7223 | 2001 | 9999 |  |  | N | Natural Gas |  |  |  | H2O | SCR | [8 empty] | 0.012921 | 0.012921 | 0.012921 | 0.012921 | [11 empty] | Millennium Power Partners LP | 100 | Riverstone Holdings LLC | 100
natural gas combined cycle | Millennium Power | 55079_G_ST01 | 55079 | G | ST01 | 3862 | Combined Cycle |  | NENGREST | Massachusetts | 25 | Worcester | 27 | 25027 | 120.1 | 7223 | 2001 | 9999 |  |  | N | Natural Gas |  |  |  | H2O | SCR | [8 empty] | 0.012921 | 0.012921 | 0.012921 | 0.012921 | [11 empty] | Millennium Power Partners LP | 100 | Riverstone Holdings LLC | 100
natural gas peaker | Brownsville Peaking Power | 55081_G_1 | 55081 | G | 1 | 1456 | Combustion Turbine |  | S_C_TVA | Tennessee | 47 | Haywood | 75 | 47075 | 110 | 11344 | 1999 | 9999 |  |  | N | Natural Gas | [12 empty] | 5 | 0.05401 | 0.05401 | 0.05401 | 0.05401 | [11 empty] | Brownsville Power I LLC | 100 | Tennessee Valley Authority | 100
natural gas peaker | Brownsville Peaking Power | 55081_G_2 | 55081 | G | 2 | 1457 | Combustion Turbine |  | S_C_TVA | Tennessee | 47 | Haywood | 75 | 47075 | 110 | 11344 | 1999 | 9999 |  |  | N | Natural Gas | [12 empty] | 5 | 0.0541 | 0.0541 | 0.0541 | 0.0541 | [11 empty] | Brownsville Power I LLC | 100 | Tennessee Valley Authority | 100
natural gas peaker | Brownsville Peaking Power | 55081_G_3 | 55081 | G | 3 | 1458 | Combustion Turbine |  | S_C_TVA | Tennessee | 47 | Haywood | 75 | 47075 | 118 | 11344 | 1999 | 9999 |  |  | N | Natural Gas | [12 empty] | 5 | 0.08823 | 0.08823 | 0.08823 | 0.08823 | [11 empty] | Brownsville Power I LLC | 100 | Tennessee Valley Authority | 100
natural gas peaker | Brownsville Peaking Power | 55081_G_4 | 55081 | G | 4 | 1459 | Combustion Turbine |  | S_C_TVA | Tennessee | 47 | Haywood | 75 | 47075 | 118 | 11344 | 1999 | 9999 |  |  | N | Natural Gas | [12 empty] | 5 | 0.09126 | 0.09126 | 0.09126 | 0.09126 | [11 empty] | Brownsville Power I LLC | 100 | Tennessee Valley Authority | 100
natural gas combined cycle | Crockett Cogen Project | 55084_G_GE1 | 55084 | G | GE1 |  | Combined Cycle |  | WEC_CALN | California | 6 | Contra Costa | 13 | 06013 | 247.4 | 6218 | 1995 | 9999 |  |  | Y | Natural Gas |  |  |  | LNB + NH3 | SCR | [8 empty] | 0.01253 | 0.01253 | 0.01253 | 0.01253 | [11 empty] | Crockett Cogeneration | 100 | Starwood Capital Group Global LLC | 100
natural gas combined cycle | Gregory Power Facility | 55086_G_GT1A | 55086 | G | GT1A | 3863 | Combined Cycle |  | ERC_REST | Texas | 48 | San Patricio | 409 | 48409 | 141 | 5500 | 2000 | 9999 |  |  | Y | Natural Gas |  |  |  | DLNB | [9 empty] | 0.03032 | 0.03032 | 0.03032 | 0.03032 | [11 empty] | Gregory Power Partners LP | 100 | NRG Energy Inc | 100
natural gas combined cycle | Gregory Power Facility | 55086_G_GT1B | 55086 | G | GT1B | 3864 | Combined Cycle |  | ERC_REST | Texas | 48 | San Patricio | 409 | 48409 | 140 | 5500 | 2000 | 9999 |  |  | Y | Natural Gas |  |  |  | DLNB | [9 empty] | 0.03032 | 0.03032 | 0.03032 | 0.03032 | [11 empty] | Gregory Power Partners LP | 100 | NRG Energy Inc | 100
natural gas combined cycle | Gregory Power Facility | 55086_G_STG | 55086 | G | STG | 3863 | Combined Cycle |  | ERC_REST | Texas | 48 | San Patricio | 409 | 48409 | 85 | 5500 | 2000 | 9999 |  |  | Y | Natural Gas |  |  |  | LNB | [9 empty] | 0.03032 | 0.03032 | 0.03032 | 0.03032 | [11 empty] | Gregory Power Partners LP | 100 | NRG Energy Inc | 100
natural gas peaker | Zeeland Generating Station | 55087_G_1A | 55087 | G | 1A | 3865 | Combustion Turbine |  | MIS_LMI | Michigan | 26 | Ottawa | 139 | 26139 | 157.6 | 11966 | 2001 | 9999 |  |  | N | Natural Gas |  |  |  | DLNB | [8 empty] | 1.67 | 0.03357 | 0.03357 | 0.03357 | 0.03357 | [11 empty] | Consumers Energy Co | 100 | CMS Energy Corp | 100
natural gas peaker | Zeeland Generating Station | 55087_G_1B | 55087 | G | 1B | 3866 | Combustion Turbine |  | MIS_LMI | Michigan | 26 | Ottawa | 139 | 26139 | 157.1 | 11966 | 2001 | 9999 |  |  | N | Natural Gas |  |  |  | DLNB | [8 empty] | 1.67 | 0.03496 | 0.03496 | 0.03496 | 0.03496 | [11 empty] | Consumers Energy Co | 100 | CMS Energy Corp | 100
natural gas combined cycle | Zeeland Generating Station | 55087_G_2A | 55087 | G | 2A | 3867 | Combined Cycle |  | MIS_LMI | Michigan | 26 | Ottawa | 139 | 26139 | 159 | 7272 | 2002 | 9999 |  |  | N | Natural Gas |  |  |  | LNB | SCR | [7 empty] | 0.8 | 0.01046 | 0.01046 | 0.01046 | 0.01046 | [11 empty] | Consumers Energy Co | 100 | CMS Energy Corp | 100
natural gas combined cycle | Zeeland Generating Station | 55087_G_2B | 55087 | G | 2B | 3868 | Combined Cycle |  | MIS_LMI | Michigan | 26 | Ottawa | 139 | 26139 | 159.6 | 7272 | 2002 | 9999 |  |  | N | Natural Gas |  |  |  | LNB | SCR | [7 empty] | 0.8 | 0.01046 | 0.01046 | 0.01046 | 0.01046 | [11 empty] | Consumers Energy Co | 100 | CMS Energy Corp | 100
natural gas combined cycle | Zeeland Generating Station | 55087_G_2C | 55087 | G | 2C | 3867 | Combined Cycle |  | MIS_LMI | Michigan | 26 | Ottawa | 139 | 26139 | 207 | 7272 | 2002 | 9999 |  |  | N | Natural Gas |  |  |  | LNB | SCR | [7 empty] | 0.8 | 0.01046 | 0.01046 | 0.01046 | 0.01046 | [11 empty] | Consumers Energy Co | 100 | CMS Energy Corp | 100
natural gas peaker | Dearborn Industrial Generation | 55088_G_GTP1 | 55088 | G | GTP1 | 3869 | Combustion Turbine |  | MIS_LMI | Michigan | 26 | Wayne | 163 | 26163 | 163 | 10745 | 1999 | 9999 |  |  | N | Natural Gas |  |  |  | DLNB | [9 empty] | 0.03009 | 0.03009 | 0.03009 | 0.03009 | [11 empty] | Dearborn Industrial Generation LLC | 100 | CMS Energy Corp | 100
hard coal | Dearborn Industrial Generation | 55088_B_EUCTG1 | 55088 | B | EUCTG1 | 89291 | Fossil Waste |  | MIS_LMI | Michigan | 26 | Wayne | 163 | 26163 | 83 | 4746 | 2001 | 9999 | wall |  | Y | Fossil Waste |  |  |  | FR | [9 empty] | 0.02021 | 0.02021 | 0.02021 | 0.02021 | [11 empty] | Dearborn Industrial Generation LLC | 100 | CMS Energy Corp | 100
hard coal | Dearborn Industrial Generation | 55088_B_EUCTG2 | 55088 | B | EUCTG2 | 89292 | Fossil Waste |  | MIS_LMI | Michigan | 26 | Wayne | 163 | 26163 | 83 | 4746 | 2001 | 9999 | wall |  | Y | Fossil Waste |  |  |  | FR | [9 empty] | 0.01824 | 0.01824 | 0.01824 | 0.01824 | [11 empty] | Dearborn Industrial Generation LLC | 100 | CMS Energy Corp | 100
hard coal | Dearborn Industrial Generation | 55088_B_EUCTG3 | 55088 | B | EUCTG3 | 89293 | Fossil Waste |  | MIS_LMI | Michigan | 26 | Wayne | 163 | 26163 | 83 | 4746 | 2001 | 9999 | wall |  | Y | Fossil Waste |  |  |  | FR | [9 empty] | 0.02217 | 0.02217 | 0.02217 | 0.02217 | [11 empty] | Dearborn Industrial Generation LLC | 100 | CMS Energy Corp | 100
natural gas peaker | Dearborn Industrial Generation | 55088_G_GT 1 | 55088 | G | GT 1 | 89289 | Combustion Turbine |  | MIS_LMI | Michigan | 26 | Wayne | 163 | 26163 | 163 | 8700 | 2001 | 9999 |  |  | Y | Natural Gas |  |  |  | DLNB | [9 empty] | 0.02568 | 0.02568 | 0.02568 | 0.02568 | [11 empty] | Dearborn Industrial Generation LLC | 100 | CMS Energy Corp | 100
natural gas peaker | Dearborn Industrial Generation | 55088_G_GT2 | 55088 | G | GT2 | 89290 | Combustion Turbine |  | MIS_LMI | Michigan | 26 | Wayne | 163 | 26163 | 163 | 8700 | 2001 | 9999 |  |  | Y | Natural Gas |  |  |  | DLNB | [9 empty] | 0.02733 | 0.02733 | 0.02733 | 0.02733 | [11 empty] | Dearborn Industrial Generation LLC | 100 | CMS Energy Corp | 100
natural gas combined cycle | Taft Cogeneration Facility | 55089_G_CT1 | 55089 | G | CT1 | 3870 | Combined Cycle |  | MIS_AMSO | Louisiana | 22 | St Charles | 89 | 22089 | 146.6 | 6731 | 2002 | 9999 |  |  | Y | Natural Gas |  |  |  | DLNB | [9 empty] | 0.028661 | 0.028661 | 0.028661 | 0.028661 | [11 empty] | Occidental Chemical Corp | 100 | Occidental Petroleum Corp | 100
natural gas combined cycle | Taft Cogeneration Facility | 55089_G_CT2 | 55089 | G | CT2 | 3871 | Combined Cycle |  | MIS_AMSO | Louisiana | 22 | St Charles | 89 | 22089 | 142.9 | 6731 | 2002 | 9999 |  |  | Y | Natural Gas |  |  |  | DLNB | [9 empty] | 0.028661 | 0.028661 | 0.028661 | 0.028661 | [11 empty] | Occidental Chemical Corp | 100 | Occidental Petroleum Corp | 100
natural gas combined cycle | Taft Cogeneration Facility | 55089_G_CT3 | 55089 | G | CT3 | 3872 | Combined Cycle |  | MIS_AMSO | Louisiana | 22 | St Charles | 89 | 22089 | 150.3 | 6731 | 2002 | 9999 |  |  | Y | Natural Gas |  |  |  | DLNB | [9 empty] | 0.028661 | 0.028661 | 0.028661 | 0.028661 | [11 empty] | Occidental Chemical Corp | 100 | Occidental Petroleum Corp | 100
natural gas combined cycle | Taft Cogeneration Facility | 55089_G_ST1 | 55089 | G | ST1 | 3870 | Combined Cycle |  | MIS_AMSO | Louisiana | 22 | St Charles | 89 | 22089 | 299.1 | 6731 | 2002 | 9999 |  |  | Y | Natural Gas |  |  |  | LNB | [9 empty] | 0.028661 | 0.028661 | 0.028661 | 0.028661 | [11 empty] | Occidental Chemical Corp | 100 | Occidental Petroleum Corp | 100
biomass | Plummer Cogen | 55090_G_GEN1 | 55090 | G | GEN1 |  | Biomass |  | WECC_PNW | Idaho | 16 | Benewah | 9 | 16009 | 5.8 | 5415 | 1982 | 9999 |  |  | Y | Biomass | [13 empty] | 0.22033 | 0.22033 | 0.22033 | 0.22033 | [11 empty] | Stimson Lumber Co | 100 | Stimson Lumber Co | 100
natural gas combined cycle | Midlothian Energy Facility | 55091_G_STK1 | 55091 | G | STK1 | 3873 | Combined Cycle |  | ERC_REST | Texas | 48 | Ellis | 139 | 48139 | 260 | 7750 | 2000 | 9999 |  |  | N | Natural Gas |  |  |  | DLNB + H2O | SCR | [8 empty] | 0.01447 | 0.01447 | 0.01447 | 0.01447 | [11 empty] | Midlothian Energy LP | 100 | Vistra Energy | 100
natural gas combined cycle | Midlothian Energy Facility | 55091_G_STK2 | 55091 | G | STK2 | 3874 | Combined Cycle |  | ERC_REST | Texas | 48 | Ellis | 139 | 48139 | 260 | 7732 | 2000 | 9999 |  |  | N | Natural Gas |  |  |  | DLNB + H2O | SCR | [8 empty] | 0.014877 | 0.014877 | 0.014877 | 0.014877 | [11 empty] | Midlothian Energy LP | 100 | Vistra Energy | 100
natural gas combined cycle | Midlothian Energy Facility | 55091_G_STK3 | 55091 | G | STK3 | 3875 | Combined Cycle |  | ERC_REST | Texas | 48 | Ellis | 139 | 48139 | 260 | 7759 | 2000 | 9999 |  |  | N | Natural Gas |  |  |  | DLNB + H2O | SCR | [8 empty] | 0.014853 | 0.014853 | 0.014853 | 0.014853 | [11 empty] | Midlothian Energy LP | 100 | Vistra Energy | 100
natural gas combined cycle | Midlothian Energy Facility | 55091_G_STK4 | 55091 | G | STK4 | 3876 | Combined Cycle |  | ERC_REST | Texas | 48 | Ellis | 139 | 48139 | 259 | 7720 | 2000 | 9999 |  |  | N | Natural Gas |  |  |  | DLNB | SCR | [8 empty] | 0.015008 | 0.015008 | 0.015008 | 0.015008 | [11 empty] | Midlothian Energy LP | 100 | Vistra Energy | 100
natural gas combined cycle | Midlothian Energy Facility | 55091_G_STK5 | 55091 | G | STK5 | 3877 | Combined Cycle |  | ERC_REST | Texas | 48 | Ellis | 139 | 48139 | 279 | 7730 | 2001 | 9999 |  |  | N | Natural Gas |  |  |  | DLNB | SCR | [8 empty] | 0.015888 | 0.015888 | 0.015888 | 0.015888 | [11 empty] | American National Power Inc | 100 | Vistra Energy | 100
natural gas combined cycle | Midlothian Energy Facility | 55091_G_STK6 | 55091 | G | STK6 | 3878 | Combined Cycle |  | ERC_REST | Texas | 48 | Ellis | 139 | 48139 | 284 | 7695 | 2001 | 9999 |  |  | N | Natural Gas |  |  |  | DLNB | SCR | [8 empty] | 0.014356 | 0.014356 | 0.014356 | 0.014356 | [11 empty] | American National Power Inc | 100 | Vistra Energy | 100
biomass | MM Taunton Energy | 55093_G_UNT1 | 55093 | G | UNT1 |  | Landfill Gas |  | NENGREST | Massachusetts | 25 | Bristol | 5 | 25005 | 0.9 | 13500 | 1997 | 9999 |  |  | N | Landfill Gas | [13 empty] | 0.13831 | 0.13831 | 0.13831 | 0.13831 | [11 empty] | MM Taunton Energy LLC | 100 | FORTISTAR | 100
biomass | MM Taunton Energy | 55093_G_UNT2 | 55093 | G | UNT2 |  | Landfill Gas |  | NENGREST | Massachusetts | 25 | Bristol | 5 | 25005 | 0.9 | 13500 | 1997 | 9999 |  |  | N | Landfill Gas | [13 empty] | 0.13831 | 0.13831 | 0.13831 | 0.13831 | [11 empty] | MM Taunton Energy LLC | 100 | FORTISTAR | 100
biomass | MM Taunton Energy | 55093_G_UNT3 | 55093 | G | UNT3 |  | Landfill Gas |  | NENGREST | Massachusetts | 25 | Bristol | 5 | 25005 | 0.9 | 13500 | 2011 | 9999 |  |  | N | Landfill Gas | [13 empty] | 0.22407 | 0.22407 | 0.22407 | 0.22407 | [11 empty] | MM Taunton Energy LLC | 100 | FORTISTAR | 100
biomass | MM Taunton Energy | 55093_G_UNT4 | 55093 | G | UNT4 |  | Landfill Gas |  | NENGREST | Massachusetts | 25 | Bristol | 5 | 25005 | 0.9 | 13500 | 2011 | 9999 |  |  | N | Landfill Gas | [13 empty] | 0.21014 | 0.21014 | 0.21014 | 0.21014 | [11 empty] | MM Taunton Energy LLC | 100 | FORTISTAR | 100
biomass | MM San Diego-Miramar | 55094_G_UNT1 | 55094 | G | UNT1 |  | Landfill Gas |  | WEC_SDGE | California | 6 | San Diego | 73 | 06073 | 1.6 | 10236 | 1997 | 9999 |  |  | Y | Landfill Gas | [13 empty] | 0.12909 | 0.12909 | 0.12909 | 0.12909 | [11 empty] | MM San Diego LLC | 100 | FORTISTAR | 100
biomass | MM San Diego-Miramar | 55094_G_UNT2 | 55094 | G | UNT2 |  | Landfill Gas |  | WEC_SDGE | California | 6 | San Diego | 73 | 06073 | 1.6 | 10236 | 1997 | 9999 |  |  | Y | Landfill Gas | [13 empty] | 0.12909 | 0.12909 | 0.12909 | 0.12909 | [11 empty] | MM San Diego LLC | 100 | FORTISTAR | 100
biomass | MM San Diego-Miramar | 55094_G_UNT3 | 55094 | G | UNT3 |  | Landfill Gas |  | WEC_SDGE | California | 6 | San Diego | 73 | 06073 | 1.6 | 10236 | 1997 | 9999 |  |  | Y | Landfill Gas | [13 empty] | 0.12909 | 0.12909 | 0.12909 | 0.12909 | [11 empty] | MM San Diego LLC | 100 | FORTISTAR | 100
biomass | MM San Diego-Miramar | 55094_G_UNT4 | 55094 | G | UNT4 |  | Landfill Gas |  | WEC_SDGE | California | 6 | San Diego | 73 | 06073 | 1.6 | 10236 | 1997 | 9999 |  |  | Y | Landfill Gas | [13 empty] | 0.12909 | 0.12909 | 0.12909 | 0.12909 | [11 empty] | MM San Diego LLC | 100 | FORTISTAR | 100
natural gas steam turbine | Portside Energy | 55096_B_HRSG1 | 55096 | B | HRSG1 |  | O/G Steam |  | MIS_INKY | Indiana | 18 | Porter | 127 | 18127 | 19 | 8300 | 1997 | 9999 |  |  | Y | Natural Gas | [13 empty] | 0.03922 | 0.03922 | 0.03922 | 0.03922 | [11 empty] | Portside Energy Corp | 100 | Atlantic Power Corp | 100
natural gas peaker | Portside Energy | 55096_G_GT | 55096 | G | GT | 9950 | Combustion Turbine |  | MIS_INKY | Indiana | 18 | Porter | 127 | 18127 | 34 | 8700 | 1997 | 9999 |  |  | Y | Natural Gas |  |  |  | DLNB | SCR | [8 empty] | 0.04177 | 0.04177 | 0.04177 | 0.04177 | [11 empty] | Portside Energy Corp | 100 | Atlantic Power Corp | 100
natural gas combined cycle | Lamar Power Project | 55097_G_CTG1 | 55097 | G | CTG1 | 3879 | Combined Cycle |  | ERC_REST | Texas | 48 | Lamar | 277 | 48277 | 161 | 7254 | 2000 | 9999 |  |  | N | Natural Gas |  |  |  | DLNB | [9 empty] | 0.032856 | 0.032856 | 0.032856 | 0.032856 | [11 empty] | La Frontera Holdings LLC | 100 | Vistra Energy | 100
natural gas combined cycle | Lamar Power Project | 55097_G_CTG2 | 55097 | G | CTG2 | 3880 | Combined Cycle |  | ERC_REST | Texas | 48 | Lamar | 277 | 48277 | 153 | 7254 | 2000 | 9999 |  |  | N | Natural Gas |  |  |  | DLNB | [9 empty] | 0.032856 | 0.032856 | 0.032856 | 0.032856 | [11 empty] | La Frontera Holdings LLC | 100 | Vistra Energy | 100
natural gas combined cycle | Lamar Power Project | 55097_G_CTG3 | 55097 | G | CTG3 | 3881 | Combined Cycle |  | ERC_REST | Texas | 48 | Lamar | 277 | 48277 | 153 | 7254 | 2000 | 9999 |  |  | N | Natural Gas |  |  |  | DLNB | [9 empty] | 0.031931 | 0.031931 | 0.031931 | 0.031931 | [11 empty] | La Frontera Holdings LLC | 100 | Vistra Energy | 100
natural gas combined cycle | Lamar Power Project | 55097_G_CTG4 | 55097 | G | CTG4 | 3882 | Combined Cycle |  | ERC_REST | Texas | 48 | Lamar | 277 | 48277 | 161 | 7254 | 2000 | 9999 |  |  | N | Natural Gas |  |  |  | DLNB | [9 empty] | 0.031931 | 0.031931 | 0.031931 | 0.031931 | [11 empty] | La Frontera Holdings LLC | 100 | Vistra Energy | 100
natural gas combined cycle | Lamar Power Project | 55097_G_STG1 | 55097 | G | STG1 | 3879 | Combined Cycle |  | ERC_REST | Texas | 48 | Lamar | 277 | 48277 | 204 | 7254 | 2000 | 9999 |  |  | N | Natural Gas |  |  |  | LNB | [9 empty] | 0.032856 | 0.032856 | 0.032856 | 0.032856 | [11 empty] | La Frontera Holdings LLC | 100 | Vistra Energy | 100
natural gas combined cycle | Lamar Power Project | 55097_G_STG2 | 55097 | G | STG2 | 3881 | Combined Cycle |  | ERC_REST | Texas | 48 | Lamar | 277 | 48277 | 204 | 7254 | 2000 | 9999 |  |  | N | Natural Gas |  |  |  | LNB | [9 empty] | 0.031931 | 0.031931 | 0.031931 | 0.031931 | [11 empty] | La Frontera Holdings LLC | 100 | Vistra Energy | 100
natural gas combined cycle | Rumford Power, Inc | 55100_G_UNT1 | 55100 | G | UNT1 | 3893 | Combined Cycle |  | NENG_ME | Maine | 23 | Oxford | 17 | 23017 | 164 | 7653 | 2000 | 9999 |  |  | N | Natural Gas |  |  |  |  | SCR | [8 empty] | 0.027162 | 0.027162 | 0.027162 | 0.027162 | [11 empty] | Rumford Power Inc | 100 | Carlyle Group (The) | 100
natural gas combined cycle | Rumford Power, Inc | 55100_G_UNT2 | 55100 | G | UNT2 | 3893 | Combined Cycle |  | NENG_ME | Maine | 23 | Oxford | 17 | 23017 | 90 | 7653 | 2000 | 9999 |  |  | N | Natural Gas |  |  |  |  | SCR | [8 empty] | 0.027162 | 0.027162 | 0.027162 | 0.027162 | [11 empty] | Rumford Power Inc | 100 | Carlyle Group (The) | 100
natural gas peaker | Kalamazoo River Generating Station | 55101_G_0001 | 55101 | G | 0001 | 3894 | Combustion Turbine |  | MIS_LMI | Michigan | 26 | Kalamazoo | 77 | 26077 | 72 | 13029 | 1999 | 9999 |  |  | N | Natural Gas |  |  |  | other | [8 empty] | 1.67 | 0.04981 | 0.04981 | 0.04981 | 0.04981 | [11 empty] | CMS Generation MI Power LLC | 100 | CMS Energy Corp | 100
natural gas peaker | Livingston Generating Station | 55102_G_001 | 55102 | G | 001 | 3895 | Combustion Turbine |  | MIS_LMI | Michigan | 26 | Otsego | 137 | 26137 | 33 | 15331 | 1999 | 9999 |  |  | N | Natural Gas |  |  |  | H2O | [8 empty] | 1.67 | 0.31337 | 0.31337 | 0.31337 | 0.31337 | [11 empty] | CMS Generation MI Power LLC | 100 | CMS Energy Corp | 100
natural gas peaker | Livingston Generating Station | 55102_G_002 | 55102 | G | 002 | 3896 | Combustion Turbine |  | MIS_LMI | Michigan | 26 | Otsego | 137 | 26137 | 33 | 15336 | 1999 | 9999 |  |  | N | Natural Gas |  |  |  | H2O | [8 empty] | 1.67 | 0.28302 | 0.28302 | 0.28302 | 0.28302 | [11 empty] | CMS Generation MI Power LLC | 100 | CMS Energy Corp | 100
natural gas peaker | Livingston Generating Station | 55102_G_003 | 55102 | G | 003 | 3897 | Combustion Turbine |  | MIS_LMI | Michigan | 26 | Otsego | 137 | 26137 | 33 | 15336 | 1999 | 9999 |  |  | N | Natural Gas |  |  |  | H2O | [8 empty] | 1.67 | 0.22715 | 0.22715 | 0.22715 | 0.22715 | [11 empty] | CMS Generation MI Power LLC | 100 | CMS Energy Corp | 100
natural gas peaker | Livingston Generating Station | 55102_G_004 | 55102 | G | 004 | 3898 | Combustion Turbine |  | MIS_LMI | Michigan | 26 | Otsego | 137 | 26137 | 33 | 15336 | 1999 | 9999 |  |  | N | Natural Gas |  |  |  | H2O | [8 empty] | 1.67 | 0.31537 | 0.31537 | 0.31537 | 0.31537 | [11 empty] | CMS Generation MI Power LLC | 100 | CMS Energy Corp | 100
natural gas combined cycle | Klamath Cogeneration Plant | 55103_G_CT1 | 55103 | G | CT1 | 3899 | Combined Cycle |  | WECC_PNW | Oregon | 41 | Klamath | 35 | 41035 | 155 | 7240 | 2001 | 9999 |  |  | Y | Natural Gas |  |  |  |  | SCR | [8 empty] | 0.015701 | 0.015701 | 0.015701 | 0.015701 | [11 empty] | Klamath Energy LLC | 100 | Iberdrola SA | 100
natural gas combined cycle | Klamath Cogeneration Plant | 55103_G_CT2 | 55103 | G | CT2 | 3900 | Combined Cycle |  | WECC_PNW | Oregon | 41 | Klamath | 35 | 41035 | 155 | 7240 | 2001 | 9999 |  |  | Y | Natural Gas |  |  |  |  | SCR | [8 empty] | 0.015701 | 0.015701 | 0.015701 | 0.015701 | [11 empty] | Klamath Energy LLC | 100 | Iberdrola SA | 100
natural gas combined cycle | Klamath Cogeneration Plant | 55103_G_ST1 | 55103 | G | ST1 | 3899 | Combined Cycle |  | WECC_PNW | Oregon | 41 | Klamath | 35 | 41035 | 180 | 7240 | 2001 | 9999 |  |  | Y | Natural Gas |  |  |  | LNB | SCR | [8 empty] | 0.015701 | 0.015701 | 0.015701 | 0.015701 | [11 empty] | Klamath Energy LLC | 100 | Iberdrola SA | 100
natural gas combined cycle | Rhode Island State Energy Center | 55107_G_CTG1 | 55107 | G | CTG1 | 3903 | Combined Cycle |  | NENGREST | Rhode Island | 44 | Providence | 7 | 44007 | 168 | 7098 | 2002 | 9999 |  |  | N | Natural Gas |  |  |  | DLNB | SCR | [8 empty] | 0.0069 | 0.0069 | 0.0069 | 0.0069 | [11 empty] | Rhode Island State Energy Center LP | 100 | Carlyle Group (The) | 100
natural gas combined cycle | Rhode Island State Energy Center | 55107_G_CTG2 | 55107 | G | CTG2 | 3904 | Combined Cycle |  | NENGREST | Rhode Island | 44 | Providence | 7 | 44007 | 168 | 7098 | 2002 | 9999 |  |  | N | Natural Gas |  |  |  | DLNB | SCR | [8 empty] | 0.0069 | 0.0069 | 0.0069 | 0.0069 | [11 empty] | Rhode Island State Energy Center LP | 100 | Carlyle Group (The) | 100
natural gas combined cycle | Rhode Island State Energy Center | 55107_G_STG1 | 55107 | G | STG1 | 3903 | Combined Cycle |  | NENGREST | Rhode Island | 44 | Providence | 7 | 44007 | 218 | 7098 | 2002 | 9999 |  |  | N | Natural Gas |  |  |  | DLNB | SCR | [8 empty] | 0.0069 | 0.0069 | 0.0069 | 0.0069 | [11 empty] | Rhode Island State Energy Center LP | 100 | Carlyle Group (The) | 100
natural gas peaker | Rocky Road Power LLC | 55109_G_TG1 | 55109 | G | TG1 | 3908 | Combustion Turbine |  | PJM_COMD | Illinois | 17 | Kane | 89 | 17089 | 102.2 | 12087 | 1999 | 2045 |  |  | N | Natural Gas |  |  |  | DLNB | [8 empty] | 1 | 0.09782 | 0.09782 | 0.09782 | 0.09782 | [11 empty] | Rocky Road Power LLC | 100 | Carlyle Group (The) | 100
natural gas peaker | Rocky Road Power LLC | 55109_G_TG2 | 55109 | G | TG2 | 3909 | Combustion Turbine |  | PJM_COMD | Illinois | 17 | Kane | 89 | 17089 | 103.6 | 12087 | 1999 | 2045 |  |  | N | Natural Gas |  |  |  | DLNB | [8 empty] | 1 | 0.08497 | 0.08497 | 0.08497 | 0.08497 | [11 empty] | Rocky Road Power LLC | 100 | Carlyle Group (The) | 100
natural gas peaker | Rocky Road Power LLC | 55109_G_TG3 | 55109 | G | TG3 | 3910 | Combustion Turbine |  | PJM_COMD | Illinois | 17 | Kane | 89 | 17089 | 28.2 | 12084 | 1999 | 2045 |  |  | N | Natural Gas |  |  |  | H2O | [8 empty] | 1 | 0.14459 | 0.14459 | 0.14459 | 0.14459 | [11 empty] | Rocky Road Power LLC | 100 | Carlyle Group (The) | 100
natural gas peaker | Rocky Road Power LLC | 55109_G_T4 | 55109 | G | T4 | 3911 | Combustion Turbine |  | PJM_COMD | Illinois | 17 | Kane | 89 | 17089 | 104 | 12090 | 2000 | 2045 |  |  | N | Natural Gas |  |  |  | DLNB | [8 empty] | 1 | 0.07227 | 0.07227 | 0.07227 | 0.07227 | [11 empty] | Rocky Road Power LLC | 100 | Carlyle Group (The) | 100
natural gas peaker | Madison | 55110_G_CT1 | 55110 | G | CT1 | 3912 | Combustion Turbine |  | PJM_West | Ohio | 39 | Butler | 17 | 39017 | 71 | 13489 | 2000 | 9999 |  |  | N | Natural Gas |  |  |  | DLNB | [8 empty] | 0.5 | 0.03318 | 0.03318 | 0.03318 | 0.03318 | [11 empty] | Duke Energy Indiana | 100 | Duke Energy Corp | 100
natural gas peaker | Madison | 55110_G_CT2 | 55110 | G | CT2 | 3913 | Combustion Turbine |  | PJM_West | Ohio | 39 | Butler | 17 | 39017 | 71 | 13489 | 2000 | 9999 |  |  | N | Natural Gas |  |  |  | DLNB | [8 empty] | 0.5 | 0.04018 | 0.04018 | 0.04018 | 0.04018 | [11 empty] | Duke Energy Indiana | 100 | Duke Energy Corp | 100
natural gas peaker | Madison | 55110_G_CT3 | 55110 | G | CT3 | 3914 | Combustion Turbine |  | PJM_West | Ohio | 39 | Butler | 17 | 39017 | 69 | 13488 | 2000 | 9999 |  |  | N | Natural Gas |  |  |  | DLNB | [8 empty] | 0.5 | 0.03823 | 0.03823 | 0.03823 | 0.03823 | [11 empty] | Duke Energy Indiana | 100 | Duke Energy Corp | 100
natural gas peaker | Madison | 55110_G_CT4 | 55110 | G | CT4 | 3915 | Combustion Turbine |  | PJM_West | Ohio | 39 | Butler | 17 | 39017 | 70 | 13488 | 2000 | 9999 |  |  | N | Natural Gas |  |  |  | DLNB | [8 empty] | 0.5 | 0.04029 | 0.04029 | 0.04029 | 0.04029 | [11 empty] | Duke Energy Indiana | 100 | Duke Energy Corp | 100
natural gas peaker | Madison | 55110_G_CT5 | 55110 | G | CT5 | 3916 | Combustion Turbine |  | PJM_West | Ohio | 39 | Butler | 17 | 39017 | 70 | 13488 | 2000 | 9999 |  |  | N | Natural Gas |  |  |  | DLNB | [8 empty] | 0.5 | 0.03672 | 0.03672 | 0.03672 | 0.03672 | [11 empty] | Duke Energy Indiana | 100 | Duke Energy Corp | 100
natural gas peaker | Madison | 55110_G_CT6 | 55110 | G | CT6 | 3917 | Combustion Turbine |  | PJM_West | Ohio | 39 | Butler | 17 | 39017 | 72 | 13489 | 2000 | 9999 |  |  | N | Natural Gas |  |  |  | DLNB | [8 empty] | 0.5 | 0.0366 | 0.0366 | 0.0366 | 0.0366 | [11 empty] | Duke Energy Indiana | 100 | Duke Energy Corp | 100
natural gas peaker | Madison | 55110_G_CT7 | 55110 | G | CT7 | 3918 | Combustion Turbine |  | PJM_West | Ohio | 39 | Butler | 17 | 39017 | 73 | 13489 | 2000 | 9999 |  |  | N | Natural Gas |  |  |  | DLNB | [8 empty] | 0.5 | 0.03335 | 0.03335 | 0.03335 | 0.03335 | [11 empty] | Duke Energy Indiana | 100 | Duke Energy Corp | 100
natural gas peaker | Madison | 55110_G_CT8 | 55110 | G | CT8 | 3919 | Combustion Turbine |  | PJM_West | Ohio | 39 | Butler | 17 | 39017 | 70 | 13488 | 2000 | 9999 |  |  | N | Natural Gas |  |  |  | DLNB | [8 empty] | 0.5 | 0.03458 | 0.03458 | 0.03458 | 0.03458 | [11 empty] | Duke Energy Indiana | 100 | Duke Energy Corp | 100
natural gas peaker | Vermillion Energy Facility | 55111_G_CT1 | 55111 | G | CT1 | 3920 | Combustion Turbine |  | MIS_INKY | Indiana | 18 | Vermillion | 165 | 18165 | 72 | 13654 | 2000 | 9999 |  |  | N | Natural Gas |  |  |  | DLNB | [8 empty] | 1.6 | 0.03632 | 0.03632 | 0.03632 | 0.03632 | [11 empty] | Duke Energy Indiana | 62.5 | Duke Energy Corp | 62.5
natural gas peaker | Vermillion Energy Facility | 55111_G_CT2 | 55111 | G | CT2 | 3921 | Combustion Turbine |  | MIS_INKY | Indiana | 18 | Vermillion | 165 | 18165 | 72 | 13654 | 2000 | 9999 |  |  | N | Natural Gas |  |  |  | DLNB | [8 empty] | 1.6 | 0.03496 | 0.03496 | 0.03496 | 0.03496 | [11 empty] | Duke Energy Indiana | 62.5 | Duke Energy Corp | 62.5
natural gas peaker | Vermillion Energy Facility | 55111_G_CT3 | 55111 | G | CT3 | 3922 | Combustion Turbine |  | MIS_INKY | Indiana | 18 | Vermillion | 165 | 18165 | 71 | 13659 | 2000 | 9999 |  |  | N | Natural Gas |  |  |  | DLNB | [8 empty] | 1.6 | 0.03614 | 0.03614 | 0.03614 | 0.03614 | [11 empty] | Duke Energy Indiana | 62.5 | Duke Energy Corp | 62.5
natural gas peaker | Vermillion Energy Facility | 55111_G_CT4 | 55111 | G | CT4 | 3923 | Combustion Turbine |  | MIS_INKY | Indiana | 18 | Vermillion | 165 | 18165 | 73 | 13650 | 2000 | 9999 |  |  | N | Natural Gas |  |  |  | DLNB | [8 empty] | 1.6 | 0.03277 | 0.03277 | 0.03277 | 0.03277 | [11 empty] | Duke Energy Indiana | 62.5 | Duke Energy Corp | 62.5
natural gas peaker | Vermillion Energy Facility | 55111_G_CT5 | 55111 | G | CT5 | 3924 | Combustion Turbine |  | MIS_INKY | Indiana | 18 | Vermillion | 165 | 18165 | 71 | 13659 | 2000 | 9999 |  |  | N | Natural Gas |  |  |  | DLNB | [8 empty] | 1.6 | 0.04284 | 0.04284 | 0.04284 | 0.04284 | [11 empty] | Duke Energy Indiana | 62.5 | Duke Energy Corp | 62.5
natural gas peaker | Vermillion Energy Facility | 55111_G_CT6 | 55111 | G | CT6 | 3925 | Combustion Turbine |  | MIS_INKY | Indiana | 18 | Vermillion | 165 | 18165 | 72 | 13654 | 2000 | 9999 |  |  | N | Natural Gas |  |  |  | DLNB | [8 empty] | 1.6 | 0.03748 | 0.03748 | 0.03748 | 0.03748 | [11 empty] | Duke Energy Indiana | 62.5 | Duke Energy Corp | 62.5
natural gas peaker | Vermillion Energy Facility | 55111_G_CT7 | 55111 | G | CT7 | 3926 | Combustion Turbine |  | MIS_INKY | Indiana | 18 | Vermillion | 165 | 18165 | 72 | 13654 | 2000 | 9999 |  |  | N | Natural Gas |  |  |  | DLNB | [8 empty] | 1.6 | 0.03202 | 0.03202 | 0.03202 | 0.03202 | [11 empty] | Duke Energy Indiana | 62.5 | Duke Energy Corp | 62.5
natural gas peaker | Vermillion Energy Facility | 55111_G_CT8 | 55111 | G | CT8 | 3927 | Combustion Turbine |  | MIS_INKY | Indiana | 18 | Vermillion | 165 | 18165 | 73 | 13650 | 2000 | 9999 |  |  | N | Natural Gas |  |  |  | DLNB | [8 empty] | 1.6 | 0.03312 | 0.03312 | 0.03312 | 0.03312 | [11 empty] | Duke Energy Indiana | 62.5 | Duke Energy Corp | 62.5
natural gas combined cycle | Sutter Energy Center | 55112_G_CT01 | 55112 | G | CT01 | 3928 | Combined Cycle |  | WEC_CALN | California | 6 | Sutter | 101 | 06101 | 175 | 7766 | 2001 | 9999 |  |  | N | Natural Gas |  |  |  | DLNB | SCR | [8 empty] | 0.062703 | 0.062703 | 0.062703 | 0.062703 | [11 empty] | CCFC Sutter Energy LLC | 100 | Energy Capital Partners | 100
natural gas combined cycle | Sutter Energy Center | 55112_G_CT02 | 55112 | G | CT02 | 3929 | Combined Cycle |  | WEC_CALN | California | 6 | Sutter | 101 | 06101 | 175 | 7766 | 2001 | 9999 |  |  | N | Natural Gas |  |  |  | DLNB | SCR | [8 empty] | 0.062703 | 0.062703 | 0.062703 | 0.062703 | [11 empty] | CCFC Sutter Energy LLC | 100 | Energy Capital Partners | 100
natural gas combined cycle | Sutter Energy Center | 55112_G_ST01 | 55112 | G | ST01 | 3928 | Combined Cycle |  | WEC_CALN | California | 6 | Sutter | 101 | 06101 | 180 | 7766 | 2001 | 9999 |  |  | N | Natural Gas |  |  |  | LNB | SCR | [8 empty] | 0.062703 | 0.062703 | 0.062703 | 0.062703 | [11 empty] | CCFC Sutter Energy LLC | 100 | Energy Capital Partners | 100
natural gas peaker | Rockingham County CT Station | 55116_G_CT1 | 55116 | G | CT1 | 3935 | Combustion Turbine |  | S_VACA | North Carolina | 37 | Rockingham | 157 | 37157 | 165 | 11013 | 2000 | 9999 |  |  | N | Natural Gas, Distillate Fuel Oil |  |  |  | DLNB + H2O | [8 empty] | 2.3 | 0.04847 | 0.04847 | 0.04847 | 0.04847 | [11 empty] | Duke Energy Carolinas | 100 | Duke Energy Corp | 100
natural gas peaker | Rockingham County CT Station | 55116_G_CT2 | 55116 | G | CT2 | 3936 | Combustion Turbine |  | S_VACA | North Carolina | 37 | Rockingham | 157 | 37157 | 165 | 11013 | 2000 | 9999 |  |  | N | Natural Gas, Distillate Fuel Oil |  |  |  | DLNB + H2O | [8 empty] | 2.3 | 0.04793 | 0.04793 | 0.04793 | 0.04793 | [11 empty] | Duke Energy Carolinas | 100 | Duke Energy Corp | 100
natural gas peaker | Rockingham County CT Station | 55116_G_CT3 | 55116 | G | CT3 | 3937 | Combustion Turbine |  | S_VACA | North Carolina | 37 | Rockingham | 157 | 37157 | 165 | 11013 | 2000 | 9999 |  |  | N | Natural Gas, Distillate Fuel Oil |  |  |  | DLNB + H2O | [8 empty] | 2.3 | 0.0493 | 0.0493 | 0.0493 | 0.0493 | [11 empty] | Duke Energy Carolinas | 100 | Duke Energy Corp | 100
natural gas peaker | Rockingham County CT Station | 55116_G_CT4 | 55116 | G | CT4 | 3938 | Combustion Turbine |  | S_VACA | North Carolina | 37 | Rockingham | 157 | 37157 | 165 | 11013 | 2000 | 9999 |  |  | N | Natural Gas, Distillate Fuel Oil |  |  |  | DLNB + H2O | [8 empty] | 2.3 | 0.04793 | 0.04793 | 0.04793 | 0.04793 | [11 empty] | Duke Energy Carolinas | 100 | Duke Energy Corp | 100
natural gas peaker | Rockingham County CT Station | 55116_G_CT5 | 55116 | G | CT5 | 3939 | Combustion Turbine |  | S_VACA | North Carolina | 37 | Rockingham | 157 | 37157 | 165 | 11013 | 2000 | 9999 |  |  | N | Natural Gas, Distillate Fuel Oil |  |  |  | DLNB + H2O | [8 empty] | 2.3 | 0.04877 | 0.04877 | 0.04877 | 0.04877 | [11 empty] | Duke Energy Carolinas | 100 | Duke Energy Corp | 100
natural gas combined cycle | RS Cogen | 55117_G_RS-4 | 55117 | G | RS-4 | 3940 | Combined Cycle |  | MIS_WOTA | Louisiana | 22 | Calcasieu | 19 | 22019 | 80 | 7092 | 2002 | 9999 |  |  | Y | Natural Gas |  |  |  | LNB | SCR | [8 empty] | 0.053655 | 0.053655 | 0.053655 | 0.053655 | [11 empty] | Eagle US 2 LLC | 50 | Eagle US 2 LLC | 50
natural gas combined cycle | RS Cogen | 55117_G_RS-5 | 55117 | G | RS-5 | 3940 | Combined Cycle |  | MIS_WOTA | Louisiana | 22 | Calcasieu | 19 | 22019 | 167.7 | 7092 | 2002 | 9999 |  |  | Y | Natural Gas |  |  |  | DLNB | SCR | [8 empty] | 0.053655 | 0.053655 | 0.053655 | 0.053655 | [11 empty] | Eagle US 2 LLC | 50 | Eagle US 2 LLC | 50
natural gas combined cycle | RS Cogen | 55117_G_RS-6 | 55117 | G | RS-6 | 3941 | Combined Cycle |  | MIS_WOTA | Louisiana | 22 | Calcasieu | 19 | 22019 | 167.7 | 7092 | 2002 | 9999 |  |  | Y | Natural Gas |  |  |  | DLNB | SCR | [8 empty] | 0.053655 | 0.053655 | 0.053655 | 0.053655 | [11 empty] | Eagle US 2 LLC | 50 | Eagle US 2 LLC | 50
natural gas peaker | NAFTA Region Olefins Complex Cogen Fac | 55122_G_UN1 | 55122 | G | UN1 |  | Combustion Turbine |  | MIS_WOTA | Texas | 48 | Jefferson | 245 | 48245 | 35 | 8700 | 2001 | 9999 |  |  | Y | Natural Gas | [12 empty] | 3 | 0.02741 | 0.02741 | 0.02741 | 0.02741 | [11 empty] | BASF Corp | 60 | BASF SE | 60
natural gas peaker | NAFTA Region Olefins Complex Cogen Fac | 55122_G_UN2 | 55122 | G | UN2 |  | Combustion Turbine |  | MIS_WOTA | Texas | 48 | Jefferson | 245 | 48245 | 35 | 8700 | 2001 | 9999 |  |  | Y | Natural Gas | [12 empty] | 3 | 0.03409 | 0.03409 | 0.03409 | 0.03409 | [11 empty] | BASF Corp | 60 | BASF SE | 60
natural gas combined cycle | Magic Valley Generating Station | 55123_G_CTG1 | 55123 | G | CTG1 | 3951 | Combined Cycle |  | ERC_REST | Texas | 48 | Hidalgo | 215 | 48215 | 221 | 7300 | 2002 | 9999 |  |  | N | Natural Gas |  |  |  |  | SCR | [8 empty] | 0.014375 | 0.014375 | 0.014375 | 0.014375 | [11 empty] | Calpine Corp Magic Valley | 100 | Energy Capital Partners | 100
natural gas combined cycle | Magic Valley Generating Station | 55123_G_CTG2 | 55123 | G | CTG2 | 3952 | Combined Cycle |  | ERC_REST | Texas | 48 | Hidalgo | 215 | 48215 | 221 | 7300 | 2002 | 9999 |  |  | N | Natural Gas |  |  |  |  | SCR | [8 empty] | 0.014375 | 0.014375 | 0.014375 | 0.014375 | [11 empty] | Calpine Corp Magic Valley | 100 | Energy Capital Partners | 100
natural gas combined cycle | Magic Valley Generating Station | 55123_G_STG | 55123 | G | STG | 3951 | Combined Cycle |  | ERC_REST | Texas | 48 | Hidalgo | 215 | 48215 | 240 | 7300 | 2002 | 9999 |  |  | N | Natural Gas |  |  |  |  | SCR | [8 empty] | 0.014375 | 0.014375 | 0.014375 | 0.014375 | [11 empty] | Calpine Corp Magic Valley | 100 | Energy Capital Partners | 100
natural gas combined cycle | Griffith Energy LLC | 55124_G_CTG1 | 55124 | G | CTG1 | 3953 | Combined Cycle |  | WECC_AZ | Arizona | 4 | Mohave | 15 | 04015 | 147 | 7359 | 2002 | 9999 |  |  | N | Natural Gas |  |  |  | DLNB | SCR | [8 empty] | 0.0096987 | 0.0096987 | 0.0096987 | 0.0096987 | [11 empty] | Griffith Energy LLC | 100 | ArcLight Capital Partners LLC | 100
natural gas combined cycle | Griffith Energy LLC | 55124_G_CTG2 | 55124 | G | CTG2 | 3954 | Combined Cycle |  | WECC_AZ | Arizona | 4 | Mohave | 15 | 04015 | 147 | 7359 | 2002 | 9999 |  |  | N | Natural Gas |  |  |  | DLNB | SCR | [8 empty] | 0.0096987 | 0.0096987 | 0.0096987 | 0.0096987 | [11 empty] | Griffith Energy LLC | 100 | ArcLight Capital Partners LLC | 100
natural gas combined cycle | Griffith Energy LLC | 55124_G_STG | 55124 | G | STG | 3953 | Combined Cycle |  | WECC_AZ | Arizona | 4 | Mohave | 15 | 04015 | 276 | 7359 | 2002 | 9999 |  |  | N | Natural Gas |  |  |  | DLNB | SCR | [8 empty] | 0.0096987 | 0.0096987 | 0.0096987 | 0.0096987 | [11 empty] | Griffith Energy LLC | 100 | ArcLight Capital Partners LLC | 100
onshore wind | Vansycle | 55125_G_WGNS | 55125 | G | WGNS |  | Onshore Wind |  | WECC_PNW | Oregon | 41 | Umatilla | 59 | 41059 | 25 | 0 | 1998 | 9999 |  |  | N | Wind | [13 empty] | 0 | 0 | 0 | 0 | [11 empty] | ESI Vansycle Partners LP | 100 | NextEra Energy Inc | 100
natural gas combined cycle | Milford Power Project | 55126_G_CA01 | 55126 | G | CA01 | 3956 | Combined Cycle |  | NENG_CT | Connecticut | 9 | New Haven | 9 | 09009 | 270.9 | 7328 | 2004 | 9999 |  |  | N | Natural Gas |  |  |  | H2O | SCR | [7 empty] | 0.052 | 0.0066569 | 0.0066569 | 0.0066569 | 0.0066569 | [11 empty] | Milford Power Co LLC | 100 | Vistra Energy | 100
natural gas combined cycle | Milford Power Project | 55126_G_CA02 | 55126 | G | CA02 | 3957 | Combined Cycle |  | NENG_CT | Connecticut | 9 | New Haven | 9 | 09009 | 266.7 | 7337 | 2004 | 9999 |  |  | N | Natural Gas |  |  |  | H2O | SCR | [7 empty] | 0.052 | 0.0062692 | 0.0062692 | 0.0062692 | 0.0062692 | [11 empty] | Milford Power Co LLC | 100 | Vistra Energy | 100
natural gas peaker | Manchief Electric Generating Station | 55127_G_UN1 | 55127 | G | UN1 | 3958 | Combustion Turbine |  | WECC_CO | Colorado | 8 | Morgan | 87 | 08087 | 132 | 10745 | 2000 | 9999 |  |  | N | Natural Gas |  |  |  | DLNB | [8 empty] | 0.8 | 0.05559 | 0.05559 | 0.05559 | 0.05559 | [11 empty] | Manchief Power Co LLC | 100 | I Squared Capital | 100
natural gas peaker | Manchief Electric Generating Station | 55127_G_UN2 | 55127 | G | UN2 | 3959 | Combustion Turbine |  | WECC_CO | Colorado | 8 | Morgan | 87 | 08087 | 132 | 10745 | 2000 | 9999 |  |  | N | Natural Gas |  |  |  | DLNB | [8 empty] | 0.8 | 0.05499 | 0.05499 | 0.05499 | 0.05499 | [11 empty] | Manchief Power Co LLC | 100 | I Squared Capital | 100
natural gas peaker | Walton County Power LLC | 55128_G_101G | 55128 | G | 101G | 3960 | Combustion Turbine |  | S_SOU | Georgia | 13 | Walton | 297 | 13297 | 151.5 | 10745 | 2001 | 9999 |  |  | N | Natural Gas |  |  |  | DLNB | [8 empty] | 0.33 | 0.05276 | 0.05276 | 0.05276 | 0.05276 | [11 empty] | Walton County Power LLC | 100 | Carlyle Group (The) | 100
natural gas peaker | Walton County Power LLC | 55128_G_102G | 55128 | G | 102G | 3961 | Combustion Turbine |  | S_SOU | Georgia | 13 | Walton | 297 | 13297 | 151.5 | 10745 | 2001 | 9999 |  |  | N | Natural Gas |  |  |  | DLNB | [8 empty] | 0.33 | 0.04974 | 0.04974 | 0.04974 | 0.04974 | [11 empty] | Walton County Power LLC | 100 | Carlyle Group (The) | 100
natural gas peaker | Walton County Power LLC | 55128_G_103G | 55128 | G | 103G | 3962 | Combustion Turbine |  | S_SOU | Georgia | 13 | Walton | 297 | 13297 | 151.5 | 10745 | 2001 | 9999 |  |  | N | Natural Gas |  |  |  | DLNB | [8 empty] | 0.33 | 0.04379 | 0.04379 | 0.04379 | 0.04379 | [11 empty] | Walton County Power LLC | 100 | Carlyle Group (The) | 100
natural gas combined cycle | Desert Basin | 55129_G_CTG1 | 55129 | G | CTG1 | 3964 | Combined Cycle |  | WECC_AZ | Arizona | 4 | Pinal | 21 | 04021 | 162 | 7402 | 2001 | 9999 |  |  | N | Natural Gas |  |  |  |  | SCR | [8 empty] | 0.010793 | 0.010793 | 0.010793 | 0.010793 | [11 empty] | Salt River Project | 100 | Salt River Project | 100
natural gas combined cycle | Desert Basin | 55129_G_CTG2 | 55129 | G | CTG2 | 3965 | Combined Cycle |  | WECC_AZ | Arizona | 4 | Pinal | 21 | 04021 | 162 | 7402 | 2001 | 9999 |  |  | N | Natural Gas |  |  |  |  | SCR | [8 empty] | 0.010793 | 0.010793 | 0.010793 | 0.010793 | [11 empty] | Salt River Project | 100 | Salt River Project | 100
natural gas combined cycle | Desert Basin | 55129_G_STG | 55129 | G | STG | 3964 | Combined Cycle |  | WECC_AZ | Arizona | 4 | Pinal | 21 | 04021 | 253 | 7402 | 2001 | 9999 |  |  | N | Natural Gas |  |  |  | LNB | SCR | [8 empty] | 0.010793 | 0.010793 | 0.010793 | 0.010793 | [11 empty] | Salt River Project | 100 | Salt River Project | 100
natural gas combined cycle | Kendall County Generation Facility | 55131_G_CTG1 | 55131 | G | CTG1 | 3966 | Combined Cycle |  | PJM_COMD | Illinois | 17 | Kendall | 93 | 17093 | 160 | 7532 | 2002 | 2045 |  |  | N | Natural Gas |  |  |  | DLNB + STM | SCR | [8 empty] | 0.011768 | 0.011768 | 0.011768 | 0.011768 | [11 empty] | Kendall Power Co LLC | 100 | Vistra Energy | 100
natural gas combined cycle | Kendall County Generation Facility | 55131_G_CTG2 | 55131 | G | CTG2 | 3967 | Combined Cycle |  | PJM_COMD | Illinois | 17 | Kendall | 93 | 17093 | 160 | 7532 | 2002 | 2045 |  |  | N | Natural Gas |  |  |  | DLNB + STM | SCR | [8 empty] | 0.012702 | 0.012702 | 0.012702 | 0.012702 | [11 empty] | Kendall Power Co LLC | 100 | Vistra Energy | 100
natural gas combined cycle | Kendall County Generation Facility | 55131_G_CTG3 | 55131 | G | CTG3 | 3968 | Combined Cycle |  | PJM_COMD | Illinois | 17 | Kendall | 93 | 17093 | 160 | 7532 | 2002 | 2045 |  |  | N | Natural Gas |  |  |  | DLNB + STM | SCR | [8 empty] | 0.013446 | 0.013446 | 0.013446 | 0.013446 | [11 empty] | Kendall Power Co LLC | 100 | Vistra Energy | 100
natural gas combined cycle | Kendall County Generation Facility | 55131_G_CTG4 | 55131 | G | CTG4 | 3969 | Combined Cycle |  | PJM_COMD | Illinois | 17 | Kendall | 93 | 17093 | 160 | 7532 | 2002 | 2045 |  |  | N | Natural Gas |  |  |  | DLNB + STM | SCR | [8 empty] | 0.013048 | 0.013048 | 0.013048 | 0.013048 | [11 empty] | Kendall Power Co LLC | 100 | Vistra Energy | 100
natural gas combined cycle | Kendall County Generation Facility | 55131_G_STG1 | 55131 | G | STG1 | 3966 | Combined Cycle |  | PJM_COMD | Illinois | 17 | Kendall | 93 | 17093 | 125 | 7532 | 2002 | 2045 |  |  | N | Natural Gas |  |  |  | DLNB + LNB + NH3 + STM | SCR | [8 empty] | 0.011768 | 0.011768 | 0.011768 | 0.011768 | [11 empty] | Kendall Power Co LLC | 100 | Vistra Energy | 100
natural gas combined cycle | Kendall County Generation Facility | 55131_G_STG2 | 55131 | G | STG2 | 3967 | Combined Cycle |  | PJM_COMD | Illinois | 17 | Kendall | 93 | 17093 | 125 | 7532 | 2002 | 2045 |  |  | N | Natural Gas |  |  |  | DLNB + LNB + NH3 + STM | SCR | [8 empty] | 0.012702 | 0.012702 | 0.012702 | 0.012702 | [11 empty] | Kendall Power Co LLC | 100 | Vistra Energy | 100
natural gas combined cycle | Kendall County Generation Facility | 55131_G_STG3 | 55131 | G | STG3 | 3968 | Combined Cycle |  | PJM_COMD | Illinois | 17 | Kendall | 93 | 17093 | 125 | 7532 | 2002 | 2045 |  |  | N | Natural Gas |  |  |  | DLNB + LNB + NH3 + STM | SCR | [8 empty] | 0.013446 | 0.013446 | 0.013446 | 0.013446 | [11 empty] | Kendall Power Co LLC | 100 | Vistra Energy | 100
natural gas combined cycle | Kendall County Generation Facility | 55131_G_STG4 | 55131 | G | STG4 | 3969 | Combined Cycle |  | PJM_COMD | Illinois | 17 | Kendall | 93 | 17093 | 125 | 7532 | 2002 | 2045 |  |  | N | Natural Gas |  |  |  | DLNB + LNB + NH3 + STM | SCR | [8 empty] | 0.013048 | 0.013048 | 0.013048 | 0.013048 | [11 empty] | Kendall Power Co LLC | 100 | Vistra Energy | 100
natural gas combined cycle | Tenaska Gateway Generating Station | 55132_G_GTG1 | 55132 | G | GTG1 | 3970 | Combined Cycle |  | ERC_GWAY | Texas | 48 | Rusk | 401 | 48401 | 146 | 7412 | 2001 | 9999 |  |  | N | Natural Gas, Distillate Fuel Oil |  |  |  | DLNB | [9 empty] | 0.034923 | 0.034923 | 0.034923 | 0.034923 | [11 empty] | Tenaska Gateway Partners Ltd | 100 | Tenaska Inc | 100
natural gas combined cycle | Tenaska Gateway Generating Station | 55132_G_GTG2 | 55132 | G | GTG2 | 3971 | Combined Cycle |  | ERC_GWAY | Texas | 48 | Rusk | 401 | 48401 | 149 | 7412 | 2001 | 9999 |  |  | N | Natural Gas, Distillate Fuel Oil |  |  |  | DLNB | [9 empty] | 0.034923 | 0.034923 | 0.034923 | 0.034923 | [11 empty] | Tenaska Gateway Partners Ltd | 100 | Tenaska Inc | 100
natural gas combined cycle | Tenaska Gateway Generating Station | 55132_G_GTG3 | 55132 | G | GTG3 | 3972 | Combined Cycle |  | ERC_GWAY | Texas | 48 | Rusk | 401 | 48401 | 148 | 7412 | 2001 | 9999 |  |  | N | Natural Gas, Distillate Fuel Oil |  |  |  | DLNB | [9 empty] | 0.034923 | 0.034923 | 0.034923 | 0.034923 | [11 empty] | Tenaska Gateway Partners Ltd | 100 | Tenaska Inc | 100
natural gas combined cycle | Tenaska Gateway Generating Station | 55132_G_STG1 | 55132 | G | STG1 | 3970 | Combined Cycle |  | ERC_GWAY | Texas | 48 | Rusk | 401 | 48401 | 402 | 7412 | 2001 | 9999 |  |  | N | Natural Gas, Distillate Fuel Oil |  |  |  | DLNB | [9 empty] | 0.034923 | 0.034923 | 0.034923 | 0.034923 | [11 empty] | Tenaska Gateway Partners Ltd | 100 | Tenaska Inc | 100
natural gas peaker | Thomson Reuters Campus Bldg A-D | 55133_G_3086 | 55133 | G | 3086 |  | Combustion Turbine | IC Engine | MIS_MNWI | Minnesota | 27 | Dakota | 37 | 27037 | 1.6 | 13469 | 1999 | 9999 |  |  | N | Distillate Fuel Oil | [13 empty] | 1.6498 | 1.6498 | 1.6498 | 1.6498 | [11 empty] | Thomson Corp (The) | 100 | Thomson Corp (The) | 100
natural gas peaker | Thomson Reuters Campus Bldg A-D | 55133_G_3087 | 55133 | G | 3087 |  | Combustion Turbine | IC Engine | MIS_MNWI | Minnesota | 27 | Dakota | 37 | 27037 | 1.6 | 13469 | 1999 | 9999 |  |  | N | Distillate Fuel Oil | [13 empty] | 1.6498 | 1.6498 | 1.6498 | 1.6498 | [11 empty] | Thomson Corp (The) | 100 | Thomson Corp (The) | 100
natural gas peaker | Thomson Reuters Campus Bldg A-D | 55133_G_3088 | 55133 | G | 3088 |  | Combustion Turbine | IC Engine | MIS_MNWI | Minnesota | 27 | Dakota | 37 | 27037 | 1.6 | 13469 | 1999 | 9999 |  |  | N | Distillate Fuel Oil | [13 empty] | 1.6498 | 1.6498 | 1.6498 | 1.6498 | [11 empty] | Thomson Corp (The) | 100 | Thomson Corp (The) | 100
natural gas peaker | Thomson Reuters Campus Bldg A-D | 55133_G_3089 | 55133 | G | 3089 |  | Combustion Turbine | IC Engine | MIS_MNWI | Minnesota | 27 | Dakota | 37 | 27037 | 1.6 | 13469 | 1999 | 9999 |  |  | N | Distillate Fuel Oil | [13 empty] | 1.6498 | 1.6498 | 1.6498 | 1.6498 | [11 empty] | Thomson Corp (The) | 100 | Thomson Corp (The) | 100
natural gas peaker | Thomson Reuters Campus Bldg A-D | 55133_G_3090 | 55133 | G | 3090 |  | Combustion Turbine | IC Engine | MIS_MNWI | Minnesota | 27 | Dakota | 37 | 27037 | 1.6 | 13469 | 1999 | 9999 |  |  | N | Distillate Fuel Oil | [13 empty] | 1.6498 | 1.6498 | 1.6498 | 1.6498 | [11 empty] | Thomson Corp (The) | 100 | Thomson Corp (The) | 100
natural gas peaker | Thomson Reuters Campus Bldg A-D | 55133_G_3091 | 55133 | G | 3091 |  | Combustion Turbine | IC Engine | MIS_MNWI | Minnesota | 27 | Dakota | 37 | 27037 | 1.6 | 13469 | 1999 | 9999 |  |  | N | Distillate Fuel Oil | [13 empty] | 1.6498 | 1.6498 | 1.6498 | 1.6498 | [11 empty] | Thomson Corp (The) | 100 | Thomson Corp (The) | 100
natural gas peaker | Thomson Reuters Campus Bldg A-D | 55133_G_3093 | 55133 | G | 3093 |  | Combustion Turbine | IC Engine | MIS_MNWI | Minnesota | 27 | Dakota | 37 | 27037 | 1.6 | 13469 | 1999 | 9999 |  |  | N | Distillate Fuel Oil | [13 empty] | 1.6498 | 1.6498 | 1.6498 | 1.6498 | [11 empty] | Thomson Corp (The) | 100 | Thomson Corp (The) | 100
natural gas peaker | Alliant Energy Neenah | 55135_G_CT01 | 55135 | G | CT01 | 3973 | Combustion Turbine |  | MIS_WUMS | Wisconsin | 55 | Winnebago | 139 | 55139 | 152.5 | 10839 | 2000 | 9999 |  |  | N | Natural Gas |  |  |  | DLNB + H2O | [9 empty] | 0.03684 | 0.03684 | 0.03684 | 0.03684 | [11 empty] | Wisconsin Power & Light Co | 100 | Alliant Energy Corp | 100
natural gas peaker | Alliant Energy Neenah | 55135_G_CT02 | 55135 | G | CT02 | 3974 | Combustion Turbine |  | MIS_WUMS | Wisconsin | 55 | Winnebago | 139 | 55139 | 148.4 | 10839 | 2000 | 9999 |  |  | N | Natural Gas |  |  |  | DLNB + H2O | [9 empty] | 0.03504 | 0.03504 | 0.03504 | 0.03504 | [11 empty] | Wisconsin Power & Light Co | 100 | Alliant Energy Corp | 100
natural gas combined cycle | Rio Nogales Power Project | 55137_G_CTG1 | 55137 | G | CTG1 | 3975 | Combined Cycle |  | ERC_REST | Texas | 48 | Guadalupe | 187 | 48187 | 165 | 7050 | 2002 | 9999 |  |  | N | Natural Gas |  |  |  | DLNB | [9 empty] | 0.027451 | 0.027451 | 0.027451 | 0.027451 | [11 empty] | Rio Nogales Power Project LP | 100 | CPS Energy | 100
natural gas combined cycle | Rio Nogales Power Project | 55137_G_CTG2 | 55137 | G | CTG2 | 3976 | Combined Cycle |  | ERC_REST | Texas | 48 | Guadalupe | 187 | 48187 | 169 | 7050 | 2002 | 9999 |  |  | N | Natural Gas |  |  |  | DLNB | [9 empty] | 0.027451 | 0.027451 | 0.027451 | 0.027451 | [11 empty] | Rio Nogales Power Project LP | 100 | CPS Energy | 100
natural gas combined cycle | Rio Nogales Power Project | 55137_G_CTG3 | 55137 | G | CTG3 | 3977 | Combined Cycle |  | ERC_REST | Texas | 48 | Guadalupe | 187 | 48187 | 169 | 7050 | 2002 | 9999 |  |  | N | Natural Gas |  |  |  | DLNB | [9 empty] | 0.027451 | 0.027451 | 0.027451 | 0.027451 | [11 empty] | Rio Nogales Power Project LP | 100 | CPS Energy | 100
natural gas combined cycle | Rio Nogales Power Project | 55137_G_STG1 | 55137 | G | STG1 | 3975 | Combined Cycle |  | ERC_REST | Texas | 48 | Guadalupe | 187 | 48187 | 323 | 7050 | 2002 | 9999 |  |  | N | Natural Gas |  |  |  | LNB | [9 empty] | 0.027451 | 0.027451 | 0.027451 | 0.027451 | [11 empty] | Rio Nogales Power Project LP | 100 | CPS Energy | 100
natural gas peaker | Walton Discover Power Facility | 55138_G_UN1 | 55138 | G | UN1 | 88304 | Combustion Turbine |  | S_SOU | Alabama | 1 | LEE | 81 | 01081 | 50 | 12001 | 1999 | 9999 |  |  | N | Natural Gas |  |  |  | H2O | [8 empty] | 4 | 0.34049 | 0.34049 | 0.34049 | 0.34049 | [11 empty] | South Eastern Electric Development Corp | 100 | South Eastern Electric Development Corp | 100
natural gas peaker | Walton Discover Power Facility | 55138_G_UN2 | 55138 | G | UN2 | 88306 | Combustion Turbine |  | S_SOU | Alabama | 1 | LEE | 81 | 01081 | 50 | 12002 | 1999 | 9999 |  |  | N | Natural Gas |  |  |  | H2O | [8 empty] | 4 | 0.44305 | 0.44305 | 0.44305 | 0.44305 | [11 empty] | South Eastern Electric Development Corp | 100 | South Eastern Electric Development Corp | 100
natural gas combined cycle | Wolf Hollow I LP | 55139_G_CTG1 | 55139 | G | CTG1 | 3981 | Combined Cycle |  | ERC_REST | Texas | 48 | Hood | 221 | 48221 | 212.5 | 8084 | 2003 | 9999 |  |  | N | Natural Gas |  |  |  |  | SCR | [8 empty] | 0.023241 | 0.023241 | 0.023241 | 0.023241 | [11 empty] | Wolf Hollow I Power LLC | 100 | TexGen Power LLC | 100
natural gas combined cycle | Wolf Hollow I LP | 55139_G_CTG2 | 55139 | G | CTG2 | 3982 | Combined Cycle |  | ERC_REST | Texas | 48 | Hood | 221 | 48221 | 212.5 | 8084 | 2003 | 9999 |  |  | N | Natural Gas |  |  |  |  | SCR | [8 empty] | 0.023241 | 0.023241 | 0.023241 | 0.023241 | [11 empty] | Wolf Hollow I Power LLC | 100 | TexGen Power LLC | 100
natural gas combined cycle | Wolf Hollow I LP | 55139_G_ST | 55139 | G | ST | 3981 | Combined Cycle |  | ERC_REST | Texas | 48 | Hood | 221 | 48221 | 280 | 8084 | 2003 | 9999 |  |  | N | Natural Gas |  |  |  | NH3 | SCR | [8 empty] | 0.023241 | 0.023241 | 0.023241 | 0.023241 | [11 empty] | Wolf Hollow I Power LLC | 100 | TexGen Power LLC | 100
natural gas peaker | Hawk Road Facility | 55141_G_CT1 | 55141 | G | CT1 | 3991 | Combustion Turbine |  | S_SOU | Georgia | 13 | Heard | 149 | 13149 | 153 | 10983 | 2001 | 9999 |  |  | N | Natural Gas |  |  |  | DLNB | [8 empty] | 0.006 | 0.04677 | 0.04677 | 0.04677 | 0.04677 | [11 empty] | Heard County Power LLC | 100 | Oglethorpe Power Corp | 100
natural gas peaker | Hawk Road Facility | 55141_G_CT2 | 55141 | G | CT2 | 3992 | Combustion Turbine |  | S_SOU | Georgia | 13 | Heard | 149 | 13149 | 150.3 | 10983 | 2001 | 9999 |  |  | N | Natural Gas |  |  |  | DLNB | [8 empty] | 0.006 | 0.04718 | 0.04718 | 0.04718 | 0.04718 | [11 empty] | Heard County Power LLC | 100 | Oglethorpe Power Corp | 100
natural gas peaker | Hawk Road Facility | 55141_G_CT3 | 55141 | G | CT3 | 3993 | Combustion Turbine |  | S_SOU | Georgia | 13 | Heard | 149 | 13149 | 153 | 10983 | 2001 | 9999 |  |  | N | Natural Gas |  |  |  | DLNB | [8 empty] | 0.006 | 0.04778 | 0.04778 | 0.04778 | 0.04778 | [11 empty] | Heard County Power LLC | 100 | Oglethorpe Power Corp | 100
natural gas combined cycle | Hays Energy Project | 55144_G_U1 | 55144 | G | U1 | 4002 | Combined Cycle |  | ERC_REST | Texas | 48 | Hays | 209 | 48209 | 210 | 7554 | 2002 | 9999 |  |  | N | Natural Gas |  |  |  |  | SCR | [8 empty] | 0.019112 | 0.019112 | 0.019112 | 0.019112 | [11 empty] | American National Power Inc | 100 | Vistra Energy | 100
natural gas combined cycle | Hays Energy Project | 55144_G_U2 | 55144 | G | U2 | 4003 | Combined Cycle |  | ERC_REST | Texas | 48 | Hays | 209 | 48209 | 211 | 7532 | 2002 | 9999 |  |  | N | Natural Gas |  |  |  |  | SCR | [8 empty] | 0.017159 | 0.017159 | 0.017159 | 0.017159 | [11 empty] | American National Power Inc | 100 | Vistra Energy | 100
natural gas combined cycle | Hays Energy Project | 55144_G_U3 | 55144 | G | U3 | 4004 | Combined Cycle |  | ERC_REST | Texas | 48 | Hays | 209 | 48209 | 210 | 7568 | 2002 | 9999 |  |  | N | Natural Gas |  |  |  |  | SCR | [8 empty] | 0.016719 | 0.016719 | 0.016719 | 0.016719 | [11 empty] | American National Power Inc | 100 | Vistra Energy | 100
natural gas combined cycle | Hays Energy Project | 55144_G_U4 | 55144 | G | U4 | 4005 | Combined Cycle |  | ERC_REST | Texas | 48 | Hays | 209 | 48209 | 213 | 7529 | 2002 | 9999 |  |  | N | Natural Gas |  |  |  |  | SCR | [8 empty] | 0.017935 | 0.017935 | 0.017935 | 0.017935 | [11 empty] | American National Power Inc | 100 | Vistra Energy | 100
natural gas combined cycle | Green Country Energy LLC | 55146_G_CTG1 | 55146 | G | CTG1 | 4006 | Combined Cycle |  | SPP_WEST | Oklahoma | 40 | Tulsa | 143 | 40143 | 155 | 7241 | 2002 | 9999 |  |  | N | Natural Gas |  |  |  | DLNB | SCR | [8 empty] | 0.025689 | 0.025689 | 0.025689 | 0.025689 | [11 empty] | Green Country Energy LLC | 100 | Electric Power Development Co Ltd (J Power) | 100
natural gas combined cycle | Green Country Energy LLC | 55146_G_CTG2 | 55146 | G | CTG2 | 4007 | Combined Cycle |  | SPP_WEST | Oklahoma | 40 | Tulsa | 143 | 40143 | 155 | 7241 | 2002 | 9999 |  |  | N | Natural Gas |  |  |  |  | SCR | [8 empty] | 0.023643 | 0.023643 | 0.023643 | 0.023643 | [11 empty] | Green Country Energy LLC | 100 | Electric Power Development Co Ltd (J Power) | 100
natural gas combined cycle | Green Country Energy LLC | 55146_G_CTG3 | 55146 | G | CTG3 | 4008 | Combined Cycle |  | SPP_WEST | Oklahoma | 40 | Tulsa | 143 | 40143 | 155 | 7241 | 2002 | 9999 |  |  | N | Natural Gas |  |  |  |  | SCR | [8 empty] | 0.024631 | 0.024631 | 0.024631 | 0.024631 | [11 empty] | Green Country Energy LLC | 100 | Electric Power Development Co Ltd (J Power) | 100
natural gas combined cycle | Green Country Energy LLC | 55146_G_STG1 | 55146 | G | STG1 | 4006 | Combined Cycle |  | SPP_WEST | Oklahoma | 40 | Tulsa | 143 | 40143 | 106 | 7241 | 2002 | 9999 |  |  | N | Natural Gas |  |  |  | LNB + NH3 | SCR | [8 empty] | 0.025689 | 0.025689 | 0.025689 | 0.025689 | [11 empty] | Green Country Energy LLC | 100 | Electric Power Development Co Ltd (J Power) | 100
natural gas combined cycle | Green Country Energy LLC | 55146_G_STG2 | 55146 | G | STG2 | 4007 | Combined Cycle |  | SPP_WEST | Oklahoma | 40 | Tulsa | 143 | 40143 | 106 | 7241 | 2002 | 9999 |  |  | N | Natural Gas |  |  |  | LNB + NH3 | SCR | [8 empty] | 0.023643 | 0.023643 | 0.023643 | 0.023643 | [11 empty] | Green Country Energy LLC | 100 | Electric Power Development Co Ltd (J Power) | 100
natural gas combined cycle | Green Country Energy LLC | 55146_G_STG3 | 55146 | G | STG3 | 4008 | Combined Cycle |  | SPP_WEST | Oklahoma | 40 | Tulsa | 143 | 40143 | 106 | 7241 | 2002 | 9999 |  |  | N | Natural Gas |  |  |  | LNB + NH3 | SCR | [8 empty] | 0.024631 | 0.024631 | 0.024631 | 0.024631 | [11 empty] | Green Country Energy LLC | 100 | Electric Power Development Co Ltd (J Power) | 100
natural gas peaker | Worthington Generation LLC | 55148_G_1 | 55148 | G | 1 | 4017 | Combustion Turbine |  | MIS_INKY | Indiana | 18 | Greene | 55 | 18055 | 41.5 | 11168 | 2000 | 9999 |  |  | N | Natural Gas |  |  |  | H2O | [8 empty] | 0.06 | 0.08186 | 0.08186 | 0.08186 | 0.08186 | [11 empty] | Hoosier Energy Rural Electric Coop Inc | 100 | Hoosier Energy Rural Electric Coop Inc | 100
natural gas peaker | Worthington Generation LLC | 55148_G_2 | 55148 | G | 2 | 4018 | Combustion Turbine |  | MIS_INKY | Indiana | 18 | Greene | 55 | 18055 | 41.5 | 11170 | 2000 | 9999 |  |  | N | Natural Gas |  |  |  | H2O | [8 empty] | 0.06 | 0.08558 | 0.08558 | 0.08558 | 0.08558 | [11 empty] | Hoosier Energy Rural Electric Coop Inc | 100 | Hoosier Energy Rural Electric Coop Inc | 100
natural gas peaker | Worthington Generation LLC | 55148_G_3 | 55148 | G | 3 | 4019 | Combustion Turbine |  | MIS_INKY | Indiana | 18 | Greene | 55 | 18055 | 41.5 | 11172 | 2000 | 9999 |  |  | N | Natural Gas |  |  |  | H2O | [8 empty] | 0.06 | 0.08162 | 0.08162 | 0.08162 | 0.08162 | [11 empty] | Hoosier Energy Rural Electric Coop Inc | 100 | Hoosier Energy Rural Electric Coop Inc | 100
natural gas peaker | Worthington Generation LLC | 55148_G_4 | 55148 | G | 4 | 4020 | Combustion Turbine |  | MIS_INKY | Indiana | 18 | Greene | 55 | 18055 | 41.5 | 11173 | 2000 | 9999 |  |  | N | Natural Gas |  |  |  | H2O | [8 empty] | 0.06 | 0.08827 | 0.08827 | 0.08827 | 0.08827 | [11 empty] | Hoosier Energy Rural Electric Coop Inc | 100 | Hoosier Energy Rural Electric Coop Inc | 100
natural gas combined cycle | Lake Road Generating Plant | 55149_G_U1 | 55149 | G | U1 | 4021 | Combined Cycle |  | NENG_CT | Connecticut | 9 | Windham | 15 | 09015 | 270.8 | 7412 | 2002 | 9999 |  |  | N | Natural Gas |  |  |  | DLNB + H2O | SCR | [7 empty] | 0.003 | 0.0061434 | 0.0061434 | 0.0061434 | 0.0061434 | [11 empty] | Lake Road Generating Co LP | 100 | Vistra Energy | 100
natural gas combined cycle | Lake Road Generating Plant | 55149_G_U2 | 55149 | G | U2 | 4022 | Combined Cycle |  | NENG_CT | Connecticut | 9 | Windham | 15 | 09015 | 275 | 7434 | 2002 | 9999 |  |  | N | Natural Gas |  |  |  | DLNB + H2O | SCR | [7 empty] | 0.003 | 0.0060936 | 0.0060936 | 0.0060936 | 0.0060936 | [11 empty] | Lake Road Generating Co LP | 100 | Vistra Energy | 100
natural gas combined cycle | Lake Road Generating Plant | 55149_G_U3 | 55149 | G | U3 | 4023 | Combined Cycle |  | NENG_CT | Connecticut | 9 | Windham | 15 | 09015 | 286.7 | 7408 | 2002 | 9999 |  |  | N | Natural Gas |  |  |  | DLNB + H2O | SCR | [7 empty] | 0.003 | 0.0051089 | 0.0051089 | 0.0051089 | 0.0051089 | [11 empty] | Lake Road Generating Co LP | 100 | Vistra Energy | 100
natural gas combined cycle | La Paloma Generating Plant | 55151_G_GEN1 | 55151 | G | GEN1 | 4024 | Combined Cycle |  | WEC_CALN | California | 6 | Kern | 29 | 06029 | 243.7 | 7322 | 2003 | 9999 |  |  | N | Natural Gas |  |  |  | DLNB | SCR | [8 empty] | 0.0081445 | 0.0081445 | 0.0081445 | 0.0081445 | [11 empty] | CXA La Paloma LLC | 100 | Beal Bank USA | 100
natural gas combined cycle | La Paloma Generating Plant | 55151_G_GEN2 | 55151 | G | GEN2 | 4025 | Combined Cycle |  | WEC_CALN | California | 6 | Kern | 29 | 06029 | 241.6 | 7290 | 2003 | 9999 |  |  | N | Natural Gas |  |  |  | DLNB | SCR | [8 empty] | 0.0092945 | 0.0092945 | 0.0092945 | 0.0092945 | [11 empty] | CXA La Paloma LLC | 100 | Beal Bank USA | 100
natural gas combined cycle | La Paloma Generating Plant | 55151_G_GEN3 | 55151 | G | GEN3 | 4026 | Combined Cycle |  | WEC_CALN | California | 6 | Kern | 29 | 06029 | 237.4 | 7338 | 2003 | 9999 |  |  | N | Natural Gas |  |  |  | DLNB | SCR | [8 empty] | 0.0086626 | 0.0086626 | 0.0086626 | 0.0086626 | [11 empty] | CXA La Paloma LLC | 100 | Beal Bank USA | 100
natural gas combined cycle | La Paloma Generating Plant | 55151_G_GEN4 | 55151 | G | GEN4 | 4027 | Combined Cycle |  | WEC_CALN | California | 6 | Kern | 29 | 06029 | 242.7 | 7247 | 2003 | 9999 |  |  | N | Natural Gas |  |  |  | DLNB | SCR | [8 empty] | 0.0085794 | 0.0085794 | 0.0085794 | 0.0085794 | [11 empty] | CXA La Paloma LLC | 100 | Beal Bank USA | 100
natural gas combined cycle | Guadalupe Generating Station | 55153_G_CTG1 | 55153 | G | CTG1 | 4028 | Combined Cycle |  | ERC_REST | Texas | 48 | Guadalupe | 187 | 48187 | 148 | 7178 | 2000 | 9999 |  |  | N | Natural Gas |  |  |  | DLNB | [9 empty] | 0.032007 | 0.032007 | 0.032007 | 0.032007 | [11 empty] | Guadalupe Power Partners LP | 100 | Energy Capital Partners | 100
natural gas combined cycle | Guadalupe Generating Station | 55153_G_CTG2 | 55153 | G | CTG2 | 4029 | Combined Cycle |  | ERC_REST | Texas | 48 | Guadalupe | 187 | 48187 | 148 | 7178 | 2000 | 9999 |  |  | N | Natural Gas |  |  |  | DLNB | [9 empty] | 0.032007 | 0.032007 | 0.032007 | 0.032007 | [11 empty] | Guadalupe Power Partners LP | 100 | Energy Capital Partners | 100
natural gas combined cycle | Guadalupe Generating Station | 55153_G_CTG3 | 55153 | G | CTG3 | 4030 | Combined Cycle |  | ERC_REST | Texas | 48 | Guadalupe | 187 | 48187 | 148 | 7178 | 2000 | 9999 |  |  | N | Natural Gas |  |  |  | DLNB | [9 empty] | 0.030885 | 0.030885 | 0.030885 | 0.030885 | [11 empty] | Guadalupe Power Partners LP | 100 | Energy Capital Partners | 100
natural gas combined cycle | Guadalupe Generating Station | 55153_G_CTG4 | 55153 | G | CTG4 | 4031 | Combined Cycle |  | ERC_REST | Texas | 48 | Guadalupe | 187 | 48187 | 148 | 7178 | 2000 | 9999 |  |  | N | Natural Gas |  |  |  | DLNB | [9 empty] | 0.030885 | 0.030885 | 0.030885 | 0.030885 | [11 empty] | Guadalupe Power Partners LP | 100 | Energy Capital Partners | 100
natural gas combined cycle | Guadalupe Generating Station | 55153_G_STG1 | 55153 | G | STG1 | 4028 | Combined Cycle |  | ERC_REST | Texas | 48 | Guadalupe | 187 | 48187 | 197 | 7178 | 2000 | 9999 |  |  | N | Natural Gas |  |  |  | LNB | [9 empty] | 0.032007 | 0.032007 | 0.032007 | 0.032007 | [11 empty] | Guadalupe Power Partners LP | 100 | Energy Capital Partners | 100
natural gas combined cycle | Guadalupe Generating Station | 55153_G_STG2 | 55153 | G | STG2 | 4030 | Combined Cycle |  | ERC_REST | Texas | 48 | Guadalupe | 187 | 48187 | 197 | 7178 | 2000 | 9999 |  |  | N | Natural Gas |  |  |  | LNB | [9 empty] | 0.030885 | 0.030885 | 0.030885 | 0.030885 | [11 empty] | Guadalupe Power Partners LP | 100 | Energy Capital Partners | 100
natural gas combined cycle | Lost Pines 1 Power Project | 55154_G_CTA | 55154 | G | CTA | 4032 | Combined Cycle |  | ERC_REST | Texas | 48 | Bastrop | 21 | 48021 | 169 | 7286 | 2001 | 9999 |  |  | N | Natural Gas |  |  |  |  | SCR | [8 empty] | 0.018815 | 0.018815 | 0.018815 | 0.018815 | [11 empty] | GenTex Power Corp | 100 | Lower Colorado River Authority | 100
natural gas combined cycle | Lost Pines 1 Power Project | 55154_G_CTB | 55154 | G | CTB | 4033 | Combined Cycle |  | ERC_REST | Texas | 48 | Bastrop | 21 | 48021 | 169 | 7286 | 2001 | 9999 |  |  | N | Natural Gas |  |  |  |  | SCR | [8 empty] | 0.018815 | 0.018815 | 0.018815 | 0.018815 | [11 empty] | GenTex Power Corp | 100 | Lower Colorado River Authority | 100
natural gas combined cycle | Lost Pines 1 Power Project | 55154_G_ST | 55154 | G | ST | 4032 | Combined Cycle |  | ERC_REST | Texas | 48 | Bastrop | 21 | 48021 | 172 | 7286 | 2001 | 9999 |  |  | N | Natural Gas |  |  |  |  | SCR | [8 empty] | 0.018815 | 0.018815 | 0.018815 | 0.018815 | [11 empty] | GenTex Power Corp | 100 | Lower Colorado River Authority | 100
biomass | MM Albany Energy | 55155_G_UNT1 | 55155 | G | UNT1 |  | Landfill Gas |  | NY_Z_F | New York | 36 | Albany | 1 | 36001 | 0.9 | 13500 | 1998 | 9999 |  |  | N | Landfill Gas | [13 empty] | 0.24082 | 0.24082 | 0.24082 | 0.24082 | [11 empty] | Albany Energy LLC | 100 | FORTISTAR | 100
biomass | MM Albany Energy | 55155_G_UNT2 | 55155 | G | UNT2 |  | Landfill Gas |  | NY_Z_F | New York | 36 | Albany | 1 | 36001 | 0.9 | 13500 | 1998 | 9999 |  |  | N | Landfill Gas | [13 empty] | 0.24082 | 0.24082 | 0.24082 | 0.24082 | [11 empty] | Albany Energy LLC | 100 | FORTISTAR | 100
biomass | MM Albany Energy | 55155_G_UNT3 | 55155 | G | UNT3 |  | Landfill Gas |  | NY_Z_F | New York | 36 | Albany | 1 | 36001 | 0.9 | 13500 | 2008 | 9999 |  |  | N | Landfill Gas | [13 empty] | 0.24082 | 0.24082 | 0.24082 | 0.24082 | [11 empty] | Albany Energy LLC | 100 | FORTISTAR | 100
biomass | MM Albany Energy | 55155_G_UNT4 | 55155 | G | UNT4 |  | Landfill Gas |  | NY_Z_F | New York | 36 | Albany | 1 | 36001 | 1.6 | 13500 | 2012 | 9999 |  |  | N | Landfill Gas | [13 empty] | 0.24082 | 0.24082 | 0.24082 | 0.24082 | [11 empty] | Albany Energy LLC | 100 | FORTISTAR | 100
biomass | MM Albany Energy | 55155_G_UNT5 | 55155 | G | UNT5 |  | Landfill Gas |  | NY_Z_F | New York | 36 | Albany | 1 | 36001 | 1.6 | 13500 | 2012 | 9999 |  |  | N | Landfill Gas | [13 empty] | 0.24082 | 0.24082 | 0.24082 | 0.24082 | [11 empty] | Albany Energy LLC | 100 | FORTISTAR | 100
biomass | MM Prince William Energy | 55156_G_UNT1 | 55156 | G | UNT1 |  | Landfill Gas |  | PJM_Dom | Virginia | 51 | Prince William | 153 | 51153 | 0.9 | 13500 | 1998 | 9999 |  |  | N | Landfill Gas | [13 empty] | 0.6 | 0.6 | 0.6 | 0.6 | [11 empty] | MM Prince William Energy LLC | 100 | FORTISTAR | 100
biomass | MM Prince William Energy | 55156_G_UNT2 | 55156 | G | UNT2 |  | Landfill Gas |  | PJM_Dom | Virginia | 51 | Prince William | 153 | 51153 | 0.9 | 13500 | 1998 | 9999 |  |  | N | Landfill Gas | [13 empty] | 0.6 | 0.6 | 0.6 | 0.6 | [11 empty] | MM Prince William Energy LLC | 100 | FORTISTAR | 100
biomass | MM Prince William Energy | 55156_G_UNT3 | 55156 | G | UNT3 |  | Landfill Gas |  | PJM_Dom | Virginia | 51 | Prince William | 153 | 51153 | 1.6 | 13500 | 2013 | 9999 |  |  | N | Landfill Gas | [13 empty] | 0.58809 | 0.58809 | 0.58809 | 0.58809 | [11 empty] | MM Prince William Energy LLC | 100 | FORTISTAR | 100
biomass | MM Prince William Energy | 55156_G_UNT4 | 55156 | G | UNT4 |  | Landfill Gas |  | PJM_Dom | Virginia | 51 | Prince William | 153 | 51153 | 1.6 | 13500 | 2013 | 9999 |  |  | N | Landfill Gas | [13 empty] | 0.58809 | 0.58809 | 0.58809 | 0.58809 | [11 empty] | MM Prince William Energy LLC | 100 | FORTISTAR | 100
biomass | MM Prince William Energy | 55156_G_UNT5 | 55156 | G | UNT5 |  | Landfill Gas |  | PJM_Dom | Virginia | 51 | Prince William | 153 | 51153 | 1.6 | 13500 | 2013 | 9999 |  |  | N | Landfill Gas | [13 empty] | 0.58809 | 0.58809 | 0.58809 | 0.58809 | [11 empty] | MM Prince William Energy LLC | 100 | FORTISTAR | 100
biomass | MM Tulare Energy | 55160_G_UNT1 | 55160 | G | UNT1 |  | Landfill Gas |  | WECC_SCE | California | 6 | Tulare | 107 | 06107 | 0.8 | 14103 | 1998 | 9999 |  |  | N | Landfill Gas | [13 empty] | 0.22117 | 0.22117 | 0.22117 | 0.22117 | [11 empty] | MM Tulare Energy LLC | 100 | FORTISTAR | 100
biomass | MM Tulare Energy | 55160_G_UNT2 | 55160 | G | UNT2 |  | Landfill Gas |  | WECC_SCE | California | 6 | Tulare | 107 | 06107 | 0.8 | 14103 | 1998 | 9999 |  |  | N | Landfill Gas | [13 empty] | 0.22117 | 0.22117 | 0.22117 | 0.22117 | [11 empty] | MM Tulare Energy LLC | 100 | FORTISTAR | 100
biomass | MM Lopez Energy | 55161_G_UNT1 | 55161 | G | UNT1 |  | Landfill Gas |  | WECC_SCE | California | 6 | Los Angeles | 37 | 06037 | 2.7 | 13500 | 1998 | 9999 |  |  | N | Landfill Gas | [13 empty] | 0.11349 | 0.11349 | 0.11349 | 0.11349 | [11 empty] | MM Lopez Energy LLC | 100 | FORTISTAR | 100
natural gas peaker | Bluegrass Generating Station | 55164_G_CT1 | 55164 | G | CT1 | 4034 | Combustion Turbine |  | PJM_West | Kentucky | 21 | Oldham | 185 | 21185 | 167 | 11093 | 2002 | 9999 |  |  | N | Natural Gas |  |  |  | DLNB | [9 empty] | 0.064016 | 0.064016 | 0.064016 | 0.064016 | [11 empty] | Bluegrass Generation Co LLC | 100 | East Kentucky Power Coop | 100
natural gas peaker | Bluegrass Generating Station | 55164_G_CT2 | 55164 | G | CT2 | 4035 | Combustion Turbine |  | PJM_West | Kentucky | 21 | Oldham | 185 | 21185 | 167 | 11093 | 2002 | 9999 |  |  | N | Natural Gas |  |  |  | DLNB | [9 empty] | 0.06393 | 0.06393 | 0.06393 | 0.06393 | [11 empty] | Bluegrass Generation Co LLC | 100 | East Kentucky Power Coop | 100
natural gas peaker | Bluegrass Generating Station | 55164_G_CT3 | 55164 | G | CT3 | 8446 | Combustion Turbine |  | PJM_West | Kentucky | 21 | Oldham | 185 | 21185 | 167 | 11093 | 2002 | 9999 |  |  | N | Natural Gas |  |  |  | DLNB | [9 empty] | 0.07267 | 0.07267 | 0.07267 | 0.07267 | [11 empty] | Bluegrass Generation Co LLC | 100 | East Kentucky Power Coop | 100
natural gas peaker | Calcasieu | 55165_G_G101 | 55165 | G | G101 | 4036 | Combustion Turbine |  | MIS_WOTA | Louisiana | 22 | Calcasieu | 19 | 22019 | 143.6 | 11091 | 2000 | 9999 |  |  | N | Natural Gas |  |  |  | DLNB | [8 empty] | 5.261 | 0.09178 | 0.09178 | 0.09178 | 0.09178 | [11 empty] | Entergy Louisiana LLC | 100 | Entergy Corp | 100
natural gas peaker | Calcasieu | 55165_G_G102 | 55165 | G | G102 | 4037 | Combustion Turbine |  | MIS_WOTA | Louisiana | 22 | Calcasieu | 19 | 22019 | 159.4 | 11091 | 2001 | 9999 |  |  | N | Natural Gas |  |  |  | DLNB | [8 empty] | 5.261 | 0.07933 | 0.07933 | 0.07933 | 0.07933 | [11 empty] | Entergy Louisiana LLC | 100 | Entergy Corp | 100
natural gas peaker | Broad River Energy Center | 55166_G_CT01 | 55166 | G | CT01 | 4041 | Combustion Turbine |  | S_VACA | South Carolina | 45 | Cherokee | 21 | 45021 | 172.2 | 10745 | 2000 | 9999 |  |  | N | Natural Gas, Distillate Fuel Oil |  |  |  | DLNB | [8 empty] | 3.5 | 0.04274 | 0.04274 | 0.04274 | 0.04274 | [11 empty] | Broad River Energy LLC | 100 | Energy Capital Partners | 100
natural gas peaker | Broad River Energy Center | 55166_G_CT02 | 55166 | G | CT02 | 4042 | Combustion Turbine |  | S_VACA | South Carolina | 45 | Cherokee | 21 | 45021 | 169.2 | 10745 | 2000 | 9999 |  |  | N | Natural Gas, Distillate Fuel Oil |  |  |  | DLNB | [8 empty] | 3.5 | 0.03628 | 0.03628 | 0.03628 | 0.03628 | [11 empty] | Broad River Energy LLC | 100 | Energy Capital Partners | 100
natural gas peaker | Broad River Energy Center | 55166_G_CT03 | 55166 | G | CT03 | 4043 | Combustion Turbine |  | S_VACA | South Carolina | 45 | Cherokee | 21 | 45021 | 169.5 | 10745 | 2000 | 9999 |  |  | N | Natural Gas, Distillate Fuel Oil |  |  |  | DLNB | [8 empty] | 3.5 | 0.03871 | 0.03871 | 0.03871 | 0.03871 | [11 empty] | Broad River Energy LLC | 100 | Energy Capital Partners | 100
natural gas peaker | Broad River Energy Center | 55166_G_CT04 | 55166 | G | CT04 | 8448 | Combustion Turbine |  | S_VACA | South Carolina | 45 | Cherokee | 21 | 45021 | 173.3 | 10745 | 2001 | 9999 |  |  | N | Natural Gas, Distillate Fuel Oil |  |  |  | DLNB | [8 empty] | 3.5 | 0.03496 | 0.03496 | 0.03496 | 0.03496 | [11 empty] | Broad River Energy LLC | 100 | Energy Capital Partners | 100
natural gas peaker | Broad River Energy Center | 55166_G_CT05 | 55166 | G | CT05 | 8450 | Combustion Turbine |  | S_VACA | South Carolina | 45 | Cherokee | 21 | 45021 | 173.6 | 10745 | 2001 | 9999 |  |  | N | Natural Gas, Distillate Fuel Oil |  |  |  | DLNB | [8 empty] | 3.5 | 0.0375 | 0.0375 | 0.0375 | 0.0375 | [11 empty] | Broad River Energy LLC | 100 | Energy Capital Partners | 100
natural gas combined cycle | Bastrop Energy Center | 55168_G_0001 | 55168 | G | 0001 | 4046 | Combined Cycle |  | ERC_REST | Texas | 48 | Bastrop | 21 | 48021 | 149 | 7896 | 2002 | 9999 |  |  | N | Natural Gas |  |  |  | DLNB | [9 empty] | 0.027404 | 0.027404 | 0.027404 | 0.027404 | [11 empty] | Bastrop Energy Partners LP | 100 | Blackstone Group (The) | 100
natural gas combined cycle | Bastrop Energy Center | 55168_G_0002 | 55168 | G | 0002 | 4047 | Combined Cycle |  | ERC_REST | Texas | 48 | Bastrop | 21 | 48021 | 149 | 7896 | 2002 | 9999 |  |  | N | Natural Gas |  |  |  | DLNB | [9 empty] | 0.027404 | 0.027404 | 0.027404 | 0.027404 | [11 empty] | Bastrop Energy Partners LP | 100 | Blackstone Group (The) | 100
natural gas combined cycle | Bastrop Energy Center | 55168_G_0003 | 55168 | G | 0003 | 4046 | Combined Cycle |  | ERC_REST | Texas | 48 | Bastrop | 21 | 48021 | 227 | 7896 | 2002 | 9999 |  |  | N | Natural Gas |  |  |  | LNB | [9 empty] | 0.027404 | 0.027404 | 0.027404 | 0.027404 | [11 empty] | Bastrop Energy Partners LP | 100 | Blackstone Group (The) | 100
natural gas combined cycle | Granite Ridge | 55170_G_CT11 | 55170 | G | CT11 | 4048 | Combined Cycle |  | NENGREST | New Hampshire | 33 | Rockingham | 15 | 33015 | 222 | 7348 | 2003 | 9999 |  |  | N | Natural Gas |  |  |  | DLNB | SCR | [7 empty] | 0.002 | 0.0087067 | 0.0087067 | 0.0087067 | 0.0087067 | [11 empty] | Calpine Corp | 100 | Energy Capital Partners | 100
natural gas combined cycle | Granite Ridge | 55170_G_CT12 | 55170 | G | CT12 | 4049 | Combined Cycle |  | NENGREST | New Hampshire | 33 | Rockingham | 15 | 33015 | 222 | 7348 | 2003 | 9999 |  |  | N | Natural Gas |  |  |  | DLNB | SCR | [7 empty] | 0.002 | 0.0087067 | 0.0087067 | 0.0087067 | 0.0087067 | [11 empty] | Calpine Corp | 100 | Energy Capital Partners | 100
natural gas combined cycle | Granite Ridge | 55170_G_STG | 55170 | G | STG | 4048 | Combined Cycle |  | NENGREST | New Hampshire | 33 | Rockingham | 15 | 33015 | 234 | 7348 | 2003 | 9999 |  |  | N | Natural Gas |  |  |  | DLNB + NH3 | SCR | [7 empty] | 0.002 | 0.0087067 | 0.0087067 | 0.0087067 | 0.0087067 | [11 empty] | Calpine Corp | 100 | Energy Capital Partners | 100
natural gas combined cycle | Bosque County Peaking | 55172_G_GT-1 | 55172 | G | GT-1 | 4054 | Combined Cycle |  | ERC_REST | Texas | 48 | Bosque | 35 | 48035 | 154 | 7054 | 2000 | 9999 |  |  | N | Natural Gas |  |  |  | DLNB | SCR | [8 empty] | 0.25198 | 0.019999 | 0.25198 | 0.019999 | [11 empty] | Calpine Bosque Energy Center LLC | 100 | Energy Capital Partners | 100
natural gas combined cycle | Bosque County Peaking | 55172_G_GT-2 | 55172 | G | GT-2 | 4055 | Combined Cycle |  | ERC_REST | Texas | 48 | Bosque | 35 | 48035 | 154 | 7054 | 2000 | 9999 |  |  | N | Natural Gas |  |  |  | DLNB | SCR | [8 empty] | 0.25198 | 0.019999 | 0.25198 | 0.019999 | [11 empty] | Calpine Bosque Energy Center LLC | 100 | Energy Capital Partners | 100
natural gas combined cycle | Bosque County Peaking | 55172_G_GT-3 | 55172 | G | GT-3 | 4056 | Combined Cycle |  | ERC_REST | Texas | 48 | Bosque | 35 | 48035 | 154 | 7054 | 2001 | 9999 |  |  | N | Natural Gas |  |  |  | DLNB | SCR | [8 empty] | 0.25198 | 0.019999 | 0.25198 | 0.019999 | [11 empty] | Calpine Bosque Energy Center LLC | 100 | Energy Capital Partners | 100
natural gas combined cycle | Bosque County Peaking | 55172_G_ST-4 | 55172 | G | ST-4 | 4056 | Combined Cycle |  | ERC_REST | Texas | 48 | Bosque | 35 | 48035 | 86 | 7054 | 2001 | 9999 | other |  | N | Natural Gas |  |  |  | LNB | SCR | [8 empty] | 0.25198 | 0.019999 | 0.25198 | 0.019999 | [11 empty] | Calpine Bosque Energy Center LLC | 100 | Energy Capital Partners | 100
natural gas combined cycle | Bosque County Peaking | 55172_G_ST-5 | 55172 | G | ST-5 | 4054 | Combined Cycle |  | ERC_REST | Texas | 48 | Bosque | 35 | 48035 | 200 | 7054 | 2010 | 9999 |  |  | N | Natural Gas |  |  |  | LNB | SCR | [8 empty] | 0.25198 | 0.019999 | 0.25198 | 0.019999 | [11 empty] | Calpine Bosque Energy Center LLC | 100 | Energy Capital Partners | 100
natural gas combined cycle | Acadia Energy Center | 55173_G_CT11 | 55173 | G | CT11 | 4054 | Combined Cycle |  | MIS_LA | Louisiana | 22 | Acadia | 1 | 22001 | 164.7 | 7343 | 2002 | 9999 |  |  | N | Natural Gas |  |  |  | DLNB | SCR | [8 empty] | 0.0097886 | 0.0097886 | 0.0097886 | 0.0097886 | [11 empty] | CLECO Power LLC | 100 | Cleco Corp | 100
natural gas combined cycle | Acadia Energy Center | 55173_G_CT12 | 55173 | G | CT12 | 4059 | Combined Cycle |  | MIS_LA | Louisiana | 22 | Acadia | 1 | 22001 | 169 | 7343 | 2002 | 9999 |  |  | N | Natural Gas |  |  |  |  | SCR | [8 empty] | 0.0097886 | 0.0097886 | 0.0097886 | 0.0097886 | [11 empty] | CLECO Power LLC | 100 | Cleco Corp | 100
natural gas combined cycle | Acadia Energy Center | 55173_G_CT24 | 55173 | G | CT24 | 4060 | Combined Cycle |  | MIS_LA | Louisiana | 22 | Acadia | 1 | 22001 | 146.2 | 7343 | 2002 | 9999 |  |  | N | Natural Gas |  |  |  |  | SCR | [8 empty] | 0.0091722 | 0.0091722 | 0.0091722 | 0.0091722 | [11 empty] | Entergy Louisiana LLC | 100 | Entergy Corp | 100
natural gas combined cycle | Acadia Energy Center | 55173_G_CT25 | 55173 | G | CT25 | 4061 | Combined Cycle |  | MIS_LA | Louisiana | 22 | Acadia | 1 | 22001 | 145.6 | 7343 | 2002 | 9999 |  |  | N | Natural Gas |  |  |  |  | SCR | [8 empty] | 0.0091722 | 0.0091722 | 0.0091722 | 0.0091722 | [11 empty] | Entergy Louisiana LLC | 100 | Entergy Corp | 100
natural gas combined cycle | Acadia Energy Center | 55173_G_ST13 | 55173 | G | ST13 | 4058 | Combined Cycle |  | MIS_LA | Louisiana | 22 | Acadia | 1 | 22001 | 221.3 | 7343 | 2002 | 9999 |  |  | N | Natural Gas |  |  |  | LNB | SCR | [8 empty] | 0.0097886 | 0.0097886 | 0.0097886 | 0.0097886 | [11 empty] | CLECO Power LLC | 100 | Cleco Corp | 100
natural gas combined cycle | Acadia Energy Center | 55173_G_ST26 | 55173 | G | ST26 | 4060 | Combined Cycle |  | MIS_LA | Louisiana | 22 | Acadia | 1 | 22001 | 241.1 | 7343 | 2002 | 9999 |  |  | N | Natural Gas |  |  |  | LNB | SCR | [8 empty] | 0.0091722 | 0.0091722 | 0.0091722 | 0.0091722 | [11 empty] | Entergy Louisiana LLC | 100 | Entergy Corp | 100
natural gas combined cycle | Eastman Cogeneration Facility | 55176_G_GEN1 | 55176 | G | GEN1 | 4065 | Combined Cycle |  | SPP_WEST | Texas | 48 | Harrison | 203 | 48203 | 153.7 | 5673 | 2001 | 9999 |  |  | Y | Natural Gas |  |  |  | DLNB | [9 empty] | 0.026229 | 0.026229 | 0.026229 | 0.026229 | [11 empty] | Eastman Cogeneration LP | 100 | Eastman Chemical Co | 100
natural gas combined cycle | Eastman Cogeneration Facility | 55176_G_GEN2 | 55176 | G | GEN2 | 4066 | Combined Cycle |  | SPP_WEST | Texas | 48 | Harrison | 203 | 48203 | 153.7 | 5673 | 2001 | 9999 |  |  | Y | Natural Gas |  |  |  | DLNB | [9 empty] | 0.026229 | 0.026229 | 0.026229 | 0.026229 | [11 empty] | Eastman Cogeneration LP | 100 | Eastman Chemical Co | 100
natural gas combined cycle | Eastman Cogeneration Facility | 55176_G_GEN3 | 55176 | G | GEN3 | 4065 | Combined Cycle |  | SPP_WEST | Texas | 48 | Harrison | 203 | 48203 | 109.8 | 5673 | 2001 | 9999 |  |  | Y | Natural Gas |  |  |  | LNB | [9 empty] | 0.026229 | 0.026229 | 0.026229 | 0.026229 | [11 empty] | Eastman Cogeneration LP | 100 | Eastman Chemical Co | 100
natural gas combined cycle | South Point Energy Center | 55177_G_A | 55177 | G | A | 4067 | Combined Cycle |  | WECC_AZ | Arizona | 4 | Mohave | 15 | 04015 | 180 | 7949 | 2001 | 9999 |  |  | N | Natural Gas |  |  |  | DLNB | SCR | [8 empty] | 0.011045 | 0.011045 | 0.011045 | 0.011045 | [11 empty] | South Point Energy Center LLC | 100 | Energy Capital Partners | 100
natural gas combined cycle | South Point Energy Center | 55177_G_B | 55177 | G | B | 4068 | Combined Cycle |  | WECC_AZ | Arizona | 4 | Mohave | 15 | 04015 | 180 | 7949 | 2001 | 9999 |  |  | N | Natural Gas |  |  |  | DLNB | SCR | [8 empty] | 0.011045 | 0.011045 | 0.011045 | 0.011045 | [11 empty] | South Point Energy Center LLC | 100 | Energy Capital Partners | 100
natural gas combined cycle | South Point Energy Center | 55177_G_ST1 | 55177 | G | ST1 | 4067 | Combined Cycle |  | WECC_AZ | Arizona | 4 | Mohave | 15 | 04015 | 190 | 7949 | 2001 | 9999 |  |  | N | Natural Gas |  |  |  | DLNB | SCR | [8 empty] | 0.011045 | 0.011045 | 0.011045 | 0.011045 | [11 empty] | South Point Energy Center LLC | 100 | Energy Capital Partners | 100
natural gas combined cycle | Dogwood Energy Facility | 55178_G_CT-1 | 55178 | G | CT-1 | 4069 | Combined Cycle |  | SPP_N | Missouri | 29 | Cass | 37 | 29037 | 180.2 | 7852 | 2001 | 9999 |  |  | N | Natural Gas |  |  |  |  | SCR | [8 empty] | 0.015275 | 0.015275 | 0.015275 | 0.015275 | [11 empty] | Dogwood Energy LLC | 55.5 | Monarch Holdings | 55.5
natural gas combined cycle | Dogwood Energy Facility | 55178_G_CT-2 | 55178 | G | CT-2 | 4070 | Combined Cycle |  | SPP_N | Missouri | 29 | Cass | 37 | 29037 | 177.7 | 7852 | 2001 | 9999 |  |  | N | Natural Gas |  |  |  |  | SCR | [8 empty] | 0.015275 | 0.015275 | 0.015275 | 0.015275 | [11 empty] | Dogwood Energy LLC | 55.5 | Monarch Holdings | 55.5
natural gas combined cycle | Dogwood Energy Facility | 55178_G_ST-1 | 55178 | G | ST-1 | 4069 | Combined Cycle |  | SPP_N | Missouri | 29 | Cass | 37 | 29037 | 254.5 | 7852 | 2002 | 9999 |  |  | N | Natural Gas |  |  |  | NH3 | SCR | [8 empty] | 0.015275 | 0.015275 | 0.015275 | 0.015275 | [11 empty] | Dogwood Energy LLC | 55.5 | Monarch Holdings | 55.5
natural gas combined cycle | Rathdrum Power LLC | 55179_G_CTG1 | 55179 | G | CTG1 | 4071 | Combined Cycle |  | WECC_PNW | Idaho | 16 | Kootenai | 55 | 16055 | 150 | 7078 | 2001 | 9999 |  |  | N | Natural Gas |  |  |  | DLNB | SCR | [7 empty] | 1.75 | 0.012118 | 0.012118 | 0.012118 | 0.012118 | [11 empty] | Rathdrum Power LLC | 100 | Ares Management LP | 100
natural gas combined cycle | Rathdrum Power LLC | 55179_G_STG1 | 55179 | G | STG1 | 4071 | Combined Cycle |  | WECC_PNW | Idaho | 16 | Kootenai | 55 | 16055 | 98 | 7078 | 2001 | 9999 |  |  | N | Natural Gas |  |  |  | LNB + NH3 | SCR | [7 empty] | 1.75 | 0.012118 | 0.012118 | 0.012118 | 0.012118 | [11 empty] | Rathdrum Power LLC | 100 | Ares Management LP | 100
natural gas combined cycle | Sunrise Power LLC | 55182_G_X718 | 55182 | G | X718 | 8458 | Combined Cycle |  | WEC_CALN | California | 6 | Kern | 29 | 06029 | 150 | 7069 | 2001 | 9999 |  |  | N | Natural Gas |  |  |  | DLNB | SCR | [8 empty] | 0.0050333 | 0.0050333 | 0.0050333 | 0.0050333 | [11 empty] | Sunrise Power Co LLC | 100 | ArcLight Capital Partners LLC | 100
natural gas combined cycle | Sunrise Power LLC | 55182_G_X719 | 55182 | G | X719 | 8460 | Combined Cycle |  | WEC_CALN | California | 6 | Kern | 29 | 06029 | 150 | 7069 | 2001 | 9999 |  |  | N | Natural Gas |  |  |  | DLNB | SCR | [8 empty] | 0.0050333 | 0.0050333 | 0.0050333 | 0.0050333 | [11 empty] | Sunrise Power Co LLC | 100 | ArcLight Capital Partners LLC | 100
natural gas combined cycle | Sunrise Power LLC | 55182_G_STG | 55182 | G | STG | 8458 | Combined Cycle |  | WEC_CALN | California | 6 | Kern | 29 | 06029 | 245 | 7069 | 2003 | 9999 |  |  | N | Natural Gas |  |  |  | LNB | SCR | [8 empty] | 0.0050333 | 0.0050333 | 0.0050333 | 0.0050333 | [11 empty] | Sunrise Power Co LLC | 100 | ArcLight Capital Partners LLC | 100
natural gas combined cycle | Nelson Energy Center | 55183_G_CT1 | 55183 | G | CT1 | 4073 | Combined Cycle |  | PJM_COMD | Illinois | 17 | Lee | 103 | 17103 | 168 | 7332 | 2015 | 2045 |  |  | N | Natural Gas |  |  |  | DLNB | SCR | [8 empty] | 0.016794 | 0.016794 | 0.016794 | 0.016794 | [11 empty] | Invenergy Nelson LLC | 100 | Invenergy LLC | 100
natural gas combined cycle | Nelson Energy Center | 55183_G_CT2 | 55183 | G | CT2 | 4074 | Combined Cycle |  | PJM_COMD | Illinois | 17 | Lee | 103 | 17103 | 168 | 7332 | 2015 | 2045 |  |  | N | Natural Gas |  |  |  | DLNB | SCR | [8 empty] | 0.016794 | 0.016794 | 0.016794 | 0.016794 | [11 empty] | Invenergy Nelson LLC | 100 | Invenergy LLC | 100
natural gas combined cycle | Nelson Energy Center | 55183_G_ST1 | 55183 | G | ST1 | 4073 | Combined Cycle |  | PJM_COMD | Illinois | 17 | Lee | 103 | 17103 | 125 | 7332 | 2015 | 2045 |  |  | N | Natural Gas |  |  |  | DLNB | SCR | [8 empty] | 0.016794 | 0.016794 | 0.016794 | 0.016794 | [11 empty] | Invenergy Nelson LLC | 100 | Invenergy LLC | 100
natural gas combined cycle | Nelson Energy Center | 55183_G_ST2 | 55183 | G | ST2 | 4074 | Combined Cycle |  | PJM_COMD | Illinois | 17 | Lee | 103 | 17103 | 125 | 7332 | 2015 | 2045 |  |  | N | Natural Gas |  |  |  | DLNB | SCR | [8 empty] | 0.016794 | 0.016794 | 0.016794 | 0.016794 | [11 empty] | Invenergy Nelson LLC | 100 | Invenergy LLC | 100
natural gas combined cycle | Channelview Cogeneration Plant | 55187_G_GT4 | 55187 | G | GT4 | 4080 | Combined Cycle |  | ERC_REST | Texas | 48 | Harris | 201 | 48201 | 159 | 6131 | 2001 | 9999 |  |  | Y | Natural Gas |  |  |  |  | SCR | [7 empty] | 0.001 | 0.011092 | 0.011092 | 0.011092 | 0.011092 | [11 empty] | EIF Channelview Cogeneration LLC | 100 | Ares Management LP | 100
natural gas combined cycle | Channelview Cogeneration Plant | 55187_G_GT1 | 55187 | G | GT1 | 4077 | Combined Cycle |  | ERC_REST | Texas | 48 | Harris | 201 | 48201 | 163 | 6131 | 2002 | 9999 |  |  | Y | Natural Gas |  |  |  |  | SCR | [7 empty] | 0.001 | 0.011092 | 0.011092 | 0.011092 | 0.011092 | [11 empty] | EIF Channelview Cogeneration LLC | 100 | Ares Management LP | 100
natural gas combined cycle | Channelview Cogeneration Plant | 55187_G_GT2 | 55187 | G | GT2 | 4078 | Combined Cycle |  | ERC_REST | Texas | 48 | Harris | 201 | 48201 | 161 | 6131 | 2002 | 9999 |  |  | Y | Natural Gas |  |  |  |  | SCR | [7 empty] | 0.001 | 0.011092 | 0.011092 | 0.011092 | 0.011092 | [11 empty] | EIF Channelview Cogeneration LLC | 100 | Ares Management LP | 100
natural gas combined cycle | Channelview Cogeneration Plant | 55187_G_GT3 | 55187 | G | GT3 | 4079 | Combined Cycle |  | ERC_REST | Texas | 48 | Harris | 201 | 48201 | 165 | 6131 | 2002 | 9999 |  |  | Y | Natural Gas |  |  |  |  | SCR | [7 empty] | 0.001 | 0.011092 | 0.011092 | 0.011092 | 0.011092 | [11 empty] | EIF Channelview Cogeneration LLC | 100 | Ares Management LP | 100
natural gas combined cycle | Channelview Cogeneration Plant | 55187_G_ST1 | 55187 | G | ST1 | 4077 | Combined Cycle |  | ERC_REST | Texas | 48 | Harris | 201 | 48201 | 143 | 6131 | 2002 | 9999 |  |  | Y | Natural Gas |  |  |  |  | SCR | [7 empty] | 0.001 | 0.011092 | 0.011092 | 0.011092 | 0.011092 | [11 empty] | EIF Channelview Cogeneration LLC | 100 | Ares Management LP | 100
natural gas combined cycle | Cordova Energy | 55188_G_PT11 | 55188 | G | PT11 | 4081 | Combined Cycle |  | PJM_COMD | Illinois | 17 | Rock Island | 161 | 17161 | 165 | 7335 | 2001 | 2045 |  |  | N | Natural Gas |  |  |  | DLNB | SCR | [8 empty] | 0.0097117 | 0.0097117 | 0.0097117 | 0.0097117 | [11 empty] | Cordova Energy Co LLC | 100 | Berkshire Hathaway Inc | 100
natural gas combined cycle | Cordova Energy | 55188_G_PT21 | 55188 | G | PT21 | 4082 | Combined Cycle |  | PJM_COMD | Illinois | 17 | Rock Island | 161 | 17161 | 165 | 7335 | 2001 | 2045 |  |  | N | Natural Gas |  |  |  | DLNB | SCR | [8 empty] | 0.0097117 | 0.0097117 | 0.0097117 | 0.0097117 | [11 empty] | Cordova Energy Co LLC | 100 | Berkshire Hathaway Inc | 100
natural gas combined cycle | Cordova Energy | 55188_G_PT31 | 55188 | G | PT31 | 4081 | Combined Cycle |  | PJM_COMD | Illinois | 17 | Rock Island | 161 | 17161 | 191.2 | 7335 | 2001 | 2045 |  |  | N | Natural Gas |  |  |  | DLNB | SCR | [8 empty] | 0.0097117 | 0.0097117 | 0.0097117 | 0.0097117 | [11 empty] | Cordova Energy Co LLC | 100 | Berkshire Hathaway Inc | 100
natural gas combined cycle | Ontelaunee Energy Center | 55193_G_CTG1 | 55193 | G | CTG1 | 4089 | Combined Cycle |  | PJM_WMAC | Pennsylvania | 42 | Berks | 11 | 42011 | 184 | 7333 | 2002 | 9999 |  |  | N | Natural Gas |  |  |  | DLNB | SCR | [8 empty] | 0.0064974 | 0.0064974 | 0.0064974 | 0.0064974 | [11 empty] | Ontelaunee Power Operating Co LLC | 100 | Vistra Energy | 100
natural gas combined cycle | Ontelaunee Energy Center | 55193_G_CTG2 | 55193 | G | CTG2 | 4090 | Combined Cycle |  | PJM_WMAC | Pennsylvania | 42 | Berks | 11 | 42011 | 184 | 7333 | 2002 | 9999 |  |  | N | Natural Gas |  |  |  | DLNB | SCR | [8 empty] | 0.0064974 | 0.0064974 | 0.0064974 | 0.0064974 | [11 empty] | Ontelaunee Power Operating Co LLC | 100 | Vistra Energy | 100
natural gas combined cycle | Ontelaunee Energy Center | 55193_G_STG | 55193 | G | STG | 4089 | Combined Cycle |  | PJM_WMAC | Pennsylvania | 42 | Berks | 11 | 42011 | 187.1 | 7333 | 2002 | 9999 |  |  | N | Natural Gas |  |  |  | DLNB | SCR | [8 empty] | 0.0064974 | 0.0064974 | 0.0064974 | 0.0064974 | [11 empty] | Ontelaunee Power Operating Co LLC | 100 | Vistra Energy | 100
natural gas peaker | Springdale 1 & 2 | 55196_G_UNT1 | 55196 | G | UNT1 | 4100 | Combustion Turbine |  | PJM_AP | Pennsylvania | 42 | Allegheny | 3 | 42003 | 44 | 10745 | 1999 | 9999 |  |  | N | Natural Gas |  |  |  | H2O | [8 empty] | 0.053 | 0.0709 | 0.0709 | 0.0709 | 0.0709 | [11 empty] | Springdale Energy LLC | 100 | LS Power Group | 100
natural gas peaker | Springdale 1 & 2 | 55196_G_UNT2 | 55196 | G | UNT2 | 4101 | Combustion Turbine |  | PJM_AP | Pennsylvania | 42 | Allegheny | 3 | 42003 | 44 | 10745 | 1999 | 9999 |  |  | N | Natural Gas |  |  |  | H2O | [8 empty] | 0.053 | 0.07483 | 0.07483 | 0.07483 | 0.07483 | [11 empty] | Springdale Energy LLC | 100 | LS Power Group | 100
natural gas combined cycle | Caledonia | 55197_G_CTG1 | 55197 | G | CTG1 | 4102 | Combined Cycle |  | S_C_TVA | Mississippi | 28 | Lowndes | 87 | 28087 | 157 | 7182 | 2003 | 9999 |  |  | N | Natural Gas |  |  |  | DLNB | SCR | [8 empty] | 0.010865 | 0.010865 | 0.010865 | 0.010865 | [11 empty] | Tennessee Valley Authority | 100 | Tennessee Valley Authority | 100
natural gas combined cycle | Caledonia | 55197_G_CTG2 | 55197 | G | CTG2 | 4103 | Combined Cycle |  | S_C_TVA | Mississippi | 28 | Lowndes | 87 | 28087 | 157 | 7182 | 2003 | 9999 |  |  | N | Natural Gas |  |  |  | DLNB | SCR | [8 empty] | 0.01111 | 0.01111 | 0.01111 | 0.01111 | [11 empty] | Tennessee Valley Authority | 100 | Tennessee Valley Authority | 100
natural gas combined cycle | Caledonia | 55197_G_CTG3 | 55197 | G | CTG3 | 4104 | Combined Cycle |  | S_C_TVA | Mississippi | 28 | Lowndes | 87 | 28087 | 157 | 7182 | 2003 | 9999 |  |  | N | Natural Gas |  |  |  | DLNB | SCR | [8 empty] | 0.011706 | 0.011706 | 0.011706 | 0.011706 | [11 empty] | Tennessee Valley Authority | 100 | Tennessee Valley Authority | 100
natural gas combined cycle | Caledonia | 55197_G_STG1 | 55197 | G | STG1 | 4102 | Combined Cycle |  | S_C_TVA | Mississippi | 28 | Lowndes | 87 | 28087 | 98 | 7182 | 2003 | 9999 |  |  | N | Natural Gas |  |  |  | DLNB | SCR | [8 empty] | 0.010865 | 0.010865 | 0.010865 | 0.010865 | [11 empty] | Tennessee Valley Authority | 100 | Tennessee Valley Authority | 100
natural gas combined cycle | Caledonia | 55197_G_STG2 | 55197 | G | STG2 | 4103 | Combined Cycle |  | S_C_TVA | Mississippi | 28 | Lowndes | 87 | 28087 | 98 | 7182 | 2003 | 9999 |  |  | N | Natural Gas |  |  |  | DLNB | SCR | [8 empty] | 0.01111 | 0.01111 | 0.01111 | 0.01111 | [11 empty] | Tennessee Valley Authority | 100 | Tennessee Valley Authority | 100
natural gas combined cycle | Caledonia | 55197_G_STG3 | 55197 | G | STG3 | 4104 | Combined Cycle |  | S_C_TVA | Mississippi | 28 | Lowndes | 87 | 28087 | 98 | 7182 | 2003 | 9999 |  |  | N | Natural Gas |  |  |  | DLNB | SCR | [8 empty] | 0.011706 | 0.011706 | 0.011706 | 0.011706 | [11 empty] | Tennessee Valley Authority | 100 | Tennessee Valley Authority | 100
natural gas peaker | Riverside Generating LLC | 55198_G_GTG1 | 55198 | G | GTG1 | 4105 | Combustion Turbine |  | PJM_West | Kentucky | 21 | Lawrence | 127 | 21127 | 165 | 11408 | 2001 | 9999 |  |  | N | Natural Gas |  |  |  | DLNB | [8 empty] | 4 | 0.05909 | 0.05909 | 0.05909 | 0.05909 | [11 empty] | Riverside Generating Co LLC | 100 | DTE Energy Co | 100
natural gas peaker | Riverside Generating LLC | 55198_G_GTG2 | 55198 | G | GTG2 | 4106 | Combustion Turbine |  | PJM_West | Kentucky | 21 | Lawrence | 127 | 21127 | 165 | 11408 | 2001 | 9999 |  |  | N | Natural Gas |  |  |  | DLNB | [8 empty] | 4 | 0.05421 | 0.05421 | 0.05421 | 0.05421 | [11 empty] | Riverside Generating Co LLC | 100 | DTE Energy Co | 100
natural gas peaker | Riverside Generating LLC | 55198_G_GTG3 | 55198 | G | GTG3 | 4107 | Combustion Turbine |  | PJM_West | Kentucky | 21 | Lawrence | 127 | 21127 | 165 | 11408 | 2001 | 9999 |  |  | N | Natural Gas |  |  |  | DLNB | [8 empty] | 4 | 0.06315 | 0.06315 | 0.06315 | 0.06315 | [11 empty] | Riverside Generating Co LLC | 100 | DTE Energy Co | 100
natural gas peaker | Riverside Generating LLC | 55198_G_GTG4 | 55198 | G | GTG4 | 4108 | Combustion Turbine |  | PJM_West | Kentucky | 21 | Lawrence | 127 | 21127 | 165 | 11408 | 2002 | 9999 |  |  | N | Natural Gas |  |  |  | DLNB + H2O | [8 empty] | 4 | 0.05573 | 0.05573 | 0.05573 | 0.05573 | [11 empty] | Foothills Generating Co LLC | 100 | LS Power Group | 100
natural gas peaker | Riverside Generating LLC | 55198_G_GTG5 | 55198 | G | GTG5 | 4109 | Combustion Turbine |  | PJM_West | Kentucky | 21 | Lawrence | 127 | 21127 | 165 | 11408 | 2002 | 9999 |  |  | N | Natural Gas |  |  |  | DLNB + H2O | [8 empty] | 4 | 0.052836 | 0.052836 | 0.052836 | 0.052836 | [11 empty] | Foothills Generating Co LLC | 100 | LS Power Group | 100
natural gas peaker | Elwood Energy LLC | 55199_G_GT1 | 55199 | G | GT1 | 4110 | Combustion Turbine |  | PJM_COMD | Illinois | 17 | Will | 197 | 17197 | 150 | 11361 | 1999 | 2045 |  |  | N | Natural Gas |  |  |  | DLNB | [8 empty] | 1 | 0.05258 | 0.05258 | 0.05258 | 0.05258 | [11 empty] | Elwood Energy LLC | 100 | Electric Power Development Co Ltd (J Power) | 100
natural gas peaker | Elwood Energy LLC | 55199_G_GT2 | 55199 | G | GT2 | 4116 | Combustion Turbine |  | PJM_COMD | Illinois | 17 | Will | 197 | 17197 | 150 | 11361 | 1999 | 2045 |  |  | N | Natural Gas |  |  |  | DLNB | [8 empty] | 1 | 0.04936 | 0.04936 | 0.04936 | 0.04936 | [11 empty] | Elwood Energy LLC | 100 | Electric Power Development Co Ltd (J Power) | 100
natural gas peaker | Elwood Energy LLC | 55199_G_GT3 | 55199 | G | GT3 | 4117 | Combustion Turbine |  | PJM_COMD | Illinois | 17 | Will | 197 | 17197 | 150 | 11361 | 1999 | 2045 |  |  | N | Natural Gas |  |  |  | DLNB | [8 empty] | 1 | 0.05352 | 0.05352 | 0.05352 | 0.05352 | [11 empty] | Elwood Energy LLC | 100 | Electric Power Development Co Ltd (J Power) | 100
natural gas peaker | Elwood Energy LLC | 55199_G_GT4 | 55199 | G | GT4 | 4118 | Combustion Turbine |  | PJM_COMD | Illinois | 17 | Will | 197 | 17197 | 150 | 11361 | 1999 | 2045 |  |  | N | Natural Gas |  |  |  | DLNB | [8 empty] | 1 | 0.04293 | 0.04293 | 0.04293 | 0.04293 | [11 empty] | Elwood Energy LLC | 100 | Electric Power Development Co Ltd (J Power) | 100
natural gas peaker | Elwood Energy LLC | 55199_G_GT5 | 55199 | G | GT5 | 4119 | Combustion Turbine |  | PJM_COMD | Illinois | 17 | Will | 197 | 17197 | 150 | 11361 | 2001 | 2045 |  |  | N | Natural Gas |  |  |  | DLNB | [8 empty] | 1 | 0.03907 | 0.03907 | 0.03907 | 0.03907 | [11 empty] | Elwood Energy LLC | 100 | Electric Power Development Co Ltd (J Power) | 100
natural gas peaker | Elwood Energy LLC | 55199_G_GT6 | 55199 | G | GT6 | 4120 | Combustion Turbine |  | PJM_COMD | Illinois | 17 | Will | 197 | 17197 | 150 | 11361 | 2001 | 2045 |  |  | N | Natural Gas |  |  |  | DLNB | [8 empty] | 1 | 0.03684 | 0.03684 | 0.03684 | 0.03684 | [11 empty] | Elwood Energy LLC | 100 | Electric Power Development Co Ltd (J Power) | 100
natural gas peaker | Elwood Energy LLC | 55199_G_GT7 | 55199 | G | GT7 | 4121 | Combustion Turbine |  | PJM_COMD | Illinois | 17 | Will | 197 | 17197 | 150 | 11361 | 2001 | 2045 |  |  | N | Natural Gas |  |  |  | DLNB | [8 empty] | 1 | 0.03902 | 0.03902 | 0.03902 | 0.03902 | [11 empty] | Elwood Energy LLC | 100 | Electric Power Development Co Ltd (J Power) | 100
natural gas peaker | Elwood Energy LLC | 55199_G_GT8 | 55199 | G | GT8 | 4122 | Combustion Turbine |  | PJM_COMD | Illinois | 17 | Will | 197 | 17197 | 150 | 11361 | 2001 | 2045 |  |  | N | Natural Gas |  |  |  | DLNB | [8 empty] | 1 | 0.03672 | 0.03672 | 0.03672 | 0.03672 | [11 empty] | Elwood Energy LLC | 100 | Electric Power Development Co Ltd (J Power) | 100
natural gas peaker | Elwood Energy LLC | 55199_G_GT9 | 55199 | G | GT9 | 4123 | Combustion Turbine |  | PJM_COMD | Illinois | 17 | Will | 197 | 17197 | 150 | 11361 | 2001 | 2045 |  |  | N | Natural Gas |  |  |  | DLNB | [8 empty] | 1 | 0.03762 | 0.03762 | 0.03762 | 0.03762 | [11 empty] | Elwood Energy LLC | 100 | Electric Power Development Co Ltd (J Power) | 100
natural gas combined cycle | Arapahoe Combustion Turbine Project | 55200_G_UN5 | 55200 | G | UN5 | 4124 | Combined Cycle |  | WECC_CO | Colorado | 8 | Denver | 31 | 08031 | 39 | 9121 | 2000 | 9999 |  |  | N | Natural Gas |  |  |  |  | SCR | [8 empty] | 0.024661 | 0.024661 | 0.024661 | 0.024661 | [11 empty] | SWG Arapahoe LLC | 100 | JPMorgan Chase & Co | 100
natural gas combined cycle | Arapahoe Combustion Turbine Project | 55200_G_UN6 | 55200 | G | UN6 | 4125 | Combined Cycle |  | WECC_CO | Colorado | 8 | Denver | 31 | 08031 | 39 | 9121 | 2000 | 9999 |  |  | N | Natural Gas |  |  |  |  | SCR | [8 empty] | 0.024661 | 0.024661 | 0.024661 | 0.024661 | [11 empty] | SWG Arapahoe LLC | 100 | JPMorgan Chase & Co | 100
natural gas combined cycle | Arapahoe Combustion Turbine Project | 55200_G_UN7 | 55200 | G | UN7 | 4124 | Combined Cycle |  | WECC_CO | Colorado | 8 | Denver | 31 | 08031 | 44.5 | 9121 | 2002 | 9999 |  |  | N | Natural Gas |  |  |  |  | SCR | [8 empty] | 0.024661 | 0.024661 | 0.024661 | 0.024661 | [11 empty] | SWG Arapahoe LLC | 100 | JPMorgan Chase & Co | 100
natural gas peaker | Gibson City Energy Center LLC | 55201_G_1 | 55201 | G | 1 | 4126 | Combustion Turbine |  | MIS_IL | Illinois | 17 | Ford | 53 | 17053 | 114 | 12178 | 2000 | 2045 |  |  | N | Natural Gas, Distillate Fuel Oil |  |  |  | DLNB + H2O | [8 empty] | 0.28 | 0.0698 | 0.0698 | 0.0698 | 0.0698 | [11 empty] | Gibson City Energy Center LLC | 100 | Rockland Capital | 100
natural gas peaker | Gibson City Energy Center LLC | 55201_G_2 | 55201 | G | 2 | 4127 | Combustion Turbine |  | MIS_IL | Illinois | 17 | Ford | 53 | 17053 | 114 | 12179 | 2000 | 2045 |  |  | N | Natural Gas, Distillate Fuel Oil |  |  |  | DLNB + H2O | [8 empty] | 0.28 | 0.079 | 0.079 | 0.079 | 0.079 | [11 empty] | Gibson City Energy Center LLC | 100 | Rockland Capital | 100
natural gas peaker | Pinckneyville | 55202_G_1 | 55202 | G | 1 | 4128 | Combustion Turbine |  | MIS_IL | Illinois | 17 | Perry | 145 | 17145 | 44 | 10745 | 2000 | 2045 |  |  | N | Natural Gas |  |  |  | H2O | [8 empty] | 0.001 | 0.09514 | 0.09514 | 0.09514 | 0.09514 | [11 empty] | Ameren Missouri | 100 | Ameren Corp | 100
natural gas peaker | Pinckneyville | 55202_G_2 | 55202 | G | 2 | 4129 | Combustion Turbine |  | MIS_IL | Illinois | 17 | Perry | 145 | 17145 | 44 | 10745 | 2000 | 2045 |  |  | N | Natural Gas |  |  |  | H2O | [8 empty] | 0.001 | 0.09658 | 0.09658 | 0.09658 | 0.09658 | [11 empty] | Ameren Missouri | 100 | Ameren Corp | 100
natural gas peaker | Pinckneyville | 55202_G_3 | 55202 | G | 3 | 4130 | Combustion Turbine |  | MIS_IL | Illinois | 17 | Perry | 145 | 17145 | 44 | 10745 | 2000 | 2045 |  |  | N | Natural Gas |  |  |  | H2O | [8 empty] | 0.001 | 0.09502 | 0.09502 | 0.09502 | 0.09502 | [11 empty] | Ameren Missouri | 100 | Ameren Corp | 100
natural gas peaker | Pinckneyville | 55202_G_4 | 55202 | G | 4 | 4131 | Combustion Turbine |  | MIS_IL | Illinois | 17 | Perry | 145 | 17145 | 44 | 10745 | 2000 | 2045 |  |  | N | Natural Gas |  |  |  | H2O | [8 empty] | 0.001 | 0.09316 | 0.09316 | 0.09316 | 0.09316 | [11 empty] | Ameren Missouri | 100 | Ameren Corp | 100
natural gas peaker | Pinckneyville | 55202_G_5 | 55202 | G | 5 | 4132 | Combustion Turbine |  | MIS_IL | Illinois | 17 | Perry | 145 | 17145 | 35 | 10745 | 2001 | 2045 |  |  | N | Natural Gas |  |  |  | DLNB | [8 empty] | 0.001 | 0.02188 | 0.02188 | 0.02188 | 0.02188 | [11 empty] | Ameren Missouri | 100 | Ameren Corp | 100
natural gas peaker | Pinckneyville | 55202_G_6 | 55202 | G | 6 | 4133 | Combustion Turbine |  | MIS_IL | Illinois | 17 | Perry | 145 | 17145 | 35 | 10745 | 2001 | 2045 |  |  | N | Natural Gas |  |  |  | DLNB | [8 empty] | 0.001 | 0.0342 | 0.0342 | 0.0342 | 0.0342 | [11 empty] | Ameren Missouri | 100 | Ameren Corp | 100
natural gas peaker | Pinckneyville | 55202_G_7 | 55202 | G | 7 | 4134 | Combustion Turbine |  | MIS_IL | Illinois | 17 | Perry | 145 | 17145 | 35 | 10745 | 2001 | 2045 |  |  | N | Natural Gas |  |  |  | DLNB | [8 empty] | 0.001 | 0.02858 | 0.02858 | 0.02858 | 0.02858 | [11 empty] | Ameren Missouri | 100 | Ameren Corp | 100
natural gas peaker | Pinckneyville | 55202_G_8 | 55202 | G | 8 | 4135 | Combustion Turbine |  | MIS_IL | Illinois | 17 | Perry | 145 | 17145 | 35 | 10745 | 2001 | 2045 |  |  | N | Natural Gas |  |  |  | DLNB | [8 empty] | 0.001 | 0.03448 | 0.03448 | 0.03448 | 0.03448 | [11 empty] | Ameren Missouri | 100 | Ameren Corp | 100
natural gas peaker | Kinmundy | 55204_G_1 | 55204 | G | 1 | 4136 | Combustion Turbine |  | MIS_IL | Illinois | 17 | Marion | 121 | 17121 | 103 | 14721 | 2001 | 2045 |  |  | N | Natural Gas, Distillate Fuel Oil |  |  |  | DLNB + H2O | [8 empty] | 0.28 | 0.07116 | 0.07116 | 0.07116 | 0.07116 | [11 empty] | Ameren Missouri | 100 | Ameren Corp | 100
natural gas peaker | Kinmundy | 55204_G_2 | 55204 | G | 2 | 4137 | Combustion Turbine |  | MIS_IL | Illinois | 17 | Marion | 121 | 17121 | 103 | 14724 | 2001 | 2045 |  |  | N | Natural Gas, Distillate Fuel Oil |  |  |  | DLNB + H2O | [8 empty] | 0.28 | 0.06824 | 0.06824 | 0.06824 | 0.06824 | [11 empty] | Ameren Missouri | 100 | Ameren Corp | 100
natural gas combined cycle | Corpus Christi Energy Center | 55206_G_CT1 | 55206 | G | CT1 | 4138 | Combined Cycle |  | ERC_REST | Texas | 48 | Nueces | 355 | 48355 | 152 | 5595 | 2002 | 9999 |  |  | Y | Natural Gas |  |  |  | DLNB | [9 empty] | 0.034611 | 0.034611 | 0.034611 | 0.034611 | [11 empty] | Calpine Corp | 100 | Energy Capital Partners | 100
natural gas combined cycle | Corpus Christi Energy Center | 55206_G_CT2 | 55206 | G | CT2 | 4139 | Combined Cycle |  | ERC_REST | Texas | 48 | Nueces | 355 | 48355 | 152 | 5595 | 2002 | 9999 |  |  | Y | Natural Gas |  |  |  | DLNB | [9 empty] | 0.034611 | 0.034611 | 0.034611 | 0.034611 | [11 empty] | Calpine Corp | 100 | Energy Capital Partners | 100
natural gas combined cycle | Corpus Christi Energy Center | 55206_G_ST1 | 55206 | G | ST1 | 4138 | Combined Cycle |  | ERC_REST | Texas | 48 | Nueces | 355 | 48355 | 165 | 5595 | 2002 | 9999 |  |  | Y | Natural Gas |  |  |  | LNB | [9 empty] | 0.034611 | 0.034611 | 0.034611 | 0.034611 | [11 empty] | Calpine Corp | 100 | Energy Capital Partners | 100
natural gas peaker | Valmont Combustion Turbine Project | 55207_G_UN7 | 55207 | G | UN7 |  | Combustion Turbine |  | WECC_CO | Colorado | 8 | Boulder | 13 | 08013 | 39.9 | 11608 | 2000 | 9999 |  |  | N | Natural Gas |  |  |  | H2O | [8 empty] | 1.2 | 0.09915 | 0.09915 | 0.09915 | 0.09915 | [11 empty] | Public Service Co of Colorado | 100 | Xcel Energy Inc | 100
natural gas peaker | Valmont Combustion Turbine Project | 55207_G_UN8 | 55207 | G | UN8 |  | Combustion Turbine |  | WECC_CO | Colorado | 8 | Boulder | 13 | 08013 | 39.9 | 11633 | 2001 | 9999 |  |  | N | Natural Gas |  |  |  | H2O | [8 empty] | 1.2 | 0.11519 | 0.11519 | 0.11519 | 0.11519 | [11 empty] | Public Service Co of Colorado | 100 | Xcel Energy Inc | 100
onshore wind | Lake Benton I | 55208_G_EXIS | 55208 | G | EXIS |  | Onshore Wind |  | MIS_MNWI | Minnesota | 27 | Lincoln | 81 | 27081 | 104.5 | 0 | 1998 | 9999 |  |  | N | Wind | [13 empty] | 0 | 0 | 0 | 0 | [11 empty] | Lake Benton Power Partners LLC | 100 | ALLETE Inc | 100
natural gas combined cycle | Afton Generating Station | 55210_G_0001 | 55210 | G | 0001 | 4144 | Combined Cycle |  | WECC_NM | New Mexico | 35 | Dona Ana | 13 | 35013 | 141 | 8460 | 2002 | 9999 |  |  | N | Natural Gas |  |  |  | DLNB + H2O | SCR | [7 empty] | 0.001 | 0.024097 | 0.024097 | 0.024097 | 0.024097 | [11 empty] | Public Service Co of New Mexico | 100 | PNM Resources Inc | 100
natural gas combined cycle | Afton Generating Station | 55210_G_0002 | 55210 | G | 0002 | 4144 | Combined Cycle |  | WECC_NM | New Mexico | 35 | Dona Ana | 13 | 35013 | 94.6 | 8460 | 2007 | 9999 |  |  | N | Natural Gas |  |  |  | NH3 | SCR | [7 empty] | 0.001 | 0.024097 | 0.024097 | 0.024097 | 0.024097 | [11 empty] | Public Service Co of New Mexico | 100 | PNM Resources Inc | 100
natural gas combined cycle | ANP Bellingham Energy Project | 55211_G_U1 | 55211 | G | U1 | 4145 | Combined Cycle |  | NENGREST | Massachusetts | 25 | Norfolk | 21 | 25021 | 266.8 | 7737 | 2002 | 9999 |  |  | N | Natural Gas |  |  |  | DLNB | SCR | [7 empty] | 0.002 | 0.016654 | 0.016654 | 0.016654 | 0.016654 | [11 empty] | Bellingham Power Generation LLC | 100 | Vistra Energy | 100
natural gas combined cycle | ANP Bellingham Energy Project | 55211_G_U2 | 55211 | G | U2 | 4146 | Combined Cycle |  | NENGREST | Massachusetts | 25 | Norfolk | 21 | 25021 | 267.7 | 7697 | 2002 | 9999 |  |  | N | Natural Gas |  |  |  | DLNB | SCR | [7 empty] | 0.002 | 0.015969 | 0.015969 | 0.015969 | 0.015969 | [11 empty] | Bellingham Power Generation LLC | 100 | Vistra Energy | 100
natural gas combined cycle | ANP Blackstone Energy Project | 55212_G_U1 | 55212 | G | U1 | 4147 | Combined Cycle |  | NENGREST | Massachusetts | 25 | Worcester | 27 | 25027 | 247.8 | 7763 | 2001 | 9999 |  |  | N | Natural Gas |  |  |  | DLNB | SCR | [8 empty] | 0.014068 | 0.014068 | 0.014068 | 0.014068 | [11 empty] | Blackstone Power Generation LLC | 100 | Vistra Energy | 100
natural gas combined cycle | ANP Blackstone Energy Project | 55212_G_U2 | 55212 | G | U2 | 4148 | Combined Cycle |  | NENGREST | Massachusetts | 25 | Worcester | 27 | 25027 | 248.7 | 7762 | 2001 | 9999 |  |  | N | Natural Gas |  |  |  | DLNB | SCR | [8 empty] | 0.012343 | 0.012343 | 0.012343 | 0.012343 | [11 empty] | Blackstone Power Generation LLC | 100 | Vistra Energy | 100
natural gas combined cycle | Odessa-Ector Power Plant | 55215_G_CTG1 | 55215 | G | CTG1 | 4149 | Combined Cycle |  | ERC_WEST | Texas | 48 | Ector | 135 | 48135 | 162 | 7207 | 2001 | 9999 |  |  | N | Natural Gas |  |  |  | DLNB | [9 empty] | 0.029035 | 0.029035 | 0.029035 | 0.029035 | [11 empty] | Odessa Ector Power Partners LP | 100 | Koch Industries Inc | 100
natural gas combined cycle | Odessa-Ector Power Plant | 55215_G_CTG2 | 55215 | G | CTG2 | 4150 | Combined Cycle |  | ERC_WEST | Texas | 48 | Ector | 135 | 48135 | 153.5 | 7207 | 2001 | 9999 |  |  | N | Natural Gas |  |  |  | DLNB | [9 empty] | 0.029035 | 0.029035 | 0.029035 | 0.029035 | [11 empty] | Odessa Ector Power Partners LP | 100 | Koch Industries Inc | 100
natural gas combined cycle | Odessa-Ector Power Plant | 55215_G_CTG3 | 55215 | G | CTG3 | 4151 | Combined Cycle |  | ERC_WEST | Texas | 48 | Ector | 135 | 48135 | 153.5 | 7207 | 2001 | 9999 |  |  | N | Natural Gas |  |  |  | DLNB | [9 empty] | 0.030328 | 0.030328 | 0.030328 | 0.030328 | [11 empty] | Odessa Ector Power Partners LP | 100 | Koch Industries Inc | 100
natural gas combined cycle | Odessa-Ector Power Plant | 55215_G_CTG4 | 55215 | G | CTG4 | 4152 | Combined Cycle |  | ERC_WEST | Texas | 48 | Ector | 135 | 48135 | 162 | 7207 | 2001 | 9999 |  |  | N | Natural Gas |  |  |  | DLNB | [9 empty] | 0.030328 | 0.030328 | 0.030328 | 0.030328 | [11 empty] | Odessa Ector Power Partners LP | 100 | Koch Industries Inc | 100
natural gas combined cycle | Odessa-Ector Power Plant | 55215_G_STG1 | 55215 | G | STG1 | 4149 | Combined Cycle |  | ERC_WEST | Texas | 48 | Ector | 135 | 48135 | 206 | 7207 | 2001 | 9999 |  |  | N | Natural Gas |  |  |  | DLNB | [9 empty] | 0.029035 | 0.029035 | 0.029035 | 0.029035 | [11 empty] | Odessa Ector Power Partners LP | 100 | Koch Industries Inc | 100
natural gas combined cycle | Odessa-Ector Power Plant | 55215_G_STG2 | 55215 | G | STG2 | 4151 | Combined Cycle |  | ERC_WEST | Texas | 48 | Ector | 135 | 48135 | 206 | 7207 | 2001 | 9999 |  |  | N | Natural Gas |  |  |  | DLNB | [9 empty] | 0.030328 | 0.030328 | 0.030328 | 0.030328 | [11 empty] | Odessa Ector Power Partners LP | 100 | Koch Industries Inc | 100
natural gas combined cycle | Morris Cogeneration LLC | 55216_G_UNT1 | 55216 | G | UNT1 | 89477 | Combined Cycle |  | PJM_COMD | Illinois | 17 | Grundy | 63 | 17063 | 44 | 7083 | 1998 | 2045 |  |  | Y | Natural Gas |  |  |  | DLNB | [9 empty] | 0.048883 | 0.048883 | 0.048883 | 0.048883 | [11 empty] | Morris Cogeneration LLC | 100 | I Squared Capital | 100
natural gas combined cycle | Morris Cogeneration LLC | 55216_G_UNT2 | 55216 | G | UNT2 | 89478 | Combined Cycle |  | PJM_COMD | Illinois | 17 | Grundy | 63 | 17063 | 44 | 7083 | 1998 | 2045 |  |  | Y | Natural Gas |  |  |  | DLNB | [9 empty] | 0.048883 | 0.048883 | 0.048883 | 0.048883 | [11 empty] | Morris Cogeneration LLC | 100 | I Squared Capital | 100
natural gas combined cycle | Morris Cogeneration LLC | 55216_G_UNT3 | 55216 | G | UNT3 | 89479 | Combined Cycle |  | PJM_COMD | Illinois | 17 | Grundy | 63 | 17063 | 44 | 7083 | 1998 | 2045 |  |  | Y | Natural Gas |  |  |  | DLNB | [9 empty] | 0.048883 | 0.048883 | 0.048883 | 0.048883 | [11 empty] | Morris Cogeneration LLC | 100 | I Squared Capital | 100
natural gas combined cycle | Morris Cogeneration LLC | 55216_G_STG1 | 55216 | G | STG1 | 89477 | Combined Cycle |  | PJM_COMD | Illinois | 17 | Grundy | 63 | 17063 | 62 | 7083 | 2000 | 2045 |  |  | Y | Natural Gas |  |  |  | LNB | [9 empty] | 0.048883 | 0.048883 | 0.048883 | 0.048883 | [11 empty] | Morris Cogeneration LLC | 100 | I Squared Capital | 100
natural gas combined cycle | Los Medanos Energy Center | 55217_G_CTG1 | 55217 | G | CTG1 | 4153 | Combined Cycle |  | WEC_CALN | California | 6 | Contra Costa | 13 | 06013 | 165 | 6677 | 2001 | 9999 |  |  | Y | Natural Gas |  |  |  |  | SCR | [8 empty] | 0.099485 | 0.0076372 | 0.099485 | 0.0076372 | [11 empty] | Los Medanos Energy Center LLC | 100 | Energy Capital Partners | 100
natural gas combined cycle | Los Medanos Energy Center | 55217_G_CTG2 | 55217 | G | CTG2 | 4154 | Combined Cycle |  | WEC_CALN | California | 6 | Contra Costa | 13 | 06013 | 165 | 6677 | 2001 | 9999 |  |  | Y | Natural Gas |  |  |  |  | SCR | [8 empty] | 0.099485 | 0.0076372 | 0.099485 | 0.0076372 | [11 empty] | Los Medanos Energy Center LLC | 100 | Energy Capital Partners | 100
natural gas combined cycle | Los Medanos Energy Center | 55217_G_STG3 | 55217 | G | STG3 | 4153 | Combined Cycle |  | WEC_CALN | California | 6 | Contra Costa | 13 | 06013 | 237 | 6677 | 2001 | 9999 |  |  | Y | Natural Gas |  |  |  | NH3 | SCR | [8 empty] | 0.099485 | 0.0076372 | 0.099485 | 0.0076372 | [11 empty] | Los Medanos Energy Center LLC | 100 | Energy Capital Partners | 100
natural gas combined cycle | Hinds Energy Facility | 55218_G_H01 | 55218 | G | H01 | 4155 | Combined Cycle |  | MIS_MS | Mississippi | 28 | Hinds | 49 | 28049 | 145.6 | 7143 | 2001 | 9999 |  |  | N | Natural Gas |  |  |  | DLNB | SCR | [8 empty] | 0.010677 | 0.010677 | 0.010677 | 0.010677 | [11 empty] | Entergy Mississippi LLC | 100 | Entergy Corp | 100
natural gas combined cycle | Hinds Energy Facility | 55218_G_H02 | 55218 | G | H02 | 4156 | Combined Cycle |  | MIS_MS | Mississippi | 28 | Hinds | 49 | 28049 | 145.6 | 7143 | 2001 | 9999 |  |  | N | Natural Gas |  |  |  | DLNB | SCR | [8 empty] | 0.010677 | 0.010677 | 0.010677 | 0.010677 | [11 empty] | Entergy Mississippi LLC | 100 | Entergy Corp | 100
natural gas combined cycle | Hinds Energy Facility | 55218_G_H03 | 55218 | G | H03 | 4155 | Combined Cycle |  | MIS_MS | Mississippi | 28 | Hinds | 49 | 28049 | 163.4 | 7143 | 2001 | 9999 |  |  | N | Natural Gas |  |  |  | DLNB | SCR | [8 empty] | 0.010677 | 0.010677 | 0.010677 | 0.010677 | [11 empty] | Entergy Mississippi LLC | 100 | Entergy Corp | 100
natural gas peaker | Hinds Energy Facility | 55218_G_H04BS | 55218 | G | H04BS |  | Combustion Turbine |  | MIS_MS | Mississippi | 28 | Hinds | 49 | 28049 | 36.4 | 10745 | 2019 | 9999 |  |  | N | Natural Gas | [13 empty] | 0.011 | 0.011 | 0.011 | 0.011 | [11 empty] | Entergy Mississippi LLC | 100 | Entergy Corp | 100
natural gas combined cycle | Attala | 55220_G_A01 | 55220 | G | A01 | 4165 | Combined Cycle |  | MIS_MS | Mississippi | 28 | Attala | 7 | 28007 | 145.8 | 7141 | 2001 | 9999 |  |  | N | Natural Gas |  |  |  | DLNB | SCR | [8 empty] | 0.011697 | 0.011697 | 0.011697 | 0.011697 | [11 empty] | Entergy Mississippi LLC | 100 | Entergy Corp | 100
natural gas combined cycle | Attala | 55220_G_A02 | 55220 | G | A02 | 4166 | Combined Cycle |  | MIS_MS | Mississippi | 28 | Attala | 7 | 28007 | 145.8 | 7141 | 2001 | 9999 |  |  | N | Natural Gas |  |  |  | DLNB | SCR | [8 empty] | 0.011697 | 0.011697 | 0.011697 | 0.011697 | [11 empty] | Entergy Mississippi LLC | 100 | Entergy Corp | 100
natural gas combined cycle | Attala | 55220_G_A03 | 55220 | G | A03 | 4165 | Combined Cycle |  | MIS_MS | Mississippi | 28 | Attala | 7 | 28007 | 163.6 | 7141 | 2001 | 9999 |  |  | N | Natural Gas |  |  |  | DLNB | SCR | [8 empty] | 0.011697 | 0.011697 | 0.011697 | 0.011697 | [11 empty] | Entergy Mississippi LLC | 100 | Entergy Corp | 100
natural gas combined cycle | Harry L. Oswald | 55221_G_G1 | 55221 | G | G1 | 4167 | Combined Cycle |  | MIS_AR | Arkansas | 5 | Pulaski | 119 | 05119 | 47 | 8508 | 2002 | 9999 |  |  | N | Natural Gas |  |  |  | STM | [9 empty] | 0.11459 | 0.11459 | 0.11459 | 0.11459 | [11 empty] | Wrightsville Power Facility LLC | 100 | Arkansas Electric Coop Corp | 100
natural gas combined cycle | Harry L. Oswald | 55221_G_G2 | 55221 | G | G2 | 4168 | Combined Cycle |  | MIS_AR | Arkansas | 5 | Pulaski | 119 | 05119 | 47 | 8508 | 2002 | 9999 |  |  | N | Natural Gas |  |  |  | STM | [9 empty] | 0.11459 | 0.11459 | 0.11459 | 0.11459 | [11 empty] | Wrightsville Power Facility LLC | 100 | Arkansas Electric Coop Corp | 100
natural gas combined cycle | Harry L. Oswald | 55221_G_G3 | 55221 | G | G3 | 4169 | Combined Cycle |  | MIS_AR | Arkansas | 5 | Pulaski | 119 | 05119 | 47 | 8508 | 2002 | 9999 |  |  | N | Natural Gas |  |  |  | STM | [9 empty] | 0.11967 | 0.11967 | 0.11967 | 0.11967 | [11 empty] | Wrightsville Power Facility LLC | 100 | Arkansas Electric Coop Corp | 100
natural gas combined cycle | Harry L. Oswald | 55221_G_G4 | 55221 | G | G4 | 4170 | Combined Cycle |  | MIS_AR | Arkansas | 5 | Pulaski | 119 | 05119 | 47 | 8508 | 2002 | 9999 |  |  | N | Natural Gas |  |  |  | STM | [9 empty] | 0.11967 | 0.11967 | 0.11967 | 0.11967 | [11 empty] | Wrightsville Power Facility LLC | 100 | Arkansas Electric Coop Corp | 100
natural gas combined cycle | Harry L. Oswald | 55221_G_G5 | 55221 | G | G5 | 4171 | Combined Cycle |  | MIS_AR | Arkansas | 5 | Pulaski | 119 | 05119 | 47 | 8508 | 2002 | 9999 |  |  | N | Natural Gas |  |  |  | STM | [9 empty] | 0.13436 | 0.13436 | 0.13436 | 0.13436 | [11 empty] | Wrightsville Power Facility LLC | 100 | Arkansas Electric Coop Corp | 100
natural gas combined cycle | Harry L. Oswald | 55221_G_G6 | 55221 | G | G6 | 4172 | Combined Cycle |  | MIS_AR | Arkansas | 5 | Pulaski | 119 | 05119 | 47 | 8508 | 2002 | 9999 |  |  | N | Natural Gas |  |  |  | STM | [9 empty] | 0.13436 | 0.13436 | 0.13436 | 0.13436 | [11 empty] | Wrightsville Power Facility LLC | 100 | Arkansas Electric Coop Corp | 100
natural gas combined cycle | Harry L. Oswald | 55221_G_G7 | 55221 | G | G7 | 4173 | Combined Cycle |  | MIS_AR | Arkansas | 5 | Pulaski | 119 | 05119 | 76 | 8508 | 2002 | 9999 |  |  | N | Natural Gas |  |  |  | DLNB | [9 empty] | 0.11459 | 0.11459 | 0.11459 | 0.11459 | [11 empty] | Wrightsville Power Facility LLC | 100 | Arkansas Electric Coop Corp | 100
natural gas combined cycle | Harry L. Oswald | 55221_G_G8 | 55221 | G | G8 | 4167 | Combined Cycle |  | MIS_AR | Arkansas | 5 | Pulaski | 119 | 05119 | 95 | 8508 | 2002 | 9999 |  |  | N | Natural Gas |  |  |  | AA | [9 empty] | 0.11967 | 0.11967 | 0.11967 | 0.11967 | [11 empty] | Wrightsville Power Facility LLC | 100 | Arkansas Electric Coop Corp | 100
natural gas combined cycle | Harry L. Oswald | 55221_G_G9 | 55221 | G | G9 | 4167 | Combined Cycle |  | MIS_AR | Arkansas | 5 | Pulaski | 119 | 05119 | 95 | 8508 | 2002 | 9999 |  |  | N | Natural Gas |  |  |  | AA | [9 empty] | 0.13436 | 0.13436 | 0.13436 | 0.13436 | [11 empty] | Wrightsville Power Facility LLC | 100 | Arkansas Electric Coop Corp | 100
natural gas peaker | Lincoln Generating Facility | 55222_G_CTG1 | 55222 | G | CTG1 | 4174 | Combustion Turbine |  | PJM_COMD | Illinois | 17 | Will | 197 | 17197 | 77.5 | 12857 | 2000 | 2045 |  |  | N | Natural Gas |  |  |  | DLNB | [8 empty] | 1 | 0.02501 | 0.02501 | 0.02501 | 0.02501 | [11 empty] | Lincoln Generating Facility LLC | 100 | ArcLight Capital Partners LLC | 100
natural gas peaker | Lincoln Generating Facility | 55222_G_CTG2 | 55222 | G | CTG2 | 4175 | Combustion Turbine |  | PJM_COMD | Illinois | 17 | Will | 197 | 17197 | 77.8 | 12857 | 2000 | 2045 |  |  | N | Natural Gas |  |  |  | DLNB | [8 empty] | 1 | 0.02737 | 0.02737 | 0.02737 | 0.02737 | [11 empty] | Lincoln Generating Facility LLC | 100 | ArcLight Capital Partners LLC | 100
natural gas peaker | Lincoln Generating Facility | 55222_G_CTG3 | 55222 | G | CTG3 | 4176 | Combustion Turbine |  | PJM_COMD | Illinois | 17 | Will | 197 | 17197 | 78 | 12857 | 2000 | 2045 |  |  | N | Natural Gas |  |  |  | DLNB | [8 empty] | 1 | 0.02454 | 0.02454 | 0.02454 | 0.02454 | [11 empty] | Lincoln Generating Facility LLC | 100 | ArcLight Capital Partners LLC | 100
natural gas peaker | Lincoln Generating Facility | 55222_G_CTG4 | 55222 | G | CTG4 | 4177 | Combustion Turbine |  | PJM_COMD | Illinois | 17 | Will | 197 | 17197 | 78 | 12857 | 2000 | 2045 |  |  | N | Natural Gas |  |  |  | DLNB | [8 empty] | 1 | 0.02338 | 0.02338 | 0.02338 | 0.02338 | [11 empty] | Lincoln Generating Facility LLC | 100 | ArcLight Capital Partners LLC | 100
natural gas peaker | Lincoln Generating Facility | 55222_G_CTG5 | 55222 | G | CTG5 | 4178 | Combustion Turbine |  | PJM_COMD | Illinois | 17 | Will | 197 | 17197 | 77.5 | 12857 | 2000 | 2045 |  |  | N | Natural Gas |  |  |  | DLNB | [8 empty] | 1 | 0.02384 | 0.02384 | 0.02384 | 0.02384 | [11 empty] | Lincoln Generating Facility LLC | 100 | ArcLight Capital Partners LLC | 100
natural gas peaker | Lincoln Generating Facility | 55222_G_CTG6 | 55222 | G | CTG6 | 4179 | Combustion Turbine |  | PJM_COMD | Illinois | 17 | Will | 197 | 17197 | 77.3 | 12857 | 2000 | 2045 |  |  | N | Natural Gas |  |  |  | DLNB | [8 empty] | 1 | 0.02052 | 0.02052 | 0.02052 | 0.02052 | [11 empty] | Lincoln Generating Facility LLC | 100 | ArcLight Capital Partners LLC | 100
natural gas peaker | Lincoln Generating Facility | 55222_G_CTG7 | 55222 | G | CTG7 | 4180 | Combustion Turbine |  | PJM_COMD | Illinois | 17 | Will | 197 | 17197 | 78.2 | 12857 | 2000 | 2045 |  |  | N | Natural Gas |  |  |  | DLNB | [8 empty] | 1 | 0.02318 | 0.02318 | 0.02318 | 0.02318 | [11 empty] | Lincoln Generating Facility LLC | 100 | ArcLight Capital Partners LLC | 100
natural gas peaker | Lincoln Generating Facility | 55222_G_CTG8 | 55222 | G | CTG8 | 4181 | Combustion Turbine |  | PJM_COMD | Illinois | 17 | Will | 197 | 17197 | 78.6 | 12857 | 2000 | 2045 |  |  | N | Natural Gas |  |  |  | DLNB | [8 empty] | 1 | 0.0247 | 0.0247 | 0.0247 | 0.0247 | [11 empty] | Lincoln Generating Facility LLC | 100 | ArcLight Capital Partners LLC | 100
natural gas combined cycle | Ennis Power Company LLC | 55223_G_GT1 | 55223 | G | GT1 | 4182 | Combined Cycle |  | ERC_REST | Texas | 48 | Ellis | 139 | 48139 | 245.1 | 7319 | 2002 | 9999 |  |  | N | Natural Gas |  |  |  |  | SCR | [8 empty] | 0.02814 | 0.02814 | 0.02814 | 0.02814 | [11 empty] | Ennis Tractebel Power Co LP | 100 | Vistra Energy | 100
natural gas combined cycle | Ennis Power Company LLC | 55223_G_ST1 | 55223 | G | ST1 | 4182 | Combined Cycle |  | ERC_REST | Texas | 48 | Ellis | 139 | 48139 | 114.4 | 7319 | 2002 | 9999 |  |  | N | Natural Gas |  |  |  |  | SCR | [8 empty] | 0.02814 | 0.02814 | 0.02814 | 0.02814 | [11 empty] | Ennis Tractebel Power Co LP | 100 | Vistra Energy | 100
natural gas peaker | Wheatland Generating Facility | 55224_G_CTG1 | 55224 | G | CTG1 | 4183 | Combustion Turbine |  | MIS_INKY | Indiana | 18 | Knox | 83 | 18083 | 111 | 13727 | 2000 | 9999 |  |  | N | Natural Gas |  |  |  | H2O | [8 empty] | 1.6 | 0.19191 | 0.19191 | 0.19191 | 0.19191 | [11 empty] | Duke Energy Indiana | 100 | Duke Energy Corp | 100
natural gas peaker | Wheatland Generating Facility | 55224_G_CTG2 | 55224 | G | CTG2 | 4184 | Combustion Turbine |  | MIS_INKY | Indiana | 18 | Knox | 83 | 18083 | 114 | 13721 | 2000 | 9999 |  |  | N | Natural Gas |  |  |  | H2O | [8 empty] | 1.6 | 0.15123 | 0.15123 | 0.15123 | 0.15123 | [11 empty] | Duke Energy Indiana | 100 | Duke Energy Corp | 100
natural gas peaker | Wheatland Generating Facility | 55224_G_CTG3 | 55224 | G | CTG3 | 4185 | Combustion Turbine |  | MIS_INKY | Indiana | 18 | Knox | 83 | 18083 | 114 | 13721 | 2000 | 9999 |  |  | N | Natural Gas |  |  |  | H2O | [8 empty] | 1.6 | 0.18192 | 0.18192 | 0.18192 | 0.18192 | [11 empty] | Duke Energy Indiana | 100 | Duke Energy Corp | 100
natural gas peaker | Wheatland Generating Facility | 55224_G_CTG4 | 55224 | G | CTG4 | 4186 | Combustion Turbine |  | MIS_INKY | Indiana | 18 | Knox | 83 | 18083 | 111 | 13727 | 2000 | 9999 |  |  | N | Natural Gas |  |  |  | H2O | [8 empty] | 1.6 | 0.13063 | 0.13063 | 0.13063 | 0.13063 | [11 empty] | Duke Energy Indiana | 100 | Duke Energy Corp | 100
natural gas combined cycle | Oneta Energy Center | 55225_G_CTG1 | 55225 | G | CTG1 | 4187 | Combined Cycle |  | SPP_WEST | Oklahoma | 40 | Wagoner | 145 | 40145 | 149.3 | 7287 | 2002 | 9999 |  |  | N | Natural Gas |  |  |  | DLNB | [9 empty] | 0.032676 | 0.032676 | 0.032676 | 0.032676 | [11 empty] | Oneta Power LLC | 100 | LS Power Group | 100
natural gas combined cycle | Oneta Energy Center | 55225_G_CTG2 | 55225 | G | CTG2 | 4188 | Combined Cycle |  | SPP_WEST | Oklahoma | 40 | Wagoner | 145 | 40145 | 149.3 | 7287 | 2002 | 9999 |  |  | N | Natural Gas |  |  |  | DLNB | [9 empty] | 0.032676 | 0.032676 | 0.032676 | 0.032676 | [11 empty] | Oneta Power LLC | 100 | LS Power Group | 100
natural gas combined cycle | Oneta Energy Center | 55225_G_STG1 | 55225 | G | STG1 | 4187 | Combined Cycle |  | SPP_WEST | Oklahoma | 40 | Wagoner | 145 | 40145 | 244.6 | 7287 | 2002 | 9999 |  |  | N | Natural Gas |  |  |  | LNB | [9 empty] | 0.032676 | 0.032676 | 0.032676 | 0.032676 | [11 empty] | Oneta Power LLC | 100 | LS Power Group | 100
natural gas combined cycle | Oneta Energy Center | 55225_G_CTG3 | 55225 | G | CTG3 | 4189 | Combined Cycle |  | SPP_WEST | Oklahoma | 40 | Wagoner | 145 | 40145 | 149.3 | 7287 | 2003 | 9999 |  |  | N | Natural Gas |  |  |  | DLNB | [9 empty] | 0.032669 | 0.032669 | 0.032669 | 0.032669 | [11 empty] | Oneta Power LLC | 100 | LS Power Group | 100
natural gas combined cycle | Oneta Energy Center | 55225_G_CTG4 | 55225 | G | CTG4 | 4190 | Combined Cycle |  | SPP_WEST | Oklahoma | 40 | Wagoner | 145 | 40145 | 149.3 | 7287 | 2003 | 9999 |  |  | N | Natural Gas |  |  |  | DLNB | [9 empty] | 0.032669 | 0.032669 | 0.032669 | 0.032669 | [11 empty] | Oneta Power LLC | 100 | LS Power Group | 100
natural gas combined cycle | Oneta Energy Center | 55225_G_STG2 | 55225 | G | STG2 | 4189 | Combined Cycle |  | SPP_WEST | Oklahoma | 40 | Wagoner | 145 | 40145 | 244.6 | 7287 | 2003 | 9999 |  |  | N | Natural Gas |  |  |  | LNB | [9 empty] | 0.032669 | 0.032669 | 0.032669 | 0.032669 | [11 empty] | Oneta Power LLC | 100 | LS Power Group | 100
natural gas combined cycle | Freestone Energy Center | 55226_G_GT1 | 55226 | G | GT1 | 4192 | Combined Cycle |  | ERC_REST | Texas | 48 | Freestone | 161 | 48161 | 153 | 7242 | 2002 | 9999 |  |  | N | Natural Gas |  |  |  | DLNB | [9 empty] | 0.03076 | 0.03076 | 0.03076 | 0.03076 | [11 empty] | Freestone Power Generation LP | 100 | Energy Capital Partners | 100
natural gas combined cycle | Freestone Energy Center | 55226_G_GT2 | 55226 | G | GT2 | 4193 | Combined Cycle |  | ERC_REST | Texas | 48 | Freestone | 161 | 48161 | 153 | 7242 | 2002 | 9999 |  |  | N | Natural Gas |  |  |  | DLNB | [9 empty] | 0.03076 | 0.03076 | 0.03076 | 0.03076 | [11 empty] | Freestone Power Generation LP | 100 | Energy Capital Partners | 100
natural gas combined cycle | Freestone Energy Center | 55226_G_GT3 | 55226 | G | GT3 | 4194 | Combined Cycle |  | ERC_REST | Texas | 48 | Freestone | 161 | 48161 | 149 | 7242 | 2002 | 9999 |  |  | N | Natural Gas |  |  |  | DLNB | [9 empty] | 0.031353 | 0.031353 | 0.031353 | 0.031353 | [11 empty] | Freestone Power Generation LP | 100 | Energy Capital Partners | 100
natural gas combined cycle | Freestone Energy Center | 55226_G_GT4 | 55226 | G | GT4 | 4195 | Combined Cycle |  | ERC_REST | Texas | 48 | Freestone | 161 | 48161 | 149 | 7242 | 2002 | 9999 |  |  | N | Natural Gas |  |  |  | DLNB | [9 empty] | 0.031353 | 0.031353 | 0.031353 | 0.031353 | [11 empty] | Freestone Power Generation LP | 100 | Energy Capital Partners | 100
natural gas combined cycle | Freestone Energy Center | 55226_G_ST3 | 55226 | G | ST3 | 4192 | Combined Cycle |  | ERC_REST | Texas | 48 | Freestone | 161 | 48161 | 177 | 7242 | 2002 | 9999 |  |  | N | Natural Gas |  |  |  | DLNB | [9 empty] | 0.03076 | 0.03076 | 0.03076 | 0.03076 | [11 empty] | Freestone Power Generation LP | 100 | Energy Capital Partners | 100
natural gas combined cycle | Freestone Energy Center | 55226_G_ST6 | 55226 | G | ST6 | 4194 | Combined Cycle |  | ERC_REST | Texas | 48 | Freestone | 161 | 48161 | 172 | 7242 | 2002 | 9999 |  |  | N | Natural Gas |  |  |  | DLNB | [9 empty] | 0.031353 | 0.031353 | 0.031353 | 0.031353 | [11 empty] | Freestone Power Generation LP | 100 | Energy Capital Partners | 100
natural gas peaker | Greenville Electric Generating Station | 55228_G_GT1 | 55228 | G | GT1 | 4212 | Combustion Turbine |  | PJM_West | Ohio | 39 | Darke | 37 | 39037 | 49 | 10745 | 2000 | 9999 |  |  | N | Natural Gas, Distillate Fuel Oil |  |  |  | H2O | [8 empty] | 0.5 | 0.11291 | 0.11291 | 0.11291 | 0.11291 | [11 empty] | Buckeye Power Inc | 100 | Buckeye Power Inc | 100
natural gas peaker | Greenville Electric Generating Station | 55228_G_GT2 | 55228 | G | GT2 | 4214 | Combustion Turbine |  | PJM_West | Ohio | 39 | Darke | 37 | 39037 | 49 | 10745 | 2000 | 9999 |  |  | N | Natural Gas, Distillate Fuel Oil |  |  |  | H2O | [8 empty] | 0.5 | 0.10577 | 0.10577 | 0.10577 | 0.10577 | [11 empty] | Buckeye Power Inc | 100 | Buckeye Power Inc | 100
natural gas peaker | Greenville Electric Generating Station | 55228_G_GT3 | 55228 | G | GT3 | 4216 | Combustion Turbine |  | PJM_West | Ohio | 39 | Darke | 37 | 39037 | 49 | 10745 | 2000 | 9999 |  |  | N | Natural Gas, Distillate Fuel Oil |  |  |  | H2O | [8 empty] | 0.5 | 0.09895 | 0.09895 | 0.09895 | 0.09895 | [11 empty] | Buckeye Power Inc | 100 | Buckeye Power Inc | 100
natural gas peaker | Greenville Electric Generating Station | 55228_G_GT4 | 55228 | G | GT4 | 4218 | Combustion Turbine |  | PJM_West | Ohio | 39 | Darke | 37 | 39037 | 49 | 10745 | 2000 | 9999 |  |  | N | Natural Gas, Distillate Fuel Oil |  |  |  | H2O | [8 empty] | 0.5 | 0.10607 | 0.10607 | 0.10607 | 0.10607 | [11 empty] | Buckeye Power Inc | 100 | Buckeye Power Inc | 100
natural gas peaker | Montpelier Electric Generating Station | 55229_G_GT1 | 55229 | G | GT1 | 4220 | Combustion Turbine |  | MIS_INKY | Indiana | 18 | Wells | 179 | 18179 | 59 | 11138 | 2001 | 9999 |  |  | N | Natural Gas |  |  |  | H2O | [8 empty] | 1.6 | 0.15639 | 0.15639 | 0.15639 | 0.15639 | [11 empty] | Montpelier Generating Station LLC | 100 | Rockland Capital | 100
natural gas peaker | Montpelier Electric Generating Station | 55229_G_GT2 | 55229 | G | GT2 | 4222 | Combustion Turbine |  | MIS_INKY | Indiana | 18 | Wells | 179 | 18179 | 59 | 11139 | 2001 | 9999 |  |  | N | Natural Gas |  |  |  | H2O | [8 empty] | 1.6 | 0.16437 | 0.16437 | 0.16437 | 0.16437 | [11 empty] | Montpelier Generating Station LLC | 100 | Rockland Capital | 100
natural gas peaker | Montpelier Electric Generating Station | 55229_G_GT3 | 55229 | G | GT3 | 4224 | Combustion Turbine |  | MIS_INKY | Indiana | 18 | Wells | 179 | 18179 | 59 | 11139 | 2001 | 9999 |  |  | N | Natural Gas |  |  |  | H2O | [8 empty] | 1.6 | 0.17423 | 0.17423 | 0.17423 | 0.17423 | [11 empty] | Montpelier Generating Station LLC | 100 | Rockland Capital | 100
natural gas peaker | Montpelier Electric Generating Station | 55229_G_GT4 | 55229 | G | GT4 | 4226 | Combustion Turbine |  | MIS_INKY | Indiana | 18 | Wells | 179 | 18179 | 59 | 11139 | 2001 | 9999 |  |  | N | Natural Gas |  |  |  | H2O | [8 empty] | 1.6 | 0.15311 | 0.15311 | 0.15311 | 0.15311 | [11 empty] | Montpelier Generating Station LLC | 100 | Rockland Capital | 100
natural gas combined cycle | Jack County | 55230_G_CT1 | 55230 | G | CT1 | 4236 | Combined Cycle |  | ERC_REST | Texas | 48 | Wise | 497 | 48497 | 165 | 7298 | 2006 | 9999 |  |  | N | Natural Gas |  |  |  | DLNB + NH3 | SCR | [8 empty] | 0.019256 | 0.019256 | 0.019256 | 0.019256 | [11 empty] | Brazos Electric Power Coop | 100 | Brazos Electric Power Coop | 100
natural gas combined cycle | Jack County | 55230_G_CT2 | 55230 | G | CT2 | 4237 | Combined Cycle |  | ERC_REST | Texas | 48 | Wise | 497 | 48497 | 165 | 7298 | 2006 | 9999 |  |  | N | Natural Gas |  |  |  | DLNB + NH3 | SCR | [8 empty] | 0.019256 | 0.019256 | 0.019256 | 0.019256 | [11 empty] | Brazos Electric Power Coop | 100 | Brazos Electric Power Coop | 100
natural gas combined cycle | Jack County | 55230_G_ST1 | 55230 | G | ST1 | 4236 | Combined Cycle |  | ERC_REST | Texas | 48 | Wise | 497 | 48497 | 290.5 | 7298 | 2006 | 9999 |  |  | N | Natural Gas |  |  |  | DLNB + NH3 | SCR | [8 empty] | 0.019256 | 0.019256 | 0.019256 | 0.019256 | [11 empty] | Brazos Electric Power Coop | 100 | Brazos Electric Power Coop | 100
natural gas combined cycle | Jack County | 55230_G_CT3 | 55230 | G | CT3 | 90582 | Combined Cycle |  | ERC_REST | Texas | 48 | Wise | 497 | 48497 | 165 | 7298 | 2011 | 9999 |  |  | N | Natural Gas |  |  |  | DLNB + NH3 | SCR | [8 empty] | 0.0086837 | 0.0086837 | 0.0086837 | 0.0086837 | [11 empty] | Brazos Electric Power Coop | 100 | Brazos Electric Power Coop | 100
natural gas combined cycle | Jack County | 55230_G_CT4 | 55230 | G | CT4 | 90583 | Combined Cycle |  | ERC_REST | Texas | 48 | Wise | 497 | 48497 | 165 | 7298 | 2011 | 9999 |  |  | N | Natural Gas |  |  |  | DLNB + NH3 | SCR | [8 empty] | 0.0086837 | 0.0086837 | 0.0086837 | 0.0086837 | [11 empty] | Brazos Electric Power Coop | 100 | Brazos Electric Power Coop | 100
natural gas combined cycle | Jack County | 55230_G_ST2 | 55230 | G | ST2 | 90582 | Combined Cycle |  | ERC_REST | Texas | 48 | Wise | 497 | 48497 | 290.5 | 7298 | 2011 | 9999 |  |  | N | Natural Gas |  |  |  | DLNB + NH3 | SCR | [8 empty] | 0.0086837 | 0.0086837 | 0.0086837 | 0.0086837 | [11 empty] | Brazos Electric Power Coop | 100 | Brazos Electric Power Coop | 100
natural gas combined cycle | Liberty Electric Power Plant | 55231_G_GTG1 | 55231 | G | GTG1 | 4238 | Combined Cycle |  | PJM_EMAC | Pennsylvania | 42 | Delaware | 45 | 42045 | 169.1 | 7241 | 2002 | 9999 |  |  | N | Natural Gas |  |  |  | DLNB | SCR | [8 empty] | 0.0109 | 0.0109 | 0.0109 | 0.0109 | [11 empty] | Liberty Electric Power LLC | 100 | Vistra Energy | 100
natural gas combined cycle | Liberty Electric Power Plant | 55231_G_GTG2 | 55231 | G | GTG2 | 4239 | Combined Cycle |  | PJM_EMAC | Pennsylvania | 42 | Delaware | 45 | 42045 | 169.1 | 7241 | 2002 | 9999 |  |  | N | Natural Gas |  |  |  | DLNB | SCR | [8 empty] | 0.0109 | 0.0109 | 0.0109 | 0.0109 | [11 empty] | Liberty Electric Power LLC | 100 | Vistra Energy | 100
natural gas combined cycle | Liberty Electric Power Plant | 55231_G_STG | 55231 | G | STG | 4238 | Combined Cycle |  | PJM_EMAC | Pennsylvania | 42 | Delaware | 45 | 42045 | 223.8 | 7241 | 2002 | 9999 |  |  | N | Natural Gas |  |  |  | LNB + NH3 | SCR | [8 empty] | 0.0109 | 0.0109 | 0.0109 | 0.0109 | [11 empty] | Liberty Electric Power LLC | 100 | Vistra Energy | 100
natural gas peaker | Marshall Energy Facility | 55232_G_CT1 | 55232 | G | CT1 | 4240 | Combustion Turbine |  | S_C_TVA | Kentucky | 21 | Marshall | 157 | 21157 | 72.7 | 11593 | 2002 | 9999 |  |  | N | Natural Gas, Distillate Fuel Oil |  |  |  | DLNB + H2O | [9 empty] | 0.03662 | 0.03662 | 0.03662 | 0.03662 | [11 empty] | Tennessee Valley Authority | 100 | Tennessee Valley Authority | 100
natural gas peaker | Marshall Energy Facility | 55232_G_CT2 | 55232 | G | CT2 | 4241 | Combustion Turbine |  | S_C_TVA | Kentucky | 21 | Marshall | 157 | 21157 | 72.7 | 11593 | 2002 | 9999 |  |  | N | Natural Gas, Distillate Fuel Oil |  |  |  | DLNB + H2O | [9 empty] | 0.04167 | 0.04167 | 0.04167 | 0.04167 | [11 empty] | Tennessee Valley Authority | 100 | Tennessee Valley Authority | 100
natural gas peaker | Marshall Energy Facility | 55232_G_CT3 | 55232 | G | CT3 | 4242 | Combustion Turbine |  | S_C_TVA | Kentucky | 21 | Marshall | 157 | 21157 | 72.7 | 11593 | 2002 | 9999 |  |  | N | Natural Gas, Distillate Fuel Oil |  |  |  | DLNB + H2O | [9 empty] | 0.02817 | 0.02817 | 0.02817 | 0.02817 | [11 empty] | Tennessee Valley Authority | 100 | Tennessee Valley Authority | 100
natural gas peaker | Marshall Energy Facility | 55232_G_CT4 | 55232 | G | CT4 | 4243 | Combustion Turbine |  | S_C_TVA | Kentucky | 21 | Marshall | 157 | 21157 | 72.7 | 24624 | 2002 | 9999 |  |  | N | Natural Gas, Distillate Fuel Oil |  |  |  | DLNB + H2O | [9 empty] | 0.03227 | 0.03227 | 0.03227 | 0.03227 | [11 empty] | Tennessee Valley Authority | 100 | Tennessee Valley Authority | 100
natural gas peaker | Marshall Energy Facility | 55232_G_CT5 | 55232 | G | CT5 | 4244 | Combustion Turbine |  | S_C_TVA | Kentucky | 21 | Marshall | 157 | 21157 | 72.7 | 24624 | 2002 | 9999 |  |  | N | Natural Gas, Distillate Fuel Oil |  |  |  | DLNB + H2O | [9 empty] | 0.0308 | 0.0308 | 0.0308 | 0.0308 | [11 empty] | Tennessee Valley Authority | 100 | Tennessee Valley Authority | 100
natural gas peaker | Marshall Energy Facility | 55232_G_CT6 | 55232 | G | CT6 | 4245 | Combustion Turbine |  | S_C_TVA | Kentucky | 21 | Marshall | 157 | 21157 | 72.7 | 24624 | 2002 | 9999 |  |  | N | Natural Gas, Distillate Fuel Oil |  |  |  | DLNB + H2O | [9 empty] | 0.02807 | 0.02807 | 0.02807 | 0.02807 | [11 empty] | Tennessee Valley Authority | 100 | Tennessee Valley Authority | 100
natural gas peaker | Marshall Energy Facility | 55232_G_CT7 | 55232 | G | CT7 | 4246 | Combustion Turbine |  | S_C_TVA | Kentucky | 21 | Marshall | 157 | 21157 | 72.7 | 24624 | 2002 | 9999 |  |  | N | Natural Gas, Distillate Fuel Oil |  |  |  | DLNB + H2O | [9 empty] | 0.03111 | 0.03111 | 0.03111 | 0.03111 | [11 empty] | Tennessee Valley Authority | 100 | Tennessee Valley Authority | 100
natural gas peaker | Marshall Energy Facility | 55232_G_CT8 | 55232 | G | CT8 | 4247 | Combustion Turbine |  | S_C_TVA | Kentucky | 21 | Marshall | 157 | 21157 | 72.7 | 24624 | 2002 | 9999 |  |  | N | Natural Gas, Distillate Fuel Oil |  |  |  | DLNB + H2O | [9 empty] | 0.03088 | 0.03088 | 0.03088 | 0.03088 | [11 empty] | Tennessee Valley Authority | 100 | Tennessee Valley Authority | 100
natural gas peaker | Handsome Lake Energy LLC | 55233_G_GT01 | 55233 | G | GT01 | 4248 | Combustion Turbine |  | PJM_PENE | Pennsylvania | 42 | Venango | 121 | 42121 | 53.5 | 11407 | 2001 | 9999 |  |  | N | Natural Gas |  |  |  | H2O | [8 empty] | 0.001 | 0.40842 | 0.40842 | 0.40842 | 0.40842 | [11 empty] | Handsome Lake Energy LLC | 100 | Exelon Corp | 100
natural gas peaker | Handsome Lake Energy LLC | 55233_G_GT02 | 55233 | G | GT02 | 4250 | Combustion Turbine |  | PJM_PENE | Pennsylvania | 42 | Venango | 121 | 42121 | 53.5 | 11407 | 2001 | 9999 |  |  | N | Natural Gas |  |  |  | H2O | [8 empty] | 0.001 | 0.55427 | 0.55427 | 0.55427 | 0.55427 | [11 empty] | Handsome Lake Energy LLC | 100 | Exelon Corp | 100
natural gas peaker | Handsome Lake Energy LLC | 55233_G_GT03 | 55233 | G | GT03 | 4252 | Combustion Turbine |  | PJM_PENE | Pennsylvania | 42 | Venango | 121 | 42121 | 53.5 | 11407 | 2001 | 9999 |  |  | N | Natural Gas |  |  |  | H2O | [8 empty] | 3.7 | 0.37001 | 0.37001 | 0.37001 | 0.37001 | [11 empty] | Handsome Lake Energy LLC | 100 | Exelon Corp | 100
natural gas peaker | Handsome Lake Energy LLC | 55233_G_GT04 | 55233 | G | GT04 | 4254 | Combustion Turbine |  | PJM_PENE | Pennsylvania | 42 | Venango | 121 | 42121 | 53.5 | 11407 | 2001 | 9999 |  |  | N | Natural Gas |  |  |  | H2O | [8 empty] | 3.7 | 0.37696 | 0.37696 | 0.37696 | 0.37696 | [11 empty] | Handsome Lake Energy LLC | 100 | Exelon Corp | 100
natural gas peaker | Handsome Lake Energy LLC | 55233_G_GT05 | 55233 | G | GT05 | 4256 | Combustion Turbine |  | PJM_PENE | Pennsylvania | 42 | Venango | 121 | 42121 | 53.5 | 11407 | 2001 | 9999 |  |  | N | Natural Gas |  |  |  | H2O | [8 empty] | 3.7 | 0.49338 | 0.49338 | 0.49338 | 0.49338 | [11 empty] | Handsome Lake Energy LLC | 100 | Exelon Corp | 100
natural gas peaker | Audrain Generating Station | 55234_G_GT1 | 55234 | G | GT1 | 4258 | Combustion Turbine |  | MIS_MO | Missouri | 29 | Audrain | 7 | 29007 | 75 | 11927 | 2001 | 9999 |  |  | N | Natural Gas |  |  |  | DLNB | [8 empty] | 0.001 | 0.02518 | 0.02518 | 0.02518 | 0.02518 | [11 empty] | Ameren Missouri | 100 | Ameren Corp | 100
natural gas peaker | Audrain Generating Station | 55234_G_GT2 | 55234 | G | GT2 | 4259 | Combustion Turbine |  | MIS_MO | Missouri | 29 | Audrain | 7 | 29007 | 75 | 11924 | 2001 | 9999 |  |  | N | Natural Gas |  |  |  | DLNB | [8 empty] | 0.001 | 0.0256 | 0.0256 | 0.0256 | 0.0256 | [11 empty] | Ameren Missouri | 100 | Ameren Corp | 100
natural gas peaker | Audrain Generating Station | 55234_G_GT3 | 55234 | G | GT3 | 4260 | Combustion Turbine |  | MIS_MO | Missouri | 29 | Audrain | 7 | 29007 | 75 | 11924 | 2001 | 9999 |  |  | N | Natural Gas |  |  |  | DLNB | [8 empty] | 0.001 | 0.02396 | 0.02396 | 0.02396 | 0.02396 | [11 empty] | Ameren Missouri | 100 | Ameren Corp | 100
natural gas peaker | Audrain Generating Station | 55234_G_GT4 | 55234 | G | GT4 | 4261 | Combustion Turbine |  | MIS_MO | Missouri | 29 | Audrain | 7 | 29007 | 75 | 11924 | 2001 | 9999 |  |  | N | Natural Gas |  |  |  | DLNB | [8 empty] | 0.001 | 0.0215 | 0.0215 | 0.0215 | 0.0215 | [11 empty] | Ameren Missouri | 100 | Ameren Corp | 100
natural gas peaker | Audrain Generating Station | 55234_G_GT5 | 55234 | G | GT5 | 4262 | Combustion Turbine |  | MIS_MO | Missouri | 29 | Audrain | 7 | 29007 | 75 | 11924 | 2001 | 9999 |  |  | N | Natural Gas |  |  |  | DLNB | [8 empty] | 0.001 | 0.0229 | 0.0229 | 0.0229 | 0.0229 | [11 empty] | Ameren Missouri | 100 | Ameren Corp | 100
natural gas peaker | Audrain Generating Station | 55234_G_GT6 | 55234 | G | GT6 | 4263 | Combustion Turbine |  | MIS_MO | Missouri | 29 | Audrain | 7 | 29007 | 75 | 11924 | 2001 | 9999 |  |  | N | Natural Gas |  |  |  | DLNB | [8 empty] | 0.001 | 0.02656 | 0.02656 | 0.02656 | 0.02656 | [11 empty] | Ameren Missouri | 100 | Ameren Corp | 100
natural gas peaker | Audrain Generating Station | 55234_G_GT7 | 55234 | G | GT7 | 4264 | Combustion Turbine |  | MIS_MO | Missouri | 29 | Audrain | 7 | 29007 | 75 | 11924 | 2001 | 9999 |  |  | N | Natural Gas |  |  |  | DLNB | [8 empty] | 0.001 | 0.02861 | 0.02861 | 0.02861 | 0.02861 | [11 empty] | Ameren Missouri | 100 | Ameren Corp | 100
natural gas peaker | Audrain Generating Station | 55234_G_GT8 | 55234 | G | GT8 | 4265 | Combustion Turbine |  | MIS_MO | Missouri | 29 | Audrain | 7 | 29007 | 75 | 11924 | 2001 | 9999 |  |  | N | Natural Gas |  |  |  | DLNB | [8 empty] | 0.001 | 0.02462 | 0.02462 | 0.02462 | 0.02462 | [11 empty] | Ameren Missouri | 100 | Ameren Corp | 100
natural gas peaker | Lee Energy Facility | 55236_G_CT1 | 55236 | G | CT1 | 4266 | Combustion Turbine |  | PJM_COMD | Illinois | 17 | Lee | 103 | 17103 | 84.9 | 12699 | 2001 | 2045 |  |  | N | Natural Gas |  |  |  | DLNB | [8 empty] | 1 | 0.03062 | 0.03062 | 0.03062 | 0.03062 | [11 empty] | Lee County Generating Station LLC | 100 | Rockland Capital | 100
natural gas peaker | Lee Energy Facility | 55236_G_CT2 | 55236 | G | CT2 | 4267 | Combustion Turbine |  | PJM_COMD | Illinois | 17 | Lee | 103 | 17103 | 84.9 | 12699 | 2001 | 2045 |  |  | N | Natural Gas |  |  |  | DLNB | [8 empty] | 1 | 0.03054 | 0.03054 | 0.03054 | 0.03054 | [11 empty] | Lee County Generating Station LLC | 100 | Rockland Capital | 100
natural gas peaker | Lee Energy Facility | 55236_G_CT3 | 55236 | G | CT3 | 4268 | Combustion Turbine |  | PJM_COMD | Illinois | 17 | Lee | 103 | 17103 | 84.9 | 12699 | 2001 | 2045 |  |  | N | Natural Gas |  |  |  | DLNB | [8 empty] | 1 | 0.03238 | 0.03238 | 0.03238 | 0.03238 | [11 empty] | Lee County Generating Station LLC | 100 | Rockland Capital | 100
natural gas peaker | Lee Energy Facility | 55236_G_CT4 | 55236 | G | CT4 | 4269 | Combustion Turbine |  | PJM_COMD | Illinois | 17 | Lee | 103 | 17103 | 84.1 | 12698 | 2001 | 2045 |  |  | N | Natural Gas |  |  |  | DLNB | [8 empty] | 1 | 0.03288 | 0.03288 | 0.03288 | 0.03288 | [11 empty] | Lee County Generating Station LLC | 100 | Rockland Capital | 100
natural gas peaker | Lee Energy Facility | 55236_G_CT5 | 55236 | G | CT5 | 4270 | Combustion Turbine |  | PJM_COMD | Illinois | 17 | Lee | 103 | 17103 | 85.1 | 12699 | 2001 | 2045 |  |  | N | Natural Gas |  |  |  | DLNB | [8 empty] | 1 | 0.02695 | 0.02695 | 0.02695 | 0.02695 | [11 empty] | Lee County Generating Station LLC | 100 | Rockland Capital | 100
natural gas peaker | Lee Energy Facility | 55236_G_CT6 | 55236 | G | CT6 | 4271 | Combustion Turbine |  | PJM_COMD | Illinois | 17 | Lee | 103 | 17103 | 85.1 | 12699 | 2001 | 2045 |  |  | N | Natural Gas |  |  |  | DLNB | [8 empty] | 1 | 0.02737 | 0.02737 | 0.02737 | 0.02737 | [11 empty] | Lee County Generating Station LLC | 100 | Rockland Capital | 100
natural gas peaker | Lee Energy Facility | 55236_G_CT7 | 55236 | G | CT7 | 4272 | Combustion Turbine |  | PJM_COMD | Illinois | 17 | Lee | 103 | 17103 | 83.9 | 12698 | 2001 | 2045 |  |  | N | Natural Gas |  |  |  | DLNB | [8 empty] | 1 | 0.0311 | 0.0311 | 0.0311 | 0.0311 | [11 empty] | Lee County Generating Station LLC | 100 | Rockland Capital | 100
natural gas peaker | Lee Energy Facility | 55236_G_CT8 | 55236 | G | CT8 | 4273 | Combustion Turbine |  | PJM_COMD | Illinois | 17 | Lee | 103 | 17103 | 83.9 | 12698 | 2001 | 2045 |  |  | N | Natural Gas |  |  |  | DLNB | [8 empty] | 1 | 0.02972 | 0.02972 | 0.02972 | 0.02972 | [11 empty] | Lee County Generating Station LLC | 100 | Rockland Capital | 100
natural gas peaker | Energy Shelby County | 55237_G_CTG1 | 55237 | G | CTG1 | 4274 | Combustion Turbine |  | MIS_IL | Illinois | 17 | Shelby | 173 | 17173 | 42 | 10745 | 2000 | 2045 |  |  | N | Natural Gas |  |  |  | H2O | [8 empty] | 0.001 | 0.08091 | 0.08091 | 0.08091 | 0.08091 | [11 empty] | Shelby County Energy Center LLC | 100 | Rockland Capital | 100
natural gas peaker | Energy Shelby County | 55237_G_CTG2 | 55237 | G | CTG2 | 4275 | Combustion Turbine |  | MIS_IL | Illinois | 17 | Shelby | 173 | 17173 | 42 | 10745 | 2000 | 2045 |  |  | N | Natural Gas |  |  |  | H2O | [8 empty] | 0.001 | 0.0839 | 0.0839 | 0.0839 | 0.0839 | [11 empty] | Shelby County Energy Center LLC | 100 | Rockland Capital | 100
natural gas peaker | Energy Shelby County | 55237_G_CTG3 | 55237 | G | CTG3 | 4276 | Combustion Turbine |  | MIS_IL | Illinois | 17 | Shelby | 173 | 17173 | 42 | 10745 | 2000 | 2045 |  |  | N | Natural Gas |  |  |  | H2O | [8 empty] | 0.001 | 0.08135 | 0.08135 | 0.08135 | 0.08135 | [11 empty] | Shelby County Energy Center LLC | 100 | Rockland Capital | 100
natural gas peaker | Energy Shelby County | 55237_G_CTG4 | 55237 | G | CTG4 | 4277 | Combustion Turbine |  | MIS_IL | Illinois | 17 | Shelby | 173 | 17173 | 42 | 10745 | 2000 | 2045 |  |  | N | Natural Gas |  |  |  | H2O | [8 empty] | 0.001 | 0.08245 | 0.08245 | 0.08245 | 0.08245 | [11 empty] | Shelby County Energy Center LLC | 100 | Rockland Capital | 100
natural gas peaker | Energy Shelby County | 55237_G_CTG5 | 55237 | G | CTG5 | 4278 | Combustion Turbine |  | MIS_IL | Illinois | 17 | Shelby | 173 | 17173 | 42 | 10745 | 2000 | 2045 |  |  | N | Natural Gas |  |  |  | H2O | [8 empty] | 0.001 | 0.08291 | 0.08291 | 0.08291 | 0.08291 | [11 empty] | Shelby County Energy Center LLC | 100 | Rockland Capital | 100
natural gas peaker | Energy Shelby County | 55237_G_CTG6 | 55237 | G | CTG6 | 4279 | Combustion Turbine |  | MIS_IL | Illinois | 17 | Shelby | 173 | 17173 | 42 | 10745 | 2000 | 2045 |  |  | N | Natural Gas |  |  |  | H2O | [8 empty] | 0.001 | 0.08437 | 0.08437 | 0.08437 | 0.08437 | [11 empty] | Shelby County Energy Center LLC | 100 | Rockland Capital | 100
natural gas peaker | Energy Shelby County | 55237_G_CTG7 | 55237 | G | CTG7 | 4280 | Combustion Turbine |  | MIS_IL | Illinois | 17 | Shelby | 173 | 17173 | 42 | 10745 | 2001 | 2045 |  |  | N | Natural Gas |  |  |  | H2O | [8 empty] | 0.001 | 0.08381 | 0.08381 | 0.08381 | 0.08381 | [11 empty] | Shelby County Energy Center LLC | 100 | Rockland Capital | 100
natural gas peaker | Energy Shelby County | 55237_G_CTG8 | 55237 | G | CTG8 | 4281 | Combustion Turbine |  | MIS_IL | Illinois | 17 | Shelby | 173 | 17173 | 42 | 10745 | 2001 | 2045 |  |  | N | Natural Gas |  |  |  | H2O | [8 empty] | 0.001 | 0.08459 | 0.08459 | 0.08459 | 0.08459 | [11 empty] | Shelby County Energy Center LLC | 100 | Rockland Capital | 100
natural gas peaker | NRG Rockford I | 55238_G_0001 | 55238 | G | 0001 | 4282 | Combustion Turbine |  | PJM_COMD | Illinois | 17 | Winnebago | 201 | 17201 | 151 | 10984 | 2000 | 2045 |  |  | N | Natural Gas |  |  |  | DLNB | [8 empty] | 0.001 | 0.05255 | 0.05255 | 0.05255 | 0.05255 | [11 empty] | Rockford Power LLC | 100 | LS Power Group | 100
natural gas peaker | NRG Rockford I | 55238_G_0002 | 55238 | G | 0002 | 4283 | Combustion Turbine |  | PJM_COMD | Illinois | 17 | Winnebago | 201 | 17201 | 149.1 | 10985 | 2000 | 2045 |  |  | N | Natural Gas |  |  |  | DLNB | [8 empty] | 0.001 | 0.04999 | 0.04999 | 0.04999 | 0.04999 | [11 empty] | Rockford Power LLC | 100 | LS Power Group | 100
natural gas combined cycle | Red Oak Power LLC | 55239_G_0001 | 55239 | G | 0001 | 8480 | Combined Cycle |  | PJM_EMAC | New Jersey | 34 | Middlesex | 23 | 34023 | 165.3 | 7203 | 2002 | 9999 |  |  | N | Natural Gas |  |  |  | DLNB + NH3 | SCR | [7 empty] | 0.004 | 0.010367 | 0.010367 | 0.010367 | 0.010367 | [11 empty] | Red Oak Power LLC | 100 | Carlyle Group (The) | 100
natural gas combined cycle | Red Oak Power LLC | 55239_G_0002 | 55239 | G | 0002 | 8482 | Combined Cycle |  | PJM_EMAC | New Jersey | 34 | Middlesex | 23 | 34023 | 165.3 | 7203 | 2002 | 9999 |  |  | N | Natural Gas |  |  |  | DLNB + NH3 | SCR | [7 empty] | 0.004 | 0.010367 | 0.010367 | 0.010367 | 0.010367 | [11 empty] | Red Oak Power LLC | 100 | Carlyle Group (The) | 100
natural gas combined cycle | Red Oak Power LLC | 55239_G_0003 | 55239 | G | 0003 | 8484 | Combined Cycle |  | PJM_EMAC | New Jersey | 34 | Middlesex | 23 | 34023 | 165.3 | 7203 | 2002 | 9999 |  |  | N | Natural Gas |  |  |  | DLNB + NH3 | SCR | [7 empty] | 0.004 | 0.010367 | 0.010367 | 0.010367 | 0.010367 | [11 empty] | Red Oak Power LLC | 100 | Carlyle Group (The) | 100
natural gas combined cycle | Red Oak Power LLC | 55239_G_0004 | 55239 | G | 0004 | 8480 | Combined Cycle |  | PJM_EMAC | New Jersey | 34 | Middlesex | 23 | 34023 | 270 | 7203 | 2002 | 9999 |  |  | N | Natural Gas |  |  |  | DLNB + NH3 | SCR | [7 empty] | 0.004 | 0.010367 | 0.010367 | 0.010367 | 0.010367 | [11 empty] | Red Oak Power LLC | 100 | Carlyle Group (The) | 100
natural gas combined cycle | Hog Bayou Energy Center | 55241_G_CT01 | 55241 | G | CT01 | 4286 | Combined Cycle |  | S_SOU | Alabama | 1 | Mobile | 97 | 01097 | 155 | 7511 | 2001 | 9999 |  |  | N | Natural Gas |  |  |  | DLNB + H2O | SCR | [8 empty] | 0.010247 | 0.010247 | 0.010247 | 0.010247 | [11 empty] | Mobile Energy LLC | 100 | arGO LP | 100
natural gas combined cycle | Hog Bayou Energy Center | 55241_G_ST01 | 55241 | G | ST01 | 4286 | Combined Cycle |  | S_SOU | Alabama | 1 | Mobile | 97 | 01097 | 75 | 7511 | 2001 | 9999 |  |  | N | Natural Gas |  |  |  | DLNB + H2O | SCR | [8 empty] | 0.010247 | 0.010247 | 0.010247 | 0.010247 | [11 empty] | Mobile Energy LLC | 100 | arGO LP | 100
natural gas combined cycle | Santa Rosa Energy Center | 55242_G_CT01 | 55242 | G | CT01 | 4287 | Combined Cycle |  | S_SOU | Florida | 12 | Santa Rosa | 113 | 12113 | 161.4 | 7686 | 2003 | 9999 |  |  | N | Natural Gas |  |  |  | DLNB | [9 empty] | 0.031238 | 0.031238 | 0.031238 | 0.031238 | [11 empty] | Santa Rosa Energy Center LLC | 100 | LS Power Group | 100
natural gas combined cycle | Santa Rosa Energy Center | 55242_G_ST01 | 55242 | G | ST01 | 4287 | Combined Cycle |  | S_SOU | Florida | 12 | Santa Rosa | 113 | 12113 | 74.5 | 7686 | 2003 | 9999 |  |  | N | Natural Gas |  |  |  | DLNB | [9 empty] | 0.031238 | 0.031238 | 0.031238 | 0.031238 | [11 empty] | Santa Rosa Energy Center LLC | 100 | LS Power Group | 100
natural gas peaker | Doyle Energy Facility | 55244_G_CTG1 | 55244 | G | CTG1 | 4308 | Combustion Turbine |  | S_SOU | Georgia | 13 | Walton | 297 | 13297 | 56 | 12425 | 2000 | 9999 |  |  | N | Natural Gas |  |  |  | DLNB | [8 empty] | 0.006 | 0.09802 | 0.09802 | 0.09802 | 0.09802 | [11 empty] | Doyle I LLC | 100 | Walton EMC (The) | 100
natural gas peaker | Doyle Energy Facility | 55244_G_CTG2 | 55244 | G | CTG2 | 4309 | Combustion Turbine |  | S_SOU | Georgia | 13 | Walton | 297 | 13297 | 56 | 12411 | 2000 | 9999 |  |  | N | Natural Gas |  |  |  | DLNB | [8 empty] | 0.006 | 0.10012 | 0.10012 | 0.10012 | 0.10012 | [11 empty] | Doyle I LLC | 100 | Walton EMC (The) | 100
natural gas peaker | Doyle Energy Facility | 55244_G_CTG3 | 55244 | G | CTG3 | 4310 | Combustion Turbine |  | S_SOU | Georgia | 13 | Walton | 297 | 13297 | 58 | 12406 | 2000 | 9999 |  |  | N | Natural Gas |  |  |  | DLNB | [8 empty] | 0.006 | 0.09785 | 0.09785 | 0.09785 | 0.09785 | [11 empty] | Doyle I LLC | 100 | Walton EMC (The) | 100
natural gas peaker | Doyle Energy Facility | 55244_G_CTG4 | 55244 | G | CTG4 | 4311 | Combustion Turbine |  | S_SOU | Georgia | 13 | Walton | 297 | 13297 | 75 | 12392 | 2000 | 9999 |  |  | N | Natural Gas |  |  |  | DLNB | [8 empty] | 0.006 | 0.02894 | 0.02894 | 0.02894 | 0.02894 | [11 empty] | Doyle I LLC | 100 | Walton EMC (The) | 100
natural gas peaker | Doyle Energy Facility | 55244_G_CTG5 | 55244 | G | CTG5 | 4312 | Combustion Turbine |  | S_SOU | Georgia | 13 | Walton | 297 | 13297 | 75 | 12393 | 2000 | 9999 |  |  | N | Natural Gas | [12 empty] | 0.006 | 0.02713 | 0.02713 | 0.02713 | 0.02713 | [11 empty] | Doyle I LLC | 100 | Walton EMC (The) | 100
natural gas peaker | Darby Power, LLC | 55247_G_GT1 | 55247 | G | GT1 | 4313 | Combustion Turbine |  | PJM_West | Ohio | 39 | Pickaway | 129 | 39129 | 72.5 | 16296 | 2001 | 9999 |  |  | N | Natural Gas, Distillate Fuel Oil |  |  |  | DLNB | [8 empty] | 0.5 | 0.11599 | 0.11599 | 0.11599 | 0.11599 | [11 empty] | Darby Power LLC | 100 | ArcLight Capital Partners LLC | 100
natural gas peaker | Darby Power, LLC | 55247_G_GT2 | 55247 | G | GT2 | 4314 | Combustion Turbine |  | PJM_West | Ohio | 39 | Pickaway | 129 | 39129 | 72.5 | 16297 | 2001 | 9999 |  |  | N | Natural Gas, Distillate Fuel Oil |  |  |  | DLNB | [8 empty] | 0.5 | 0.11511 | 0.11511 | 0.11511 | 0.11511 | [11 empty] | Darby Power LLC | 100 | ArcLight Capital Partners LLC | 100
natural gas peaker | Darby Power, LLC | 55247_G_GT3 | 55247 | G | GT3 | 4315 | Combustion Turbine |  | PJM_West | Ohio | 39 | Pickaway | 129 | 39129 | 72.5 | 16297 | 2001 | 9999 |  |  | N | Natural Gas, Distillate Fuel Oil |  |  |  | DLNB | [8 empty] | 0.5 | 0.10384 | 0.10384 | 0.10384 | 0.10384 | [11 empty] | Darby Power LLC | 100 | ArcLight Capital Partners LLC | 100
natural gas peaker | Darby Power, LLC | 55247_G_GT4 | 55247 | G | GT4 | 4316 | Combustion Turbine |  | PJM_West | Ohio | 39 | Pickaway | 129 | 39129 | 72.5 | 16297 | 2001 | 9999 |  |  | N | Natural Gas, Distillate Fuel Oil |  |  |  | DLNB | [8 empty] | 0.5 | 0.1095 | 0.1095 | 0.1095 | 0.1095 | [11 empty] | Darby Power LLC | 100 | ArcLight Capital Partners LLC | 100
natural gas peaker | Darby Power, LLC | 55247_G_GT5 | 55247 | G | GT5 | 4317 | Combustion Turbine |  | PJM_West | Ohio | 39 | Pickaway | 129 | 39129 | 72.5 | 16297 | 2002 | 9999 |  |  | N | Natural Gas, Distillate Fuel Oil |  |  |  | DLNB | [8 empty] | 0.5 | 0.11562 | 0.11562 | 0.11562 | 0.11562 | [11 empty] | Darby Power LLC | 100 | ArcLight Capital Partners LLC | 100
natural gas peaker | Darby Power, LLC | 55247_G_GT6 | 55247 | G | GT6 | 4318 | Combustion Turbine |  | PJM_West | Ohio | 39 | Pickaway | 129 | 39129 | 72.5 | 16297 | 2002 | 9999 |  |  | N | Natural Gas, Distillate Fuel Oil |  |  |  | DLNB | [8 empty] | 0.5 | 0.1224 | 0.1224 | 0.1224 | 0.1224 | [11 empty] | Darby Power LLC | 100 | ArcLight Capital Partners LLC | 100
natural gas peaker | Tait Electric Generating Station | 55248_G_GT4 | 55248 | G | GT4 | 4319 | Combustion Turbine |  | PJM_West | Ohio | 39 | Montgomery | 113 | 39113 | 85 | 12725 | 2002 | 9999 |  |  | N | Natural Gas |  |  |  | DLNB | [8 empty] | 0.5 | 0.06434 | 0.06434 | 0.06434 | 0.06434 | [11 empty] | Tait Electric Generating Station LLC | 100 | Rockland Capital | 100
natural gas peaker | Tait Electric Generating Station | 55248_G_GT5 | 55248 | G | GT5 | 4320 | Combustion Turbine |  | PJM_West | Ohio | 39 | Montgomery | 113 | 39113 | 85 | 12725 | 2002 | 9999 |  |  | N | Natural Gas |  |  |  | DLNB | [8 empty] | 0.5 | 0.07132 | 0.07132 | 0.07132 | 0.07132 | [11 empty] | Tait Electric Generating Station LLC | 100 | Rockland Capital | 100
natural gas peaker | Tait Electric Generating Station | 55248_G_GT6 | 55248 | G | GT6 | 4321 | Combustion Turbine |  | PJM_West | Ohio | 39 | Montgomery | 113 | 39113 | 85 | 12725 | 2002 | 9999 |  |  | N | Natural Gas |  |  |  | DLNB | [8 empty] | 0.5 | 0.07269 | 0.07269 | 0.07269 | 0.07269 | [11 empty] | Tait Electric Generating Station LLC | 100 | Rockland Capital | 100
natural gas peaker | Tait Electric Generating Station | 55248_G_GT7 | 55248 | G | GT7 | 4322 | Combustion Turbine |  | PJM_West | Ohio | 39 | Montgomery | 113 | 39113 | 85 | 12725 | 2002 | 9999 |  |  | N | Natural Gas |  |  |  | DLNB | [8 empty] | 0.5 | 0.07463 | 0.07463 | 0.07463 | 0.07463 | [11 empty] | Tait Electric Generating Station LLC | 100 | Rockland Capital | 100
natural gas peaker | University Park South | 55250_G_UPG1 | 55250 | G | UPG1 | 4323 | Combustion Turbine |  | PJM_COMD | Illinois | 17 | Will | 197 | 17197 | 50 | 11823 | 2001 | 2045 |  |  | N | Natural Gas |  |  |  | H2O | [8 empty] | 1 | 0.21419 | 0.21419 | 0.21419 | 0.21419 | [11 empty] | University Park Energy LLC | 100 | LS Power Group | 100
natural gas peaker | University Park South | 55250_G_UPG2 | 55250 | G | UPG2 | 4327 | Combustion Turbine |  | PJM_COMD | Illinois | 17 | Will | 197 | 17197 | 50 | 11824 | 2001 | 2045 |  |  | N | Natural Gas |  |  |  | H2O | [8 empty] | 1 | 0.17311 | 0.17311 | 0.17311 | 0.17311 | [11 empty] | University Park Energy LLC | 100 | LS Power Group | 100
natural gas peaker | University Park South | 55250_G_UPG3 | 55250 | G | UPG3 | 4328 | Combustion Turbine |  | PJM_COMD | Illinois | 17 | Will | 197 | 17197 | 50 | 11824 | 2001 | 2045 |  |  | N | Natural Gas |  |  |  | H2O | [8 empty] | 1 | 0.16981 | 0.16981 | 0.16981 | 0.16981 | [11 empty] | University Park Energy LLC | 100 | LS Power Group | 100
natural gas peaker | University Park South | 55250_G_UPG4 | 55250 | G | UPG4 | 4324 | Combustion Turbine |  | PJM_COMD | Illinois | 17 | Will | 197 | 17197 | 50 | 11824 | 2001 | 2045 |  |  | N | Natural Gas |  |  |  | H2O | [8 empty] | 1 | 0.16402 | 0.16402 | 0.16402 | 0.16402 | [11 empty] | University Park Energy LLC | 100 | LS Power Group | 100
natural gas peaker | University Park South | 55250_G_UPG5 | 55250 | G | UPG5 | 4325 | Combustion Turbine |  | PJM_COMD | Illinois | 17 | Will | 197 | 17197 | 50 | 11824 | 2001 | 2045 |  |  | N | Natural Gas |  |  |  | H2O | [8 empty] | 1 | 0.16578 | 0.16578 | 0.16578 | 0.16578 | [11 empty] | University Park Energy LLC | 100 | LS Power Group | 100
natural gas peaker | University Park South | 55250_G_UPG6 | 55250 | G | UPG6 | 4326 | Combustion Turbine |  | PJM_COMD | Illinois | 17 | Will | 197 | 17197 | 50 | 11824 | 2001 | 2045 |  |  | N | Natural Gas |  |  |  | H2O | [8 empty] | 1 | 0.21024 | 0.21024 | 0.21024 | 0.21024 | [11 empty] | University Park Energy LLC | 100 | LS Power Group | 100
natural gas peaker | Gleason Generating Facility | 55251_G_CTG1 | 55251 | G | CTG1 | 4335 | Combustion Turbine |  | S_C_TVA | Tennessee | 47 | Weakley | 183 | 47183 | 120 | 11154 | 2000 | 9999 |  |  | N | Natural Gas |  |  |  | DLNB | [8 empty] | 5 | 0.07617 | 0.07617 | 0.07617 | 0.07617 | [11 empty] | Tennessee Valley Authority | 100 | Tennessee Valley Authority | 100
natural gas peaker | Gleason Generating Facility | 55251_G_CTG2 | 55251 | G | CTG2 | 4336 | Combustion Turbine |  | S_C_TVA | Tennessee | 47 | Weakley | 183 | 47183 | 100 | 11154 | 2000 | 9999 |  |  | N | Natural Gas |  |  |  | DLNB | [8 empty] | 5 | 0.06817 | 0.06817 | 0.06817 | 0.06817 | [11 empty] | Tennessee Valley Authority | 100 | Tennessee Valley Authority | 100
natural gas peaker | Gleason Generating Facility | 55251_G_CTG3 | 55251 | G | CTG3 | 4337 | Combustion Turbine |  | S_C_TVA | Tennessee | 47 | Weakley | 183 | 47183 | 140 | 11154 | 2000 | 9999 |  |  | N | Natural Gas |  |  |  | DLNB | [8 empty] | 5 | 0.06936 | 0.06936 | 0.06936 | 0.06936 | [11 empty] | Tennessee Valley Authority | 100 | Tennessee Valley Authority | 100
natural gas peaker | Crete Energy Venture LLC | 55253_G_GT1 | 55253 | G | GT1 | 4339 | Combustion Turbine |  | PJM_COMD | Illinois | 17 | Will | 197 | 17197 | 75 | 13065 | 2002 | 2045 |  |  | N | Natural Gas |  |  |  | DLNB | [8 empty] | 1 | 0.02813 | 0.02813 | 0.02813 | 0.02813 | [11 empty] | Crete Energy Venture LLC | 100 | ArcLight Capital Partners LLC | 100
natural gas peaker | Crete Energy Venture LLC | 55253_G_GT2 | 55253 | G | GT2 | 4340 | Combustion Turbine |  | PJM_COMD | Illinois | 17 | Will | 197 | 17197 | 75 | 13065 | 2002 | 2045 |  |  | N | Natural Gas |  |  |  | DLNB | [8 empty] | 1 | 0.02534 | 0.02534 | 0.02534 | 0.02534 | [11 empty] | Crete Energy Venture LLC | 100 | ArcLight Capital Partners LLC | 100
natural gas peaker | Crete Energy Venture LLC | 55253_G_GT3 | 55253 | G | GT3 | 4341 | Combustion Turbine |  | PJM_COMD | Illinois | 17 | Will | 197 | 17197 | 75 | 13065 | 2002 | 2045 |  |  | N | Natural Gas |  |  |  | DLNB | [8 empty] | 1 | 0.02698 | 0.02698 | 0.02698 | 0.02698 | [11 empty] | Crete Energy Venture LLC | 100 | ArcLight Capital Partners LLC | 100
natural gas peaker | Crete Energy Venture LLC | 55253_G_GT4 | 55253 | G | GT4 | 4342 | Combustion Turbine |  | PJM_COMD | Illinois | 17 | Will | 197 | 17197 | 75 | 13065 | 2002 | 2045 |  |  | N | Natural Gas |  |  |  | DLNB | [8 empty] | 1 | 0.02594 | 0.02594 | 0.02594 | 0.02594 | [11 empty] | Crete Energy Venture LLC | 100 | ArcLight Capital Partners LLC | 100
natural gas combined cycle | Whiting Clean Energy | 55259_G_CT1 | 55259 | G | CT1 | 4357 | Combined Cycle |  | MIS_INKY | Indiana | 18 | Lake | 89 | 18089 | 150 | 7985 | 2002 | 9999 |  |  | Y | Natural Gas |  |  |  | DLNB | SCR | [8 empty] | 0.0081333 | 0.0081333 | 0.0081333 | 0.0081333 | [11 empty] | Whiting Clean Energy Inc | 100 | BP plc | 100
natural gas combined cycle | Whiting Clean Energy | 55259_G_CT2 | 55259 | G | CT2 | 4358 | Combined Cycle |  | MIS_INKY | Indiana | 18 | Lake | 89 | 18089 | 150 | 7985 | 2002 | 9999 |  |  | Y | Natural Gas |  |  |  | DLNB | SCR | [8 empty] | 0.0081333 | 0.0081333 | 0.0081333 | 0.0081333 | [11 empty] | Whiting Clean Energy Inc | 100 | BP plc | 100
natural gas combined cycle | Whiting Clean Energy | 55259_G_ST1 | 55259 | G | ST1 | 4357 | Combined Cycle |  | MIS_INKY | Indiana | 18 | Lake | 89 | 18089 | 213 | 7985 | 2002 | 9999 |  |  | Y | Natural Gas |  |  |  | NH3 | SCR | [8 empty] | 0.0081333 | 0.0081333 | 0.0081333 | 0.0081333 | [11 empty] | Whiting Clean Energy Inc | 100 | BP plc | 100
natural gas peaker | Bowling Green Generating Station | 55262_G_CT1 | 55262 | G | CT1 | 4361 | Combustion Turbine |  | PJM_ATSI | Ohio | 39 | Wood | 173 | 39173 | 26 | 15090 | 2000 | 9999 |  |  | N | Natural Gas |  |  |  |  | SCR | [7 empty] | 0.5 | 0.14994 | 0.14994 | 0.14994 | 0.14994 | [11 empty] | American Municipal Power Inc | 100 | American Municipal Power Inc | 100
natural gas peaker | Bowling Green Generating Station | 55262_G_CT2 | 55262 | G | CT2 | 4361 | Combustion Turbine |  | PJM_ATSI | Ohio | 39 | Wood | 173 | 39173 | 12 | 15088 | 2000 | 9999 |  |  | N | Natural Gas |  |  |  |  | SCR | [7 empty] | 0.5 | 0.14994 | 0.14994 | 0.14994 | 0.14994 | [11 empty] | American Municipal Power Inc | 100 | American Municipal Power Inc | 100
natural gas peaker | Galion Generating Station | 55263_G_CT1 | 55263 | G | CT1 | 4363 | Combustion Turbine |  | PJM_ATSI | Ohio | 39 | Crawford | 33 | 39033 | 26 | 15421 | 2000 | 9999 |  |  | N | Natural Gas |  |  |  |  | SCR | [7 empty] | 0.5 | 0.14988 | 0.14986 | 0.14988 | 0.14986 | [11 empty] | American Municipal Power Inc | 100 | American Municipal Power Inc | 100
natural gas peaker | Galion Generating Station | 55263_G_CT2 | 55263 | G | CT2 | 4363 | Combustion Turbine |  | PJM_ATSI | Ohio | 39 | Crawford | 33 | 39033 | 12 | 15420 | 2000 | 9999 |  |  | N | Natural Gas |  |  |  |  | SCR | [7 empty] | 0.5 | 0.14988 | 0.14988 | 0.14988 | 0.14988 | [11 empty] | American Municipal Power Inc | 100 | American Municipal Power Inc | 100
natural gas peaker | Napoleon Peaking Station | 55264_G_CT1 | 55264 | G | CT1 | 4365 | Combustion Turbine |  | PJM_ATSI | Ohio | 39 | Henry | 69 | 39069 | 26 | 16430 | 2000 | 9999 |  |  | N | Natural Gas |  |  |  |  | SCR | [7 empty] | 0.5 | 0.15014 | 0.1501 | 0.15014 | 0.1501 | [11 empty] | American Municipal Power Inc | 100 | American Municipal Power Inc | 100
natural gas peaker | Napoleon Peaking Station | 55264_G_CT2 | 55264 | G | CT2 | 4365 | Combustion Turbine |  | PJM_ATSI | Ohio | 39 | Henry | 69 | 39069 | 12 | 16431 | 2000 | 9999 |  |  | N | Natural Gas |  |  |  |  | SCR | [7 empty] | 0.5 | 0.15014 | 0.15014 | 0.15014 | 0.15014 | [11 empty] | American Municipal Power Inc | 100 | American Municipal Power Inc | 100
onshore wind | Lake Benton II | 55265_G_EXIS | 55265 | G | EXIS |  | Onshore Wind |  | MIS_MNWI | Minnesota | 27 | Pipestone | 117 | 27117 | 103.5 | 0 | 1999 | 9999 |  |  | N | Wind | [13 empty] | 0 | 0 | 0 | 0 | [11 empty] | Lake Benton Power Partners II LLC | 100 | Xcel Energy Inc | 100
natural gas peaker | Edward L. Addison Generating Plant | 55267_G_712 | 55267 | G | 712 | 4369 | Combustion Turbine |  | S_SOU | Georgia | 13 | Upson | 293 | 13293 | 148.5 | 11114 | 2000 | 9999 |  |  | N | Natural Gas, Distillate Fuel Oil |  |  |  | DLNB + H2O | [8 empty] | 0.052 | 0.04841 | 0.04841 | 0.04841 | 0.04841 | [11 empty] | West Georgia Power Co LLC | 100 | Southern Co | 100
natural gas peaker | Edward L. Addison Generating Plant | 55267_G_713 | 55267 | G | 713 | 4370 | Combustion Turbine |  | S_SOU | Georgia | 13 | Upson | 293 | 13293 | 149 | 11113 | 2000 | 9999 |  |  | N | Natural Gas, Distillate Fuel Oil |  |  |  | DLNB + H2O | [8 empty] | 0.052 | 0.03477 | 0.03477 | 0.03477 | 0.03477 | [11 empty] | West Georgia Power Co LLC | 100 | Southern Co | 100
natural gas peaker | Edward L. Addison Generating Plant | 55267_G_714 | 55267 | G | 714 | 4371 | Combustion Turbine |  | S_SOU | Georgia | 13 | Upson | 293 | 13293 | 148.5 | 11114 | 2000 | 9999 |  |  | N | Natural Gas, Distillate Fuel Oil |  |  |  | DLNB + H2O | [8 empty] | 0.052 | 0.04795 | 0.04795 | 0.04795 | 0.04795 | [11 empty] | West Georgia Power Co LLC | 100 | Southern Co | 100
natural gas peaker | Edward L. Addison Generating Plant | 55267_G_715 | 55267 | G | 715 | 4372 | Combustion Turbine |  | S_SOU | Georgia | 13 | Upson | 293 | 13293 | 145.7 | 11114 | 2000 | 9999 |  |  | N | Natural Gas, Distillate Fuel Oil |  |  |  | DLNB + H2O | [8 empty] | 0.052 | 0.03343 | 0.03343 | 0.03343 | 0.03343 | [11 empty] | West Georgia Power Co LLC | 100 | Southern Co | 100
natural gas combined cycle | TVA Southaven Combined Cycle | 55269_G_CTG1 | 55269 | G | CTG1 | 4373 | Combined Cycle |  | S_C_TVA | Mississippi | 28 | Desoto | 33 | 28033 | 157 | 7234 | 2003 | 9999 |  |  | N | Natural Gas |  |  |  | DLNB | SCR | [8 empty] | 0.011698 | 0.011698 | 0.011698 | 0.011698 | [11 empty] | Tennessee Valley Authority | 100 | Tennessee Valley Authority | 100
natural gas combined cycle | TVA Southaven Combined Cycle | 55269_G_CTG2 | 55269 | G | CTG2 | 4374 | Combined Cycle |  | S_C_TVA | Mississippi | 28 | Desoto | 33 | 28033 | 157 | 7234 | 2003 | 9999 |  |  | N | Natural Gas |  |  |  | DLNB | SCR | [8 empty] | 0.01132 | 0.01132 | 0.01132 | 0.01132 | [11 empty] | Tennessee Valley Authority | 100 | Tennessee Valley Authority | 100
natural gas combined cycle | TVA Southaven Combined Cycle | 55269_G_CTG3 | 55269 | G | CTG3 | 4375 | Combined Cycle |  | S_C_TVA | Mississippi | 28 | Desoto | 33 | 28033 | 157 | 7234 | 2003 | 9999 |  |  | N | Natural Gas |  |  |  | DLNB | SCR | [8 empty] | 0.012316 | 0.012316 | 0.012316 | 0.012316 | [11 empty] | Tennessee Valley Authority | 100 | Tennessee Valley Authority | 100
natural gas combined cycle | TVA Southaven Combined Cycle | 55269_G_STG1 | 55269 | G | STG1 | 4373 | Combined Cycle |  | S_C_TVA | Mississippi | 28 | Desoto | 33 | 28033 | 103 | 7234 | 2003 | 9999 |  |  | N | Natural Gas |  |  |  | LNB | SCR | [8 empty] | 0.011698 | 0.011698 | 0.011698 | 0.011698 | [11 empty] | Tennessee Valley Authority | 100 | Tennessee Valley Authority | 100
natural gas combined cycle | TVA Southaven Combined Cycle | 55269_G_STG2 | 55269 | G | STG2 | 4374 | Combined Cycle |  | S_C_TVA | Mississippi | 28 | Desoto | 33 | 28033 | 103 | 7234 | 2003 | 9999 |  |  | N | Natural Gas |  |  |  | DLNB | SCR | [8 empty] | 0.01132 | 0.01132 | 0.01132 | 0.01132 | [11 empty] | Tennessee Valley Authority | 100 | Tennessee Valley Authority | 100
natural gas combined cycle | TVA Southaven Combined Cycle | 55269_G_STG3 | 55269 | G | STG3 | 4375 | Combined Cycle |  | S_C_TVA | Mississippi | 28 | Desoto | 33 | 28033 | 103 | 7234 | 2003 | 9999 |  |  | N | Natural Gas |  |  |  | DLNB | SCR | [8 empty] | 0.012316 | 0.012316 | 0.012316 | 0.012316 | [11 empty] | Tennessee Valley Authority | 100 | Tennessee Valley Authority | 100
natural gas combined cycle | Jackson Generating Station | 55270_G_7EA | 55270 | G | 7EA | 4376 | Combined Cycle |  | MIS_LMI | Michigan | 26 | Jackson | 75 | 26075 | 73.2 | 8213 | 2002 | 9999 |  |  | N | Natural Gas |  |  |  | DLNB | [9 empty] | 0.055855 | 0.055855 | 0.055855 | 0.055855 | [11 empty] | Consumers Energy Co | 100 | CMS Energy Corp | 100
natural gas combined cycle | Jackson Generating Station | 55270_G_LM1 | 55270 | G | LM1 | 4377 | Combined Cycle |  | MIS_LMI | Michigan | 26 | Jackson | 75 | 26075 | 46.7 | 8213 | 2002 | 9999 |  |  | N | Natural Gas |  |  |  | STM | [9 empty] | 0.078417 | 0.078417 | 0.078417 | 0.078417 | [11 empty] | Consumers Energy Co | 100 | CMS Energy Corp | 100
natural gas combined cycle | Jackson Generating Station | 55270_G_LM2 | 55270 | G | LM2 | 4378 | Combined Cycle |  | MIS_LMI | Michigan | 26 | Jackson | 75 | 26075 | 45.4 | 8213 | 2002 | 9999 |  |  | N | Natural Gas |  |  |  | STM | [9 empty] | 0.078417 | 0.078417 | 0.078417 | 0.078417 | [11 empty] | Consumers Energy Co | 100 | CMS Energy Corp | 100
natural gas combined cycle | Jackson Generating Station | 55270_G_LM3 | 55270 | G | LM3 | 4379 | Combined Cycle |  | MIS_LMI | Michigan | 26 | Jackson | 75 | 26075 | 44.7 | 8213 | 2002 | 9999 |  |  | N | Natural Gas |  |  |  | STM | [9 empty] | 0.078417 | 0.078417 | 0.078417 | 0.078417 | [11 empty] | Consumers Energy Co | 100 | CMS Energy Corp | 100
natural gas combined cycle | Jackson Generating Station | 55270_G_LM4 | 55270 | G | LM4 | 4380 | Combined Cycle |  | MIS_LMI | Michigan | 26 | Jackson | 75 | 26075 | 44.8 | 8213 | 2002 | 9999 |  |  | N | Natural Gas |  |  |  | STM | [9 empty] | 0.078417 | 0.078417 | 0.078417 | 0.078417 | [11 empty] | Consumers Energy Co | 100 | CMS Energy Corp | 100
natural gas combined cycle | Jackson Generating Station | 55270_G_LM5 | 55270 | G | LM5 | 4381 | Combined Cycle |  | MIS_LMI | Michigan | 26 | Jackson | 75 | 26075 | 43.3 | 8213 | 2002 | 9999 |  |  | N | Natural Gas |  |  |  | STM | [9 empty] | 0.055855 | 0.055855 | 0.055855 | 0.055855 | [11 empty] | Consumers Energy Co | 100 | CMS Energy Corp | 100
natural gas combined cycle | Jackson Generating Station | 55270_G_LM6 | 55270 | G | LM6 | 4382 | Combined Cycle |  | MIS_LMI | Michigan | 26 | Jackson | 75 | 26075 | 45 | 8213 | 2002 | 9999 |  |  | N | Natural Gas |  |  |  | STM | [9 empty] | 0.055855 | 0.055855 | 0.055855 | 0.055855 | [11 empty] | Consumers Energy Co | 100 | CMS Energy Corp | 100
natural gas combined cycle | Jackson Generating Station | 55270_G_ST1 | 55270 | G | ST1 | 4376 | Combined Cycle |  | MIS_LMI | Michigan | 26 | Jackson | 75 | 26075 | 101.6 | 8213 | 2002 | 9999 |  |  | N | Natural Gas |  |  |  | STM | [9 empty] | 0.078417 | 0.078417 | 0.078417 | 0.078417 | [11 empty] | Consumers Energy Co | 100 | CMS Energy Corp | 100
natural gas combined cycle | Jackson Generating Station | 55270_G_ST2 | 55270 | G | ST2 | 4380 | Combined Cycle |  | MIS_LMI | Michigan | 26 | Jackson | 75 | 26075 | 98.3 | 8213 | 2002 | 9999 |  |  | N | Natural Gas |  |  |  | STM | [9 empty] | 0.055855 | 0.055855 | 0.055855 | 0.055855 | [11 empty] | Consumers Energy Co | 100 | CMS Energy Corp | 100
natural gas combined cycle | Tenaska Lindsay Hill Generating Station | 55271_G_GTG1 | 55271 | G | GTG1 | 4383 | Combined Cycle |  | S_SOU | Alabama | 1 | Autauga | 1 | 01001 | 152 | 7325 | 2002 | 9999 |  |  | N | Natural Gas, Distillate Fuel Oil |  |  |  | DLNB + H2O | SCR | [8 empty] | 0.0079135 | 0.0079135 | 0.0079135 | 0.0079135 | [11 empty] | Tenaska Alabama Partners LP | 100 | Tenaska Inc | 100
natural gas combined cycle | Tenaska Lindsay Hill Generating Station | 55271_G_GTG2 | 55271 | G | GTG2 | 4384 | Combined Cycle |  | S_SOU | Alabama | 1 | Autauga | 1 | 01001 | 152 | 7325 | 2002 | 9999 |  |  | N | Natural Gas, Distillate Fuel Oil |  |  |  | DLNB + H2O | SCR | [8 empty] | 0.0079135 | 0.0079135 | 0.0079135 | 0.0079135 | [11 empty] | Tenaska Alabama Partners LP | 100 | Tenaska Inc | 100
natural gas combined cycle | Tenaska Lindsay Hill Generating Station | 55271_G_GTG3 | 55271 | G | GTG3 | 4385 | Combined Cycle |  | S_SOU | Alabama | 1 | Autauga | 1 | 01001 | 152 | 7325 | 2002 | 9999 |  |  | N | Natural Gas, Distillate Fuel Oil |  |  |  | DLNB + H2O | SCR | [8 empty] | 0.0079135 | 0.0079135 | 0.0079135 | 0.0079135 | [11 empty] | Tenaska Alabama Partners LP | 100 | Tenaska Inc | 100
natural gas combined cycle | Tenaska Lindsay Hill Generating Station | 55271_G_STG1 | 55271 | G | STG1 | 4383 | Combined Cycle |  | S_SOU | Alabama | 1 | Autauga | 1 | 01001 | 392 | 7325 | 2002 | 9999 |  |  | N | Natural Gas, Distillate Fuel Oil |  |  |  | DLNB + H2O | SCR | [8 empty] | 0.0079135 | 0.0079135 | 0.0079135 | 0.0079135 | [11 empty] | Tenaska Alabama Partners LP | 100 | Tenaska Inc | 100
natural gas peaker | Ceredo Generating Station | 55276_G_01 | 55276 | G | 01 | 4397 | Combustion Turbine |  | PJM_West | West Virginia | 54 | Wayne | 99 | 54099 | 75 | 12011 | 2001 | 9999 |  |  | N | Natural Gas |  |  |  | CM | [8 empty] | 2.7 | 0.03149 | 0.03149 | 0.03149 | 0.03149 | [11 empty] | Appalachian Power Co | 100 | American Electric Power Co Inc | 100
natural gas peaker | Ceredo Generating Station | 55276_G_02 | 55276 | G | 02 | 4398 | Combustion Turbine |  | PJM_West | West Virginia | 54 | Wayne | 99 | 54099 | 75 | 12011 | 2001 | 9999 |  |  | N | Natural Gas |  |  |  | CM | [8 empty] | 2.7 | 0.03139 | 0.03139 | 0.03139 | 0.03139 | [11 empty] | Appalachian Power Co | 100 | American Electric Power Co Inc | 100
natural gas peaker | Ceredo Generating Station | 55276_G_03 | 55276 | G | 03 | 4399 | Combustion Turbine |  | PJM_West | West Virginia | 54 | Wayne | 99 | 54099 | 75 | 12011 | 2001 | 9999 |  |  | N | Natural Gas |  |  |  | CM | [8 empty] | 2.7 | 0.03262 | 0.03262 | 0.03262 | 0.03262 | [11 empty] | Appalachian Power Co | 100 | American Electric Power Co Inc | 100
natural gas peaker | Ceredo Generating Station | 55276_G_04 | 55276 | G | 04 | 4400 | Combustion Turbine |  | PJM_West | West Virginia | 54 | Wayne | 99 | 54099 | 75 | 12011 | 2001 | 9999 |  |  | N | Natural Gas |  |  |  | CM | [8 empty] | 2.7 | 0.03335 | 0.03335 | 0.03335 | 0.03335 | [11 empty] | Appalachian Power Co | 100 | American Electric Power Co Inc | 100
natural gas peaker | Ceredo Generating Station | 55276_G_05 | 55276 | G | 05 | 4401 | Combustion Turbine |  | PJM_West | West Virginia | 54 | Wayne | 99 | 54099 | 75 | 12011 | 2001 | 9999 |  |  | N | Natural Gas |  |  |  | CM | [8 empty] | 2.7 | 0.03195 | 0.03195 | 0.03195 | 0.03195 | [11 empty] | Appalachian Power Co | 100 | American Electric Power Co Inc | 100
natural gas peaker | Ceredo Generating Station | 55276_G_06 | 55276 | G | 06 | 4402 | Combustion Turbine |  | PJM_West | West Virginia | 54 | Wayne | 99 | 54099 | 75 | 12011 | 2001 | 9999 |  |  | N | Natural Gas |  |  |  | CM | [8 empty] | 2.7 | 0.03175 | 0.03175 | 0.03175 | 0.03175 | [11 empty] | Appalachian Power Co | 100 | American Electric Power Co Inc | 100
natural gas peaker | Beaver Creek Gas Plant | 55278_G_1 | 55278 | G | 1 |  | Combustion Turbine |  | WECC_WY | Wyoming | 56 | Fremont | 13 | 56013 | 1.8 | 8700 | 1983 | 9999 |  |  | Y | Natural Gas | [13 empty] | 0.47388 | 0.47388 | 0.47388 | 0.47388 | [11 empty] | Devon Energy Corp | 100 | Devon Energy Corp | 100
natural gas peaker | Beaver Creek Gas Plant | 55278_G_2 | 55278 | G | 2 |  | Combustion Turbine |  | WECC_WY | Wyoming | 56 | Fremont | 13 | 56013 | 1.8 | 8700 | 1992 | 9999 |  |  | Y | Natural Gas | [13 empty] | 0.23894 | 0.23894 | 0.23894 | 0.23894 | [11 empty] | Devon Energy Corp | 100 | Devon Energy Corp | 100
municipal solid waste | Beaver Creek Gas Plant | 55278_G_STG-1 | 55278 | G | STG-1 |  | Non-Fossil Waste |  | WECC_WY | Wyoming | 56 | Fremont | 13 | 56013 | 0.9 | 11084 | 2018 | 9999 |  |  | N | Non-Fossil Waste | [13 empty] | 0 | 0 | 0 | 0 | [11 empty] | Devon Energy Corp | 100 | Devon Energy Corp | 100
natural gas peaker | Aurora | 55279_G_CTG10 | 55279 | G | CTG10 | 4408 | Combustion Turbine |  | PJM_COMD | Illinois | 17 | DuPage | 43 | 17043 | 49 | 10766 | 2001 | 2045 |  |  | N | Natural Gas |  |  |  | H2O | [9 empty] | 0.08261 | 0.08261 | 0.08261 | 0.08261 | [11 empty] | Aurora Generation LLC | 100 | LS Power Group | 100
natural gas peaker | Aurora | 55279_G_CTG2 | 55279 | G | CTG2 | 4409 | Combustion Turbine |  | PJM_COMD | Illinois | 17 | DuPage | 43 | 17043 | 166 | 10796 | 2001 | 2045 |  |  | N | Natural Gas |  |  |  | DLNB | [8 empty] | 0.001 | 0.03783 | 0.03783 | 0.03783 | 0.03783 | [11 empty] | Aurora Generation LLC | 100 | LS Power Group | 100
natural gas peaker | Aurora | 55279_G_CTG3 | 55279 | G | CTG3 | 4410 | Combustion Turbine |  | PJM_COMD | Illinois | 17 | DuPage | 43 | 17043 | 163.9 | 10798 | 2001 | 2045 |  |  | N | Natural Gas |  |  |  | DLNB | [8 empty] | 0.001 | 0.03913 | 0.03913 | 0.03913 | 0.03913 | [11 empty] | Aurora Generation LLC | 100 | LS Power Group | 100
natural gas peaker | Aurora | 55279_G_CTG4 | 55279 | G | CTG4 | 4411 | Combustion Turbine |  | PJM_COMD | Illinois | 17 | DuPage | 43 | 17043 | 163.9 | 10798 | 2001 | 2045 |  |  | N | Natural Gas |  |  |  | DLNB | [8 empty] | 0.001 | 0.03485 | 0.03485 | 0.03485 | 0.03485 | [11 empty] | Aurora Generation LLC | 100 | LS Power Group | 100
natural gas peaker | Aurora | 55279_G_CTG5 | 55279 | G | CTG5 | 4412 | Combustion Turbine |  | PJM_COMD | Illinois | 17 | DuPage | 43 | 17043 | 49 | 10801 | 2001 | 2045 |  |  | N | Natural Gas |  |  |  | H2O | [8 empty] | 0.001 | 0.09094 | 0.09094 | 0.09094 | 0.09094 | [11 empty] | Aurora Generation LLC | 100 | LS Power Group | 100
natural gas peaker | Aurora | 55279_G_CTG6 | 55279 | G | CTG6 | 4413 | Combustion Turbine |  | PJM_COMD | Illinois | 17 | DuPage | 43 | 17043 | 49 | 10797 | 2001 | 2045 |  |  | N | Natural Gas |  |  |  | H2O | [8 empty] | 0.001 | 0.09015 | 0.09015 | 0.09015 | 0.09015 | [11 empty] | Aurora Generation LLC | 100 | LS Power Group | 100
natural gas peaker | Aurora | 55279_G_CTG7 | 55279 | G | CTG7 | 4414 | Combustion Turbine |  | PJM_COMD | Illinois | 17 | DuPage | 43 | 17043 | 49 | 10799 | 2001 | 2045 |  |  | N | Natural Gas |  |  |  | H2O | [8 empty] | 0.001 | 0.08891 | 0.08891 | 0.08891 | 0.08891 | [11 empty] | Aurora Generation LLC | 100 | LS Power Group | 100
natural gas peaker | Aurora | 55279_G_CTG8 | 55279 | G | CTG8 | 4415 | Combustion Turbine |  | PJM_COMD | Illinois | 17 | DuPage | 43 | 17043 | 49 | 10801 | 2001 | 2045 |  |  | N | Natural Gas |  |  |  | H2O | [8 empty] | 0.001 | 0.09172 | 0.09172 | 0.09172 | 0.09172 | [11 empty] | Aurora Generation LLC | 100 | LS Power Group | 100
natural gas peaker | Aurora | 55279_G_CTG9 | 55279 | G | CTG9 | 4416 | Combustion Turbine |  | PJM_COMD | Illinois | 17 | DuPage | 43 | 17043 | 49 | 10763 | 2001 | 2045 |  |  | N | Natural Gas |  |  |  | H2O | [8 empty] | 0.001 | 0.08577 | 0.08577 | 0.08577 | 0.08577 | [11 empty] | Aurora Generation LLC | 100 | LS Power Group | 100
natural gas peaker | Aurora | 55279_G_CTG1 | 55279 | G | CTG1 | 4407 | Combustion Turbine |  | PJM_COMD | Illinois | 17 | DuPage | 43 | 17043 | 168.2 | 10796 | 2002 | 2045 |  |  | N | Natural Gas |  |  |  | DLNB | [8 empty] | 0.001 | 0.04324 | 0.04324 | 0.04324 | 0.04324 | [11 empty] | Aurora Generation LLC | 100 | LS Power Group | 100
natural gas peaker | Southeast Chicago Energy Project | 55281_G_GT05 | 55281 | G | GT05 | 8494 | Combustion Turbine |  | PJM_COMD | Illinois | 17 | Cook | 31 | 17031 | 37 | 12452 | 2002 | 2045 |  |  | N | Natural Gas |  |  |  | DLNB | [8 empty] | 1 | 0.14116 | 0.14116 | 0.14116 | 0.14116 | [11 empty] | Southeast Chicago Energy Project LLC | 100 | Exelon Corp | 100
natural gas peaker | Southeast Chicago Energy Project | 55281_G_GT06 | 55281 | G | GT06 | 8496 | Combustion Turbine |  | PJM_COMD | Illinois | 17 | Cook | 31 | 17031 | 37 | 12454 | 2002 | 2045 |  |  | N | Natural Gas |  |  |  | DLNB | [8 empty] | 1 | 0.17043 | 0.17043 | 0.17043 | 0.17043 | [11 empty] | Southeast Chicago Energy Project LLC | 100 | Exelon Corp | 100
natural gas peaker | Southeast Chicago Energy Project | 55281_G_GT07 | 55281 | G | GT07 | 8498 | Combustion Turbine |  | PJM_COMD | Illinois | 17 | Cook | 31 | 17031 | 37 | 12454 | 2002 | 2045 |  |  | N | Natural Gas |  |  |  | DLNB | [8 empty] | 1 | 0.13912 | 0.13912 | 0.13912 | 0.13912 | [11 empty] | Southeast Chicago Energy Project LLC | 100 | Exelon Corp | 100
natural gas peaker | Southeast Chicago Energy Project | 55281_G_GT08 | 55281 | G | GT08 | 8500 | Combustion Turbine |  | PJM_COMD | Illinois | 17 | Cook | 31 | 17031 | 37 | 12454 | 2002 | 2045 |  |  | N | Natural Gas |  |  |  | DLNB | [8 empty] | 1 | 0.15506 | 0.15506 | 0.15506 | 0.15506 | [11 empty] | Southeast Chicago Energy Project LLC | 100 | Exelon Corp | 100
natural gas peaker | Southeast Chicago Energy Project | 55281_G_GT09 | 55281 | G | GT09 | 8502 | Combustion Turbine |  | PJM_COMD | Illinois | 17 | Cook | 31 | 17031 | 37 | 12454 | 2002 | 2045 |  |  | N | Natural Gas |  |  |  | DLNB | [8 empty] | 1 | 0.14257 | 0.14257 | 0.14257 | 0.14257 | [11 empty] | Southeast Chicago Energy Project LLC | 100 | Exelon Corp | 100
natural gas peaker | Southeast Chicago Energy Project | 55281_G_GT10 | 55281 | G | GT10 | 8488 | Combustion Turbine |  | PJM_COMD | Illinois | 17 | Cook | 31 | 17031 | 37 | 12454 | 2002 | 2045 |  |  | N | Natural Gas |  |  |  | DLNB | [8 empty] | 1 | 0.14511 | 0.14511 | 0.14511 | 0.14511 | [11 empty] | Southeast Chicago Energy Project LLC | 100 | Exelon Corp | 100
natural gas peaker | Southeast Chicago Energy Project | 55281_G_GT11 | 55281 | G | GT11 | 8490 | Combustion Turbine |  | PJM_COMD | Illinois | 17 | Cook | 31 | 17031 | 37 | 12454 | 2002 | 2045 |  |  | N | Natural Gas |  |  |  | DLNB | [8 empty] | 1 | 0.15025 | 0.15025 | 0.15025 | 0.15025 | [11 empty] | Southeast Chicago Energy Project LLC | 100 | Exelon Corp | 100
natural gas peaker | Southeast Chicago Energy Project | 55281_G_GT12 | 55281 | G | GT12 | 8492 | Combustion Turbine |  | PJM_COMD | Illinois | 17 | Cook | 31 | 17031 | 37 | 12454 | 2002 | 2045 |  |  | N | Natural Gas |  |  |  | DLNB | [8 empty] | 1 | 0.14543 | 0.14543 | 0.14543 | 0.14543 | [11 empty] | Southeast Chicago Energy Project LLC | 100 | Exelon Corp | 100
natural gas combined cycle | Arlington Valley Energy Facility | 55282_G_CTG1 | 55282 | G | CTG1 | 4420 | Combined Cycle |  | WECC_AZ | Arizona | 4 | Maricopa | 13 | 04013 | 162 | 7393 | 2002 | 9999 |  |  | N | Natural Gas |  |  |  | DLNB | SCR | [8 empty] | 0.0076034 | 0.0076034 | 0.0076034 | 0.0076034 | [11 empty] | Arlington Valley LLC | 100 | AltaGas Ltd | 100
natural gas combined cycle | Arlington Valley Energy Facility | 55282_G_CTG2 | 55282 | G | CTG2 | 4421 | Combined Cycle |  | WECC_AZ | Arizona | 4 | Maricopa | 13 | 04013 | 163 | 7393 | 2002 | 9999 |  |  | N | Natural Gas |  |  |  | DLNB | SCR | [8 empty] | 0.0076034 | 0.0076034 | 0.0076034 | 0.0076034 | [11 empty] | Arlington Valley LLC | 100 | AltaGas Ltd | 100
natural gas combined cycle | Arlington Valley Energy Facility | 55282_G_STG1 | 55282 | G | STG1 | 4420 | Combined Cycle |  | WECC_AZ | Arizona | 4 | Maricopa | 13 | 04013 | 255 | 7393 | 2002 | 9999 |  |  | N | Natural Gas |  |  |  | DLNB | SCR | [8 empty] | 0.0076034 | 0.0076034 | 0.0076034 | 0.0076034 | [11 empty] | Arlington Valley LLC | 100 | AltaGas Ltd | 100
natural gas combined cycle | Front Range Power Plant | 55283_G_1 | 55283 | G | 1 | 4422 | Combined Cycle |  | WECC_CO | Colorado | 8 | El Paso | 41 | 08041 | 135 | 7573 | 2003 | 9999 |  |  | N | Natural Gas |  |  |  | DLNB | [9 empty] | 0.034151 | 0.034151 | 0.034151 | 0.034151 | [11 empty] | Front Range Power Co LLC | 100 | Colorado Springs Utilities | 100
natural gas combined cycle | Front Range Power Plant | 55283_G_2 | 55283 | G | 2 | 4423 | Combined Cycle |  | WECC_CO | Colorado | 8 | El Paso | 41 | 08041 | 135 | 7573 | 2003 | 9999 |  |  | N | Natural Gas |  |  |  | DLNB | [9 empty] | 0.034151 | 0.034151 | 0.034151 | 0.034151 | [11 empty] | Front Range Power Co LLC | 100 | Colorado Springs Utilities | 100
natural gas combined cycle | Front Range Power Plant | 55283_G_3 | 55283 | G | 3 | 4422 | Combined Cycle |  | WECC_CO | Colorado | 8 | El Paso | 41 | 08041 | 190 | 7573 | 2003 | 9999 |  |  | N | Natural Gas |  |  |  | LNB | [9 empty] | 0.034151 | 0.034151 | 0.034151 | 0.034151 | [11 empty] | Front Range Power Co LLC | 100 | Colorado Springs Utilities | 100
natural gas peaker | Big Sandy Peaker Plant | 55284_G_BSG1 | 55284 | G | BSG1 | 4424 | Combustion Turbine |  | PJM_West | West Virginia | 54 | Wayne | 99 | 54099 | 50 | 11141 | 2001 | 9999 |  |  | N | Natural Gas |  |  |  | H2O | [8 empty] | 2.7 | 0.21821 | 0.21821 | 0.21821 | 0.21821 | [11 empty] | Big Sandy Peaker Plant LLC | 100 | Middle River Power II LLC | 100
natural gas peaker | Big Sandy Peaker Plant | 55284_G_BSG2 | 55284 | G | BSG2 | 4425 | Combustion Turbine |  | PJM_West | West Virginia | 54 | Wayne | 99 | 54099 | 50 | 11141 | 2001 | 9999 |  |  | N | Natural Gas |  |  |  | H2O | [8 empty] | 2.7 | 0.19436 | 0.19436 | 0.19436 | 0.19436 | [11 empty] | Big Sandy Peaker Plant LLC | 100 | Middle River Power II LLC | 100
natural gas peaker | Big Sandy Peaker Plant | 55284_G_BSG3 | 55284 | G | BSG3 | 4426 | Combustion Turbine |  | PJM_West | West Virginia | 54 | Wayne | 99 | 54099 | 50 | 11141 | 2001 | 9999 |  |  | N | Natural Gas |  |  |  | H2O | [8 empty] | 2.7 | 0.20598 | 0.20598 | 0.20598 | 0.20598 | [11 empty] | Big Sandy Peaker Plant LLC | 100 | Middle River Power II LLC | 100
natural gas peaker | Big Sandy Peaker Plant | 55284_G_BSG4 | 55284 | G | BSG4 | 4427 | Combustion Turbine |  | PJM_West | West Virginia | 54 | Wayne | 99 | 54099 | 50 | 11141 | 2001 | 9999 |  |  | N | Natural Gas |  |  |  | H2O | [8 empty] | 2.7 | 0.18171 | 0.18171 | 0.18171 | 0.18171 | [11 empty] | Big Sandy Peaker Plant LLC | 100 | Middle River Power II LLC | 100
natural gas peaker | Big Sandy Peaker Plant | 55284_G_BSG5 | 55284 | G | BSG5 | 4428 | Combustion Turbine |  | PJM_West | West Virginia | 54 | Wayne | 99 | 54099 | 50 | 11141 | 2001 | 9999 |  |  | N | Natural Gas |  |  |  | H2O | [8 empty] | 2.7 | 0.18822 | 0.18822 | 0.18822 | 0.18822 | [11 empty] | Big Sandy Peaker Plant LLC | 100 | Middle River Power II LLC | 100
natural gas peaker | Big Sandy Peaker Plant | 55284_G_BSG6 | 55284 | G | BSG6 | 4429 | Combustion Turbine |  | PJM_West | West Virginia | 54 | Wayne | 99 | 54099 | 50 | 11141 | 2001 | 9999 |  |  | N | Natural Gas |  |  |  | H2O | [8 empty] | 2.7 | 0.18481 | 0.18481 | 0.18481 | 0.18481 | [11 empty] | Big Sandy Peaker Plant LLC | 100 | Middle River Power II LLC | 100
natural gas peaker | Wolf Hills Energy | 55285_G_WHG1 | 55285 | G | WHG1 | 4436 | Combustion Turbine |  | PJM_West | Virginia | 51 | Washington | 191 | 51191 | 50 | 11120 | 2001 | 9999 |  |  | N | Natural Gas |  |  |  | H2O | [8 empty] | 2.64 | 0.23 | 0.23 | 0.23 | 0.23 | [11 empty] | Wolf Hills Energy LLC (Middle River) | 100 | Middle River Power II LLC | 100
natural gas peaker | Wolf Hills Energy | 55285_G_WHG2 | 55285 | G | WHG2 | 4437 | Combustion Turbine |  | PJM_West | Virginia | 51 | Washington | 191 | 51191 | 50 | 11120 | 2001 | 9999 |  |  | N | Natural Gas |  |  |  | H2O | [8 empty] | 2.64 | 0.22846 | 0.22846 | 0.22846 | 0.22846 | [11 empty] | Wolf Hills Energy LLC (Middle River) | 100 | Middle River Power II LLC | 100
natural gas peaker | Wolf Hills Energy | 55285_G_WHG3 | 55285 | G | WHG3 | 4438 | Combustion Turbine |  | PJM_West | Virginia | 51 | Washington | 191 | 51191 | 50 | 11120 | 2001 | 9999 |  |  | N | Natural Gas |  |  |  | H2O | [8 empty] | 2.64 | 0.23405 | 0.23405 | 0.23405 | 0.23405 | [11 empty] | Wolf Hills Energy LLC (Middle River) | 100 | Middle River Power II LLC | 100
natural gas peaker | Wolf Hills Energy | 55285_G_WHG4 | 55285 | G | WHG4 | 4439 | Combustion Turbine |  | PJM_West | Virginia | 51 | Washington | 191 | 51191 | 50 | 11120 | 2001 | 9999 |  |  | N | Natural Gas |  |  |  | H2O | [8 empty] | 2.64 | 0.24124 | 0.24124 | 0.24124 | 0.24124 | [11 empty] | Wolf Hills Energy LLC (Middle River) | 100 | Middle River Power II LLC | 100
natural gas peaker | Wolf Hills Energy | 55285_G_WHG5 | 55285 | G | WHG5 | 4440 | Combustion Turbine |  | PJM_West | Virginia | 51 | Washington | 191 | 51191 | 50 | 11120 | 2001 | 9999 |  |  | N | Natural Gas |  |  |  | H2O | [8 empty] | 2.64 | 0.24057 | 0.24057 | 0.24057 | 0.24057 | [11 empty] | Wolf Hills Energy LLC (Middle River) | 100 | Middle River Power II LLC | 100
natural gas peaker | Oleander Power Project LP | 55286_G_OG1 | 55286 | G | OG1 | 4446 | Combustion Turbine |  | FRCC | Florida | 12 | Brevard | 9 | 12009 | 155 | 10954 | 2002 | 9999 |  |  | N | Natural Gas, Distillate Fuel Oil |  |  |  | DLNB + H2O | [8 empty] | 0.001 | 0.03014 | 0.03014 | 0.03014 | 0.03014 | [11 empty] | Oleander Power Project LP | 100 | NextEra Energy Inc | 100
natural gas peaker | Oleander Power Project LP | 55286_G_OG2 | 55286 | G | OG2 | 4447 | Combustion Turbine |  | FRCC | Florida | 12 | Brevard | 9 | 12009 | 155 | 10958 | 2002 | 9999 |  |  | N | Natural Gas, Distillate Fuel Oil |  |  |  | DLNB + H2O | [8 empty] | 0.001 | 0.03615 | 0.03615 | 0.03615 | 0.03615 | [11 empty] | Oleander Power Project LP | 100 | NextEra Energy Inc | 100
natural gas peaker | Oleander Power Project LP | 55286_G_OG3 | 55286 | G | OG3 | 4448 | Combustion Turbine |  | FRCC | Florida | 12 | Brevard | 9 | 12009 | 155 | 10958 | 2002 | 9999 |  |  | N | Natural Gas, Distillate Fuel Oil |  |  |  | DLNB + H2O | [8 empty] | 0.001 | 0.03542 | 0.03542 | 0.03542 | 0.03542 | [11 empty] | Oleander Power Project LP | 100 | NextEra Energy Inc | 100
natural gas peaker | Oleander Power Project LP | 55286_G_OG4 | 55286 | G | OG4 | 4449 | Combustion Turbine |  | FRCC | Florida | 12 | Brevard | 9 | 12009 | 156 | 10958 | 2002 | 9999 |  |  | N | Natural Gas, Distillate Fuel Oil |  |  |  | DLNB + H2O | [8 empty] | 0.001 | 0.03527 | 0.03527 | 0.03527 | 0.03527 | [11 empty] | Oleander Power Project LP | 100 | NextEra Energy Inc | 100
natural gas peaker | Oleander Power Project LP | 55286_G_OG5 | 55286 | G | OG5 | 4450 | Combustion Turbine |  | FRCC | Florida | 12 | Brevard | 9 | 12009 | 157 | 10957 | 2007 | 9999 |  |  | N | Natural Gas, Distillate Fuel Oil |  |  |  | DLNB + H2O | [8 empty] | 0.001 | 0.03403 | 0.03403 | 0.03403 | 0.03403 | [11 empty] | Oleander Power Project LP | 100 | NextEra Energy Inc | 100
onshore wind | Storm Lake II | 55287_G_EXIS | 55287 | G | EXIS |  | Onshore Wind |  | MIS_IA | Iowa | 19 | Buena Vista | 21 | 19021 | 76.5 | 0 | 1999 | 9999 |  |  | N | Wind | [13 empty] | 0 | 0 | 0 | 0 | [11 empty] | Storm Lake Power Partners II LLC | 100 | ALLETE Inc | 100
hydro | Medway Hydro | 55288_G_MW01 | 55288 | G | MW01 |  | Hydro |  | NENG_ME | Maine | 23 | Penobscot | 19 | 23019 | 0.7 | 0 | 1923 | 9999 |  |  | N | Hydro | [13 empty] | 0 | 0 | 0 | 0 | [11 empty] | Black Bear Hydro Partners LLC | 100 | Brookfield Asset Management Inc | 100
hydro | Medway Hydro | 55288_G_MW02 | 55288 | G | MW02 |  | Hydro |  | NENG_ME | Maine | 23 | Penobscot | 19 | 23019 | 0.7 | 0 | 1923 | 9999 |  |  | N | Hydro | [13 empty] | 0 | 0 | 0 | 0 | [11 empty] | Black Bear Hydro Partners LLC | 100 | Brookfield Asset Management Inc | 100
hydro | Medway Hydro | 55288_G_MW03 | 55288 | G | MW03 |  | Hydro |  | NENG_ME | Maine | 23 | Penobscot | 19 | 23019 | 0.7 | 0 | 1923 | 9999 |  |  | N | Hydro | [13 empty] | 0 | 0 | 0 | 0 | [11 empty] | Black Bear Hydro Partners LLC | 100 | Brookfield Asset Management Inc | 100
hydro | Medway Hydro | 55288_G_MW04 | 55288 | G | MW04 |  | Hydro |  | NENG_ME | Maine | 23 | Penobscot | 19 | 23019 | 0.9 | 0 | 1925 | 9999 |  |  | N | Hydro | [13 empty] | 0 | 0 | 0 | 0 | [11 empty] | Black Bear Hydro Partners LLC | 100 | Brookfield Asset Management Inc | 100
hydro | Medway Hydro | 55288_G_MW05 | 55288 | G | MW05 |  | Hydro |  | NENG_ME | Maine | 23 | Penobscot | 19 | 23019 | 0.9 | 0 | 1925 | 9999 |  |  | N | Hydro | [13 empty] | 0 | 0 | 0 | 0 | [11 empty] | Black Bear Hydro Partners LLC | 100 | Brookfield Asset Management Inc | 100
natural gas combined cycle | Decatur Energy Center | 55292_G_CTG1 | 55292 | G | CTG1 | 4459 | Combined Cycle |  | S_C_TVA | Alabama | 1 | Morgan | 103 | 01103 | 155 | 7886 | 2002 | 9999 |  |  | N | Natural Gas |  |  |  | DLNB | SCR | [8 empty] | 0.0097419 | 0.0097419 | 0.0097419 | 0.0097419 | [11 empty] | Decatur Energy Center LLC | 100 | Capital Power Corp | 100
natural gas combined cycle | Decatur Energy Center | 55292_G_CTG2 | 55292 | G | CTG2 | 4460 | Combined Cycle |  | S_C_TVA | Alabama | 1 | Morgan | 103 | 01103 | 155 | 7886 | 2002 | 9999 |  |  | N | Natural Gas |  |  |  | DLNB | SCR | [8 empty] | 0.0097419 | 0.0097419 | 0.0097419 | 0.0097419 | [11 empty] | Decatur Energy Center LLC | 100 | Capital Power Corp | 100
natural gas combined cycle | Decatur Energy Center | 55292_G_STG1 | 55292 | G | STG1 | 4459 | Combined Cycle |  | S_C_TVA | Alabama | 1 | Morgan | 103 | 01103 | 260 | 7886 | 2002 | 9999 |  |  | N | Natural Gas |  |  |  | NH3 | SCR | [8 empty] | 0.0097419 | 0.0097419 | 0.0097419 | 0.0097419 | [11 empty] | Decatur Energy Center LLC | 100 | Capital Power Corp | 100
natural gas combined cycle | Decatur Energy Center | 55292_G_CTG3 | 55292 | G | CTG3 | 4461 | Combined Cycle |  | S_C_TVA | Alabama | 1 | Morgan | 103 | 01103 | 155 | 7886 | 2003 | 9999 |  |  | N | Natural Gas |  |  |  | DLNB | SCR | [8 empty] | 0.0097419 | 0.0097419 | 0.0097419 | 0.0097419 | [11 empty] | Decatur Energy Center LLC | 100 | Capital Power Corp | 100
natural gas combined cycle | Morgan Energy Center | 55293_G_CTG2 | 55293 | G | CTG2 | 4463 | Combined Cycle |  | S_C_TVA | Alabama | 1 | Morgan | 103 | 01103 | 161 | 7062 | 2003 | 9999 |  |  | Y | Natural Gas |  |  |  | DLNB | SCR | [8 empty] | 0.0079759 | 0.0079759 | 0.0079759 | 0.0079759 | [11 empty] | Morgan Energy Center LLC | 100 | Energy Capital Partners | 100
natural gas combined cycle | Morgan Energy Center | 55293_G_CTG3 | 55293 | G | CTG3 | 4464 | Combined Cycle |  | S_C_TVA | Alabama | 1 | Morgan | 103 | 01103 | 161 | 7062 | 2003 | 9999 |  |  | Y | Natural Gas |  |  |  | DLNB | SCR | [8 empty] | 0.0079759 | 0.0079759 | 0.0079759 | 0.0079759 | [11 empty] | Morgan Energy Center LLC | 100 | Energy Capital Partners | 100
natural gas combined cycle | Morgan Energy Center | 55293_G_STG1 | 55293 | G | STG1 | 4462 | Combined Cycle |  | S_C_TVA | Alabama | 1 | Morgan | 103 | 01103 | 266 | 7062 | 2003 | 9999 |  |  | Y | Natural Gas |  |  |  | DLNB | SCR | [8 empty] | 0.0079759 | 0.0079759 | 0.0079759 | 0.0079759 | [11 empty] | Morgan Energy Center LLC | 100 | Energy Capital Partners | 100
natural gas combined cycle | Morgan Energy Center | 55293_G_CTG1 | 55293 | G | CTG1 | 4462 | Combined Cycle |  | S_C_TVA | Alabama | 1 | Morgan | 103 | 01103 | 161 | 7062 | 2004 | 9999 |  |  | Y | Natural Gas |  |  |  | DLNB | SCR | [8 empty] | 0.0079759 | 0.0079759 | 0.0079759 | 0.0079759 | [11 empty] | Morgan Energy Center LLC | 100 | Energy Capital Partners | 100
natural gas combined cycle | Westbrook Energy Center Power Plant | 55294_G_GTG1 | 55294 | G | GTG1 | 4465 | Combined Cycle |  | NENG_ME | Maine | 23 | Cumberland | 5 | 23005 | 174.8 | 7183 | 2001 | 9999 |  |  | N | Natural Gas |  |  |  |  | SCR | [8 empty] | 0.019359 | 0.019359 | 0.019359 | 0.019359 | [11 empty] | Westbrook Energy Center LLC | 100 | Energy Capital Partners | 100
natural gas combined cycle | Westbrook Energy Center Power Plant | 55294_G_GTG2 | 55294 | G | GTG2 | 4466 | Combined Cycle |  | NENG_ME | Maine | 23 | Cumberland | 5 | 23005 | 173.9 | 7183 | 2001 | 9999 |  |  | N | Natural Gas |  |  |  |  | SCR | [8 empty] | 0.019359 | 0.019359 | 0.019359 | 0.019359 | [11 empty] | Westbrook Energy Center LLC | 100 | Energy Capital Partners | 100
natural gas combined cycle | Westbrook Energy Center Power Plant | 55294_G_STG3 | 55294 | G | STG3 | 4465 | Combined Cycle |  | NENG_ME | Maine | 23 | Cumberland | 5 | 23005 | 191.6 | 7183 | 2001 | 9999 |  |  | N | Natural Gas |  |  |  |  | SCR | [8 empty] | 0.019359 | 0.019359 | 0.019359 | 0.019359 | [11 empty] | Westbrook Energy Center LLC | 100 | Energy Capital Partners | 100
natural gas combined cycle | Blythe Energy Inc | 55295_G_CT1 | 55295 | G | CT1 | 4467 | Combined Cycle |  | WECC_SCE | California | 6 | Riverside | 65 | 06065 | 156.5 | 7354 | 2003 | 9999 |  |  | N | Natural Gas |  |  |  |  | SCR | [8 empty] | 0.0082394 | 0.0082394 | 0.0082394 | 0.0082394 | [11 empty] | Blythe Energy Inc | 100 | AltaGas Ltd | 100
natural gas combined cycle | Blythe Energy Inc | 55295_G_CT2 | 55295 | G | CT2 | 4468 | Combined Cycle |  | WECC_SCE | California | 6 | Riverside | 65 | 06065 | 156.5 | 7354 | 2003 | 9999 |  |  | N | Natural Gas |  |  |  |  | SCR | [8 empty] | 0.0082394 | 0.0082394 | 0.0082394 | 0.0082394 | [11 empty] | Blythe Energy Inc | 100 | AltaGas Ltd | 100
natural gas combined cycle | Blythe Energy Inc | 55295_G_ST1 | 55295 | G | ST1 | 4467 | Combined Cycle |  | WECC_SCE | California | 6 | Riverside | 65 | 06065 | 201 | 7354 | 2003 | 9999 |  |  | N | Natural Gas |  |  |  |  | SCR | [8 empty] | 0.0082394 | 0.0082394 | 0.0082394 | 0.0082394 | [11 empty] | Blythe Energy Inc | 100 | AltaGas Ltd | 100
natural gas peaker | Calumet Energy Team LLC | 55296_G_CT11 | 55296 | G | CT11 | 4469 | Combustion Turbine |  | PJM_COMD | Illinois | 17 | Cook | 31 | 17031 | 157.2 | 10745 | 2002 | 2045 |  |  | N | Natural Gas |  |  |  | DLNB | [8 empty] | 1 | 0.09406 | 0.09406 | 0.09406 | 0.09406 | [11 empty] | J Calumet Energy Team LLC | 100 | Vistra Energy | 100
natural gas peaker | Calumet Energy Team LLC | 55296_G_CT12 | 55296 | G | CT12 | 4470 | Combustion Turbine |  | PJM_COMD | Illinois | 17 | Cook | 31 | 17031 | 162.5 | 10745 | 2002 | 2045 |  |  | N | Natural Gas |  |  |  | DLNB | [8 empty] | 1 | 0.08097 | 0.08097 | 0.08097 | 0.08097 | [11 empty] | J Calumet Energy Team LLC | 100 | Vistra Energy | 100
natural gas combined cycle | New Covert Generating Facility | 55297_G_1 | 55297 | G | 1 | 4471 | Combined Cycle |  | MIS_LMI | Michigan | 26 | Van Buren | 159 | 26159 | 220.5 | 7131 | 2004 | 9999 |  |  | N | Natural Gas |  |  |  | DLNB | SCR | [8 empty] | 0.0075951 | 0.0075951 | 0.0075951 | 0.0075951 | [11 empty] | New Covert Generating Co LLC | 100 | ArcLight Capital Partners LLC | 100
natural gas combined cycle | New Covert Generating Facility | 55297_G_1A | 55297 | G | 1A | 4471 | Combined Cycle |  | MIS_LMI | Michigan | 26 | Van Buren | 159 | 26159 | 134 | 7131 | 2004 | 9999 |  |  | N | Natural Gas |  |  |  | LNB | SCR | [8 empty] | 0.0075951 | 0.0075951 | 0.0075951 | 0.0075951 | [11 empty] | New Covert Generating Co LLC | 100 | ArcLight Capital Partners LLC | 100
natural gas combined cycle | New Covert Generating Facility | 55297_G_2 | 55297 | G | 2 | 4472 | Combined Cycle |  | MIS_LMI | Michigan | 26 | Van Buren | 159 | 26159 | 218.2 | 7131 | 2004 | 9999 |  |  | N | Natural Gas |  |  |  | DLNB | SCR | [8 empty] | 0.0073027 | 0.0073027 | 0.0073027 | 0.0073027 | [11 empty] | New Covert Generating Co LLC | 100 | ArcLight Capital Partners LLC | 100
natural gas combined cycle | New Covert Generating Facility | 55297_G_2A | 55297 | G | 2A | 4472 | Combined Cycle |  | MIS_LMI | Michigan | 26 | Van Buren | 159 | 26159 | 134 | 7131 | 2004 | 9999 |  |  | N | Natural Gas |  |  |  | LNB | SCR | [8 empty] | 0.0073027 | 0.0073027 | 0.0073027 | 0.0073027 | [11 empty] | New Covert Generating Co LLC | 100 | ArcLight Capital Partners LLC | 100
natural gas combined cycle | New Covert Generating Facility | 55297_G_3 | 55297 | G | 3 | 4473 | Combined Cycle |  | MIS_LMI | Michigan | 26 | Van Buren | 159 | 26159 | 214.8 | 7131 | 2004 | 9999 |  |  | N | Natural Gas |  |  |  | DLNB | SCR | [8 empty] | 0.0081725 | 0.0081725 | 0.0081725 | 0.0081725 | [11 empty] | New Covert Generating Co LLC | 100 | ArcLight Capital Partners LLC | 100
natural gas combined cycle | New Covert Generating Facility | 55297_G_3A | 55297 | G | 3A | 4473 | Combined Cycle |  | MIS_LMI | Michigan | 26 | Van Buren | 159 | 26159 | 134 | 7131 | 2004 | 9999 |  |  | N | Natural Gas |  |  |  | LNB | SCR | [8 empty] | 0.0081725 | 0.0081725 | 0.0081725 | 0.0081725 | [11 empty] | New Covert Generating Co LLC | 100 | ArcLight Capital Partners LLC | 100
natural gas combined cycle | Fairless Energy Center | 55298_G_CT1A | 55298 | G | CT1A | 4475 | Combined Cycle |  | PJM_EMAC | Pennsylvania | 42 | Bucks | 17 | 42017 | 183 | 7184 | 2004 | 9999 |  |  | N | Natural Gas |  |  |  | DLNB | SCR | [8 empty] | 0.0067752 | 0.0067752 | 0.0067752 | 0.0067752 | [11 empty] | Fairless Energy LLC | 100 | Starwood Capital Group Global LLC | 100
natural gas combined cycle | Fairless Energy Center | 55298_G_CT1B | 55298 | G | CT1B | 4476 | Combined Cycle |  | PJM_EMAC | Pennsylvania | 42 | Bucks | 17 | 42017 | 191 | 7184 | 2004 | 9999 |  |  | N | Natural Gas |  |  |  | DLNB | SCR | [8 empty] | 0.0067752 | 0.0067752 | 0.0067752 | 0.0067752 | [11 empty] | Fairless Energy LLC | 100 | Starwood Capital Group Global LLC | 100
natural gas combined cycle | Fairless Energy Center | 55298_G_CT2A | 55298 | G | CT2A | 88254 | Combined Cycle |  | PJM_EMAC | Pennsylvania | 42 | Bucks | 17 | 42017 | 198 | 7184 | 2004 | 9999 |  |  | N | Natural Gas |  |  |  | DLNB | SCR | [8 empty] | 0.0072691 | 0.0072691 | 0.0072691 | 0.0072691 | [11 empty] | Fairless Energy LLC | 100 | Starwood Capital Group Global LLC | 100
natural gas combined cycle | Fairless Energy Center | 55298_G_CT2B | 55298 | G | CT2B | 88255 | Combined Cycle |  | PJM_EMAC | Pennsylvania | 42 | Bucks | 17 | 42017 | 198 | 7184 | 2004 | 9999 |  |  | N | Natural Gas |  |  |  | DLNB | SCR | [8 empty] | 0.0072691 | 0.0072691 | 0.0072691 | 0.0072691 | [11 empty] | Fairless Energy LLC | 100 | Starwood Capital Group Global LLC | 100
natural gas combined cycle | Fairless Energy Center | 55298_G_ST1 | 55298 | G | ST1 | 4475 | Combined Cycle |  | PJM_EMAC | Pennsylvania | 42 | Bucks | 17 | 42017 | 258 | 7184 | 2004 | 9999 |  |  | N | Natural Gas |  |  |  | LNB | SCR | [8 empty] | 0.0067752 | 0.0067752 | 0.0067752 | 0.0067752 | [11 empty] | Fairless Energy LLC | 100 | Starwood Capital Group Global LLC | 100
natural gas combined cycle | Fairless Energy Center | 55298_G_ST2 | 55298 | G | ST2 | 88254 | Combined Cycle |  | PJM_EMAC | Pennsylvania | 42 | Bucks | 17 | 42017 | 258 | 7184 | 2004 | 9999 |  |  | N | Natural Gas |  |  |  | LNB | SCR | [8 empty] | 0.0072691 | 0.0072691 | 0.0072691 | 0.0072691 | [11 empty] | Fairless Energy LLC | 100 | Starwood Capital Group Global LLC | 100
natural gas combined cycle | Channel Energy Center LLC | 55299_G_CTG1 | 55299 | G | CTG1 | 4477 | Combined Cycle |  | ERC_REST | Texas | 48 | Harris | 201 | 48201 | 185 | 5500 | 2001 | 9999 |  |  | Y | Natural Gas |  |  |  |  | SCR | [8 empty] | 0.0096651 | 0.0096651 | 0.0096651 | 0.0096651 | [11 empty] | Channel Energy Center | 100 | Energy Capital Partners | 100
natural gas combined cycle | Channel Energy Center LLC | 55299_G_CTG2 | 55299 | G | CTG2 | 4478 | Combined Cycle |  | ERC_REST | Texas | 48 | Harris | 201 | 48201 | 185 | 5500 | 2002 | 9999 |  |  | Y | Natural Gas |  |  |  |  | SCR | [8 empty] | 0.0096651 | 0.0096651 | 0.0096651 | 0.0096651 | [11 empty] | Channel Energy Center | 100 | Energy Capital Partners | 100
natural gas combined cycle | Channel Energy Center LLC | 55299_G_ST-1 | 55299 | G | ST-1 | 4477 | Combined Cycle |  | ERC_REST | Texas | 48 | Harris | 201 | 48201 | 215 | 5500 | 2002 | 9999 |  |  | Y | Natural Gas |  |  |  | NH3 | SCR | [8 empty] | 0.0096651 | 0.0096651 | 0.0096651 | 0.0096651 | [11 empty] | Channel Energy Center | 100 | Energy Capital Partners | 100
natural gas combined cycle | Channel Energy Center LLC | 55299_G_CTG3 | 55299 | G | CTG3 | 4479 | Combined Cycle |  | ERC_REST | Texas | 48 | Harris | 201 | 48201 | 183 | 5500 | 2014 | 9999 |  |  | Y | Natural Gas |  |  |  |  | SCR | [8 empty] | 0.0096651 | 0.0096651 | 0.0096651 | 0.0096651 | [11 empty] | Channel Energy Center | 100 | Energy Capital Partners | 100
natural gas peaker | Baconton Power Plant | 55304_G_CT1 | 55304 | G | CT1 | 4484 | Combustion Turbine |  | S_SOU | Georgia | 13 | Mitchell | 205 | 13205 | 49 | 10745 | 2000 | 9999 |  |  | N | Natural Gas, Distillate Fuel Oil |  |  |  | H2O | [8 empty] | 0.515 | 0.09878 | 0.09878 | 0.09878 | 0.09878 | [11 empty] | Baconton Power LLC | 100 | Royal Dutch Shell plc | 100
natural gas peaker | Baconton Power Plant | 55304_G_CT4 | 55304 | G | CT4 | 4485 | Combustion Turbine |  | S_SOU | Georgia | 13 | Mitchell | 205 | 13205 | 49 | 10745 | 2000 | 9999 |  |  | N | Natural Gas, Distillate Fuel Oil |  |  |  | H2O | [8 empty] | 0.515 | 0.09582 | 0.09582 | 0.09582 | 0.09582 | [11 empty] | Baconton Power LLC | 100 | Royal Dutch Shell plc | 100
natural gas peaker | Baconton Power Plant | 55304_G_CT5 | 55304 | G | CT5 | 4486 | Combustion Turbine |  | S_SOU | Georgia | 13 | Mitchell | 205 | 13205 | 49 | 10745 | 2000 | 9999 |  |  | N | Natural Gas, Distillate Fuel Oil |  |  |  | H2O | [8 empty] | 0.515 | 0.10205 | 0.10205 | 0.10205 | 0.10205 | [11 empty] | Baconton Power LLC | 100 | Royal Dutch Shell plc | 100
natural gas peaker | Baconton Power Plant | 55304_G_CT6 | 55304 | G | CT6 | 4487 | Combustion Turbine |  | S_SOU | Georgia | 13 | Mitchell | 205 | 13205 | 49 | 10745 | 2000 | 9999 |  |  | N | Natural Gas, Distillate Fuel Oil |  |  |  | H2O | [8 empty] | 0.515 | 0.09797 | 0.09797 | 0.09797 | 0.09797 | [11 empty] | Baconton Power LLC | 100 | Royal Dutch Shell plc | 100
natural gas combined cycle | Gila River Power Block 4 | 55306_G_CTG7 | 55306 | G | CTG7 | 8520 | Combined Cycle |  | WECC_AZ | Arizona | 4 | Maricopa | 13 | 04013 | 146 | 7534 | 2003 | 9999 |  |  | N | Natural Gas |  |  |  | DLNB | SCR | [8 empty] | 0.011868 | 0.011868 | 0.011868 | 0.011868 | [11 empty] | Gila River Energy Supply LLC | 100 | Entegra Power Group LLC | 100
natural gas combined cycle | Gila River Power Block 4 | 55306_G_CTG8 | 55306 | G | CTG8 | 8522 | Combined Cycle |  | WECC_AZ | Arizona | 4 | Maricopa | 13 | 04013 | 146 | 7534 | 2003 | 9999 |  |  | N | Natural Gas |  |  |  | DLNB | SCR | [8 empty] | 0.011868 | 0.011868 | 0.011868 | 0.011868 | [11 empty] | Gila River Energy Supply LLC | 100 | Entegra Power Group LLC | 100
natural gas combined cycle | Gila River Power Block 4 | 55306_G_ST12 | 55306 | G | ST12 | 8520 | Combined Cycle |  | WECC_AZ | Arizona | 4 | Maricopa | 13 | 04013 | 223 | 7534 | 2003 | 9999 |  |  | N | Natural Gas |  |  |  | LNB | SCR | [8 empty] | 0.011868 | 0.011868 | 0.011868 | 0.011868 | [11 empty] | Gila River Energy Supply LLC | 100 | Entegra Power Group LLC | 100
natural gas peaker | Calvert City | 55308_G_GEN1 | 55308 | G | GEN1 | 88083 | Combustion Turbine |  | S_C_TVA | Kentucky | 21 | Marshall | 157 | 21157 | 23 | 8700 | 2000 | 9999 |  |  | Y | Natural Gas | [12 empty] | 4 | 0.07824 | 0.07824 | 0.07824 | 0.07824 | [11 empty] | DTE Calvert City LLC | 100 | DTE Energy Co | 100
natural gas peaker | Air Products Port Arthur | 55309_G_GEN1 | 55309 | G | GEN1 |  | Combustion Turbine |  | MIS_WOTA | Texas | 48 | Jefferson | 245 | 48245 | 33.2 | 8700 | 2000 | 9999 |  |  | Y | Natural Gas | [12 empty] | 1.09 | 0.0047 | 0.0047 | 0.0047 | 0.0047 | [11 empty] | Air Products & Chemicals Inc | 100 | Air Products & Chemicals Inc | 100
natural gas peaker | Air Products Port Arthur | 55309_G_GEN4 | 55309 | G | GEN4 |  | Combustion Turbine |  | MIS_WOTA | Texas | 48 | Jefferson | 245 | 48245 | 72.4 | 8700 | 2006 | 9999 |  |  | Y | Natural Gas |  |  |  |  | SCR | [8 empty] | 0.01916 | 0.01916 | 0.01916 | 0.01916 | [11 empty] | Air Products & Chemicals Inc | 100 | Air Products & Chemicals Inc | 100
hard coal | Air Products Port Arthur | 55309_B_HRSG | 55309 | B | HRSG |  | Fossil Waste |  | MIS_WOTA | Texas | 48 | Jefferson | 245 | 48245 | 20.5 | 6690 | 2007 | 9999 |  |  | Y | Fossil Waste |  |  |  | NH3 | SCR | [8 empty] | 0.05352 | 0.05352 | 0.05352 | 0.05352 | [11 empty] | Air Products & Chemicals Inc | 100 | Air Products & Chemicals Inc | 100
natural gas peaker | Air Products Port Arthur | 55309_G_GEN 5 | 55309 | G | GEN 5 |  | Combustion Turbine |  | MIS_WOTA | Texas | 48 | Jefferson | 245 | 48245 | 32.8 | 8700 | 2012 | 9999 |  |  | Y | Natural Gas |  |  |  |  | SCR | [8 empty] | 0.00523 | 0.00523 | 0.00523 | 0.00523 | [11 empty] | Air Products & Chemicals Inc | 100 | Air Products & Chemicals Inc | 100
natural gas combined cycle | Ingleside Cogeneration | 55313_G_CTG1 | 55313 | G | CTG1 |  | Combined Cycle |  | ERC_REST | Texas | 48 | San Patricio | 409 | 48409 | 155 | 5500 | 1999 | 9999 |  |  | Y | Natural Gas | [13 empty] | 0.02355 | 0.02355 | 0.02355 | 0.02355 | [11 empty] | Ingleside Cogeneration LP | 98 | ConocoPhillips | 98
natural gas combined cycle | Ingleside Cogeneration | 55313_G_CTG2 | 55313 | G | CTG2 |  | Combined Cycle |  | ERC_REST | Texas | 48 | San Patricio | 409 | 48409 | 155 | 5500 | 1999 | 9999 |  |  | Y | Natural Gas | [13 empty] | 0.02355 | 0.02355 | 0.02355 | 0.02355 | [11 empty] | Ingleside Cogeneration LP | 98 | ConocoPhillips | 98
hard coal | Ingleside Cogeneration | 55313_G_STG | 55313 | G | STG |  | Fossil Waste |  | ERC_REST | Texas | 48 | San Patricio | 409 | 48409 | 150 | 5022 | 1999 | 9999 |  |  | Y | Fossil Waste | [13 empty] | 0.05352 | 0.05352 | 0.05352 | 0.05352 | [11 empty] | Ingleside Cogeneration LP | 98 | ConocoPhillips | 98
natural gas combined cycle | Fore River Generating Station | 55317_G_GT11 | 55317 | G | GT11 | 4488 | Combined Cycle |  | NENGREST | Massachusetts | 25 | Norfolk | 21 | 25021 | 228.8 | 7470 | 2003 | 9999 |  |  | N | Natural Gas, Distillate Fuel Oil |  |  |  | DLNB + H2O | SCR | [8 empty] | 0.0065281 | 0.0065281 | 0.0065281 | 0.0065281 | [11 empty] | Calpine Corp | 100 | Energy Capital Partners | 100
natural gas combined cycle | Fore River Generating Station | 55317_G_GT12 | 55317 | G | GT12 | 4489 | Combined Cycle |  | NENGREST | Massachusetts | 25 | Norfolk | 21 | 25021 | 228.1 | 7470 | 2003 | 9999 |  |  | N | Natural Gas, Distillate Fuel Oil |  |  |  | DLNB + H2O | SCR | [8 empty] | 0.0065281 | 0.0065281 | 0.0065281 | 0.0065281 | [11 empty] | Calpine Corp | 100 | Energy Capital Partners | 100
natural gas combined cycle | Fore River Generating Station | 55317_G_ST15 | 55317 | G | ST15 | 4488 | Combined Cycle |  | NENGREST | Massachusetts | 25 | Norfolk | 21 | 25021 | 269.1 | 7470 | 2003 | 9999 |  |  | N | Natural Gas, Distillate Fuel Oil |  |  |  | LNB | SCR | [8 empty] | 0.0065281 | 0.0065281 | 0.0065281 | 0.0065281 | [11 empty] | Calpine Corp | 100 | Energy Capital Partners | 100
natural gas combined cycle | Wise County Power LLC | 55320_G_GT1 | 55320 | G | GT1 | 8524 | Combined Cycle |  | ERC_REST | Texas | 48 | Wise | 497 | 48497 | 225 | 7281 | 2004 | 9999 |  |  | N | Natural Gas |  |  |  | DLNB | SCR | [8 empty] | 0.019442 | 0.019442 | 0.019442 | 0.019442 | [11 empty] | Wise County Power Co LP | 100 | ENGIE SA | 100
natural gas combined cycle | Wise County Power LLC | 55320_G_GT2 | 55320 | G | GT2 | 8526 | Combined Cycle |  | ERC_REST | Texas | 48 | Wise | 497 | 48497 | 225 | 7281 | 2004 | 9999 |  |  | N | Natural Gas |  |  |  | DLNB | SCR | [8 empty] | 0.019442 | 0.019442 | 0.019442 | 0.019442 | [11 empty] | Wise County Power Co LP | 100 | ENGIE SA | 100
natural gas combined cycle | Wise County Power LLC | 55320_G_ST1 | 55320 | G | ST1 | 8524 | Combined Cycle |  | ERC_REST | Texas | 48 | Wise | 497 | 48497 | 230 | 7281 | 2004 | 9999 |  |  | N | Natural Gas |  |  |  | LNB + NH3 | SCR | [8 empty] | 0.019442 | 0.019442 | 0.019442 | 0.019442 | [11 empty] | Wise County Power Co LP | 100 | ENGIE SA | 100
natural gas combined cycle | Chuck Lenzie Generating Station | 55322_G_CTG1 | 55322 | G | CTG1 | 9006 | Combined Cycle |  | WECC_SNV | Nevada | 32 | Clark | 3 | 32003 | 165 | 7244 | 2006 | 9999 |  |  | N | Natural Gas |  |  |  | DLNB | SCR | [8 empty] | 0.010179 | 0.010179 | 0.010179 | 0.010179 | [11 empty] | Nevada Power Co | 100 | Berkshire Hathaway Inc | 100
natural gas combined cycle | Chuck Lenzie Generating Station | 55322_G_CTG2 | 55322 | G | CTG2 | 9007 | Combined Cycle |  | WECC_SNV | Nevada | 32 | Clark | 3 | 32003 | 165 | 7244 | 2006 | 9999 |  |  | N | Natural Gas |  |  |  | DLNB | SCR | [8 empty] | 0.010179 | 0.010179 | 0.010179 | 0.010179 | [11 empty] | Nevada Power Co | 100 | Berkshire Hathaway Inc | 100
natural gas combined cycle | Chuck Lenzie Generating Station | 55322_G_CTG3 | 55322 | G | CTG3 | 9008 | Combined Cycle |  | WECC_SNV | Nevada | 32 | Clark | 3 | 32003 | 165 | 7244 | 2006 | 9999 |  |  | N | Natural Gas |  |  |  | DLNB | SCR | [8 empty] | 0.010218 | 0.010218 | 0.010218 | 0.010218 | [11 empty] | Nevada Power Co | 100 | Berkshire Hathaway Inc | 100
natural gas combined cycle | Chuck Lenzie Generating Station | 55322_G_CTG4 | 55322 | G | CTG4 | 9009 | Combined Cycle |  | WECC_SNV | Nevada | 32 | Clark | 3 | 32003 | 165 | 7244 | 2006 | 9999 |  |  | N | Natural Gas |  |  |  | DLNB | SCR | [8 empty] | 0.010218 | 0.010218 | 0.010218 | 0.010218 | [11 empty] | Nevada Power Co | 100 | Berkshire Hathaway Inc | 100
natural gas combined cycle | Chuck Lenzie Generating Station | 55322_G_ST1 | 55322 | G | ST1 | 9006 | Combined Cycle |  | WECC_SNV | Nevada | 32 | Clark | 3 | 32003 | 255 | 7244 | 2006 | 9999 |  |  | N | Natural Gas |  |  |  | DLNB | SCR | [8 empty] | 0.010179 | 0.010179 | 0.010179 | 0.010179 | [11 empty] | Nevada Power Co | 100 | Berkshire Hathaway Inc | 100
natural gas combined cycle | Chuck Lenzie Generating Station | 55322_G_ST2 | 55322 | G | ST2 | 9008 | Combined Cycle |  | WECC_SNV | Nevada | 32 | Clark | 3 | 32003 | 255 | 7244 | 2006 | 9999 |  |  | N | Natural Gas |  |  |  | DLNB | SCR | [8 empty] | 0.010218 | 0.010218 | 0.010218 | 0.010218 | [11 empty] | Nevada Power Co | 100 | Berkshire Hathaway Inc | 100
natural gas combined cycle | Baytown Energy Center | 55327_G_CTG1 | 55327 | G | CTG1 | 4097 | Combined Cycle |  | ERC_REST | Texas | 48 | Chambers | 71 | 48071 | 165 | 6658 | 2002 | 9999 |  |  | Y | Natural Gas |  |  |  |  | SCR | [8 empty] | 0.01004 | 0.01004 | 0.01004 | 0.01004 | [11 empty] | Calpine Central LP | 100 | Energy Capital Partners | 100
natural gas combined cycle | Baytown Energy Center | 55327_G_CTG2 | 55327 | G | CTG2 | 4098 | Combined Cycle |  | ERC_REST | Texas | 48 | Chambers | 71 | 48071 | 165 | 6658 | 2002 | 9999 |  |  | Y | Natural Gas |  |  |  |  | SCR | [8 empty] | 0.01004 | 0.01004 | 0.01004 | 0.01004 | [11 empty] | Calpine Central LP | 100 | Energy Capital Partners | 100
natural gas combined cycle | Baytown Energy Center | 55327_G_CTG3 | 55327 | G | CTG3 | 4099 | Combined Cycle |  | ERC_REST | Texas | 48 | Chambers | 71 | 48071 | 165 | 6658 | 2002 | 9999 |  |  | Y | Natural Gas |  |  |  |  | SCR | [8 empty] | 0.01004 | 0.01004 | 0.01004 | 0.01004 | [11 empty] | Calpine Central LP | 100 | Energy Capital Partners | 100
natural gas combined cycle | Baytown Energy Center | 55327_G_STG1 | 55327 | G | STG1 | 4097 | Combined Cycle |  | ERC_REST | Texas | 48 | Chambers | 71 | 48071 | 275 | 6658 | 2002 | 9999 |  |  | Y | Natural Gas |  |  |  |  | SCR | [8 empty] | 0.01004 | 0.01004 | 0.01004 | 0.01004 | [11 empty] | Calpine Central LP | 100 | Energy Capital Partners | 100
natural gas combined cycle | Hermiston Power Partnership | 55328_G_CTG1 | 55328 | G | CTG1 | 4493 | Combined Cycle |  | WECC_PNW | Oregon | 41 | Umatilla | 59 | 41059 | 184 | 7165 | 2002 | 9999 |  |  | N | Natural Gas |  |  |  | DLNB | SCR | [8 empty] | 0.015261 | 0.015261 | 0.015261 | 0.015261 | [11 empty] | Hermiston Power Partnership | 100 | Energy Capital Partners | 100
natural gas combined cycle | Hermiston Power Partnership | 55328_G_CTG2 | 55328 | G | CTG2 | 4494 | Combined Cycle |  | WECC_PNW | Oregon | 41 | Umatilla | 59 | 41059 | 184 | 7165 | 2002 | 9999 |  |  | N | Natural Gas |  |  |  | DLNB | SCR | [8 empty] | 0.015261 | 0.015261 | 0.015261 | 0.015261 | [11 empty] | Hermiston Power Partnership | 100 | Energy Capital Partners | 100
natural gas combined cycle | Hermiston Power Partnership | 55328_G_STG1 | 55328 | G | STG1 | 4493 | Combined Cycle |  | WECC_PNW | Oregon | 41 | Umatilla | 59 | 41059 | 247 | 7165 | 2002 | 9999 |  |  | N | Natural Gas |  |  |  | LNB | SCR | [8 empty] | 0.015261 | 0.015261 | 0.015261 | 0.015261 | [11 empty] | Hermiston Power Partnership | 100 | Energy Capital Partners | 100
natural gas peaker | Washington County Power LLC | 55332_G_1 | 55332 | G | 1 | 4503 | Combustion Turbine |  | S_SOU | Georgia | 13 | Washington | 303 | 13303 | 151 | 10745 | 2003 | 9999 |  |  | N | Natural Gas |  |  |  | DLNB | [8 empty] | 0.33 | 0.03397 | 0.03397 | 0.03397 | 0.03397 | [11 empty] | Washington County Power LLC | 100 | Carlyle Group (The) | 100
natural gas peaker | Washington County Power LLC | 55332_G_2 | 55332 | G | 2 | 4504 | Combustion Turbine |  | S_SOU | Georgia | 13 | Washington | 303 | 13303 | 157.9 | 10745 | 2003 | 9999 |  |  | N | Natural Gas |  |  |  | DLNB | [8 empty] | 0.33 | 0.04458 | 0.04458 | 0.04458 | 0.04458 | [11 empty] | Washington County Power LLC | 100 | Carlyle Group (The) | 100
natural gas peaker | Washington County Power LLC | 55332_G_3 | 55332 | G | 3 | 4505 | Combustion Turbine |  | S_SOU | Georgia | 13 | Washington | 303 | 13303 | 150 | 10745 | 2003 | 9999 |  |  | N | Natural Gas |  |  |  | DLNB | [8 empty] | 0.33 | 0.04214 | 0.04214 | 0.04214 | 0.04214 | [11 empty] | Washington County Power LLC | 100 | Carlyle Group (The) | 100
natural gas peaker | Washington County Power LLC | 55332_G_4 | 55332 | G | 4 | 4506 | Combustion Turbine |  | S_SOU | Georgia | 13 | Washington | 303 | 13303 | 156.6 | 10745 | 2003 | 9999 |  |  | N | Natural Gas |  |  |  | DLNB | [8 empty] | 0.33 | 0.02651 | 0.02651 | 0.02651 | 0.02651 | [11 empty] | Washington County Power LLC | 100 | Carlyle Group (The) | 100
natural gas combined cycle | Delta Energy Center | 55333_G_CTG1 | 55333 | G | CTG1 | 3739 | Combined Cycle |  | WEC_CALN | California | 6 | Contra Costa | 13 | 06013 | 176 | 7482 | 2002 | 9999 |  |  | N | Natural Gas |  |  |  | NH3 | SCR | [8 empty] | 0.0086053 | 0.0086053 | 0.0086053 | 0.0086053 | [11 empty] | Delta Energy Center LLC | 100 | Energy Capital Partners | 100
natural gas combined cycle | Delta Energy Center | 55333_G_CTG2 | 55333 | G | CTG2 | 3740 | Combined Cycle |  | WEC_CALN | California | 6 | Contra Costa | 13 | 06013 | 165 | 7482 | 2002 | 9999 |  |  | N | Natural Gas |  |  |  | NH3 | SCR | [8 empty] | 0.0086053 | 0.0086053 | 0.0086053 | 0.0086053 | [11 empty] | Delta Energy Center LLC | 100 | Energy Capital Partners | 100
natural gas combined cycle | Delta Energy Center | 55333_G_CTG3 | 55333 | G | CTG3 | 3741 | Combined Cycle |  | WEC_CALN | California | 6 | Contra Costa | 13 | 06013 | 165 | 7482 | 2002 | 9999 |  |  | N | Natural Gas |  |  |  | NH3 | SCR | [8 empty] | 0.0086053 | 0.0086053 | 0.0086053 | 0.0086053 | [11 empty] | Delta Energy Center LLC | 100 | Energy Capital Partners | 100
natural gas combined cycle | Delta Energy Center | 55333_G_STG1 | 55333 | G | STG1 | 3739 | Combined Cycle |  | WEC_CALN | California | 6 | Contra Costa | 13 | 06013 | 263.1 | 7482 | 2002 | 9999 |  |  | N | Natural Gas |  |  |  | LNB + NH3 | SCR | [8 empty] | 0.0086053 | 0.0086053 | 0.0086053 | 0.0086053 | [11 empty] | Delta Energy Center LLC | 100 | Energy Capital Partners | 100
natural gas combined cycle | Holland Energy Facility | 55334_G_CTG1 | 55334 | G | CTG1 | 4508 | Combined Cycle |  | MIS_IL | Illinois | 17 | Shelby | 173 | 17173 | 151.7 | 7684 | 2002 | 2045 |  |  | N | Natural Gas |  |  |  | DLNB | SCR | [7 empty] | 0.001 | 0.014859 | 0.014859 | 0.014859 | 0.014859 | [11 empty] | Holland Energy LLC (HERE Coop) | 100 | Hoosier Energy Rural Electric Coop Inc | 100
natural gas combined cycle | Holland Energy Facility | 55334_G_CTG2 | 55334 | G | CTG2 | 4509 | Combined Cycle |  | MIS_IL | Illinois | 17 | Shelby | 173 | 17173 | 146.2 | 7684 | 2002 | 2045 |  |  | N | Natural Gas |  |  |  | DLNB | SCR | [7 empty] | 0.001 | 0.014859 | 0.014859 | 0.014859 | 0.014859 | [11 empty] | Holland Energy LLC (HERE Coop) | 100 | Hoosier Energy Rural Electric Coop Inc | 100
natural gas combined cycle | Holland Energy Facility | 55334_G_STG1 | 55334 | G | STG1 | 4508 | Combined Cycle |  | MIS_IL | Illinois | 17 | Shelby | 173 | 17173 | 326.4 | 7684 | 2002 | 2045 |  |  | N | Natural Gas |  |  |  | LNB + NH3 | SCR | [8 empty] | 0.014859 | 0.014859 | 0.014859 | 0.014859 | [11 empty] | Holland Energy LLC (HERE Coop) | 100 | Hoosier Energy Rural Electric Coop Inc | 100
natural gas combined cycle | Ironwood LLC | 55337_G_CT1 | 55337 | G | CT1 | 88084 | Combined Cycle |  | PJM_WMAC | Pennsylvania | 42 | Lebanon | 75 | 42075 | 238.7 | 7260 | 2001 | 9999 |  |  | N | Natural Gas |  |  |  | DLNB + NH3 | [9 empty] | 0.013435 | 0.013435 | 0.013435 | 0.013435 | [11 empty] | Helix Ironwood LLC | 100 | LS Power Group | 100
natural gas combined cycle | Ironwood LLC | 55337_G_CT2 | 55337 | G | CT2 | 88085 | Combined Cycle |  | PJM_WMAC | Pennsylvania | 42 | Lebanon | 75 | 42075 | 241.7 | 7260 | 2001 | 9999 |  |  | N | Natural Gas |  |  |  | DLNB + NH3 | [9 empty] | 0.013435 | 0.013435 | 0.013435 | 0.013435 | [11 empty] | Helix Ironwood LLC | 100 | LS Power Group | 100
natural gas combined cycle | Ironwood LLC | 55337_G_ST4 | 55337 | G | ST4 | 88084 | Combined Cycle |  | PJM_WMAC | Pennsylvania | 42 | Lebanon | 75 | 42075 | 219.7 | 7260 | 2001 | 9999 |  |  | N | Natural Gas |  |  |  | DLNB + NH3 | [9 empty] | 0.013435 | 0.013435 | 0.013435 | 0.013435 | [11 empty] | Helix Ironwood LLC | 100 | LS Power Group | 100
natural gas combined cycle | Dell Power Station | 55340_G_CTG1 | 55340 | G | CTG1 | 4517 | Combined Cycle |  | S_D_AECI | Arkansas | 5 | Mississippi | 93 | 05093 | 147 | 7567 | 2007 | 9999 |  |  | N | Natural Gas, Distillate Fuel Oil |  |  |  | DLNB | SCR | [8 empty] | 0.0072927 | 0.0072927 | 0.0072927 | 0.0072927 | [11 empty] | Associated Electric Coop Inc | 100 | Associated Electric Coop Inc | 100
natural gas combined cycle | Dell Power Station | 55340_G_CTG2 | 55340 | G | CTG2 | 4518 | Combined Cycle |  | S_D_AECI | Arkansas | 5 | Mississippi | 93 | 05093 | 148 | 7567 | 2007 | 9999 |  |  | N | Natural Gas, Distillate Fuel Oil |  |  |  | DLNB | SCR | [8 empty] | 0.0072927 | 0.0072927 | 0.0072927 | 0.0072927 | [11 empty] | Associated Electric Coop Inc | 100 | Associated Electric Coop Inc | 100
natural gas combined cycle | Dell Power Station | 55340_G_STG | 55340 | G | STG | 4517 | Combined Cycle |  | S_D_AECI | Arkansas | 5 | Mississippi | 93 | 05093 | 151 | 7567 | 2007 | 9999 |  |  | N | Natural Gas, Distillate Fuel Oil |  |  |  | LNB | SCR | [8 empty] | 0.0072927 | 0.0072927 | 0.0072927 | 0.0072927 | [11 empty] | Associated Electric Coop Inc | 100 | Associated Electric Coop Inc | 100
onshore wind | Woodstock Windfarm | 55342_G_WIND | 55342 | G | WIND |  | Onshore Wind |  | MIS_MNWI | Minnesota | 27 | Pipestone | 117 | 27117 | 10.2 | 0 | 1999 | 9999 |  |  | N | Wind | [13 empty] | 0 | 0 | 0 | 0 | [11 empty] | Woodstock Hills LLC | 100 | Juhl Wind Inc | 100
natural gas combined cycle | Luna Energy Facility | 55343_G_CTG1 | 55343 | G | CTG1 | 4521 | Combined Cycle |  | WECC_NM | New Mexico | 35 | Luna | 29 | 35029 | 150.5 | 7809 | 2006 | 9999 |  |  | N | Natural Gas |  |  |  | DLNB | SCR | [7 empty] | 0.001 | 0.01085 | 0.01085 | 0.01085 | 0.01085 | [11 empty] | Public Service Co of New Mexico | 33.34 | PNM Resources Inc | 33.34
natural gas combined cycle | Luna Energy Facility | 55343_G_CTG2 | 55343 | G | CTG2 | 4522 | Combined Cycle |  | WECC_NM | New Mexico | 35 | Luna | 29 | 35029 | 150.5 | 7809 | 2006 | 9999 |  |  | N | Natural Gas |  |  |  | DLNB | SCR | [7 empty] | 0.001 | 0.01085 | 0.01085 | 0.01085 | 0.01085 | [11 empty] | Public Service Co of New Mexico | 33.34 | PNM Resources Inc | 33.34
natural gas combined cycle | Luna Energy Facility | 55343_G_STG1 | 55343 | G | STG1 | 4521 | Combined Cycle |  | WECC_NM | New Mexico | 35 | Luna | 29 | 35029 | 258 | 7809 | 2006 | 9999 |  |  | N | Natural Gas |  |  |  | NH3 | SCR | [7 empty] | 0.001 | 0.01085 | 0.01085 | 0.01085 | 0.01085 | [11 empty] | Public Service Co of New Mexico | 33.34 | PNM Resources Inc | 33.34
natural gas combined cycle | Otay Mesa Generating Project | 55345_G_1-01 | 55345 | G | 1-01 | 4523 | Combined Cycle |  | WEC_SDGE | California | 6 | San Diego | 73 | 06073 | 152.8 | 7217 | 2009 | 9999 |  |  | N | Natural Gas |  |  |  | DLNB | SCR | [8 empty] | 0.0068084 | 0.0068084 | 0.0068084 | 0.0068084 | [11 empty] | Otay Mesa Generating Co LLC | 100 | Energy Capital Partners | 100
natural gas combined cycle | Otay Mesa Generating Project | 55345_G_1-02 | 55345 | G | 1-02 | 4524 | Combined Cycle |  | WEC_SDGE | California | 6 | San Diego | 73 | 06073 | 152.8 | 7217 | 2009 | 9999 |  |  | N | Natural Gas |  |  |  | DLNB | SCR | [8 empty] | 0.0068084 | 0.0068084 | 0.0068084 | 0.0068084 | [11 empty] | Otay Mesa Generating Co LLC | 100 | Energy Capital Partners | 100
natural gas combined cycle | Otay Mesa Generating Project | 55345_G_1-03 | 55345 | G | 1-03 | 4523 | Combined Cycle |  | WEC_SDGE | California | 6 | San Diego | 73 | 06073 | 265.4 | 7217 | 2009 | 9999 |  |  | N | Natural Gas |  |  |  | NH3 | SCR | [8 empty] | 0.0068084 | 0.0068084 | 0.0068084 | 0.0068084 | [11 empty] | Otay Mesa Generating Co LLC | 100 | Energy Capital Partners | 100
natural gas peaker | Armstrong | 55347_G_1 | 55347 | G | 1 | 4531 | Combustion Turbine |  | PJM_AP | Pennsylvania | 42 | Armstrong | 5 | 42005 | 168.4 | 10745 | 2002 | 9999 |  |  | N | Natural Gas, Distillate Fuel Oil |  |  |  | DLNB + H2O | [8 empty] | 3.7 | 0.03071 | 0.03071 | 0.03071 | 0.03071 | [11 empty] | Armstrong Power LLC | 100 | LS Power Group | 100
natural gas peaker | Armstrong | 55347_G_2 | 55347 | G | 2 | 4532 | Combustion Turbine |  | PJM_AP | Pennsylvania | 42 | Armstrong | 5 | 42005 | 163.6 | 10745 | 2002 | 9999 |  |  | N | Natural Gas, Distillate Fuel Oil |  |  |  | DLNB + H2O | [8 empty] | 3.7 | 0.03029 | 0.03029 | 0.03029 | 0.03029 | [11 empty] | Armstrong Power LLC | 100 | LS Power Group | 100
natural gas peaker | Armstrong | 55347_G_3 | 55347 | G | 3 | 4533 | Combustion Turbine |  | PJM_AP | Pennsylvania | 42 | Armstrong | 5 | 42005 | 169 | 10745 | 2002 | 9999 |  |  | N | Natural Gas, Distillate Fuel Oil |  |  |  | DLNB + H2O | [8 empty] | 3.7 | 0.03156 | 0.03156 | 0.03156 | 0.03156 | [11 empty] | Armstrong Power LLC | 100 | LS Power Group | 100
natural gas peaker | Armstrong | 55347_G_4 | 55347 | G | 4 | 4534 | Combustion Turbine |  | PJM_AP | Pennsylvania | 42 | Armstrong | 5 | 42005 | 169.7 | 10745 | 2002 | 9999 |  |  | N | Natural Gas, Distillate Fuel Oil |  |  |  | DLNB + H2O | [8 empty] | 3.7 | 0.03288 | 0.03288 | 0.03288 | 0.03288 | [11 empty] | Armstrong Power LLC | 100 | LS Power Group | 100
natural gas peaker | Troy Energy LLC | 55348_G_1 | 55348 | G | 1 | 4535 | Combustion Turbine |  | PJM_ATSI | Ohio | 39 | Wood | 173 | 39173 | 178.5 | 10745 | 2002 | 9999 |  |  | N | Natural Gas, Distillate Fuel Oil |  |  |  | DLNB + H2O | [8 empty] | 0.5 | 0.03434 | 0.03434 | 0.03434 | 0.03434 | [11 empty] | Troy Energy LLC | 100 | LS Power Group | 100
natural gas peaker | Troy Energy LLC | 55348_G_2 | 55348 | G | 2 | 4536 | Combustion Turbine |  | PJM_ATSI | Ohio | 39 | Wood | 173 | 39173 | 173.1 | 10745 | 2002 | 9999 |  |  | N | Natural Gas, Distillate Fuel Oil |  |  |  | DLNB + H2O | [8 empty] | 0.5 | 0.03678 | 0.03678 | 0.03678 | 0.03678 | [11 empty] | Troy Energy LLC | 100 | LS Power Group | 100
natural gas peaker | Troy Energy LLC | 55348_G_3 | 55348 | G | 3 | 4537 | Combustion Turbine |  | PJM_ATSI | Ohio | 39 | Wood | 173 | 39173 | 173.4 | 10745 | 2002 | 9999 |  |  | N | Natural Gas, Distillate Fuel Oil |  |  |  | DLNB + H2O | [8 empty] | 0.5 | 0.03767 | 0.03767 | 0.03767 | 0.03767 | [11 empty] | Troy Energy LLC | 100 | LS Power Group | 100
natural gas peaker | Troy Energy LLC | 55348_G_4 | 55348 | G | 4 | 4538 | Combustion Turbine |  | PJM_ATSI | Ohio | 39 | Wood | 173 | 39173 | 176.1 | 10745 | 2002 | 9999 |  |  | N | Natural Gas, Distillate Fuel Oil |  |  |  | DLNB + H2O | [8 empty] | 0.5 | 0.03558 | 0.03558 | 0.03558 | 0.03558 | [11 empty] | Troy Energy LLC | 100 | LS Power Group | 100
natural gas peaker | Pleasants Energy LLC | 55349_G_1 | 55349 | G | 1 | 4539 | Combustion Turbine |  | PJM_AP | West Virginia | 54 | Pleasants | 73 | 54073 | 171.7 | 10745 | 2002 | 9999 |  |  | N | Natural Gas, Distillate Fuel Oil |  |  |  | DLNB + H2O | [8 empty] | 2.7 | 0.03115 | 0.03115 | 0.03115 | 0.03115 | [11 empty] | Pleasants Energy LLC | 100 | Vistra Energy | 100
natural gas peaker | Pleasants Energy LLC | 55349_G_2 | 55349 | G | 2 | 4540 | Combustion Turbine |  | PJM_AP | West Virginia | 54 | Pleasants | 73 | 54073 | 171.7 | 10745 | 2002 | 9999 |  |  | N | Natural Gas, Distillate Fuel Oil |  |  |  | DLNB + H2O | [8 empty] | 2.7 | 0.03193 | 0.03193 | 0.03193 | 0.03193 | [11 empty] | Pleasants Energy LLC | 100 | Vistra Energy | 100
natural gas combined cycle | Dresden Energy Facility | 55350_G_1 | 55350 | G | 1 | 8528 | Combined Cycle |  | PJM_West | Ohio | 39 | Muskingum | 119 | 39119 | 158.3 | 7050 | 2012 | 9999 |  |  | N | Natural Gas |  |  |  | LNB | SCR | [8 empty] | 0.010995 | 0.010995 | 0.010995 | 0.010995 | [11 empty] | Appalachian Power Co | 100 | American Electric Power Co Inc | 100
natural gas combined cycle | Dresden Energy Facility | 55350_G_2 | 55350 | G | 2 | 8528 | Combined Cycle |  | PJM_West | Ohio | 39 | Muskingum | 119 | 39119 | 158.3 | 7050 | 2012 | 9999 |  |  | N | Natural Gas |  |  |  | LNB | SCR | [8 empty] | 0.010995 | 0.010995 | 0.010995 | 0.010995 | [11 empty] | Appalachian Power Co | 100 | American Electric Power Co Inc | 100
natural gas combined cycle | Dresden Energy Facility | 55350_G_3 | 55350 | G | 3 | 8528 | Combined Cycle |  | PJM_West | Ohio | 39 | Muskingum | 119 | 39119 | 223.4 | 7050 | 2012 | 9999 |  |  | N | Natural Gas |  |  |  | LNB | SCR | [8 empty] | 0.010995 | 0.010995 | 0.010995 | 0.010995 | [11 empty] | Appalachian Power Co | 100 | American Electric Power Co Inc | 100
onshore wind | Lakota Ridge LLC | 55353_G_NMO1 | 55353 | G | NMO1 |  | Onshore Wind |  | MIS_MNWI | Minnesota | 27 | Lincoln | 81 | 27081 | 11.2 | 0 | 1999 | 9999 |  |  | N | Wind | [13 empty] | 0 | 0 | 0 | 0 | [11 empty] | Lakota Ridge LLC | 100 | CRT Wind LLC | 100
onshore wind | Shaokatan Hills LLC | 55354_G_6150 | 55354 | G | 6150 |  | Onshore Wind |  | MIS_MNWI | Minnesota | 27 | Lincoln | 81 | 27081 | 11.8 | 0 | 1999 | 9999 |  |  | N | Wind | [13 empty] | 0 | 0 | 0 | 0 | [11 empty] | Shaokatan Hills LLC | 100 | CRT Wind LLC | 100
natural gas combined cycle | Jack Fusco Energy Center | 55357_G_CTG1 | 55357 | G | CTG1 | 4543 | Combined Cycle |  | ERC_REST | Texas | 48 | Fort Bend | 157 | 48157 | 166 | 7443 | 2003 | 9999 |  |  | N | Natural Gas |  |  |  | DLNB | SCR | [8 empty] | 0.013463 | 0.013463 | 0.013463 | 0.013463 | [11 empty] | Brazos Valley Energy | 100 | Energy Capital Partners | 100
natural gas combined cycle | Jack Fusco Energy Center | 55357_G_CTG2 | 55357 | G | CTG2 | 4544 | Combined Cycle |  | ERC_REST | Texas | 48 | Fort Bend | 157 | 48157 | 166 | 7443 | 2003 | 9999 |  |  | N | Natural Gas |  |  |  | DLNB | SCR | [8 empty] | 0.013463 | 0.013463 | 0.013463 | 0.013463 | [11 empty] | Brazos Valley Energy | 100 | Energy Capital Partners | 100
natural gas combined cycle | Jack Fusco Energy Center | 55357_G_STG1 | 55357 | G | STG1 | 4543 | Combined Cycle |  | ERC_REST | Texas | 48 | Fort Bend | 157 | 48157 | 193 | 7443 | 2003 | 9999 | Cell | wet | N | Natural Gas |  |  |  | DLNB | SCR | [8 empty] | 0.013463 | 0.013463 | 0.013463 | 0.013463 | [11 empty] | Brazos Valley Energy | 100 | Energy Capital Partners | 100
natural gas combined cycle | Cottonwood Energy Project | 55358_G_CT1 | 55358 | G | CT1 | 4545 | Combined Cycle |  | MIS_WOTA | Texas | 48 | Newton | 351 | 48351 | 163.7 | 7336 | 2003 | 9999 |  |  | N | Natural Gas |  |  |  | DLNB | SCR | [8 empty] | 0.010607 | 0.010607 | 0.010607 | 0.010607 | [11 empty] | Cottonwood Energy Co LP | 100 | Cleco Corp | 100
natural gas combined cycle | Cottonwood Energy Project | 55358_G_CT2 | 55358 | G | CT2 | 4546 | Combined Cycle |  | MIS_WOTA | Texas | 48 | Newton | 351 | 48351 | 163.7 | 7336 | 2003 | 9999 |  |  | N | Natural Gas |  |  |  | DLNB | SCR | [8 empty] | 0.010496 | 0.010496 | 0.010496 | 0.010496 | [11 empty] | Cottonwood Energy Co LP | 100 | Cleco Corp | 100
natural gas combined cycle | Cottonwood Energy Project | 55358_G_CT3 | 55358 | G | CT3 | 4547 | Combined Cycle |  | MIS_WOTA | Texas | 48 | Newton | 351 | 48351 | 163.7 | 7336 | 2003 | 9999 |  |  | N | Natural Gas |  |  |  | DLNB | SCR | [8 empty] | 0.011222 | 0.011222 | 0.011222 | 0.011222 | [11 empty] | Cottonwood Energy Co LP | 100 | Cleco Corp | 100
natural gas combined cycle | Cottonwood Energy Project | 55358_G_CT4 | 55358 | G | CT4 | 4548 | Combined Cycle |  | MIS_WOTA | Texas | 48 | Newton | 351 | 48351 | 163.7 | 7336 | 2003 | 9999 |  |  | N | Natural Gas |  |  |  | DLNB | SCR | [8 empty] | 0.011252 | 0.011252 | 0.011252 | 0.011252 | [11 empty] | Cottonwood Energy Co LP | 100 | Cleco Corp | 100
natural gas combined cycle | Cottonwood Energy Project | 55358_G_ST1 | 55358 | G | ST1 | 4545 | Combined Cycle |  | MIS_WOTA | Texas | 48 | Newton | 351 | 48351 | 131.3 | 7336 | 2003 | 9999 |  |  | N | Natural Gas |  |  |  | LNB | SCR | [8 empty] | 0.010607 | 0.010607 | 0.010607 | 0.010607 | [11 empty] | Cottonwood Energy Co LP | 100 | Cleco Corp | 100
natural gas combined cycle | Cottonwood Energy Project | 55358_G_ST2 | 55358 | G | ST2 | 4546 | Combined Cycle |  | MIS_WOTA | Texas | 48 | Newton | 351 | 48351 | 131.3 | 7336 | 2003 | 9999 |  |  | N | Natural Gas |  |  |  | DLNB | SCR | [8 empty] | 0.010496 | 0.010496 | 0.010496 | 0.010496 | [11 empty] | Cottonwood Energy Co LP | 100 | Cleco Corp | 100
natural gas combined cycle | Cottonwood Energy Project | 55358_G_ST3 | 55358 | G | ST3 | 4547 | Combined Cycle |  | MIS_WOTA | Texas | 48 | Newton | 351 | 48351 | 131.3 | 7336 | 2003 | 9999 |  |  | N | Natural Gas |  |  |  | DLNB | SCR | [8 empty] | 0.011222 | 0.011222 | 0.011222 | 0.011222 | [11 empty] | Cottonwood Energy Co LP | 100 | Cleco Corp | 100
natural gas combined cycle | Cottonwood Energy Project | 55358_G_ST4 | 55358 | G | ST4 | 4548 | Combined Cycle |  | MIS_WOTA | Texas | 48 | Newton | 351 | 48351 | 131.3 | 7336 | 2003 | 9999 |  |  | N | Natural Gas |  |  |  | DLNB | SCR | [8 empty] | 0.011252 | 0.011252 | 0.011252 | 0.011252 | [11 empty] | Cottonwood Energy Co LP | 100 | Cleco Corp | 100
natural gas combined cycle | Sugar Creek Power | 55364_G_CT01 | 55364 | G | CT01 | 4555 | Combined Cycle |  | MIS_INKY | Indiana | 18 | Vigo | 167 | 18167 | 164.4 | 7050 | 2002 | 9999 |  |  | N | Natural Gas |  |  |  | DLNB | SCR | [8 empty] | 0.0087988 | 0.0087988 | 0.0087988 | 0.0087988 | [11 empty] | Northern Indiana Public Service Co LLC | 100 | NiSource Inc | 100
natural gas combined cycle | Sugar Creek Power | 55364_G_CT02 | 55364 | G | CT02 | 4556 | Combined Cycle |  | MIS_INKY | Indiana | 18 | Vigo | 167 | 18167 | 166.6 | 7050 | 2002 | 9999 |  |  | N | Natural Gas |  |  |  | DLNB | SCR | [8 empty] | 0.0087988 | 0.0087988 | 0.0087988 | 0.0087988 | [11 empty] | Northern Indiana Public Service Co LLC | 100 | NiSource Inc | 100
natural gas combined cycle | Sugar Creek Power | 55364_G_ST1 | 55364 | G | ST1 | 4555 | Combined Cycle |  | MIS_INKY | Indiana | 18 | Vigo | 167 | 18167 | 218 | 7050 | 2003 | 9999 |  |  | N | Natural Gas |  |  |  | NH3 | SCR | [8 empty] | 0.0087988 | 0.0087988 | 0.0087988 | 0.0087988 | [11 empty] | Northern Indiana Public Service Co LLC | 100 | NiSource Inc | 100
natural gas peaker | Exelon LaPorte Generating Station | 55365_G_GT1 | 55365 | G | GT1 | 4559 | Combustion Turbine |  | ERC_REST | Texas | 48 | Harris | 201 | 48201 | 38 | 12926 | 2001 | 9999 |  |  | N | Natural Gas |  |  |  | DLNB | [8 empty] | 3 | 0.1744 | 0.1744 | 0.1744 | 0.1744 | [11 empty] | Exelon Generating Co LLC Extexlaporte | 100 | TexGen Power LLC | 100
natural gas peaker | Exelon LaPorte Generating Station | 55365_G_GT2 | 55365 | G | GT2 | 4560 | Combustion Turbine |  | ERC_REST | Texas | 48 | Harris | 201 | 48201 | 38 | 12927 | 2001 | 9999 |  |  | N | Natural Gas |  |  |  | DLNB | [8 empty] | 3 | 0.16361 | 0.16361 | 0.16361 | 0.16361 | [11 empty] | Exelon Generating Co LLC Extexlaporte | 100 | TexGen Power LLC | 100
natural gas peaker | Exelon LaPorte Generating Station | 55365_G_GT3 | 55365 | G | GT3 | 4561 | Combustion Turbine |  | ERC_REST | Texas | 48 | Harris | 201 | 48201 | 38 | 12927 | 2001 | 9999 |  |  | N | Natural Gas |  |  |  | DLNB | [8 empty] | 3 | 0.18165 | 0.18165 | 0.18165 | 0.18165 | [11 empty] | Exelon Generating Co LLC Extexlaporte | 100 | TexGen Power LLC | 100
natural gas peaker | Exelon LaPorte Generating Station | 55365_G_GT4 | 55365 | G | GT4 | 4562 | Combustion Turbine |  | ERC_REST | Texas | 48 | Harris | 201 | 48201 | 38 | 12927 | 2001 | 9999 |  |  | N | Natural Gas |  |  |  | DLNB | [8 empty] | 3 | 0.17718 | 0.17718 | 0.17718 | 0.17718 | [11 empty] | Exelon Generating Co LLC Extexlaporte | 100 | TexGen Power LLC | 100
onshore wind | Wethersfield Wind Farm | 55368_G_V47 | 55368 | G | V47 |  | Onshore Wind |  | NY_Z_C&E | New York | 36 | Wyoming | 121 | 36121 | 6.6 | 0 | 2000 | 9999 |  |  | N | Wind | [13 empty] | 0 | 0 | 0 | 0 | [11 empty] | Western New York Wind Corp | 100 | Enel SpA | 100
0 | Green Mountain Storage, LLC | 55370_G_BGM | 55370 | G | BGM |  | Energy Storage |  | PJM_PENE | Pennsylvania | 42 | Somerset | 111 | 42111 | 10.4 | 0 | 2016 | 9999 |  |  | N | Energy Storage | [13 empty] | 0 | 0 | 0 | 0 | [11 empty] | Green Mountain Storage LLC | 100 | NextEra Energy Inc | 100
natural gas combined cycle | Harquahala Generating Project | 55372_G_CTG1 | 55372 | G | CTG1 | 8536 | Combined Cycle |  | WECC_AZ | Arizona | 4 | Maricopa | 13 | 04013 | 239.9 | 7090 | 2004 | 9999 |  |  | N | Natural Gas |  |  |  | DLNB | SCR | [8 empty] | 0.036073 | 0.036073 | 0.036073 | 0.036073 | [11 empty] | New Harquahala Generating Co LLC | 100 | Beal Bank USA | 100
natural gas combined cycle | Harquahala Generating Project | 55372_G_CTG2 | 55372 | G | CTG2 | 8538 | Combined Cycle |  | WECC_AZ | Arizona | 4 | Maricopa | 13 | 04013 | 226.6 | 7090 | 2004 | 9999 |  |  | N | Natural Gas |  |  |  | DLNB | SCR | [8 empty] | 0.17166 | 0.039375 | 0.17166 | 0.039375 | [11 empty] | New Harquahala Generating Co LLC | 100 | Beal Bank USA | 100
natural gas combined cycle | Harquahala Generating Project | 55372_G_CTG3 | 55372 | G | CTG3 | 8540 | Combined Cycle |  | WECC_AZ | Arizona | 4 | Maricopa | 13 | 04013 | 226.2 | 7090 | 2004 | 9999 |  |  | N | Natural Gas |  |  |  | DLNB | SCR | [8 empty] | 0.14762 | 0.084275 | 0.14762 | 0.084275 | [11 empty] | New Harquahala Generating Co LLC | 100 | Beal Bank USA | 100
natural gas combined cycle | Harquahala Generating Project | 55372_G_STG1 | 55372 | G | STG1 | 8536 | Combined Cycle |  | WECC_AZ | Arizona | 4 | Maricopa | 13 | 04013 | 119.8 | 7090 | 2004 | 9999 |  |  | N | Natural Gas |  |  |  | DLNB | SCR | [8 empty] | 0.036073 | 0.036073 | 0.036073 | 0.036073 | [11 empty] | New Harquahala Generating Co LLC | 100 | Beal Bank USA | 100
natural gas combined cycle | Harquahala Generating Project | 55372_G_STG2 | 55372 | G | STG2 | 8538 | Combined Cycle |  | WECC_AZ | Arizona | 4 | Maricopa | 13 | 04013 | 114.9 | 7090 | 2004 | 9999 |  |  | N | Natural Gas |  |  |  | DLNB | SCR | [8 empty] | 0.17166 | 0.039375 | 0.17166 | 0.039375 | [11 empty] | New Harquahala Generating Co LLC | 100 | Beal Bank USA | 100
natural gas combined cycle | Harquahala Generating Project | 55372_G_STG3 | 55372 | G | STG3 | 8540 | Combined Cycle |  | WECC_AZ | Arizona | 4 | Maricopa | 13 | 04013 | 115.5 | 7090 | 2004 | 9999 |  |  | N | Natural Gas |  |  |  | DLNB | SCR | [8 empty] | 0.14762 | 0.084275 | 0.14762 | 0.084275 | [11 empty] | New Harquahala Generating Co LLC | 100 | Beal Bank USA | 100
natural gas combined cycle | Astoria Energy | 55375_G_CT1 | 55375 | G | CT1 | 4581 | Combined Cycle |  | NY_Z_J | New York | 36 | Queens | 81 | 36081 | 156 | 7307 | 2006 | 9999 |  |  | N | Natural Gas, Distillate Fuel Oil |  |  |  | DLNB + H2O | SCR | [8 empty] | 0.0061213 | 0.0061213 | 0.0061213 | 0.0061213 | [11 empty] | Astoria Energy LLC | 100 | Mitsui & Co Ltd | 100
natural gas combined cycle | Astoria Energy | 55375_G_CT2 | 55375 | G | CT2 | 4582 | Combined Cycle |  | NY_Z_J | New York | 36 | Queens | 81 | 36081 | 156 | 7307 | 2006 | 9999 |  |  | N | Natural Gas, Distillate Fuel Oil |  |  |  | DLNB + H2O | SCR | [8 empty] | 0.0061213 | 0.0061213 | 0.0061213 | 0.0061213 | [11 empty] | Astoria Energy II LLC | 100 | Harbert Management Corp | 100
natural gas combined cycle | Astoria Energy | 55375_G_ST1 | 55375 | G | ST1 | 4581 | Combined Cycle |  | NY_Z_J | New York | 36 | Queens | 81 | 36081 | 228 | 7307 | 2006 | 9999 |  |  | N | Natural Gas, Distillate Fuel Oil |  |  |  | DLNB + H2O | SCR | [8 empty] | 0.0061213 | 0.0061213 | 0.0061213 | 0.0061213 | [11 empty] | Astoria Energy LLC | 50 | Mitsui & Co Ltd | 50
natural gas peaker | Gans | 55377_G_UNT8 | 55377 | G | UNT8 | 4585 | Combustion Turbine |  | PJM_AP | Pennsylvania | 42 | FAYETTE | 51 | 42051 | 44 | 10745 | 2000 | 9999 |  |  | N | Natural Gas |  |  |  | H2O | [8 empty] | 0.006 | 0.07698 | 0.07698 | 0.07698 | 0.07698 | [11 empty] | Gans Energy LLC | 100 | LS Power Group | 100
natural gas peaker | Gans | 55377_G_UNT9 | 55377 | G | UNT9 | 4586 | Combustion Turbine |  | PJM_AP | Pennsylvania | 42 | FAYETTE | 51 | 42051 | 44 | 10745 | 2000 | 9999 |  |  | N | Natural Gas |  |  |  | H2O | [8 empty] | 0.006 | 0.06844 | 0.06844 | 0.06844 | 0.06844 | [11 empty] | Gans Energy LLC | 100 | LS Power Group | 100
natural gas combined cycle | Union Power Station | 55380_G_CTG1 | 55380 | G | CTG1 | 4590 | Combined Cycle |  | MIS_AR | Arkansas | 5 | Union | 139 | 05139 | 147.1 | 7359 | 2003 | 9999 |  |  | N | Natural Gas |  |  |  | DLNB | SCR | [8 empty] | 0.011931 | 0.011931 | 0.011931 | 0.011931 | [11 empty] | Entergy Arkansas LLC | 100 | Entergy Corp | 100
natural gas combined cycle | Union Power Station | 55380_G_CTG2 | 55380 | G | CTG2 | 4592 | Combined Cycle |  | MIS_AR | Arkansas | 5 | Union | 139 | 05139 | 147.1 | 7359 | 2003 | 9999 |  |  | N | Natural Gas |  |  |  | DLNB | SCR | [8 empty] | 0.011931 | 0.011931 | 0.011931 | 0.011931 | [11 empty] | Entergy Arkansas LLC | 100 | Entergy Corp | 100
natural gas combined cycle | Union Power Station | 55380_G_CTG3 | 55380 | G | CTG3 | 4593 | Combined Cycle |  | MIS_AR | Arkansas | 5 | Union | 139 | 05139 | 144.5 | 7359 | 2003 | 9999 |  |  | N | Natural Gas |  |  |  | DLNB | SCR | [8 empty] | 0.012463 | 0.012463 | 0.012463 | 0.012463 | [11 empty] | Entergy New Orleans Inc | 100 | Entergy Corp | 100
natural gas combined cycle | Union Power Station | 55380_G_CTG4 | 55380 | G | CTG4 | 4594 | Combined Cycle |  | MIS_AR | Arkansas | 5 | Union | 139 | 05139 | 144.5 | 7359 | 2003 | 9999 |  |  | N | Natural Gas |  |  |  | DLNB | SCR | [8 empty] | 0.012463 | 0.012463 | 0.012463 | 0.012463 | [11 empty] | Entergy New Orleans Inc | 100 | Entergy Corp | 100
natural gas combined cycle | Union Power Station | 55380_G_CTG5 | 55380 | G | CTG5 | 4595 | Combined Cycle |  | MIS_AR | Arkansas | 5 | Union | 139 | 05139 | 145.7 | 7359 | 2003 | 9999 |  |  | N | Natural Gas |  |  |  | DLNB | SCR | [8 empty] | 0.01244 | 0.01244 | 0.01244 | 0.01244 | [11 empty] | Entergy Louisiana LLC | 100 | Entergy Corp | 100
natural gas combined cycle | Union Power Station | 55380_G_CTG6 | 55380 | G | CTG6 | 4596 | Combined Cycle |  | MIS_AR | Arkansas | 5 | Union | 139 | 05139 | 145.7 | 7359 | 2003 | 9999 |  |  | N | Natural Gas |  |  |  | DLNB | SCR | [8 empty] | 0.01244 | 0.01244 | 0.01244 | 0.01244 | [11 empty] | Entergy Louisiana LLC | 100 | Entergy Corp | 100
natural gas combined cycle | Union Power Station | 55380_G_CTG7 | 55380 | G | CTG7 | 4597 | Combined Cycle |  | MIS_AR | Arkansas | 5 | Union | 139 | 05139 | 145.1 | 7359 | 2003 | 9999 |  |  | N | Natural Gas |  |  |  | DLNB | SCR | [8 empty] | 0.012077 | 0.012077 | 0.012077 | 0.012077 | [11 empty] | Entergy Louisiana LLC | 100 | Entergy Corp | 100
natural gas combined cycle | Union Power Station | 55380_G_CTG8 | 55380 | G | CTG8 | 4598 | Combined Cycle |  | MIS_AR | Arkansas | 5 | Union | 139 | 05139 | 145.1 | 7359 | 2003 | 9999 |  |  | N | Natural Gas |  |  |  | DLNB | SCR | [8 empty] | 0.012077 | 0.012077 | 0.012077 | 0.012077 | [11 empty] | Entergy Louisiana LLC | 100 | Entergy Corp | 100
natural gas combined cycle | Union Power Station | 55380_G_STG1 | 55380 | G | STG1 | 4590 | Combined Cycle |  | MIS_AR | Arkansas | 5 | Union | 139 | 05139 | 213.1 | 7359 | 2003 | 9999 |  |  | N | Natural Gas |  |  |  | DLNB | SCR | [8 empty] | 0.011931 | 0.011931 | 0.011931 | 0.011931 | [11 empty] | Entergy Arkansas LLC | 100 | Entergy Corp | 100
natural gas combined cycle | Union Power Station | 55380_G_STG2 | 55380 | G | STG2 | 4593 | Combined Cycle |  | MIS_AR | Arkansas | 5 | Union | 139 | 05139 | 209.4 | 7359 | 2003 | 9999 |  |  | N | Natural Gas |  |  |  | DLNB | SCR | [8 empty] | 0.012463 | 0.012463 | 0.012463 | 0.012463 | [11 empty] | Entergy New Orleans Inc | 100 | Entergy Corp | 100
natural gas combined cycle | Union Power Station | 55380_G_STG3 | 55380 | G | STG3 | 4595 | Combined Cycle |  | MIS_AR | Arkansas | 5 | Union | 139 | 05139 | 211.1 | 7359 | 2003 | 9999 |  |  | N | Natural Gas |  |  |  | DLNB | SCR | [8 empty] | 0.01244 | 0.01244 | 0.01244 | 0.01244 | [11 empty] | Entergy Louisiana LLC | 100 | Entergy Corp | 100
natural gas combined cycle | Union Power Station | 55380_G_STG4 | 55380 | G | STG4 | 4597 | Combined Cycle |  | MIS_AR | Arkansas | 5 | Union | 139 | 05139 | 210.3 | 7359 | 2003 | 9999 |  |  | N | Natural Gas |  |  |  | DLNB | SCR | [8 empty] | 0.012077 | 0.012077 | 0.012077 | 0.012077 | [11 empty] | Entergy Louisiana LLC | 100 | Entergy Corp | 100
natural gas peaker | Commonwealth Chesapeake | 55381_G_UNT1 | 55381 | G | UNT1 | 4600 | Combustion Turbine |  | PJM_EMAC | Virginia | 51 | Accomack | 1 | 51001 | 46.3 | 10745 | 2000 | 9999 |  |  | N | Distillate Fuel Oil |  |  |  | H2O | [8 empty] | 0.8 | 0.11951 | 0.11951 | 0.11951 | 0.11951 | [11 empty] | Commonwealth Chesapeake Co LLC | 100 | ITOCHU Corp | 100
natural gas peaker | Commonwealth Chesapeake | 55381_G_UNT2 | 55381 | G | UNT2 | 4601 | Combustion Turbine |  | PJM_EMAC | Virginia | 51 | Accomack | 1 | 51001 | 46.8 | 10745 | 2000 | 9999 |  |  | N | Distillate Fuel Oil |  |  |  | H2O | [8 empty] | 0.8 | 0.1135 | 0.1135 | 0.1135 | 0.1135 | [11 empty] | Commonwealth Chesapeake Co LLC | 100 | ITOCHU Corp | 100
natural gas peaker | Commonwealth Chesapeake | 55381_G_UNT3 | 55381 | G | UNT3 | 4602 | Combustion Turbine |  | PJM_EMAC | Virginia | 51 | Accomack | 1 | 51001 | 46 | 10745 | 2000 | 9999 |  |  | N | Distillate Fuel Oil |  |  |  | H2O | [8 empty] | 0.8 | 0.11808 | 0.11808 | 0.11808 | 0.11808 | [11 empty] | Commonwealth Chesapeake Co LLC | 100 | ITOCHU Corp | 100
natural gas peaker | Commonwealth Chesapeake | 55381_G_UNT4 | 55381 | G | UNT4 | 4603 | Combustion Turbine |  | PJM_EMAC | Virginia | 51 | Accomack | 1 | 51001 | 44.6 | 10745 | 2001 | 9999 |  |  | N | Distillate Fuel Oil |  |  |  | H2O | [8 empty] | 0.8 | 0.11685 | 0.11685 | 0.11685 | 0.11685 | [11 empty] | Commonwealth Chesapeake Co LLC | 100 | ITOCHU Corp | 100
natural gas peaker | Commonwealth Chesapeake | 55381_G_UNT5 | 55381 | G | UNT5 | 4604 | Combustion Turbine |  | PJM_EMAC | Virginia | 51 | Accomack | 1 | 51001 | 46.1 | 10745 | 2001 | 9999 |  |  | N | Distillate Fuel Oil |  |  |  | H2O | [8 empty] | 0.8 | 0.09946 | 0.09946 | 0.09946 | 0.09946 | [11 empty] | Commonwealth Chesapeake Co LLC | 100 | ITOCHU Corp | 100
natural gas peaker | Commonwealth Chesapeake | 55381_G_UNT6 | 55381 | G | UNT6 | 4605 | Combustion Turbine |  | PJM_EMAC | Virginia | 51 | Accomack | 1 | 51001 | 45 | 10745 | 2001 | 9999 |  |  | N | Distillate Fuel Oil |  |  |  | H2O | [8 empty] | 0.8 | 0.11195 | 0.11195 | 0.11195 | 0.11195 | [11 empty] | Commonwealth Chesapeake Co LLC | 100 | ITOCHU Corp | 100
natural gas peaker | Commonwealth Chesapeake | 55381_G_UNT7 | 55381 | G | UNT7 | 4606 | Combustion Turbine |  | PJM_EMAC | Virginia | 51 | Accomack | 1 | 51001 | 45.7 | 10745 | 2001 | 9999 |  |  | N | Distillate Fuel Oil |  |  |  | H2O | [8 empty] | 0.8 | 0.10378 | 0.10378 | 0.10378 | 0.10378 | [11 empty] | Commonwealth Chesapeake Co LLC | 100 | ITOCHU Corp | 100
natural gas combined cycle | Thomas A Smith Energy Facility | 55382_G_1GT1 | 55382 | G | 1GT1 | 4607 | Combined Cycle |  | S_SOU | Georgia | 13 | Murray | 213 | 13213 | 210 | 7403 | 2002 | 9999 |  |  | N | Natural Gas |  |  |  | DLNB | SCR | [8 empty] | 0.0087948 | 0.0087948 | 0.0087948 | 0.0087948 | [11 empty] | Oglethorpe Power Corp | 100 | Oglethorpe Power Corp | 100
natural gas combined cycle | Thomas A Smith Energy Facility | 55382_G_1GT2 | 55382 | G | 1GT2 | 4608 | Combined Cycle |  | S_SOU | Georgia | 13 | Murray | 213 | 13213 | 210 | 7403 | 2002 | 9999 |  |  | N | Natural Gas |  |  |  | DLNB | SCR | [8 empty] | 0.0087948 | 0.0087948 | 0.0087948 | 0.0087948 | [11 empty] | Oglethorpe Power Corp | 100 | Oglethorpe Power Corp | 100
natural gas combined cycle | Thomas A Smith Energy Facility | 55382_G_1STG | 55382 | G | 1STG | 4607 | Combined Cycle |  | S_SOU | Georgia | 13 | Murray | 213 | 13213 | 210 | 7403 | 2002 | 9999 |  |  | N | Natural Gas |  |  |  | DLNB | SCR | [8 empty] | 0.0087948 | 0.0087948 | 0.0087948 | 0.0087948 | [11 empty] | Oglethorpe Power Corp | 100 | Oglethorpe Power Corp | 100
natural gas combined cycle | Thomas A Smith Energy Facility | 55382_G_2GT1 | 55382 | G | 2GT1 | 4609 | Combined Cycle |  | S_SOU | Georgia | 13 | Murray | 213 | 13213 | 210 | 7403 | 2002 | 9999 |  |  | N | Natural Gas |  |  |  | DLNB | SCR | [8 empty] | 0.0081055 | 0.0081055 | 0.0081055 | 0.0081055 | [11 empty] | Oglethorpe Power Corp | 100 | Oglethorpe Power Corp | 100
natural gas combined cycle | Thomas A Smith Energy Facility | 55382_G_2GT2 | 55382 | G | 2GT2 | 4610 | Combined Cycle |  | S_SOU | Georgia | 13 | Murray | 213 | 13213 | 210 | 7403 | 2002 | 9999 |  |  | N | Natural Gas |  |  |  | DLNB | SCR | [8 empty] | 0.0081055 | 0.0081055 | 0.0081055 | 0.0081055 | [11 empty] | Oglethorpe Power Corp | 100 | Oglethorpe Power Corp | 100
natural gas combined cycle | Thomas A Smith Energy Facility | 55382_G_2STG | 55382 | G | 2STG | 4609 | Combined Cycle |  | S_SOU | Georgia | 13 | Murray | 213 | 13213 | 210 | 7403 | 2002 | 9999 |  |  | N | Natural Gas |  |  |  | DLNB | SCR | [8 empty] | 0.0081055 | 0.0081055 | 0.0081055 | 0.0081055 | [11 empty] | Oglethorpe Power Corp | 100 | Oglethorpe Power Corp | 100
natural gas combined cycle | Columbia Energy Center (SC) | 55386_G_CT1 | 55386 | G | CT1 | 4636 | Combined Cycle |  | S_VACA | South Carolina | 45 | Calhoun | 17 | 45017 | 151.5 | 5757 | 2004 | 9999 |  |  | Y | Natural Gas, Distillate Fuel Oil |  |  |  | DLNB + H2O | SCR | [8 empty] | 0.01959 | 0.01959 | 0.01959 | 0.01959 | [11 empty] | Columbia Energy LLC | 100 | LS Power Group | 100
natural gas combined cycle | Columbia Energy Center (SC) | 55386_G_CT2 | 55386 | G | CT2 | 4637 | Combined Cycle |  | S_VACA | South Carolina | 45 | Calhoun | 17 | 45017 | 151.5 | 5757 | 2004 | 9999 |  |  | Y | Natural Gas, Distillate Fuel Oil |  |  |  | DLNB + H2O | SCR | [8 empty] | 0.01959 | 0.01959 | 0.01959 | 0.01959 | [11 empty] | Columbia Energy LLC | 100 | LS Power Group | 100
natural gas combined cycle | Columbia Energy Center (SC) | 55386_G_ST1 | 55386 | G | ST1 | 4636 | Combined Cycle |  | S_VACA | South Carolina | 45 | Calhoun | 17 | 45017 | 240 | 5757 | 2004 | 9999 |  |  | Y | Natural Gas, Distillate Fuel Oil |  |  |  | LNB + NH3 | SCR | [8 empty] | 0.01959 | 0.01959 | 0.01959 | 0.01959 | [11 empty] | Columbia Energy LLC | 100 | LS Power Group | 100
natural gas peaker | RockGen Energy Center | 55391_G_01 | 55391 | G | 01 | 4652 | Combustion Turbine |  | MIS_WUMS | Wisconsin | 55 | Dane | 25 | 55025 | 163 | 11096 | 2001 | 9999 |  |  | N | Natural Gas, Distillate Fuel Oil |  |  |  | DLNB + H2O | [9 empty] | 0.04378 | 0.04378 | 0.04378 | 0.04378 | [11 empty] | Rockgen Energy LLC | 100 | Starwood Capital Group Global LLC | 100
natural gas peaker | RockGen Energy Center | 55391_G_02 | 55391 | G | 02 | 4653 | Combustion Turbine |  | MIS_WUMS | Wisconsin | 55 | Dane | 25 | 55025 | 163 | 11096 | 2001 | 9999 |  |  | N | Natural Gas, Distillate Fuel Oil |  |  |  | DLNB + H2O | [9 empty] | 0.03665 | 0.03665 | 0.03665 | 0.03665 | [11 empty] | Rockgen Energy LLC | 100 | Starwood Capital Group Global LLC | 100
natural gas peaker | RockGen Energy Center | 55391_G_03 | 55391 | G | 03 | 4654 | Combustion Turbine |  | MIS_WUMS | Wisconsin | 55 | Dane | 25 | 55025 | 163 | 11096 | 2001 | 9999 |  |  | N | Natural Gas, Distillate Fuel Oil |  |  |  | DLNB + H2O | [9 empty] | 0.03698 | 0.03698 | 0.03698 | 0.03698 | [11 empty] | Rockgen Energy LLC | 100 | Starwood Capital Group Global LLC | 100
natural gas peaker | Zion Energy Center | 55392_G_CTG1 | 55392 | G | CTG1 | 4660 | Combustion Turbine |  | PJM_COMD | Illinois | 17 | Lake | 97 | 17097 | 152 | 11286 | 2002 | 2045 |  |  | N | Natural Gas, Distillate Fuel Oil |  |  |  | DLNB + H2O | [8 empty] | 1 | 0.03365 | 0.03365 | 0.03365 | 0.03365 | [11 empty] | Calpine Corp | 100 | Energy Capital Partners | 100
natural gas peaker | Zion Energy Center | 55392_G_CTG2 | 55392 | G | CTG2 | 4661 | Combustion Turbine |  | PJM_COMD | Illinois | 17 | Lake | 97 | 17097 | 152 | 11286 | 2002 | 2045 |  |  | N | Natural Gas, Distillate Fuel Oil |  |  |  | DLNB + H2O | [8 empty] | 1 | 0.03262 | 0.03262 | 0.03262 | 0.03262 | [11 empty] | Calpine Corp | 100 | Energy Capital Partners | 100
natural gas peaker | Zion Energy Center | 55392_G_CTG3 | 55392 | G | CTG3 | 4662 | Combustion Turbine |  | PJM_COMD | Illinois | 17 | Lake | 97 | 17097 | 152 | 11286 | 2003 | 2045 |  |  | N | Natural Gas, Distillate Fuel Oil |  |  |  | DLNB + H2O | [8 empty] | 1 | 0.03521 | 0.03521 | 0.03521 | 0.03521 | [11 empty] | Calpine Corp | 100 | Energy Capital Partners | 100
natural gas combined cycle | Metcalf Energy Center | 55393_G_CTG1 | 55393 | G | CTG1 | 4665 | Combined Cycle |  | WEC_CALN | California | 6 | Santa Clara | 85 | 06085 | 172 | 7518 | 2005 | 9999 |  |  | N | Natural Gas |  |  |  | DLNB | SCR | [8 empty] | 0.0073461 | 0.0073461 | 0.0073461 | 0.0073461 | [11 empty] | Metcalf Energy Center LLC | 100 | Energy Capital Partners | 100
natural gas combined cycle | Metcalf Energy Center | 55393_G_CTG2 | 55393 | G | CTG2 | 4666 | Combined Cycle |  | WEC_CALN | California | 6 | Santa Clara | 85 | 06085 | 172 | 7518 | 2005 | 9999 |  |  | N | Natural Gas |  |  |  | DLNB | SCR | [8 empty] | 0.0073461 | 0.0073461 | 0.0073461 | 0.0073461 | [11 empty] | Metcalf Energy Center LLC | 100 | Energy Capital Partners | 100
natural gas combined cycle | Metcalf Energy Center | 55393_G_STG1 | 55393 | G | STG1 | 4665 | Combined Cycle |  | WEC_CALN | California | 6 | Santa Clara | 85 | 06085 | 202.1 | 7518 | 2005 | 9999 |  |  | N | Natural Gas |  |  |  | DLNB | SCR | [8 empty] | 0.0073461 | 0.0073461 | 0.0073461 | 0.0073461 | [11 empty] | Metcalf Energy Center LLC | 100 | Energy Capital Partners | 100
natural gas peaker | Crossroads Energy Center | 55395_G_CT01 | 55395 | G | CT01 | 9056 | Combustion Turbine |  | MIS_MS | Mississippi | 28 | Coahoma | 27 | 28027 | 77 | 12888 | 2002 | 9999 |  |  | N | Natural Gas |  |  |  | DLNB | [8 empty] | 4.8 | 0.03017 | 0.03017 | 0.03017 | 0.03017 | [11 empty] | Clarksdale Water & Light Dept | 100 | Clarksdale Water & Light Dept | 100
natural gas peaker | Crossroads Energy Center | 55395_G_CT02 | 55395 | G | CT02 | 9057 | Combustion Turbine |  | MIS_MS | Mississippi | 28 | Coahoma | 27 | 28027 | 77 | 12889 | 2002 | 9999 |  |  | N | Natural Gas |  |  |  | DLNB | [8 empty] | 4.8 | 0.02864 | 0.02864 | 0.02864 | 0.02864 | [11 empty] | Clarksdale Water & Light Dept | 100 | Clarksdale Water & Light Dept | 100
natural gas peaker | Crossroads Energy Center | 55395_G_CT03 | 55395 | G | CT03 | 9058 | Combustion Turbine |  | MIS_MS | Mississippi | 28 | Coahoma | 27 | 28027 | 77 | 12889 | 2002 | 9999 |  |  | N | Natural Gas |  |  |  | DLNB | [8 empty] | 4.8 | 0.02893 | 0.02893 | 0.02893 | 0.02893 | [11 empty] | Clarksdale Water & Light Dept | 100 | Clarksdale Water & Light Dept | 100
natural gas peaker | Crossroads Energy Center | 55395_G_CT04 | 55395 | G | CT04 | 9059 | Combustion Turbine |  | MIS_MS | Mississippi | 28 | Coahoma | 27 | 28027 | 77 | 12889 | 2002 | 9999 |  |  | N | Natural Gas |  |  |  | DLNB | [8 empty] | 4.8 | 0.02929 | 0.02929 | 0.02929 | 0.02929 | [11 empty] | Clarksdale Water & Light Dept | 100 | Clarksdale Water & Light Dept | 100
onshore wind | Green Power I | 55396_G_WGNS | 55396 | G | WGNS |  | Onshore Wind |  | WECC_SCE | California | 6 | Riverside | 65 | 06065 | 16.5 | 0 | 1975 | 9999 |  |  | N | Wind | [13 empty] | 0 | 0 | 0 | 0 | [11 empty] | FPL Energy Green Power Wind LLC | 100 | NextEra Energy Inc | 100
natural gas combined cycle | Washington Energy Facility | 55397_G_CT1 | 55397 | G | CT1 | 9212 | Combined Cycle |  | PJM_West | Ohio | 39 | Washington | 167 | 39167 | 179 | 7257 | 2002 | 9999 |  |  | N | Natural Gas |  |  |  | DLNB | SCR | [8 empty] | 0.010032 | 0.010032 | 0.010032 | 0.010032 | [11 empty] | Washington Power Generation LLC | 100 | Vistra Energy | 100
natural gas combined cycle | Washington Energy Facility | 55397_G_CT2 | 55397 | G | CT2 | 9213 | Combined Cycle |  | PJM_West | Ohio | 39 | Washington | 167 | 39167 | 179 | 7257 | 2002 | 9999 |  |  | N | Natural Gas |  |  |  | DLNB | SCR | [8 empty] | 0.010032 | 0.010032 | 0.010032 | 0.010032 | [11 empty] | Washington Power Generation LLC | 100 | Vistra Energy | 100
natural gas combined cycle | Washington Energy Facility | 55397_G_ST1 | 55397 | G | ST1 | 9212 | Combined Cycle |  | PJM_West | Ohio | 39 | Washington | 167 | 39167 | 303 | 7257 | 2002 | 9999 |  |  | N | Natural Gas |  |  |  | NH3 | SCR | [8 empty] | 0.010032 | 0.010032 | 0.010032 | 0.010032 | [11 empty] | Washington Power Generation LLC | 100 | Vistra Energy | 100
natural gas combined cycle | Elk Hills Power LLC | 55400_G_CTG1 | 55400 | G | CTG1 | 88308 | Combined Cycle |  | WEC_CALN | California | 6 | Kern | 29 | 06029 | 156 | 6524 | 2003 | 9999 |  |  | Y | Natural Gas |  |  |  |  | SCR | [8 empty] | 0.0052277 | 0.0052277 | 0.0052277 | 0.0052277 | [11 empty] | Elk Hills Power LLC | 100 | Occidental Petroleum Corp | 100
natural gas combined cycle | Elk Hills Power LLC | 55400_G_CTG2 | 55400 | G | CTG2 | 88309 | Combined Cycle |  | WEC_CALN | California | 6 | Kern | 29 | 06029 | 156 | 6524 | 2003 | 9999 |  |  | Y | Natural Gas |  |  |  |  | SCR | [8 empty] | 0.0052277 | 0.0052277 | 0.0052277 | 0.0052277 | [11 empty] | Elk Hills Power LLC | 100 | Occidental Petroleum Corp | 100
natural gas combined cycle | Elk Hills Power LLC | 55400_G_STG | 55400 | G | STG | 88308 | Combined Cycle |  | WEC_CALN | California | 6 | Kern | 29 | 06029 | 213 | 6524 | 2003 | 9999 |  |  | Y | Natural Gas |  |  |  | LNB + NH3 | SCR | [8 empty] | 0.0052277 | 0.0052277 | 0.0052277 | 0.0052277 | [11 empty] | Elk Hills Power LLC | 100 | Occidental Petroleum Corp | 100
natural gas peaker | Rolling Hills Generating | 55401_G_CT1 | 55401 | G | CT1 | 4669 | Combustion Turbine |  | PJM_West | Ohio | 39 | Vinton | 163 | 39163 | 166.5 | 11014 | 2003 | 9999 |  |  | N | Natural Gas |  |  |  | DLNB + H2O | SCR | [7 empty] | 0.5 | 0.04642 | 0.04356 | 0.04642 | 0.04356 | [11 empty] | Rolling Hills Generating LLC | 100 | ArcLight Capital Partners LLC | 100
natural gas peaker | Rolling Hills Generating | 55401_G_CT2 | 55401 | G | CT2 | 4670 | Combustion Turbine |  | PJM_West | Ohio | 39 | Vinton | 163 | 39163 | 165.6 | 11014 | 2003 | 9999 |  |  | N | Natural Gas |  |  |  | DLNB + H2O | SCR | [7 empty] | 0.5 | 0.04507 | 0.04292 | 0.04507 | 0.04292 | [11 empty] | Rolling Hills Generating LLC | 100 | ArcLight Capital Partners LLC | 100
natural gas peaker | Rolling Hills Generating | 55401_G_CT3 | 55401 | G | CT3 | 4671 | Combustion Turbine |  | PJM_West | Ohio | 39 | Vinton | 163 | 39163 | 169.6 | 11013 | 2003 | 9999 |  |  | N | Natural Gas |  |  |  | DLNB + H2O | [8 empty] | 0.5 | 0.0476 | 0.0476 | 0.0476 | 0.0476 | [11 empty] | Rolling Hills Generating LLC | 100 | ArcLight Capital Partners LLC | 100
natural gas peaker | Rolling Hills Generating | 55401_G_CT4 | 55401 | G | CT4 | 4672 | Combustion Turbine |  | PJM_West | Ohio | 39 | Vinton | 163 | 39163 | 165.5 | 11014 | 2003 | 9999 |  |  | N | Natural Gas |  |  |  | DLNB + H2O | [8 empty] | 0.5 | 0.04548 | 0.04548 | 0.04548 | 0.04548 | [11 empty] | Rolling Hills Generating LLC | 100 | ArcLight Capital Partners LLC | 100
natural gas peaker | Rolling Hills Generating | 55401_G_CT5 | 55401 | G | CT5 | 4673 | Combustion Turbine |  | PJM_West | Ohio | 39 | Vinton | 163 | 39163 | 168.2 | 11013 | 2003 | 9999 |  |  | N | Natural Gas |  |  |  | DLNB + H2O | [8 empty] | 0.5 | 0.04509 | 0.04509 | 0.04509 | 0.04509 | [11 empty] | Rolling Hills Generating LLC | 100 | ArcLight Capital Partners LLC | 100
natural gas peaker | Renaissance Power Plant | 55402_G_CT1 | 55402 | G | CT1 | 4674 | Combustion Turbine |  | MIS_LMI | Michigan | 26 | Montcalm | 117 | 26117 | 163 | 11042 | 2002 | 9999 |  |  | N | Natural Gas |  |  |  | DLNB | [8 empty] | 1.67 | 0.04957 | 0.04957 | 0.04957 | 0.04957 | [11 empty] | Renaissance Power LLC | 100 | DTE Energy Co | 100
natural gas peaker | Renaissance Power Plant | 55402_G_CT2 | 55402 | G | CT2 | 4675 | Combustion Turbine |  | MIS_LMI | Michigan | 26 | Montcalm | 117 | 26117 | 163 | 11042 | 2002 | 9999 |  |  | N | Natural Gas |  |  |  | DLNB | [8 empty] | 1.67 | 0.04965 | 0.04965 | 0.04965 | 0.04965 | [11 empty] | Renaissance Power LLC | 100 | DTE Energy Co | 100
natural gas peaker | Renaissance Power Plant | 55402_G_CT3 | 55402 | G | CT3 | 4676 | Combustion Turbine |  | MIS_LMI | Michigan | 26 | Montcalm | 117 | 26117 | 163 | 11042 | 2002 | 9999 |  |  | N | Natural Gas |  |  |  | DLNB | [8 empty] | 1.67 | 0.04867 | 0.04867 | 0.04867 | 0.04867 | [11 empty] | Renaissance Power LLC | 100 | DTE Energy Co | 100
natural gas peaker | Renaissance Power Plant | 55402_G_CT4 | 55402 | G | CT4 | 4677 | Combustion Turbine |  | MIS_LMI | Michigan | 26 | Montcalm | 117 | 26117 | 163 | 11042 | 2002 | 9999 |  |  | N | Natural Gas |  |  |  | DLNB | [8 empty] | 1.67 | 0.04979 | 0.04979 | 0.04979 | 0.04979 | [11 empty] | Renaissance Power LLC | 100 | DTE Energy Co | 100
natural gas combined cycle | Carville Energy LLC | 55404_G_CTG1 | 55404 | G | CTG1 | 4678 | Combined Cycle |  | MIS_LA | Louisiana | 22 | Iberville | 47 | 22047 | 170 | 6553 | 2003 | 9999 |  |  | Y | Natural Gas |  |  |  | DLNB | [9 empty] | 0.032062 | 0.032062 | 0.032062 | 0.032062 | [11 empty] | Carville Energy LLC | 100 | LS Power Group | 100
natural gas combined cycle | Carville Energy LLC | 55404_G_CTG2 | 55404 | G | CTG2 | 4679 | Combined Cycle |  | MIS_LA | Louisiana | 22 | Iberville | 47 | 22047 | 170 | 6553 | 2003 | 9999 |  |  | Y | Natural Gas |  |  |  | DLNB | [9 empty] | 0.032062 | 0.032062 | 0.032062 | 0.032062 | [11 empty] | Carville Energy LLC | 100 | LS Power Group | 100
natural gas combined cycle | Carville Energy LLC | 55404_G_STG | 55404 | G | STG | 4678 | Combined Cycle |  | MIS_LA | Louisiana | 22 | Iberville | 47 | 22047 | 181 | 6553 | 2003 | 9999 |  |  | Y | Natural Gas |  |  |  | LNB | [9 empty] | 0.032062 | 0.032062 | 0.032062 | 0.032062 | [11 empty] | Carville Energy LLC | 100 | LS Power Group | 100
natural gas combined cycle | Athens Generating Plant | 55405_G_CT3 | 55405 | G | CT3 | 8546 | Combined Cycle |  | NY_Z_F | New York | 36 | Greene | 39 | 36039 | 222.7 | 7281 | 2003 | 9999 |  |  | N | Natural Gas |  |  |  | DLNB + H2O | SCR | [8 empty] | 0.0085767 | 0.0085767 | 0.0085767 | 0.0085767 | [11 empty] | New Athens Generating Co LLC | 100 | Riverstone Holdings LLC | 100
natural gas combined cycle | Athens Generating Plant | 55405_G_CT1 | 55405 | G | CT1 | 8542 | Combined Cycle |  | NY_Z_F | New York | 36 | Greene | 39 | 36039 | 224.1 | 7281 | 2004 | 9999 |  |  | N | Natural Gas |  |  |  | DLNB + H2O | SCR | [8 empty] | 0.0075752 | 0.0075752 | 0.0075752 | 0.0075752 | [11 empty] | New Athens Generating Co LLC | 100 | Riverstone Holdings LLC | 100
natural gas combined cycle | Athens Generating Plant | 55405_G_CT2 | 55405 | G | CT2 | 8544 | Combined Cycle |  | NY_Z_F | New York | 36 | Greene | 39 | 36039 | 222.6 | 7281 | 2004 | 9999 |  |  | N | Natural Gas |  |  |  | DLNB + H2O | SCR | [8 empty] | 0.0095934 | 0.0095934 | 0.0095934 | 0.0095934 | [11 empty] | New Athens Generating Co LLC | 100 | Riverstone Holdings LLC | 100
natural gas combined cycle | Athens Generating Plant | 55405_G_ST1 | 55405 | G | ST1 | 8542 | Combined Cycle |  | NY_Z_F | New York | 36 | Greene | 39 | 36039 | 106.9 | 7281 | 2004 | 9999 |  |  | N | Natural Gas |  |  |  | DLNB + H2O | SCR | [8 empty] | 0.0075752 | 0.0075752 | 0.0075752 | 0.0075752 | [11 empty] | New Athens Generating Co LLC | 100 | Riverstone Holdings LLC | 100
natural gas combined cycle | Athens Generating Plant | 55405_G_ST2 | 55405 | G | ST2 | 8544 | Combined Cycle |  | NY_Z_F | New York | 36 | Greene | 39 | 36039 | 106.2 | 7281 | 2004 | 9999 |  |  | N | Natural Gas |  |  |  | DLNB + H2O | SCR | [8 empty] | 0.0095934 | 0.0095934 | 0.0095934 | 0.0095934 | [11 empty] | New Athens Generating Co LLC | 100 | Riverstone Holdings LLC | 100
natural gas combined cycle | Athens Generating Plant | 55405_G_ST3 | 55405 | G | ST3 | 8546 | Combined Cycle |  | NY_Z_F | New York | 36 | Greene | 39 | 36039 | 106.3 | 7281 | 2004 | 9999 |  |  | N | Natural Gas |  |  |  | DLNB + H2O | SCR | [8 empty] | 0.0085767 | 0.0085767 | 0.0085767 | 0.0085767 | [11 empty] | New Athens Generating Co LLC | 100 | Riverstone Holdings LLC | 100
natural gas combined cycle | Effingham County Power Project | 55406_G_STG | 55406 | G | STG | 4680 | Combined Cycle |  | S_SOU | Georgia | 13 | Effingham | 103 | 13103 | 176 | 7197 | 2003 | 9999 |  |  | N | Natural Gas |  |  |  | DLNB | SCR | [8 empty] | 0.0091414 | 0.0091414 | 0.0091414 | 0.0091414 | [11 empty] | Effingham County Power LLC | 100 | Oglethorpe Power Corp | 100
natural gas combined cycle | Effingham County Power Project | 55406_G_UNT1 | 55406 | G | UNT1 | 4680 | Combined Cycle |  | S_SOU | Georgia | 13 | Effingham | 103 | 13103 | 169 | 7197 | 2003 | 9999 |  |  | N | Natural Gas |  |  |  | DLNB | SCR | [8 empty] | 0.0091414 | 0.0091414 | 0.0091414 | 0.0091414 | [11 empty] | Effingham County Power LLC | 100 | Oglethorpe Power Corp | 100
natural gas combined cycle | Effingham County Power Project | 55406_G_UNT2 | 55406 | G | UNT2 | 4681 | Combined Cycle |  | S_SOU | Georgia | 13 | Effingham | 103 | 13103 | 164 | 7197 | 2003 | 9999 |  |  | N | Natural Gas |  |  |  | DLNB | SCR | [8 empty] | 0.0091414 | 0.0091414 | 0.0091414 | 0.0091414 | [11 empty] | Effingham County Power LLC | 100 | Oglethorpe Power Corp | 100
natural gas peaker | Calhoun Energy Center | 55409_G_CAL1 | 55409 | G | CAL1 | 4688 | Combustion Turbine |  | S_SOU | Alabama | 1 | Calhoun | 15 | 01015 | 158 | 10808 | 2003 | 9999 |  |  | N | Natural Gas, Distillate Fuel Oil |  |  |  | DLNB + H2O | [8 empty] | 4 | 0.03698 | 0.03698 | 0.03698 | 0.03698 | [11 empty] | Calhoun Power Co LLC | 100 | Harbert Management Corp | 100
natural gas peaker | Calhoun Energy Center | 55409_G_CAL2 | 55409 | G | CAL2 | 4689 | Combustion Turbine |  | S_SOU | Alabama | 1 | Calhoun | 15 | 01015 | 158 | 10808 | 2003 | 9999 |  |  | N | Natural Gas, Distillate Fuel Oil |  |  |  | DLNB + H2O | [8 empty] | 4 | 0.03322 | 0.03322 | 0.03322 | 0.03322 | [11 empty] | Calhoun Power Co LLC | 100 | Harbert Management Corp | 100
natural gas peaker | Calhoun Energy Center | 55409_G_CAL3 | 55409 | G | CAL3 | 4690 | Combustion Turbine |  | S_SOU | Alabama | 1 | Calhoun | 15 | 01015 | 158 | 10808 | 2003 | 9999 |  |  | N | Natural Gas, Distillate Fuel Oil |  |  |  | DLNB + H2O | [8 empty] | 4 | 0.03307 | 0.03307 | 0.03307 | 0.03307 | [11 empty] | Calhoun Power Co LLC | 100 | Harbert Management Corp | 100
natural gas peaker | Calhoun Energy Center | 55409_G_CAL4 | 55409 | G | CAL4 | 4691 | Combustion Turbine |  | S_SOU | Alabama | 1 | Calhoun | 15 | 01015 | 158 | 10808 | 2003 | 9999 |  |  | N | Natural Gas, Distillate Fuel Oil |  |  |  | DLNB + H2O | [8 empty] | 4 | 0.03302 | 0.03302 | 0.03302 | 0.03302 | [11 empty] | Calhoun Power Co LLC | 100 | Harbert Management Corp | 100
natural gas combined cycle | Hillabee Energy Center | 55411_G_HEC1 | 55411 | G | HEC1 | 4695 | Combined Cycle |  | S_SOU | Alabama | 1 | Tallapoosa | 123 | 01123 | 234.4 | 7050 | 2010 | 9999 |  |  | N | Natural Gas |  |  |  | DLNB | SCR | [8 empty] | 0.0076945 | 0.0076945 | 0.0076945 | 0.0076945 | [11 empty] | CER Generation LLC | 100 | Exelon Corp | 100
natural gas combined cycle | Hillabee Energy Center | 55411_G_HEC2 | 55411 | G | HEC2 | 4696 | Combined Cycle |  | S_SOU | Alabama | 1 | Tallapoosa | 123 | 01123 | 234.4 | 7050 | 2010 | 9999 |  |  | N | Natural Gas |  |  |  | DLNB | SCR | [8 empty] | 0.0076945 | 0.0076945 | 0.0076945 | 0.0076945 | [11 empty] | CER Generation LLC | 100 | Exelon Corp | 100
natural gas combined cycle | Hillabee Energy Center | 55411_G_HECS | 55411 | G | HECS | 4695 | Combined Cycle |  | S_SOU | Alabama | 1 | Tallapoosa | 123 | 01123 | 283.9 | 7050 | 2010 | 9999 |  |  | N | Natural Gas |  |  |  | DLNB | SCR | [8 empty] | 0.0076945 | 0.0076945 | 0.0076945 | 0.0076945 | [11 empty] | CER Generation LLC | 100 | Exelon Corp | 100
natural gas combined cycle | Osprey Energy Center Power Plant | 55412_G_OEC1 | 55412 | G | OEC1 | 8548 | Combined Cycle |  | FRCC | Florida | 12 | Polk | 105 | 12105 | 171 | 7384 | 2004 | 9999 |  |  | N | Natural Gas |  |  |  | DLNB | SCR | [8 empty] | 0.011317 | 0.011317 | 0.011317 | 0.011317 | [11 empty] | Osprey Energy Center LLC | 100 | Duke Energy Corp | 100
natural gas combined cycle | Osprey Energy Center Power Plant | 55412_G_OEC2 | 55412 | G | OEC2 | 8550 | Combined Cycle |  | FRCC | Florida | 12 | Polk | 105 | 12105 | 180 | 7384 | 2004 | 9999 |  |  | N | Natural Gas |  |  |  | DLNB | SCR | [8 empty] | 0.011317 | 0.011317 | 0.011317 | 0.011317 | [11 empty] | Osprey Energy Center LLC | 100 | Duke Energy Corp | 100
natural gas combined cycle | Osprey Energy Center Power Plant | 55412_G_OECS | 55412 | G | OECS | 8548 | Combined Cycle |  | FRCC | Florida | 12 | Polk | 105 | 12105 | 231 | 7384 | 2004 | 9999 |  |  | N | Natural Gas |  |  |  | LNB | SCR | [8 empty] | 0.011317 | 0.011317 | 0.011317 | 0.011317 | [11 empty] | Osprey Energy Center LLC | 100 | Duke Energy Corp | 100
natural gas peaker | Shady Hills Generating Station | 55414_G_G101 | 55414 | G | G101 | 4697 | Combustion Turbine |  | FRCC | Florida | 12 | Pasco | 101 | 12101 | 154.4 | 10882 | 2002 | 9999 |  |  | N | Natural Gas, Distillate Fuel Oil |  |  |  | DLNB + H2O | [8 empty] | 0.8 | 0.03273 | 0.03273 | 0.03273 | 0.03273 | [11 empty] | Shady Hills Power Co LLC | 100 | General Electric Co | 100
natural gas peaker | Shady Hills Generating Station | 55414_G_G201 | 55414 | G | G201 | 4698 | Combustion Turbine |  | FRCC | Florida | 12 | Pasco | 101 | 12101 | 154.4 | 10882 | 2002 | 9999 |  |  | N | Natural Gas, Distillate Fuel Oil |  |  |  | DLNB + H2O | [8 empty] | 0.8 | 0.03386 | 0.03386 | 0.03386 | 0.03386 | [11 empty] | Shady Hills Power Co LLC | 100 | General Electric Co | 100
natural gas peaker | Shady Hills Generating Station | 55414_G_G301 | 55414 | G | G301 | 4699 | Combustion Turbine |  | FRCC | Florida | 12 | Pasco | 101 | 12101 | 154.4 | 10882 | 2002 | 9999 |  |  | N | Natural Gas, Distillate Fuel Oil |  |  |  | DLNB + H2O | [8 empty] | 0.8 | 0.03335 | 0.03335 | 0.03335 | 0.03335 | [11 empty] | Shady Hills Power Co LLC | 100 | General Electric Co | 100
natural gas peaker | Vandolah Power Station | 55415_G_G101 | 55415 | G | G101 | 4700 | Combustion Turbine |  | FRCC | Florida | 12 | Hardee | 49 | 12049 | 165.5 | 10745 | 2002 | 9999 |  |  | N | Natural Gas, Distillate Fuel Oil |  |  |  | DLNB + H2O | [8 empty] | 0.8 | 0.03246 | 0.03246 | 0.03246 | 0.03246 | [11 empty] | Vandolah Power Co LLC | 100 | UBS AG | 100
natural gas peaker | Vandolah Power Station | 55415_G_G201 | 55415 | G | G201 | 4701 | Combustion Turbine |  | FRCC | Florida | 12 | Hardee | 49 | 12049 | 165.5 | 10745 | 2002 | 9999 |  |  | N | Natural Gas, Distillate Fuel Oil |  |  |  | DLNB + H2O | [8 empty] | 0.8 | 0.03299 | 0.03299 | 0.03299 | 0.03299 | [11 empty] | Vandolah Power Co LLC | 100 | UBS AG | 100
natural gas peaker | Vandolah Power Station | 55415_G_G301 | 55415 | G | G301 | 4702 | Combustion Turbine |  | FRCC | Florida | 12 | Hardee | 49 | 12049 | 165.5 | 10745 | 2002 | 9999 |  |  | N | Natural Gas, Distillate Fuel Oil |  |  |  | DLNB + H2O | [8 empty] | 0.8 | 0.06059 | 0.06059 | 0.06059 | 0.06059 | [11 empty] | Vandolah Power Co LLC | 100 | UBS AG | 100
natural gas peaker | Vandolah Power Station | 55415_G_G401 | 55415 | G | G401 | 4703 | Combustion Turbine |  | FRCC | Florida | 12 | Hardee | 49 | 12049 | 165.5 | 10745 | 2002 | 9999 |  |  | N | Natural Gas, Distillate Fuel Oil |  |  |  | DLNB + H2O | [8 empty] | 0.8 | 0.03448 | 0.03448 | 0.03448 | 0.03448 | [11 empty] | Vandolah Power Co LLC | 100 | UBS AG | 100
natural gas peaker | Raccoon Creek Energy Center | 55417_G_CT01 | 55417 | G | CT01 | 9216 | Combustion Turbine |  | MIS_IL | Illinois | 17 | Clay | 25 | 17025 | 75 | 13551 | 2002 | 2045 |  |  | N | Natural Gas |  |  |  | DLNB | [8 empty] | 0.001 | 0.0241 | 0.0241 | 0.0241 | 0.0241 | [11 empty] | MEP Flora Power LLC | 100 | Ameren Corp | 100
natural gas peaker | Raccoon Creek Energy Center | 55417_G_CT02 | 55417 | G | CT02 | 9217 | Combustion Turbine |  | MIS_IL | Illinois | 17 | Clay | 25 | 17025 | 75 | 13554 | 2002 | 2045 |  |  | N | Natural Gas |  |  |  | DLNB | [8 empty] | 0.001 | 0.0235 | 0.0235 | 0.0235 | 0.0235 | [11 empty] | MEP Flora Power LLC | 100 | Ameren Corp | 100
natural gas peaker | Raccoon Creek Energy Center | 55417_G_CT03 | 55417 | G | CT03 | 9218 | Combustion Turbine |  | MIS_IL | Illinois | 17 | Clay | 25 | 17025 | 75 | 13554 | 2002 | 2045 |  |  | N | Natural Gas |  |  |  | DLNB | [8 empty] | 0.001 | 0.02171 | 0.02171 | 0.02171 | 0.02171 | [11 empty] | MEP Flora Power LLC | 100 | Ameren Corp | 100
natural gas peaker | Raccoon Creek Energy Center | 55417_G_CT04 | 55417 | G | CT04 | 9219 | Combustion Turbine |  | MIS_IL | Illinois | 17 | Clay | 25 | 17025 | 75 | 13554 | 2002 | 2045 |  |  | N | Natural Gas |  |  |  | DLNB | [8 empty] | 0.001 | 0.02243 | 0.02243 | 0.02243 | 0.02243 | [11 empty] | MEP Flora Power LLC | 100 | Ameren Corp | 100
natural gas combined cycle | Hot Spring Generating Facility | 55418_G_CT1 | 55418 | G | CT1 | 4705 | Combined Cycle |  | MIS_AR | Arkansas | 5 | Hot Spring | 59 | 05059 | 168.4 | 7370 | 2002 | 9999 |  |  | N | Natural Gas |  |  |  | DLNB | SCR | [8 empty] | 0.01098 | 0.01098 | 0.01098 | 0.01098 | [11 empty] | Entergy Arkansas LLC | 100 | Entergy Corp | 100
natural gas combined cycle | Hot Spring Generating Facility | 55418_G_CT2 | 55418 | G | CT2 | 4706 | Combined Cycle |  | MIS_AR | Arkansas | 5 | Hot Spring | 59 | 05059 | 168.4 | 7370 | 2002 | 9999 |  |  | N | Natural Gas |  |  |  | DLNB | SCR | [8 empty] | 0.01098 | 0.01098 | 0.01098 | 0.01098 | [11 empty] | Entergy Arkansas LLC | 100 | Entergy Corp | 100
natural gas combined cycle | Hot Spring Generating Facility | 55418_G_ST1 | 55418 | G | ST1 | 4706 | Combined Cycle |  | MIS_AR | Arkansas | 5 | Hot Spring | 59 | 05059 | 268.4 | 7370 | 2002 | 9999 |  |  | N | Natural Gas |  |  |  | DLNB | SCR | [8 empty] | 0.01098 | 0.01098 | 0.01098 | 0.01098 | [11 empty] | Entergy Arkansas LLC | 100 | Entergy Corp | 100
natural gas combined cycle | Plaquemine Cogeneration Plant | 55419_G_G500 | 55419 | G | G500 | 4709 | Combined Cycle |  | MIS_AMSO | Louisiana | 22 | Iberville | 47 | 22047 | 151 | 7791 | 2004 | 9999 |  |  | Y | Natural Gas |  |  |  | DLNB | SCR | [8 empty] | 0.016235 | 0.016235 | 0.016235 | 0.016235 | [11 empty] | Dow Chemical Co | 100 | DowDuPont Inc | 100
natural gas combined cycle | Plaquemine Cogeneration Plant | 55419_G_G600 | 55419 | G | G600 | 4710 | Combined Cycle |  | MIS_AMSO | Louisiana | 22 | Iberville | 47 | 22047 | 151 | 7791 | 2004 | 9999 |  |  | Y | Natural Gas |  |  |  | DLNB | SCR | [8 empty] | 0.016235 | 0.016235 | 0.016235 | 0.016235 | [11 empty] | Dow Chemical Co | 100 | DowDuPont Inc | 100
natural gas combined cycle | Plaquemine Cogeneration Plant | 55419_G_G700 | 55419 | G | G700 | 4711 | Combined Cycle |  | MIS_AMSO | Louisiana | 22 | Iberville | 47 | 22047 | 151 | 7791 | 2004 | 9999 |  |  | Y | Natural Gas |  |  |  | DLNB | SCR | [8 empty] | 0.016235 | 0.016235 | 0.016235 | 0.016235 | [11 empty] | Dow Chemical Co | 100 | DowDuPont Inc | 100
natural gas combined cycle | Plaquemine Cogeneration Plant | 55419_G_G800 | 55419 | G | G800 | 4712 | Combined Cycle |  | MIS_AMSO | Louisiana | 22 | Iberville | 47 | 22047 | 151 | 7791 | 2004 | 9999 |  |  | Y | Natural Gas |  |  |  | DLNB | SCR | [8 empty] | 0.016235 | 0.016235 | 0.016235 | 0.016235 | [11 empty] | Dow Chemical Co | 100 | DowDuPont Inc | 100
natural gas combined cycle | Plaquemine Cogeneration Plant | 55419_G_ST5 | 55419 | G | ST5 | 4709 | Combined Cycle |  | MIS_AMSO | Louisiana | 22 | Iberville | 47 | 22047 | 189 | 7791 | 2004 | 9999 |  |  | Y | Natural Gas |  |  |  | DLNB | SCR | [8 empty] | 0.016235 | 0.016235 | 0.016235 | 0.016235 | [11 empty] | Dow Chemical Co | 100 | DowDuPont Inc | 100
natural gas peaker | Bayou Cove Peaking Power | 55433_G_0001 | 55433 | G | 0001 | 8562 | Combustion Turbine |  | MIS_WOTA | Louisiana | 22 | Acadia | 1 | 22001 | 72 | 12970 | 2002 | 9999 |  |  | N | Natural Gas |  |  |  | DLNB | [8 empty] | 0.01 | 0.03027 | 0.03027 | 0.03027 | 0.03027 | [11 empty] | Bayou Cove Peaking Power LLC | 100 | Cleco Corp | 100
natural gas peaker | Bayou Cove Peaking Power | 55433_G_0002 | 55433 | G | 0002 | 8564 | Combustion Turbine |  | MIS_WOTA | Louisiana | 22 | Acadia | 1 | 22001 | 72 | 12971 | 2002 | 9999 |  |  | N | Natural Gas |  |  |  | DLNB | [8 empty] | 0.01 | 0.03691 | 0.03691 | 0.03691 | 0.03691 | [11 empty] | Bayou Cove Peaking Power LLC | 100 | Cleco Corp | 100
natural gas peaker | Bayou Cove Peaking Power | 55433_G_0003 | 55433 | G | 0003 | 8566 | Combustion Turbine |  | MIS_WOTA | Louisiana | 22 | Acadia | 1 | 22001 | 72 | 12971 | 2002 | 9999 |  |  | N | Natural Gas |  |  |  | DLNB | [8 empty] | 0.01 | 0.03538 | 0.03538 | 0.03538 | 0.03538 | [11 empty] | Bayou Cove Peaking Power LLC | 100 | Cleco Corp | 100
natural gas peaker | Bayou Cove Peaking Power | 55433_G_0004 | 55433 | G | 0004 | 8568 | Combustion Turbine |  | MIS_WOTA | Louisiana | 22 | Acadia | 1 | 22001 | 72 | 12971 | 2002 | 9999 |  |  | N | Natural Gas |  |  |  | DLNB | [8 empty] | 0.01 | 0.03326 | 0.03326 | 0.03326 | 0.03326 | [11 empty] | Bayou Cove Peaking Power LLC | 100 | Cleco Corp | 100
natural gas peaker | Elgin Energy Center LLC | 55438_G_CT01 | 55438 | G | CT01 | 4751 | Combustion Turbine |  | PJM_COMD | Illinois | 17 | Kane | 89 | 17089 | 124.8 | 11979 | 2002 | 2045 |  |  | N | Natural Gas |  |  |  | DLNB | [8 empty] | 0.001 | 0.05703 | 0.05703 | 0.05703 | 0.05703 | [11 empty] | Elgin Energy Center LLC | 100 | Carlyle Group (The) | 100
natural gas peaker | Elgin Energy Center LLC | 55438_G_CT02 | 55438 | G | CT02 | 4752 | Combustion Turbine |  | PJM_COMD | Illinois | 17 | Kane | 89 | 17089 | 122.9 | 11980 | 2002 | 2045 |  |  | N | Natural Gas |  |  |  | DLNB | [8 empty] | 0.001 | 0.05647 | 0.05647 | 0.05647 | 0.05647 | [11 empty] | Elgin Energy Center LLC | 100 | Carlyle Group (The) | 100
natural gas peaker | Elgin Energy Center LLC | 55438_G_CT03 | 55438 | G | CT03 | 4753 | Combustion Turbine |  | PJM_COMD | Illinois | 17 | Kane | 89 | 17089 | 123.5 | 11980 | 2002 | 2045 |  |  | N | Natural Gas |  |  |  | DLNB | [8 empty] | 0.001 | 0.05816 | 0.05816 | 0.05816 | 0.05816 | [11 empty] | Elgin Energy Center LLC | 100 | Carlyle Group (The) | 100
natural gas peaker | Elgin Energy Center LLC | 55438_G_CT04 | 55438 | G | CT04 | 4754 | Combustion Turbine |  | PJM_COMD | Illinois | 17 | Kane | 89 | 17089 | 123.8 | 11979 | 2002 | 2045 |  |  | N | Natural Gas |  |  |  | DLNB | [8 empty] | 0.001 | 0.05894 | 0.05894 | 0.05894 | 0.05894 | [11 empty] | Elgin Energy Center LLC | 100 | Carlyle Group (The) | 100
natural gas combined cycle | Tenaska Virginia Generating Station | 55439_G_CTG1 | 55439 | G | CTG1 | 4755 | Combined Cycle |  | PJM_Dom | Virginia | 51 | Fluvanna | 65 | 51065 | 171.9 | 7230 | 2004 | 9999 |  |  | N | Natural Gas, Distillate Fuel Oil |  |  |  | DLNB + H2O | SCR | [8 empty] | 0.0070137 | 0.0070137 | 0.0070137 | 0.0070137 | [11 empty] | Tenaska Virginia Partners LP | 99 | Tenaska Inc | 99.9
natural gas combined cycle | Tenaska Virginia Generating Station | 55439_G_CTG2 | 55439 | G | CTG2 | 4756 | Combined Cycle |  | PJM_Dom | Virginia | 51 | Fluvanna | 65 | 51065 | 177.8 | 7230 | 2004 | 9999 |  |  | N | Natural Gas, Distillate Fuel Oil |  |  |  | DLNB + H2O | SCR | [8 empty] | 0.0070137 | 0.0070137 | 0.0070137 | 0.0070137 | [11 empty] | Tenaska Virginia Partners LP | 99 | Tenaska Inc | 99.9
natural gas combined cycle | Tenaska Virginia Generating Station | 55439_G_CTG3 | 55439 | G | CTG3 | 4757 | Combined Cycle |  | PJM_Dom | Virginia | 51 | Fluvanna | 65 | 51065 | 181.2 | 7230 | 2004 | 9999 |  |  | N | Natural Gas, Distillate Fuel Oil |  |  |  | DLNB + H2O | SCR | [8 empty] | 0.0070137 | 0.0070137 | 0.0070137 | 0.0070137 | [11 empty] | Tenaska Virginia Partners LP | 99 | Tenaska Inc | 99.9
natural gas combined cycle | Tenaska Virginia Generating Station | 55439_G_STG1 | 55439 | G | STG1 | 4755 | Combined Cycle |  | PJM_Dom | Virginia | 51 | Fluvanna | 65 | 51065 | 402.1 | 7230 | 2004 | 9999 |  |  | N | Natural Gas, Distillate Fuel Oil |  |  |  | DLNB + H2O + NH3 | SCR | [8 empty] | 0.0070137 | 0.0070137 | 0.0070137 | 0.0070137 | [11 empty] | Tenaska Virginia Partners LP | 99 | Tenaska Inc | 99.9
natural gas combined cycle | Tenaska Central Alabama Generating Stn | 55440_G_CTG1 | 55440 | G | CTG1 | 4758 | Combined Cycle |  | S_SOU | Alabama | 1 | Autauga | 1 | 01001 | 170.4 | 7396 | 2003 | 9999 |  |  | N | Natural Gas, Distillate Fuel Oil |  |  |  | DLNB + H2O | SCR | [8 empty] | 0.0094832 | 0.0094832 | 0.0094832 | 0.0094832 | [11 empty] | Alabama Power Co | 100 | Southern Co | 100
natural gas combined cycle | Tenaska Central Alabama Generating Stn | 55440_G_CTG2 | 55440 | G | CTG2 | 4759 | Combined Cycle |  | S_SOU | Alabama | 1 | Autauga | 1 | 01001 | 175.8 | 7396 | 2003 | 9999 |  |  | N | Natural Gas, Distillate Fuel Oil |  |  |  | DLNB + H2O | SCR | [8 empty] | 0.0094832 | 0.0094832 | 0.0094832 | 0.0094832 | [11 empty] | Alabama Power Co | 100 | Southern Co | 100
natural gas combined cycle | Tenaska Central Alabama Generating Stn | 55440_G_CTG3 | 55440 | G | CTG3 | 4760 | Combined Cycle |  | S_SOU | Alabama | 1 | Autauga | 1 | 01001 | 171.4 | 7396 | 2003 | 9999 |  |  | N | Natural Gas, Distillate Fuel Oil |  |  |  | DLNB + H2O | SCR | [8 empty] | 0.0094832 | 0.0094832 | 0.0094832 | 0.0094832 | [11 empty] | Alabama Power Co | 100 | Southern Co | 100
natural gas combined cycle | Tenaska Central Alabama Generating Stn | 55440_G_ST1 | 55440 | G | ST1 | 4758 | Combined Cycle |  | S_SOU | Alabama | 1 | Autauga | 1 | 01001 | 399.4 | 7396 | 2003 | 9999 |  |  | N | Natural Gas, Distillate Fuel Oil |  |  |  | DLNB + H2O | SCR | [8 empty] | 0.0094832 | 0.0094832 | 0.0094832 | 0.0094832 | [11 empty] | Alabama Power Co | 100 | Southern Co | 100
natural gas peaker | Columbia Energy Center | 55447_G_CT01 | 55447 | G | CT01 | 4780 | Combustion Turbine |  | MIS_MO | Missouri | 29 | Boone | 19 | 29019 | 35 | 13303 | 2001 | 9999 |  |  | N | Natural Gas |  |  |  | DLNB | [8 empty] | 2.3 | 0.08343 | 0.08343 | 0.08343 | 0.08343 | [11 empty] | Columbia Water & Light | 100 | Columbia Water & Light | 100
natural gas peaker | Columbia Energy Center | 55447_G_CT02 | 55447 | G | CT02 | 4781 | Combustion Turbine |  | MIS_MO | Missouri | 29 | Boone | 19 | 29019 | 35 | 13304 | 2001 | 9999 |  |  | N | Natural Gas |  |  |  | DLNB | [8 empty] | 2.3 | 0.09403 | 0.09403 | 0.09403 | 0.09403 | [11 empty] | Columbia Water & Light | 100 | Columbia Water & Light | 100
natural gas peaker | Columbia Energy Center | 55447_G_CT03 | 55447 | G | CT03 | 4782 | Combustion Turbine |  | MIS_MO | Missouri | 29 | Boone | 19 | 29019 | 35 | 13304 | 2001 | 9999 |  |  | N | Natural Gas |  |  |  | DLNB | [8 empty] | 2.3 | 0.08097 | 0.08097 | 0.08097 | 0.08097 | [11 empty] | Columbia Water & Light | 100 | Columbia Water & Light | 100
natural gas peaker | Columbia Energy Center | 55447_G_CT04 | 55447 | G | CT04 | 4783 | Combustion Turbine |  | MIS_MO | Missouri | 29 | Boone | 19 | 29019 | 35 | 13304 | 2001 | 9999 |  |  | N | Natural Gas |  |  |  | DLNB | [8 empty] | 2.3 | 0.05913 | 0.05913 | 0.05913 | 0.05913 | [11 empty] | Columbia Water & Light | 100 | Columbia Water & Light | 100
natural gas combined cycle | Magnolia Power Plant | 55451_G_CTG1 | 55451 | G | CTG1 | 4784 | Combined Cycle |  | S_C_TVA | Mississippi | 28 | Benton | 9 | 28009 | 156 | 7205 | 2003 | 9999 |  |  | N | Natural Gas |  |  |  | DLNB | SCR | [8 empty] | 0.011934 | 0.011934 | 0.011934 | 0.011934 | [11 empty] | Magnolia Energy LP | 100 | Tennessee Valley Authority | 100
natural gas combined cycle | Magnolia Power Plant | 55451_G_CTG2 | 55451 | G | CTG2 | 4785 | Combined Cycle |  | S_C_TVA | Mississippi | 28 | Benton | 9 | 28009 | 156 | 7205 | 2003 | 9999 |  |  | N | Natural Gas |  |  |  | DLNB | SCR | [8 empty] | 0.012354 | 0.012354 | 0.012354 | 0.012354 | [11 empty] | Magnolia Energy LP | 100 | Tennessee Valley Authority | 100
natural gas combined cycle | Magnolia Power Plant | 55451_G_CTG3 | 55451 | G | CTG3 | 4786 | Combined Cycle |  | S_C_TVA | Mississippi | 28 | Benton | 9 | 28009 | 156 | 7205 | 2003 | 9999 |  |  | N | Natural Gas |  |  |  | DLNB | SCR | [8 empty] | 0.012238 | 0.012238 | 0.012238 | 0.012238 | [11 empty] | Magnolia Energy LP | 100 | Tennessee Valley Authority | 100
natural gas combined cycle | Magnolia Power Plant | 55451_G_STG1 | 55451 | G | STG1 | 4784 | Combined Cycle |  | S_C_TVA | Mississippi | 28 | Benton | 9 | 28009 | 150 | 7205 | 2003 | 9999 |  |  | N | Natural Gas |  |  |  | DLNB | SCR | [8 empty] | 0.011934 | 0.011934 | 0.011934 | 0.011934 | [11 empty] | Magnolia Energy LP | 100 | Tennessee Valley Authority | 100
natural gas combined cycle | Magnolia Power Plant | 55451_G_STG2 | 55451 | G | STG2 | 4785 | Combined Cycle |  | S_C_TVA | Mississippi | 28 | Benton | 9 | 28009 | 150 | 7205 | 2003 | 9999 |  |  | N | Natural Gas |  |  |  | DLNB | SCR | [8 empty] | 0.012354 | 0.012354 | 0.012354 | 0.012354 | [11 empty] | Magnolia Energy LP | 100 | Tennessee Valley Authority | 100
natural gas combined cycle | Magnolia Power Plant | 55451_G_STG3 | 55451 | G | STG3 | 4786 | Combined Cycle |  | S_C_TVA | Mississippi | 28 | Benton | 9 | 28009 | 150 | 7205 | 2003 | 9999 |  |  | N | Natural Gas |  |  |  | DLNB | SCR | [8 empty] | 0.012238 | 0.012238 | 0.012238 | 0.012238 | [11 empty] | Magnolia Energy LP | 100 | Tennessee Valley Authority | 100
natural gas peaker | Fountain Valley Power Facility | 55453_G_S1 | 55453 | G | S1 | 4790 | Combustion Turbine |  | WECC_CO | Colorado | 8 | El Paso | 41 | 08041 | 39 | 11034 | 2001 | 9999 |  |  | N | Natural Gas |  |  |  | H2O | [8 empty] | 1.2 | 0.13395 | 0.13395 | 0.13395 | 0.13395 | [11 empty] | Southwest Generation Operating Co LLC | 100 | JPMorgan Chase & Co | 100
natural gas peaker | Fountain Valley Power Facility | 55453_G_S2 | 55453 | G | S2 | 4791 | Combustion Turbine |  | WECC_CO | Colorado | 8 | El Paso | 41 | 08041 | 39 | 11034 | 2001 | 9999 |  |  | N | Natural Gas |  |  |  | H2O | [8 empty] | 1.2 | 0.1189 | 0.1189 | 0.1189 | 0.1189 | [11 empty] | Southwest Generation Operating Co LLC | 100 | JPMorgan Chase & Co | 100
natural gas peaker | Fountain Valley Power Facility | 55453_G_S3 | 55453 | G | S3 | 4792 | Combustion Turbine |  | WECC_CO | Colorado | 8 | El Paso | 41 | 08041 | 39 | 11034 | 2001 | 9999 |  |  | N | Natural Gas |  |  |  | H2O | [8 empty] | 1.2 | 0.13227 | 0.13227 | 0.13227 | 0.13227 | [11 empty] | Southwest Generation Operating Co LLC | 100 | JPMorgan Chase & Co | 100
natural gas peaker | Fountain Valley Power Facility | 55453_G_S4 | 55453 | G | S4 | 4793 | Combustion Turbine |  | WECC_CO | Colorado | 8 | El Paso | 41 | 08041 | 39 | 11034 | 2001 | 9999 |  |  | N | Natural Gas |  |  |  | H2O | [8 empty] | 1.2 | 0.11483 | 0.11483 | 0.11483 | 0.11483 | [11 empty] | Southwest Generation Operating Co LLC | 100 | JPMorgan Chase & Co | 100
natural gas peaker | Fountain Valley Power Facility | 55453_G_S5 | 55453 | G | S5 | 4794 | Combustion Turbine |  | WECC_CO | Colorado | 8 | El Paso | 41 | 08041 | 39 | 11034 | 2001 | 9999 |  |  | N | Natural Gas |  |  |  | H2O | [8 empty] | 1.2 | 0.11617 | 0.11617 | 0.11617 | 0.11617 | [11 empty] | Southwest Generation Operating Co LLC | 100 | JPMorgan Chase & Co | 100
natural gas peaker | Fountain Valley Power Facility | 55453_G_S6 | 55453 | G | S6 | 4795 | Combustion Turbine |  | WECC_CO | Colorado | 8 | El Paso | 41 | 08041 | 39 | 11034 | 2001 | 9999 |  |  | N | Natural Gas |  |  |  | H2O | [8 empty] | 1.2 | 0.12388 | 0.12388 | 0.12388 | 0.12388 | [11 empty] | Southwest Generation Operating Co LLC | 100 | JPMorgan Chase & Co | 100
natural gas combined cycle | Red Hawk | 55455_G_CT1A | 55455 | G | CT1A | 4796 | Combined Cycle |  | WECC_AZ | Arizona | 4 | Maricopa | 13 | 04013 | 148 | 7533 | 2002 | 9999 |  |  | N | Natural Gas |  |  |  | DLNB | SCR | [8 empty] | 0.0092136 | 0.0092136 | 0.0092136 | 0.0092136 | [11 empty] | Arizona Public Service Co | 100 | Pinnacle West Capital Corp | 100
natural gas combined cycle | Red Hawk | 55455_G_CT1B | 55455 | G | CT1B | 4797 | Combined Cycle |  | WECC_AZ | Arizona | 4 | Maricopa | 13 | 04013 | 148 | 7533 | 2002 | 9999 |  |  | N | Natural Gas |  |  |  | DLNB | SCR | [8 empty] | 0.0092136 | 0.0092136 | 0.0092136 | 0.0092136 | [11 empty] | Arizona Public Service Co | 100 | Pinnacle West Capital Corp | 100
natural gas combined cycle | Red Hawk | 55455_G_CT2A | 55455 | G | CT2A | 4799 | Combined Cycle |  | WECC_AZ | Arizona | 4 | Maricopa | 13 | 04013 | 148 | 7533 | 2002 | 9999 |  |  | N | Natural Gas |  |  |  | DLNB | SCR | [8 empty] | 0.0092731 | 0.0092731 | 0.0092731 | 0.0092731 | [11 empty] | Arizona Public Service Co | 100 | Pinnacle West Capital Corp | 100
natural gas combined cycle | Red Hawk | 55455_G_CT2B | 55455 | G | CT2B | 4800 | Combined Cycle |  | WECC_AZ | Arizona | 4 | Maricopa | 13 | 04013 | 148 | 7533 | 2002 | 9999 |  |  | N | Natural Gas |  |  |  | DLNB | SCR | [8 empty] | 0.0092731 | 0.0092731 | 0.0092731 | 0.0092731 | [11 empty] | Arizona Public Service Co | 100 | Pinnacle West Capital Corp | 100
natural gas combined cycle | Red Hawk | 55455_G_ST1 | 55455 | G | ST1 | 4796 | Combined Cycle |  | WECC_AZ | Arizona | 4 | Maricopa | 13 | 04013 | 171 | 7533 | 2002 | 9999 |  |  | N | Natural Gas |  |  |  | DLNB | SCR | [8 empty] | 0.0092136 | 0.0092136 | 0.0092136 | 0.0092136 | [11 empty] | Arizona Public Service Co | 100 | Pinnacle West Capital Corp | 100
natural gas combined cycle | Red Hawk | 55455_G_ST2 | 55455 | G | ST2 | 4799 | Combined Cycle |  | WECC_AZ | Arizona | 4 | Maricopa | 13 | 04013 | 171 | 7533 | 2002 | 9999 |  |  | N | Natural Gas |  |  |  | DLNB | SCR | [8 empty] | 0.0092731 | 0.0092731 | 0.0092731 | 0.0092731 | [11 empty] | Arizona Public Service Co | 100 | Pinnacle West Capital Corp | 100
natural gas combined cycle | McClain Energy Facility | 55457_G_CT1 | 55457 | G | CT1 | 4808 | Combined Cycle |  | SPP_WEST | Oklahoma | 40 | McClain | 87 | 40087 | 157.8 | 7050 | 2001 | 9999 |  |  | N | Natural Gas |  |  |  | DLNB | [9 empty] | 0.029198 | 0.029198 | 0.029198 | 0.029198 | [11 empty] | Oklahoma Gas & Electric Co | 77 | OGE Energy Corp | 77
natural gas combined cycle | McClain Energy Facility | 55457_G_CT2 | 55457 | G | CT2 | 4809 | Combined Cycle |  | SPP_WEST | Oklahoma | 40 | McClain | 87 | 40087 | 157.7 | 7050 | 2001 | 9999 |  |  | N | Natural Gas |  |  |  | DLNB | [9 empty] | 0.029198 | 0.029198 | 0.029198 | 0.029198 | [11 empty] | Oklahoma Gas & Electric Co | 77 | OGE Energy Corp | 77
natural gas combined cycle | McClain Energy Facility | 55457_G_ST1 | 55457 | G | ST1 | 4808 | Combined Cycle |  | SPP_WEST | Oklahoma | 40 | McClain | 87 | 40087 | 171.5 | 7050 | 2001 | 9999 |  |  | N | Natural Gas |  |  |  | DLNB | [9 empty] | 0.029198 | 0.029198 | 0.029198 | 0.029198 | [11 empty] | Oklahoma Gas & Electric Co | 77 | OGE Energy Corp | 77
natural gas combined cycle | Redbud Power Plant | 55463_G_CT01 | 55463 | G | CT01 | 4817 | Combined Cycle |  | SPP_WEST | Oklahoma | 40 | Oklahoma | 109 | 40109 | 167.6 | 7158 | 2004 | 9999 |  |  | N | Natural Gas |  |  |  | DLNB | SCR | [8 empty] | 0.011272 | 0.011272 | 0.011272 | 0.011272 | [11 empty] | Oklahoma Gas & Electric Co | 51 | OGE Energy Corp | 51
natural gas combined cycle | Redbud Power Plant | 55463_G_CT02 | 55463 | G | CT02 | 4818 | Combined Cycle |  | SPP_WEST | Oklahoma | 40 | Oklahoma | 109 | 40109 | 167.6 | 7158 | 2004 | 9999 |  |  | N | Natural Gas |  |  |  | DLNB | SCR | [8 empty] | 0.011195 | 0.011195 | 0.011195 | 0.011195 | [11 empty] | Oklahoma Gas & Electric Co | 51 | OGE Energy Corp | 51
natural gas combined cycle | Redbud Power Plant | 55463_G_CT03 | 55463 | G | CT03 | 4819 | Combined Cycle |  | SPP_WEST | Oklahoma | 40 | Oklahoma | 109 | 40109 | 166.5 | 7158 | 2004 | 9999 |  |  | N | Natural Gas |  |  |  | DLNB | SCR | [8 empty] | 0.011476 | 0.011476 | 0.011476 | 0.011476 | [11 empty] | Oklahoma Gas & Electric Co | 51 | OGE Energy Corp | 51
natural gas combined cycle | Redbud Power Plant | 55463_G_CT04 | 55463 | G | CT04 | 4820 | Combined Cycle |  | SPP_WEST | Oklahoma | 40 | Oklahoma | 109 | 40109 | 167 | 7158 | 2004 | 9999 |  |  | N | Natural Gas |  |  |  | DLNB | SCR | [8 empty] | 0.011427 | 0.011427 | 0.011427 | 0.011427 | [11 empty] | Oklahoma Gas & Electric Co | 51 | OGE Energy Corp | 51
natural gas combined cycle | Redbud Power Plant | 55463_G_ST01 | 55463 | G | ST01 | 4817 | Combined Cycle |  | SPP_WEST | Oklahoma | 40 | Oklahoma | 109 | 40109 | 134.4 | 7158 | 2004 | 9999 |  |  | N | Natural Gas |  |  |  | DLNB | SCR | [8 empty] | 0.011272 | 0.011272 | 0.011272 | 0.011272 | [11 empty] | Oklahoma Gas & Electric Co | 51 | OGE Energy Corp | 51
natural gas combined cycle | Redbud Power Plant | 55463_G_ST02 | 55463 | G | ST02 | 4818 | Combined Cycle |  | SPP_WEST | Oklahoma | 40 | Oklahoma | 109 | 40109 | 134.4 | 7158 | 2004 | 9999 |  |  | N | Natural Gas |  |  |  | DLNB | SCR | [8 empty] | 0.011195 | 0.011195 | 0.011195 | 0.011195 | [11 empty] | Oklahoma Gas & Electric Co | 51 | OGE Energy Corp | 51
natural gas combined cycle | Redbud Power Plant | 55463_G_ST03 | 55463 | G | ST03 | 4819 | Combined Cycle |  | SPP_WEST | Oklahoma | 40 | Oklahoma | 109 | 40109 | 133.5 | 7158 | 2004 | 9999 |  |  | N | Natural Gas |  |  |  | DLNB | SCR | [8 empty] | 0.011476 | 0.011476 | 0.011476 | 0.011476 | [11 empty] | Oklahoma Gas & Electric Co | 51 | OGE Energy Corp | 51
natural gas combined cycle | Redbud Power Plant | 55463_G_ST04 | 55463 | G | ST04 | 4820 | Combined Cycle |  | SPP_WEST | Oklahoma | 40 | Oklahoma | 109 | 40109 | 134 | 7158 | 2004 | 9999 |  |  | N | Natural Gas |  |  |  | DLNB | SCR | [8 empty] | 0.011427 | 0.011427 | 0.011427 | 0.011427 | [11 empty] | Oklahoma Gas & Electric Co | 51 | OGE Energy Corp | 51
natural gas combined cycle | Deer Park Energy Center | 55464_G_CTG1 | 55464 | G | CTG1 | 4821 | Combined Cycle |  | ERC_REST | Texas | 48 | Harris | 201 | 48201 | 169.8 | 6521 | 2003 | 9999 |  |  | Y | Natural Gas |  |  |  | DLNB | SCR | [8 empty] | 0.0080164 | 0.0080164 | 0.0080164 | 0.0080164 | [11 empty] | Calpine Corp | 100 | Energy Capital Partners | 100
natural gas combined cycle | Deer Park Energy Center | 55464_G_CTG2 | 55464 | G | CTG2 | 4822 | Combined Cycle |  | ERC_REST | Texas | 48 | Harris | 201 | 48201 | 169.8 | 6521 | 2003 | 9999 |  |  | Y | Natural Gas |  |  |  | DLNB | SCR | [8 empty] | 0.0080164 | 0.0080164 | 0.0080164 | 0.0080164 | [11 empty] | Calpine Corp | 100 | Energy Capital Partners | 100
natural gas combined cycle | Deer Park Energy Center | 55464_G_CTG3 | 55464 | G | CTG3 | 4823 | Combined Cycle |  | ERC_REST | Texas | 48 | Harris | 201 | 48201 | 169.8 | 6521 | 2004 | 9999 |  |  | Y | Natural Gas |  |  |  | DLNB | SCR | [8 empty] | 0.0080164 | 0.0080164 | 0.0080164 | 0.0080164 | [11 empty] | Calpine Corp | 100 | Energy Capital Partners | 100
natural gas combined cycle | Deer Park Energy Center | 55464_G_CTG4 | 55464 | G | CTG4 | 4824 | Combined Cycle |  | ERC_REST | Texas | 48 | Harris | 201 | 48201 | 169.8 | 6521 | 2004 | 9999 |  |  | Y | Natural Gas |  |  |  | DLNB | SCR | [8 empty] | 0.0080164 | 0.0080164 | 0.0080164 | 0.0080164 | [11 empty] | Calpine Corp | 100 | Energy Capital Partners | 100
natural gas combined cycle | Deer Park Energy Center | 55464_G_STG1 | 55464 | G | STG1 | 4821 | Combined Cycle |  | ERC_REST | Texas | 48 | Harris | 201 | 48201 | 282 | 6521 | 2004 | 9999 |  |  | Y | Natural Gas |  |  |  | DLNB | SCR | [8 empty] | 0.0080164 | 0.0080164 | 0.0080164 | 0.0080164 | [11 empty] | Calpine Corp | 100 | Energy Capital Partners | 100
natural gas combined cycle | Deer Park Energy Center | 55464_G_CTG6 | 55464 | G | CTG6 | 90258 | Combined Cycle |  | ERC_REST | Texas | 48 | Harris | 201 | 48201 | 154.8 | 6521 | 2014 | 9999 |  |  | Y | Natural Gas |  |  |  | DLNB | SCR | [8 empty] | 0.0080164 | 0.0080164 | 0.0080164 | 0.0080164 | [11 empty] | Calpine Corp | 100 | Energy Capital Partners | 100
natural gas combined cycle | Ouachita | 55467_G_CTG1 | 55467 | G | CTG1 | 4829 | Combined Cycle |  | MIS_LA | Louisiana | 22 | Ouachita | 73 | 22073 | 144.7 | 7296 | 2002 | 9999 |  |  | N | Natural Gas |  |  |  | DLNB | SCR | [8 empty] | 0.014708 | 0.014708 | 0.014708 | 0.014708 | [11 empty] | Entergy Arkansas LLC | 100 | Entergy Corp | 100
natural gas combined cycle | Ouachita | 55467_G_CTG2 | 55467 | G | CTG2 | 4830 | Combined Cycle |  | MIS_LA | Louisiana | 22 | Ouachita | 73 | 22073 | 147.9 | 7296 | 2002 | 9999 |  |  | N | Natural Gas |  |  |  | DLNB | SCR | [8 empty] | 0.015299 | 0.015299 | 0.015299 | 0.015299 | [11 empty] | Entergy Arkansas LLC | 100 | Entergy Corp | 100
natural gas combined cycle | Ouachita | 55467_G_CTG3 | 55467 | G | CTG3 | 4831 | Combined Cycle |  | MIS_LA | Louisiana | 22 | Ouachita | 73 | 22073 | 145.6 | 7296 | 2002 | 9999 |  |  | N | Natural Gas |  |  |  | DLNB | SCR | [8 empty] | 0.013366 | 0.013366 | 0.013366 | 0.013366 | [11 empty] | Entergy Louisiana LLC | 100 | Entergy Corp | 100
natural gas combined cycle | Ouachita | 55467_G_STG1 | 55467 | G | STG1 | 4829 | Combined Cycle |  | MIS_LA | Louisiana | 22 | Ouachita | 73 | 22073 | 98.5 | 7296 | 2002 | 9999 |  |  | N | Natural Gas |  |  |  | NH3 | SCR | [8 empty] | 0.014708 | 0.014708 | 0.014708 | 0.014708 | [11 empty] | Entergy Arkansas LLC | 100 | Entergy Corp | 100
natural gas combined cycle | Ouachita | 55467_G_STG2 | 55467 | G | STG2 | 4830 | Combined Cycle |  | MIS_LA | Louisiana | 22 | Ouachita | 73 | 22073 | 100.7 | 7296 | 2002 | 9999 |  |  | N | Natural Gas |  |  |  | NH3 | SCR | [8 empty] | 0.015299 | 0.015299 | 0.015299 | 0.015299 | [11 empty] | Entergy Arkansas LLC | 100 | Entergy Corp | 100
natural gas combined cycle | Ouachita | 55467_G_STG3 | 55467 | G | STG3 | 4831 | Combined Cycle |  | MIS_LA | Louisiana | 22 | Ouachita | 73 | 22073 | 99 | 7296 | 2002 | 9999 |  |  | N | Natural Gas |  |  |  | NH3 | SCR | [8 empty] | 0.013366 | 0.013366 | 0.013366 | 0.013366 | [11 empty] | Entergy Louisiana LLC | 100 | Entergy Corp | 100
natural gas combined cycle | Green Power 2 | 55470_G_ST1 | 55470 | G | ST1 | 4843 | Combined Cycle |  | ERC_REST | Texas | 48 | Galveston | 167 | 48167 | 75 | 5500 | 2003 | 9999 |  |  | Y | Natural Gas |  |  |  | DLNB | SCR | [8 empty] | 0.010121 | 0.010121 | 0.010121 | 0.010121 | [11 empty] | South Houston Green Power LLC | 100 | Marathon Oil Corp | 100
natural gas combined cycle | Green Power 2 | 55470_G_TR1 | 55470 | G | TR1 | 4843 | Combined Cycle |  | ERC_REST | Texas | 48 | Galveston | 167 | 48167 | 158 | 5500 | 2003 | 9999 |  |  | Y | Natural Gas |  |  |  | DLNB | SCR | [8 empty] | 0.010121 | 0.010121 | 0.010121 | 0.010121 | [11 empty] | South Houston Green Power LLC | 100 | Marathon Oil Corp | 100
natural gas combined cycle | Green Power 2 | 55470_G_TR2 | 55470 | G | TR2 | 4844 | Combined Cycle |  | ERC_REST | Texas | 48 | Galveston | 167 | 48167 | 158 | 5500 | 2003 | 9999 |  |  | Y | Natural Gas |  |  |  | DLNB | SCR | [8 empty] | 0.010121 | 0.010121 | 0.010121 | 0.010121 | [11 empty] | South Houston Green Power LLC | 100 | Marathon Oil Corp | 100
natural gas combined cycle | Green Power 2 | 55470_G_TR3 | 55470 | G | TR3 | 4845 | Combined Cycle |  | ERC_REST | Texas | 48 | Galveston | 167 | 48167 | 158 | 5500 | 2003 | 9999 |  |  | Y | Natural Gas |  |  |  | DLNB | SCR | [8 empty] | 0.010121 | 0.010121 | 0.010121 | 0.010121 | [11 empty] | South Houston Green Power LLC | 100 | Marathon Oil Corp | 100
natural gas peaker | Neil Simpson Gas Turbine #2 | 55477_G_GT2 | 55477 | G | GT2 | 4849 | Combustion Turbine |  | WECC_WY | Wyoming | 56 | Campbell | 5 | 56005 | 34 | 12169 | 2001 | 9999 |  |  | N | Natural Gas |  |  |  | DLNB | [8 empty] | 0.8 | 0.04467 | 0.04467 | 0.04467 | 0.04467 | [11 empty] | Black Hills Energy Capital Inc | 100 | Black Hills Corp | 100
natural gas peaker | Lange Gas Turbines | 55478_G_0001 | 55478 | G | 0001 | 4850 | Combustion Turbine |  | WECC_WY | South Dakota | 46 | Pennington | 103 | 46103 | 34 | 12340 | 2002 | 9999 |  |  | N | Natural Gas |  |  |  | DLNB | [8 empty] | 3 | 0.06836 | 0.06836 | 0.06836 | 0.06836 | [11 empty] | Black Hills Power Inc | 100 | Black Hills Corp | 100
hard coal | Wygen 1 | 55479_B_3 | 55479 | B | 3 | 4852 | Coal Steam |  | WECC_WY | Wyoming | 56 | Campbell | 5 | 56005 | 85 | 11824 | 2003 | 9999 | wall | dry | N | Subbituminous | Dry Scrubber | 2003 | 0.933 | LNBO | SCR | 2003 |  | B | NA | ACI | 2016 |  | 0.2 | 0.14165 | 0.14165 | 0.14165 | 0.14165 | 0.1 | 0.1 | 0.1 | 0.983 | [7 empty] | Black Hills Power Inc | 76.5 | Black Hills Corp | 76.5
natural gas combined cycle | Forney Energy Center | 55480_G_ST1 | 55480 | G | ST1 | 4853 | Combined Cycle |  | ERC_REST | Texas | 48 | Kaufman | 257 | 48257 | 408 | 7376 | 2003 | 9999 |  |  | N | Natural Gas |  |  |  | LNB | [9 empty] | 0.032368 | 0.032368 | 0.032368 | 0.032368 | [11 empty] | La Frontera Holdings LLC | 100 | Vistra Energy | 100
natural gas combined cycle | Forney Energy Center | 55480_G_ST2 | 55480 | G | ST2 | 4856 | Combined Cycle |  | ERC_REST | Texas | 48 | Kaufman | 257 | 48257 | 408 | 7376 | 2003 | 9999 |  |  | N | Natural Gas |  |  |  | LNB | [9 empty] | 0.033792 | 0.033792 | 0.033792 | 0.033792 | [11 empty] | La Frontera Holdings LLC | 100 | Vistra Energy | 100
natural gas combined cycle | Forney Energy Center | 55480_G_U1 | 55480 | G | U1 | 4853 | Combined Cycle |  | ERC_REST | Texas | 48 | Kaufman | 257 | 48257 | 167 | 7376 | 2003 | 9999 |  |  | N | Natural Gas |  |  |  | DLNB | [9 empty] | 0.032368 | 0.032368 | 0.032368 | 0.032368 | [11 empty] | La Frontera Holdings LLC | 100 | Vistra Energy | 100
natural gas combined cycle | Forney Energy Center | 55480_G_U2 | 55480 | G | U2 | 4854 | Combined Cycle |  | ERC_REST | Texas | 48 | Kaufman | 257 | 48257 | 159 | 7376 | 2003 | 9999 |  |  | N | Natural Gas |  |  |  | DLNB | [9 empty] | 0.032368 | 0.032368 | 0.032368 | 0.032368 | [11 empty] | La Frontera Holdings LLC | 100 | Vistra Energy | 100
natural gas combined cycle | Forney Energy Center | 55480_G_U3 | 55480 | G | U3 | 4855 | Combined Cycle |  | ERC_REST | Texas | 48 | Kaufman | 257 | 48257 | 159 | 7376 | 2003 | 9999 |  |  | N | Natural Gas |  |  |  | DLNB | [9 empty] | 0.032368 | 0.032368 | 0.032368 | 0.032368 | [11 empty] | La Frontera Holdings LLC | 100 | Vistra Energy | 100
natural gas combined cycle | Forney Energy Center | 55480_G_U4 | 55480 | G | U4 | 4856 | Combined Cycle |  | ERC_REST | Texas | 48 | Kaufman | 257 | 48257 | 167 | 7376 | 2003 | 9999 |  |  | N | Natural Gas |  |  |  | DLNB | [9 empty] | 0.033792 | 0.033792 | 0.033792 | 0.033792 | [11 empty] | La Frontera Holdings LLC | 100 | Vistra Energy | 100
natural gas combined cycle | Forney Energy Center | 55480_G_U5 | 55480 | G | U5 | 4857 | Combined Cycle |  | ERC_REST | Texas | 48 | Kaufman | 257 | 48257 | 159 | 7376 | 2003 | 9999 |  |  | N | Natural Gas |  |  |  | DLNB | [9 empty] | 0.033792 | 0.033792 | 0.033792 | 0.033792 | [11 empty] | La Frontera Holdings LLC | 100 | Vistra Energy | 100
natural gas combined cycle | Forney Energy Center | 55480_G_U6 | 55480 | G | U6 | 4858 | Combined Cycle |  | ERC_REST | Texas | 48 | Kaufman | 257 | 48257 | 159 | 7376 | 2003 | 9999 |  |  | N | Natural Gas |  |  |  | DLNB | [9 empty] | 0.033792 | 0.033792 | 0.033792 | 0.033792 | [11 empty] | La Frontera Holdings LLC | 100 | Vistra Energy | 100
natural gas combined cycle | Mesquite Generating Station Block 2 | 55481_G_GT3 | 55481 | G | GT3 | 4861 | Combined Cycle |  | WECC_AZ | Arizona | 4 | Maricopa | 13 | 04013 | 153 | 7330 | 2003 | 9999 |  |  | N | Natural Gas |  |  |  | DLNB | SCR | [8 empty] | 0.0083561 | 0.0083561 | 0.0083561 | 0.0083561 | [11 empty] | Mesquite Power LLC | 100 | ArcLight Capital Partners LLC | 100
natural gas combined cycle | Mesquite Generating Station Block 2 | 55481_G_GT4 | 55481 | G | GT4 | 4862 | Combined Cycle |  | WECC_AZ | Arizona | 4 | Maricopa | 13 | 04013 | 153 | 7330 | 2003 | 9999 |  |  | N | Natural Gas |  |  |  | DLNB | SCR | [8 empty] | 0.0083561 | 0.0083561 | 0.0083561 | 0.0083561 | [11 empty] | Mesquite Power LLC | 100 | ArcLight Capital Partners LLC | 100
natural gas combined cycle | Mesquite Generating Station Block 2 | 55481_G_ST2 | 55481 | G | ST2 | 4861 | Combined Cycle |  | WECC_AZ | Arizona | 4 | Maricopa | 13 | 04013 | 289 | 7330 | 2003 | 9999 |  |  | N | Natural Gas |  |  |  | DLNB + LNB + NH3 | SCR | [8 empty] | 0.0083561 | 0.0083561 | 0.0083561 | 0.0083561 | [11 empty] | Mesquite Power LLC | 100 | ArcLight Capital Partners LLC | 100
natural gas combined cycle | Goldendale Generating Station | 55482_G_G1 | 55482 | G | G1 | 4863 | Combined Cycle |  | WECC_PNW | Washington | 53 | Klickitat | 39 | 53039 | 153.1 | 7081 | 2004 | 9999 |  |  | N | Natural Gas |  |  |  | DLNB | SCR | [8 empty] | 0.0075449 | 0.0075449 | 0.0075449 | 0.0075449 | [11 empty] | Puget Sound Energy Inc | 100 | Puget Energy Inc | 100
natural gas combined cycle | Goldendale Generating Station | 55482_G_G2 | 55482 | G | G2 | 4863 | Combined Cycle |  | WECC_PNW | Washington | 53 | Klickitat | 39 | 53039 | 110.6 | 7081 | 2004 | 9999 |  |  | N | Natural Gas |  |  |  | LNB + NH3 | SCR | [8 empty] | 0.0075449 | 0.0075449 | 0.0075449 | 0.0075449 | [11 empty] | Puget Sound Energy Inc | 100 | Puget Energy Inc | 100
biomass | Blackburn Landfill Co-Generation | 55488_G_BB1 | 55488 | G | BB1 |  | Landfill Gas |  | S_VACA | North Carolina | 37 | Catawba | 35 | 37035 | 1 | 4988 | 1999 | 9999 |  |  | Y | Landfill Gas | [13 empty] | 0.22117 | 0.22117 | 0.22117 | 0.22117 | [11 empty] | Catawba County | 100 | Catawba County | 100
biomass | Blackburn Landfill Co-Generation | 55488_G_BB2 | 55488 | G | BB2 |  | Landfill Gas |  | S_VACA | North Carolina | 37 | Catawba | 35 | 37035 | 1 | 4988 | 1999 | 9999 |  |  | Y | Landfill Gas | [13 empty] | 0.22117 | 0.22117 | 0.22117 | 0.22117 | [11 empty] | Catawba County | 100 | Catawba County | 100
biomass | Blackburn Landfill Co-Generation | 55488_G_BB3 | 55488 | G | BB3 |  | Landfill Gas |  | S_VACA | North Carolina | 37 | Catawba | 35 | 37035 | 0.9 | 4988 | 2002 | 9999 |  |  | Y | Landfill Gas | [13 empty] | 0.22117 | 0.22117 | 0.22117 | 0.22117 | [11 empty] | Catawba County | 100 | Catawba County | 100
natural gas peaker | Goose Creek Energy Center | 55496_G_CT01 | 55496 | G | CT01 | 10123 | Combustion Turbine |  | MIS_IL | Illinois | 17 | Piatt | 147 | 17147 | 72 | 13483 | 2003 | 2045 |  |  | N | Natural Gas |  |  |  | DLNB | [8 empty] | 0.001 | 0.02338 | 0.02338 | 0.02338 | 0.02338 | [11 empty] | Ameren Missouri | 100 | Ameren Corp | 100
natural gas peaker | Goose Creek Energy Center | 55496_G_CT02 | 55496 | G | CT02 | 10124 | Combustion Turbine |  | MIS_IL | Illinois | 17 | Piatt | 147 | 17147 | 72 | 13485 | 2003 | 2045 |  |  | N | Natural Gas |  |  |  | DLNB | [8 empty] | 0.001 | 0.01787 | 0.01787 | 0.01787 | 0.01787 | [11 empty] | Ameren Missouri | 100 | Ameren Corp | 100
natural gas peaker | Goose Creek Energy Center | 55496_G_CT03 | 55496 | G | CT03 | 10125 | Combustion Turbine |  | MIS_IL | Illinois | 17 | Piatt | 147 | 17147 | 72 | 13485 | 2003 | 2045 |  |  | N | Natural Gas |  |  |  | DLNB | [8 empty] | 0.001 | 0.01833 | 0.01833 | 0.01833 | 0.01833 | [11 empty] | Ameren Missouri | 100 | Ameren Corp | 100
natural gas peaker | Goose Creek Energy Center | 55496_G_CT04 | 55496 | G | CT04 | 10126 | Combustion Turbine |  | MIS_IL | Illinois | 17 | Piatt | 147 | 17147 | 72 | 13485 | 2003 | 2045 |  |  | N | Natural Gas |  |  |  | DLNB | [8 empty] | 0.001 | 0.02315 | 0.02315 | 0.02315 | 0.02315 | [11 empty] | Ameren Missouri | 100 | Ameren Corp | 100
natural gas peaker | Goose Creek Energy Center | 55496_G_CT05 | 55496 | G | CT05 | 10127 | Combustion Turbine |  | MIS_IL | Illinois | 17 | Piatt | 147 | 17147 | 72 | 13485 | 2003 | 2045 |  |  | N | Natural Gas |  |  |  | DLNB | [8 empty] | 0.001 | 0.02204 | 0.02204 | 0.02204 | 0.02204 | [11 empty] | Ameren Missouri | 100 | Ameren Corp | 100
natural gas peaker | Goose Creek Energy Center | 55496_G_CT06 | 55496 | G | CT06 | 10128 | Combustion Turbine |  | MIS_IL | Illinois | 17 | Piatt | 147 | 17147 | 72 | 13485 | 2003 | 2045 |  |  | N | Natural Gas |  |  |  | DLNB | [8 empty] | 0.001 | 0.02243 | 0.02243 | 0.02243 | 0.02243 | [11 empty] | Ameren Missouri | 100 | Ameren Corp | 100
natural gas peaker | CalPeak Power Vaca Dixon Peaker Plant | 55499_G_CPP1 | 55499 | G | CPP1 | 4893 | Combustion Turbine |  | WEC_CALN | California | 6 | Solano | 95 | 06095 | 48 | 10926 | 2002 | 9999 |  |  | N | Natural Gas |  |  |  | DLNB + NH3 | SCR | [7 empty] | 0.74 | 0.01427 | 0.01427 | 0.01427 | 0.01427 | [11 empty] | Calpeak Power Vaca Dixon LLC | 100 | Carlyle Group (The) | 100
natural gas combined cycle | Kiamichi Energy Facility | 55501_G_CTG1 | 55501 | G | CTG1 | 4899 | Combined Cycle |  | SPP_KIAM | Oklahoma | 40 | Pittsburg | 121 | 40121 | 142.2 | 7608 | 2003 | 9999 |  |  | N | Natural Gas |  |  |  | DLNB | [9 empty] | 0.029906 | 0.029906 | 0.029906 | 0.029906 | [11 empty] | Kiowa Power Partners LLC | 100 | Tenaska Inc | 100
natural gas combined cycle | Kiamichi Energy Facility | 55501_G_CTG2 | 55501 | G | CTG2 | 4900 | Combined Cycle |  | SPP_KIAM | Oklahoma | 40 | Pittsburg | 121 | 40121 | 144.9 | 7608 | 2003 | 9999 |  |  | N | Natural Gas |  |  |  | DLNB | [9 empty] | 0.030673 | 0.030673 | 0.030673 | 0.030673 | [11 empty] | Kiowa Power Partners LLC | 100 | Tenaska Inc | 100
natural gas combined cycle | Kiamichi Energy Facility | 55501_G_CTG3 | 55501 | G | CTG3 | 4901 | Combined Cycle |  | SPP_KIAM | Oklahoma | 40 | Pittsburg | 121 | 40121 | 142.9 | 7608 | 2003 | 9999 |  |  | N | Natural Gas |  |  |  | DLNB | [9 empty] | 0.030673 | 0.030673 | 0.030673 | 0.030673 | [11 empty] | Kiowa Power Partners LLC | 100 | Tenaska Inc | 100
natural gas combined cycle | Kiamichi Energy Facility | 55501_G_CTG4 | 55501 | G | CTG4 | 4902 | Combined Cycle |  | SPP_KIAM | Oklahoma | 40 | Pittsburg | 121 | 40121 | 141.4 | 7608 | 2003 | 9999 |  |  | N | Natural Gas |  |  |  | DLNB | [9 empty] | 0.029906 | 0.029906 | 0.029906 | 0.029906 | [11 empty] | Kiowa Power Partners LLC | 100 | Tenaska Inc | 100
natural gas combined cycle | Kiamichi Energy Facility | 55501_G_STG1 | 55501 | G | STG1 | 4899 | Combined Cycle |  | SPP_KIAM | Oklahoma | 40 | Pittsburg | 121 | 40121 | 302.4 | 7608 | 2003 | 9999 |  |  | N | Natural Gas |  |  |  | DLNB | [9 empty] | 0.029906 | 0.029906 | 0.029906 | 0.029906 | [11 empty] | Kiowa Power Partners LLC | 100 | Tenaska Inc | 100
natural gas combined cycle | Kiamichi Energy Facility | 55501_G_STG2 | 55501 | G | STG2 | 4901 | Combined Cycle |  | SPP_KIAM | Oklahoma | 40 | Pittsburg | 121 | 40121 | 304.6 | 7608 | 2003 | 9999 |  |  | N | Natural Gas |  |  |  | DLNB | [9 empty] | 0.030673 | 0.030673 | 0.030673 | 0.030673 | [11 empty] | Kiowa Power Partners LLC | 100 | Tenaska Inc | 100
natural gas combined cycle | Lawrenceburg Power, LLC | 55502_G_0100 | 55502 | G | 0100 | 8612 | Combined Cycle |  | PJM_West | Indiana | 18 | Dearborn | 29 | 18029 | 258 | 7098 | 2004 | 9999 |  |  | N | Natural Gas |  |  |  | DLNB | SCR | [8 empty] | 0.0097709 | 0.0097709 | 0.0097709 | 0.0097709 | [11 empty] | Lawrenceburg Power LLC | 100 | ArcLight Capital Partners LLC | 100
natural gas combined cycle | Lawrenceburg Power, LLC | 55502_G_0200 | 55502 | G | 0200 | 8616 | Combined Cycle |  | PJM_West | Indiana | 18 | Dearborn | 29 | 18029 | 246 | 7098 | 2004 | 9999 |  |  | N | Natural Gas |  |  |  | DLNB | SCR | [8 empty] | 0.0097666 | 0.0097666 | 0.0097666 | 0.0097666 | [11 empty] | Lawrenceburg Power LLC | 100 | ArcLight Capital Partners LLC | 100
natural gas combined cycle | Lawrenceburg Power, LLC | 55502_G_1100 | 55502 | G | 1100 | 8612 | Combined Cycle |  | PJM_West | Indiana | 18 | Dearborn | 29 | 18029 | 166 | 7098 | 2004 | 9999 |  |  | N | Natural Gas |  |  |  | DLNB | SCR | [8 empty] | 0.0097709 | 0.0097709 | 0.0097709 | 0.0097709 | [11 empty] | Lawrenceburg Power LLC | 100 | ArcLight Capital Partners LLC | 100
natural gas combined cycle | Lawrenceburg Power, LLC | 55502_G_1200 | 55502 | G | 1200 | 8614 | Combined Cycle |  | PJM_West | Indiana | 18 | Dearborn | 29 | 18029 | 171 | 7098 | 2004 | 9999 |  |  | N | Natural Gas |  |  |  | DLNB | SCR | [8 empty] | 0.0097709 | 0.0097709 | 0.0097709 | 0.0097709 | [11 empty] | Lawrenceburg Power LLC | 100 | ArcLight Capital Partners LLC | 100
natural gas combined cycle | Lawrenceburg Power, LLC | 55502_G_2100 | 55502 | G | 2100 | 8616 | Combined Cycle |  | PJM_West | Indiana | 18 | Dearborn | 29 | 18029 | 166 | 7098 | 2004 | 9999 |  |  | N | Natural Gas |  |  |  | DLNB | SCR | [8 empty] | 0.0097666 | 0.0097666 | 0.0097666 | 0.0097666 | [11 empty] | Lawrenceburg Power LLC | 100 | ArcLight Capital Partners LLC | 100
natural gas combined cycle | Lawrenceburg Power, LLC | 55502_G_2200 | 55502 | G | 2200 | 8618 | Combined Cycle |  | PJM_West | Indiana | 18 | Dearborn | 29 | 18029 | 166 | 7098 | 2004 | 9999 |  |  | N | Natural Gas |  |  |  | DLNB | SCR | [8 empty] | 0.0097666 | 0.0097666 | 0.0097666 | 0.0097666 | [11 empty] | Lawrenceburg Power LLC | 100 | ArcLight Capital Partners LLC | 100
natural gas combined cycle | Waterford Power, LLC | 55503_G_CTG1 | 55503 | G | CTG1 | 8620 | Combined Cycle |  | PJM_West | Ohio | 39 | Washington | 167 | 39167 | 168 | 7050 | 2003 | 9999 |  |  | N | Natural Gas |  |  |  | DLNB | SCR | [8 empty] | 0.0092821 | 0.0092821 | 0.0092821 | 0.0092821 | [11 empty] | Waterford Power LLC | 100 | ArcLight Capital Partners LLC | 100
natural gas combined cycle | Waterford Power, LLC | 55503_G_CTG2 | 55503 | G | CTG2 | 8622 | Combined Cycle |  | PJM_West | Ohio | 39 | Washington | 167 | 39167 | 168 | 7050 | 2003 | 9999 |  |  | N | Natural Gas |  |  |  | DLNB | SCR | [8 empty] | 0.0092821 | 0.0092821 | 0.0092821 | 0.0092821 | [11 empty] | Waterford Power LLC | 100 | ArcLight Capital Partners LLC | 100
natural gas combined cycle | Waterford Power, LLC | 55503_G_CTG3 | 55503 | G | CTG3 | 8624 | Combined Cycle |  | PJM_West | Ohio | 39 | Washington | 167 | 39167 | 168 | 7050 | 2003 | 9999 |  |  | N | Natural Gas |  |  |  | DLNB | SCR | [8 empty] | 0.0092821 | 0.0092821 | 0.0092821 | 0.0092821 | [11 empty] | Waterford Power LLC | 100 | ArcLight Capital Partners LLC | 100
natural gas combined cycle | Waterford Power, LLC | 55503_G_ST1 | 55503 | G | ST1 | 8620 | Combined Cycle |  | PJM_West | Ohio | 39 | Washington | 167 | 39167 | 362 | 7050 | 2003 | 9999 |  |  | N | Natural Gas |  |  |  | DLNB | SCR | [8 empty] | 0.0092821 | 0.0092821 | 0.0092821 | 0.0092821 | [11 empty] | Waterford Power LLC | 100 | ArcLight Capital Partners LLC | 100
natural gas peaker | Limon Generating Station | 55504_G_L1 | 55504 | G | L1 | 4903 | Combustion Turbine |  | WECC_CO | Colorado | 8 | Lincoln | 73 | 08073 | 67 | 12529 | 2002 | 9999 |  |  | N | Natural Gas, Distillate Fuel Oil |  |  |  | DLNB + H2O | [8 empty] | 1.2 | 0.03035 | 0.03035 | 0.03035 | 0.03035 | [11 empty] | Tri State Generation & Transmission Association Inc | 100 | Tri State Generation & Transmission Association Inc | 100
natural gas peaker | Limon Generating Station | 55504_G_L2 | 55504 | G | L2 | 4904 | Combustion Turbine |  | WECC_CO | Colorado | 8 | Lincoln | 73 | 08073 | 67 | 12529 | 2002 | 9999 |  |  | N | Natural Gas, Distillate Fuel Oil |  |  |  | DLNB + H2O | [8 empty] | 1.2 | 0.03085 | 0.03085 | 0.03085 | 0.03085 | [11 empty] | Tri State Generation & Transmission Association Inc | 100 | Tri State Generation & Transmission Association Inc | 100
natural gas peaker | Frank Knutson | 55505_G_BR1 | 55505 | G | BR1 | 4905 | Combustion Turbine |  | WECC_CO | Colorado | 8 | Adams | 1 | 08001 | 67 | 12671 | 2002 | 9999 |  |  | N | Natural Gas, Distillate Fuel Oil |  |  |  | DLNB + H2O | [8 empty] | 1.2 | 0.02735 | 0.02735 | 0.02735 | 0.02735 | [11 empty] | Tri State Generation & Transmission Association Inc | 100 | Tri State Generation & Transmission Association Inc | 100
natural gas peaker | Frank Knutson | 55505_G_BR2 | 55505 | G | BR2 | 4906 | Combustion Turbine |  | WECC_CO | Colorado | 8 | Adams | 1 | 08001 | 67 | 12672 | 2002 | 9999 |  |  | N | Natural Gas, Distillate Fuel Oil |  |  |  | DLNB + H2O | [8 empty] | 1.2 | 0.02808 | 0.02808 | 0.02808 | 0.02808 | [11 empty] | Tri State Generation & Transmission Association Inc | 100 | Tri State Generation & Transmission Association Inc | 100
natural gas peaker | CalPeak Power Panoche Peaker Plant | 55508_G_CPP2 | 55508 | G | CPP2 | 4913 | Combustion Turbine |  | WEC_CALN | California | 6 | Fresno | 19 | 06019 | 48 | 10847 | 2001 | 9999 |  |  | N | Natural Gas |  |  |  | DLNB + NH3 | SCR | [7 empty] | 0.74 | 0.01124 | 0.01124 | 0.01124 | 0.01124 | [11 empty] | Calpeak Power Panoche LLC | 100 | Carlyle Group (The) | 100
natural gas peaker | CalPeak Power Border Peaker Plant | 55510_G_CPP4 | 55510 | G | CPP4 | 4917 | Combustion Turbine |  | WEC_SDGE | California | 6 | San Diego | 73 | 06073 | 48 | 11072 | 2001 | 9999 |  |  | N | Natural Gas |  |  |  | DLNB + NH3 | SCR | [7 empty] | 0.74 | 0.01771 | 0.01771 | 0.01771 | 0.01771 | [11 empty] | Calpeak Power Border LLC | 100 | Carlyle Group (The) | 100
natural gas peaker | Cuyamaca Peak Energy Plant | 55512_G_CPP6 | 55512 | G | CPP6 | 4921 | Combustion Turbine |  | WEC_SDGE | California | 6 | San Diego | 73 | 06073 | 48.7 | 11401 | 2002 | 9999 |  |  | N | Natural Gas |  |  |  | DLNB + NH3 | SCR | [7 empty] | 0.74 | 0.01298 | 0.01298 | 0.01298 | 0.01298 | [11 empty] | San Diego Gas & Electric Co | 100 | Sempra Energy | 100
natural gas peaker | CalPeak Power Enterprise Peaker Plant | 55513_G_CPP7 | 55513 | G | CPP7 | 4923 | Combustion Turbine |  | WEC_SDGE | California | 6 | San Diego | 73 | 06073 | 48 | 10986 | 2001 | 9999 |  |  | N | Natural Gas |  |  |  | DLNB + NH3 | SCR | [7 empty] | 0.74 | 0.01642 | 0.01642 | 0.01642 | 0.01642 | [11 empty] | Calpeak Power Enterprise LLC | 100 | Carlyle Group (The) | 100
natural gas combined cycle | Apex Generating Station | 55514_G_CTG1 | 55514 | G | CTG1 | 4925 | Combined Cycle |  | WECC_SNV | Nevada | 32 | Clark | 3 | 32003 | 164.6 | 7099 | 2003 | 9999 |  |  | N | Natural Gas |  |  |  | DLNB | SCR | [8 empty] | 0.014644 | 0.014644 | 0.014644 | 0.014644 | [11 empty] | Southern California Public Power Authority | 100 | Southern California Public Power Authority | 100
natural gas combined cycle | Apex Generating Station | 55514_G_CTG2 | 55514 | G | CTG2 | 4926 | Combined Cycle |  | WECC_SNV | Nevada | 32 | Clark | 3 | 32003 | 164.6 | 7099 | 2003 | 9999 |  |  | N | Natural Gas |  |  |  | DLNB | SCR | [8 empty] | 0.014644 | 0.014644 | 0.014644 | 0.014644 | [11 empty] | Southern California Public Power Authority | 100 | Southern California Public Power Authority | 100
natural gas combined cycle | Apex Generating Station | 55514_G_STG1 | 55514 | G | STG1 | 4925 | Combined Cycle |  | WECC_SNV | Nevada | 32 | Clark | 3 | 32003 | 195.2 | 7099 | 2003 | 9999 |  |  | N | Natural Gas |  |  |  | DLNB | SCR | [8 empty] | 0.014644 | 0.014644 | 0.014644 | 0.014644 | [11 empty] | Southern California Public Power Authority | 100 | Southern California Public Power Authority | 100
natural gas combined cycle | Fayette Energy Facility | 55516_G_CTG1 | 55516 | G | CTG1 | 10129 | Combined Cycle |  | PJM_AP | Pennsylvania | 42 | Fayette | 51 | 42051 | 174 | 7222 | 2003 | 9999 |  |  | N | Natural Gas |  |  |  | DLNB | SCR | [8 empty] | 0.0070555 | 0.0070555 | 0.0070555 | 0.0070555 | [11 empty] | Fayette Power Co LLC | 100 | Vistra Energy | 100
natural gas combined cycle | Fayette Energy Facility | 55516_G_CTG2 | 55516 | G | CTG2 | 10130 | Combined Cycle |  | PJM_AP | Pennsylvania | 42 | Fayette | 51 | 42051 | 174 | 7222 | 2003 | 9999 |  |  | N | Natural Gas |  |  |  | DLNB | SCR | [8 empty] | 0.0070555 | 0.0070555 | 0.0070555 | 0.0070555 | [11 empty] | Fayette Power Co LLC | 100 | Vistra Energy | 100
natural gas combined cycle | Fayette Energy Facility | 55516_G_STG1 | 55516 | G | STG1 | 10129 | Combined Cycle |  | PJM_AP | Pennsylvania | 42 | Fayette | 51 | 42051 | 314 | 7222 | 2003 | 9999 |  |  | N | Natural Gas |  |  |  | NH3 | SCR | [8 empty] | 0.0070555 | 0.0070555 | 0.0070555 | 0.0070555 | [11 empty] | Fayette Power Co LLC | 100 | Vistra Energy | 100
natural gas peaker | Wallingford Energy | 55517_G_CTG1 | 55517 | G | CTG1 | 4927 | Combustion Turbine |  | NENG_CT | Connecticut | 9 | New Haven | 9 | 09009 | 42.3 | 10824 | 2001 | 9999 |  |  | N | Natural Gas |  |  |  | LNB | SCR | [7 empty] | 0.003 | 0.01105 | 0.01105 | 0.01105 | 0.01105 | [11 empty] | Wallingford Energy LLC | 100 | LS Power Group | 100
natural gas peaker | Wallingford Energy | 55517_G_CTG2 | 55517 | G | CTG2 | 4928 | Combustion Turbine |  | NENG_CT | Connecticut | 9 | New Haven | 9 | 09009 | 42.3 | 10824 | 2001 | 9999 |  |  | N | Natural Gas |  |  |  | LNB | SCR | [7 empty] | 0.003 | 0.01104 | 0.01104 | 0.01104 | 0.01104 | [11 empty] | Wallingford Energy LLC | 100 | LS Power Group | 100
natural gas peaker | Wallingford Energy | 55517_G_CTG3 | 55517 | G | CTG3 | 4929 | Combustion Turbine |  | NENG_CT | Connecticut | 9 | New Haven | 9 | 09009 | 42.3 | 10824 | 2001 | 9999 |  |  | N | Natural Gas |  |  |  | LNB | SCR | [7 empty] | 0.003 | 0.01109 | 0.01109 | 0.01109 | 0.01109 | [11 empty] | Wallingford Energy LLC | 100 | LS Power Group | 100
natural gas peaker | Wallingford Energy | 55517_G_CTG4 | 55517 | G | CTG4 | 4930 | Combustion Turbine |  | NENG_CT | Connecticut | 9 | New Haven | 9 | 09009 | 42.3 | 10824 | 2001 | 9999 |  |  | N | Natural Gas |  |  |  | LNB | SCR | [7 empty] | 0.003 | 0.01075 | 0.01075 | 0.01075 | 0.01075 | [11 empty] | Wallingford Energy LLC | 100 | LS Power Group | 100
natural gas peaker | Wallingford Energy | 55517_G_CTG5 | 55517 | G | CTG5 | 4931 | Combustion Turbine |  | NENG_CT | Connecticut | 9 | New Haven | 9 | 09009 | 42.3 | 10824 | 2001 | 9999 |  |  | N | Natural Gas |  |  |  | LNB | SCR | [7 empty] | 0.003 | 0.01173 | 0.01173 | 0.01173 | 0.01173 | [11 empty] | Wallingford Energy LLC | 100 | LS Power Group | 100
natural gas peaker | Wallingford Energy | 55517_G_CTG6 | 55517 | G | CTG6 | 91275 | Combustion Turbine |  | NENG_CT | Connecticut | 9 | New Haven | 9 | 09009 | 45 | 10745 | 2018 | 9999 |  |  | N | Natural Gas | [13 empty] | 0.01149 | 0.01149 | 0.01149 | 0.01149 | [11 empty] | Wallingford Energy II LLC | 100 | LS Power Group | 100
natural gas peaker | Wallingford Energy | 55517_G_CTG7 | 55517 | G | CTG7 | 91276 | Combustion Turbine |  | NENG_CT | Connecticut | 9 | New Haven | 9 | 09009 | 45 | 10745 | 2018 | 9999 |  |  | N | Natural Gas | [13 empty] | 0.01161 | 0.01161 | 0.01161 | 0.01161 | [11 empty] | Wallingford Energy II LLC | 100 | LS Power Group | 100
natural gas combined cycle | High Desert Power Plant | 55518_G_CTG1 | 55518 | G | CTG1 | 4932 | Combined Cycle |  | WECC_SCE | California | 6 | San Bernardino | 71 | 06071 | 157.6 | 7461 | 2003 | 9999 |  |  | N | Natural Gas |  |  |  |  | SCR | [8 empty] | 0.0084529 | 0.0084529 | 0.0084529 | 0.0084529 | [11 empty] | High Desert Power Project LLC | 100 | Middle River Power II LLC | 100
natural gas combined cycle | High Desert Power Plant | 55518_G_CTG2 | 55518 | G | CTG2 | 4933 | Combined Cycle |  | WECC_SCE | California | 6 | San Bernardino | 71 | 06071 | 157.6 | 7461 | 2003 | 9999 |  |  | N | Natural Gas |  |  |  |  | SCR | [8 empty] | 0.0084529 | 0.0084529 | 0.0084529 | 0.0084529 | [11 empty] | High Desert Power Project LLC | 100 | Middle River Power II LLC | 100
natural gas combined cycle | High Desert Power Plant | 55518_G_CTG3 | 55518 | G | CTG3 | 4934 | Combined Cycle |  | WECC_SCE | California | 6 | San Bernardino | 71 | 06071 | 156.5 | 7461 | 2003 | 9999 |  |  | N | Natural Gas |  |  |  |  | SCR | [8 empty] | 0.0084529 | 0.0084529 | 0.0084529 | 0.0084529 | [11 empty] | High Desert Power Project LLC | 100 | Middle River Power II LLC | 100
natural gas combined cycle | High Desert Power Plant | 55518_G_STG1 | 55518 | G | STG1 | 4932 | Combined Cycle |  | WECC_SCE | California | 6 | San Bernardino | 71 | 06071 | 304.8 | 7461 | 2003 | 9999 |  |  | N | Natural Gas |  |  |  | LNB + NH3 | SCR | [8 empty] | 0.0084529 | 0.0084529 | 0.0084529 | 0.0084529 | [11 empty] | High Desert Power Project LLC | 100 | Middle River Power II LLC | 100
natural gas peaker | Sundance | 55522_G_CT1 | 55522 | G | CT1 | 9951 | Combustion Turbine |  | WECC_AZ | Arizona | 4 | Pinal | 21 | 04021 | 41 | 10929 | 2002 | 9999 |  |  | N | Natural Gas |  |  |  | H2O | SCR | [7 empty] | 0.8 | 0.01479 | 0.01479 | 0.01479 | 0.01479 | [11 empty] | Arizona Public Service Co | 100 | Pinnacle West Capital Corp | 100
natural gas peaker | Sundance | 55522_G_CT10 | 55522 | G | CT10 | 9960 | Combustion Turbine |  | WECC_AZ | Arizona | 4 | Pinal | 21 | 04021 | 41 | 10930 | 2002 | 9999 |  |  | N | Natural Gas |  |  |  | H2O | SCR | [7 empty] | 0.8 | 0.01553 | 0.01553 | 0.01553 | 0.01553 | [11 empty] | Arizona Public Service Co | 100 | Pinnacle West Capital Corp | 100
natural gas peaker | Sundance | 55522_G_CT2 | 55522 | G | CT2 | 9952 | Combustion Turbine |  | WECC_AZ | Arizona | 4 | Pinal | 21 | 04021 | 41 | 10930 | 2002 | 9999 |  |  | N | Natural Gas |  |  |  | H2O | SCR | [7 empty] | 0.8 | 0.01565 | 0.01565 | 0.01565 | 0.01565 | [11 empty] | Arizona Public Service Co | 100 | Pinnacle West Capital Corp | 100
natural gas peaker | Sundance | 55522_G_CT3 | 55522 | G | CT3 | 9953 | Combustion Turbine |  | WECC_AZ | Arizona | 4 | Pinal | 21 | 04021 | 41 | 10930 | 2002 | 9999 |  |  | N | Natural Gas |  |  |  | H2O | SCR | [7 empty] | 0.8 | 0.01578 | 0.01578 | 0.01578 | 0.01578 | [11 empty] | Arizona Public Service Co | 100 | Pinnacle West Capital Corp | 100
natural gas peaker | Sundance | 55522_G_CT4 | 55522 | G | CT4 | 9954 | Combustion Turbine |  | WECC_AZ | Arizona | 4 | Pinal | 21 | 04021 | 41 | 10930 | 2002 | 9999 |  |  | N | Natural Gas |  |  |  | H2O | SCR | [7 empty] | 0.8 | 0.01678 | 0.01678 | 0.01678 | 0.01678 | [11 empty] | Arizona Public Service Co | 100 | Pinnacle West Capital Corp | 100
natural gas peaker | Sundance | 55522_G_CT5 | 55522 | G | CT5 | 9955 | Combustion Turbine |  | WECC_AZ | Arizona | 4 | Pinal | 21 | 04021 | 41 | 10930 | 2002 | 9999 |  |  | N | Natural Gas |  |  |  | H2O | SCR | [7 empty] | 0.8 | 0.0159 | 0.0159 | 0.0159 | 0.0159 | [11 empty] | Arizona Public Service Co | 100 | Pinnacle West Capital Corp | 100
natural gas peaker | Sundance | 55522_G_CT6 | 55522 | G | CT6 | 9956 | Combustion Turbine |  | WECC_AZ | Arizona | 4 | Pinal | 21 | 04021 | 41 | 10930 | 2002 | 9999 |  |  | N | Natural Gas |  |  |  | H2O | SCR | [7 empty] | 0.8 | 0.01612 | 0.01612 | 0.01612 | 0.01612 | [11 empty] | Arizona Public Service Co | 100 | Pinnacle West Capital Corp | 100
natural gas peaker | Sundance | 55522_G_CT7 | 55522 | G | CT7 | 9957 | Combustion Turbine |  | WECC_AZ | Arizona | 4 | Pinal | 21 | 04021 | 41 | 10930 | 2002 | 9999 |  |  | N | Natural Gas |  |  |  | H2O | SCR | [7 empty] | 0.8 | 0.01789 | 0.01789 | 0.01789 | 0.01789 | [11 empty] | Arizona Public Service Co | 100 | Pinnacle West Capital Corp | 100
natural gas peaker | Sundance | 55522_G_CT8 | 55522 | G | CT8 | 9958 | Combustion Turbine |  | WECC_AZ | Arizona | 4 | Pinal | 21 | 04021 | 41 | 10930 | 2002 | 9999 |  |  | N | Natural Gas |  |  |  | H2O | SCR | [7 empty] | 0.8 | 0.01775 | 0.01775 | 0.01775 | 0.01775 | [11 empty] | Arizona Public Service Co | 100 | Pinnacle West Capital Corp | 100
natural gas peaker | Sundance | 55522_G_CT9 | 55522 | G | CT9 | 9959 | Combustion Turbine |  | WECC_AZ | Arizona | 4 | Pinal | 21 | 04021 | 41 | 10930 | 2002 | 9999 |  |  | N | Natural Gas |  |  |  | H2O | SCR | [7 empty] | 0.8 | 0.01663 | 0.01663 | 0.01663 | 0.01663 | [11 empty] | Arizona Public Service Co | 100 | Pinnacle West Capital Corp | 100
natural gas combined cycle | York Energy Center | 55524_G_CTG1 | 55524 | G | CTG1 | 4937 | Combined Cycle |  | PJM_EMAC | Pennsylvania | 42 | York | 133 | 42133 | 113 | 7956 | 2011 | 9999 |  |  | N | Natural Gas, Distillate Fuel Oil |  |  |  |  | SCR | [8 empty] | 0.0076162 | 0.0076162 | 0.0076162 | 0.0076162 | [11 empty] | Calpine Mid Merit LLC | 100 | Energy Capital Partners | 100
natural gas combined cycle | York Energy Center | 55524_G_CTG2 | 55524 | G | CTG2 | 4938 | Combined Cycle |  | PJM_EMAC | Pennsylvania | 42 | York | 133 | 42133 | 122 | 7956 | 2011 | 9999 |  |  | N | Natural Gas, Distillate Fuel Oil |  |  |  |  | SCR | [8 empty] | 0.0076162 | 0.0076162 | 0.0076162 | 0.0076162 | [11 empty] | Calpine Mid Merit LLC | 100 | Energy Capital Partners | 100
natural gas combined cycle | York Energy Center | 55524_G_CTG3 | 55524 | G | CTG3 | 4939 | Combined Cycle |  | PJM_EMAC | Pennsylvania | 42 | York | 133 | 42133 | 122 | 7956 | 2011 | 9999 |  |  | N | Natural Gas, Distillate Fuel Oil |  |  |  |  | SCR | [8 empty] | 0.0076162 | 0.0076162 | 0.0076162 | 0.0076162 | [11 empty] | Calpine Mid Merit LLC | 100 | Energy Capital Partners | 100
natural gas combined cycle | York Energy Center | 55524_G_STG1 | 55524 | G | STG1 | 4937 | Combined Cycle |  | PJM_EMAC | Pennsylvania | 42 | York | 133 | 42133 | 188 | 7956 | 2011 | 9999 | other |  | N | Natural Gas, Distillate Fuel Oil |  |  |  |  | SCR | [8 empty] | 0.0076162 | 0.0076162 | 0.0076162 | 0.0076162 | [11 empty] | Calpine Mid Merit LLC | 100 | Energy Capital Partners | 100
natural gas combined cycle | York Energy Center | 55524_G_CTG5 | 55524 | G | CTG5 | 4940 | Combined Cycle |  | PJM_EMAC | Pennsylvania | 42 | York | 133 | 42133 | 216.3 | 7050 | 2019 | 9999 |  |  | N | Natural Gas, Distillate Fuel Oil |  |  |  | DLNB + H2O | SCR | [8 empty] | 0.0051682 | 0.0051682 | 0.0051682 | 0.0051682 | [11 empty] | Calpine Mid Merit II LLC | 100 | Energy Capital Partners | 100
natural gas combined cycle | York Energy Center | 55524_G_CTG6 | 55524 | G | CTG6 | 4941 | Combined Cycle |  | PJM_EMAC | Pennsylvania | 42 | York | 133 | 42133 | 216.3 | 7050 | 2019 | 9999 |  |  | N | Natural Gas, Distillate Fuel Oil |  |  |  | DLNB + H2O | SCR | [8 empty] | 0.0051682 | 0.0051682 | 0.0051682 | 0.0051682 | [11 empty] | Calpine Mid Merit II LLC | 100 | Energy Capital Partners | 100
natural gas combined cycle | York Energy Center | 55524_G_STG2 | 55524 | G | STG2 | 4940 | Combined Cycle |  | PJM_EMAC | Pennsylvania | 42 | York | 133 | 42133 | 395.1 | 7050 | 2019 | 9999 |  |  | N | Natural Gas, Distillate Fuel Oil |  |  |  |  | SCR | [8 empty] | 0.0051682 | 0.0051682 | 0.0051682 | 0.0051682 | [11 empty] | Calpine Mid Merit II LLC | 100 | Energy Capital Partners | 100
natural gas peaker | Water Filter Plant #2 | 55534_G_1299 | 55534 | G | 1299 |  | Combustion Turbine | IC Engine | S_VACA | North Carolina | 37 | Burke | 23 | 37023 | 1.7 | 21948 | 2013 | 9999 |  |  | N | Distillate Fuel Oil | [13 empty] | 1.6498 | 1.6498 | 1.6498 | 1.6498 | [11 empty] | Morganton NC (City of) | 100 | Morganton NC (City of) | 100
natural gas peaker | Escondido Energy Center | 55538_G_CTG1 | 55538 | G | CTG1 | 90893 | Combustion Turbine |  | WEC_SDGE | California | 6 | San Diego | 73 | 06073 | 45 | 10745 | 2014 | 9999 |  |  | N | Natural Gas |  |  |  | H2O | [9 empty] | 0.01351 | 0.01351 | 0.01351 | 0.01351 | [11 empty] | Escondido Energy Center LLC | 100 | Fresno Power Investors LP | 100
natural gas peaker | Chula Vista Energy Center | 55540_G_GEN1 | 55540 | G | GEN1 | 4973 | Combustion Turbine |  | WEC_SDGE | California | 6 | San Diego | 73 | 06073 | 33.6 | 12369 | 2001 | 9999 |  |  | N | Natural Gas |  |  |  | DLNB | SCR | [8 empty] | 0.37793 | 0.01426 | 0.37793 | 0.01426 | [11 empty] | Chula Vista Energy Center LLC | 100 | Fresno Power Investors LP | 100
natural gas peaker | Indigo Energy Facility | 55541_G_CTG1 | 55541 | G | CTG1 | 8640 | Combustion Turbine |  | WECC_SCE | California | 6 | Riverside | 65 | 06065 | 46.7 | 10745 | 2001 | 9999 |  |  | N | Natural Gas |  |  |  | H2O | SCR | [7 empty] | 0.74 | 0.02128 | 0.02128 | 0.02128 | 0.02128 | [11 empty] | Indigo Generation LLC | 100 | Mitsubishi Corp | 100
natural gas peaker | Indigo Energy Facility | 55541_G_CTG2 | 55541 | G | CTG2 | 8642 | Combustion Turbine |  | WECC_SCE | California | 6 | Riverside | 65 | 06065 | 47.6 | 10745 | 2001 | 9999 |  |  | N | Natural Gas |  |  |  |  | SCR | [7 empty] | 0.74 | 0.02293 | 0.02293 | 0.02293 | 0.02293 | [11 empty] | Indigo Generation LLC | 100 | Mitsubishi Corp | 100
natural gas peaker | Indigo Energy Facility | 55541_G_CTG3 | 55541 | G | CTG3 | 8644 | Combustion Turbine |  | WECC_SCE | California | 6 | Riverside | 65 | 06065 | 48.2 | 10745 | 2001 | 9999 |  |  | N | Natural Gas |  |  |  |  | SCR | [7 empty] | 0.74 | 0.02247 | 0.02247 | 0.02247 | 0.02247 | [11 empty] | Indigo Generation LLC | 100 | Mitsubishi Corp | 100
natural gas peaker | Larkspur Energy Facility | 55542_G_CTG1 | 55542 | G | CTG1 | 8646 | Combustion Turbine |  | WEC_SDGE | California | 6 | San Diego | 73 | 06073 | 45.6 | 10745 | 2001 | 9999 |  |  | N | Natural Gas, Distillate Fuel Oil |  |  |  |  | SCR | [7 empty] | 0.74 | 0.01881 | 0.01881 | 0.01881 | 0.01881 | [11 empty] | Larkspur Energy LLC | 100 | Mitsubishi Corp | 100
natural gas peaker | Larkspur Energy Facility | 55542_G_CTG2 | 55542 | G | CTG2 | 8648 | Combustion Turbine |  | WEC_SDGE | California | 6 | San Diego | 73 | 06073 | 46 | 10745 | 2001 | 9999 |  |  | N | Natural Gas, Distillate Fuel Oil |  |  |  |  | SCR | [7 empty] | 0.74 | 0.02006 | 0.02006 | 0.02006 | 0.02006 | [11 empty] | Larkspur Energy LLC | 100 | Mitsubishi Corp | 100
natural gas peaker | Klamath Expansion Project | 55544_G_GT1 | 55544 | G | GT1 | 4975 | Combustion Turbine |  | WECC_PNW | Oregon | 41 | Klamath | 35 | 41035 | 25 | 11364 | 2002 | 9999 |  |  | N | Natural Gas |  |  |  | H2O | [8 empty] | 1.4 | 0.02003 | 0.02003 | 0.02003 | 0.02003 | [11 empty] | Avangrid Renewables LLC | 100 | Iberdrola SA | 100
natural gas peaker | Klamath Expansion Project | 55544_G_GT2 | 55544 | G | GT2 | 4976 | Combustion Turbine |  | WECC_PNW | Oregon | 41 | Klamath | 35 | 41035 | 25 | 11365 | 2002 | 9999 |  |  | N | Natural Gas |  |  |  | H2O | [8 empty] | 1.4 | 0.01925 | 0.01925 | 0.01925 | 0.01925 | [11 empty] | Avangrid Renewables LLC | 100 | Iberdrola SA | 100
natural gas peaker | Klamath Expansion Project | 55544_G_GT3 | 55544 | G | GT3 | 4977 | Combustion Turbine |  | WECC_PNW | Oregon | 41 | Klamath | 35 | 41035 | 25 | 11365 | 2002 | 9999 |  |  | N | Natural Gas |  |  |  | H2O | [8 empty] | 1.4 | 0.01936 | 0.01936 | 0.01936 | 0.01936 | [11 empty] | Avangrid Renewables LLC | 100 | Iberdrola SA | 100
natural gas peaker | Klamath Expansion Project | 55544_G_GT4 | 55544 | G | GT4 | 4978 | Combustion Turbine |  | WECC_PNW | Oregon | 41 | Klamath | 35 | 41035 | 25 | 11365 | 2002 | 9999 |  |  | N | Natural Gas |  |  |  | H2O | [8 empty] | 1.4 | 0.0187 | 0.0187 | 0.0187 | 0.0187 | [11 empty] | Avangrid Renewables LLC | 100 | Iberdrola SA | 100
natural gas combined cycle | Hidalgo Energy Center | 55545_G_CTG1 | 55545 | G | CTG1 | 3171 | Combined Cycle |  | ERC_REST | Texas | 48 | Hidalgo | 215 | 48215 | 149 | 7376 | 2000 | 9999 |  |  | N | Natural Gas |  |  |  | DLNB | [9 empty] | 0.036517 | 0.036517 | 0.036517 | 0.036517 | [11 empty] | Hidalgo Energy Center LP | 100 | Energy Capital Partners | 100
natural gas combined cycle | Hidalgo Energy Center | 55545_G_CTG2 | 55545 | G | CTG2 | 3172 | Combined Cycle |  | ERC_REST | Texas | 48 | Hidalgo | 215 | 48215 | 149 | 7376 | 2000 | 9999 |  |  | N | Natural Gas |  |  |  | DLNB | [9 empty] | 0.036517 | 0.036517 | 0.036517 | 0.036517 | [11 empty] | Hidalgo Energy Center LP | 100 | Energy Capital Partners | 100
natural gas combined cycle | Hidalgo Energy Center | 55545_G_STG1 | 55545 | G | STG1 | 3171 | Combined Cycle |  | ERC_REST | Texas | 48 | Hidalgo | 215 | 48215 | 172 | 7376 | 2000 | 9999 | other |  | N | Natural Gas |  |  |  | DLNB | [9 empty] | 0.036517 | 0.036517 | 0.036517 | 0.036517 | [11 empty] | Hidalgo Energy Center LP | 100 | Energy Capital Partners | 100
biomass | Security | 55556_G_UNT2 | 55556 | G | UNT2 |  | Landfill Gas |  | MIS_WOTA | Texas | 48 | Montgomery | 339 | 48339 | 1.7 | 13500 | 2003 | 9999 |  |  | N | Landfill Gas | [13 empty] | 0.12019 | 0.12019 | 0.12019 | 0.12019 | [11 empty] | TX LFG Energy LP | 100 | Montauk Energy Holdings LLC | 100
municipal solid waste | Wilmington Hydrogen Plant | 55557_G_T101 | 55557 | G | T101 |  | Non-Fossil Waste |  | WEC_LADW | California | 6 | Los Angeles | 37 | 06037 | 28.1 | 9194 | 1996 | 9999 |  |  | Y | Non-Fossil Waste | [12 empty] | 0.74 | 0 | 0 | 0 | 0 | [11 empty] | Air Products & Chemicals Inc | 100 | Air Products & Chemicals Inc | 100
natural gas combined cycle | Combined Locks Energy Center | 55558_G_GEN1 | 55558 | G | GEN1 | 4988 | Combined Cycle |  | MIS_WUMS | Wisconsin | 55 | Outagamie | 87 | 55087 | 45.9 | 8375 | 2002 | 9999 |  |  | Y | Natural Gas |  |  |  | H2O | SCR | [8 empty] | 0.01019 | 0.01019 | 0.01019 | 0.01019 | [11 empty] | Combined Locks Energy Center LLC | 100 | Virtus Holdings LLC | 100
natural gas combined cycle | Combined Locks Energy Center | 55558_G_GEN2 | 55558 | G | GEN2 | 4988 | Combined Cycle |  | MIS_WUMS | Wisconsin | 55 | Outagamie | 87 | 55087 | 6 | 8375 | 2002 | 9999 |  |  | Y | Natural Gas |  |  |  | H2O | SCR | [8 empty] | 0.01019 | 0.01019 | 0.01019 | 0.01019 | [11 empty] | Combined Locks Energy Center LLC | 100 | Virtus Holdings LLC | 100
onshore wind | FPL Energy Vansycle LLC (WA) | 55560_G_V-47 | 55560 | G | V-47 |  | Onshore Wind |  | WECC_PNW | Washington | 53 | Walla Walla | 71 | 53071 | 176.9 | 0 | 2001 | 9999 |  |  | N | Wind | [13 empty] | 0 | 0 | 0 | 0 | [11 empty] | FPL Energy Vansycle LLC | 100 | NextEra Energy Inc | 100
onshore wind | Tsar Nicholas LLC | 55561_G_TN30 | 55561 | G | TN30 |  | Onshore Wind |  | MIS_MNWI | Minnesota | 27 | Lincoln | 81 | 27081 | 1.9 | 0 | 2001 | 9999 |  |  | N | Wind | [13 empty] | 0 | 0 | 0 | 0 | [11 empty] | Northern Alternative Energy | 51 | Northern Alternative Energy | 51
onshore wind | Sun River LLC | 55562_G_SU30 | 55562 | G | SU30 |  | Onshore Wind |  | MIS_MNWI | Minnesota | 27 | Lincoln | 81 | 27081 | 1.9 | 0 | 2001 | 9999 |  |  | N | Wind | [13 empty] | 0 | 0 | 0 | 0 | [11 empty] | Northern Alternative Energy | 51 | Northern Alternative Energy | 51
onshore wind | Julia Hills LLC | 55563_G_JH30 | 55563 | G | JH30 |  | Onshore Wind |  | MIS_MNWI | Minnesota | 27 | Lincoln | 81 | 27081 | 1.9 | 0 | 2001 | 9999 |  |  | N | Wind | [13 empty] | 0 | 0 | 0 | 0 | [11 empty] | Northern Alternative Energy | 51 | Northern Alternative Energy | 51
onshore wind | Jessica Mills LLC | 55564_G_JM30 | 55564 | G | JM30 |  | Onshore Wind |  | MIS_MNWI | Minnesota | 27 | Lincoln | 81 | 27081 | 1.9 | 0 | 2001 | 9999 |  |  | N | Wind | [13 empty] | 0 | 0 | 0 | 0 | [11 empty] | Northern Alternative Energy | 51 | Northern Alternative Energy | 51
onshore wind | Jack River LLC | 55565_G_JR30 | 55565 | G | JR30 |  | Onshore Wind |  | MIS_MNWI | Minnesota | 27 | Lincoln | 81 | 27081 | 1.9 | 0 | 2001 | 9999 |  |  | N | Wind | [13 empty] | 0 | 0 | 0 | 0 | [11 empty] | Northern Alternative Energy | 51 | Northern Alternative Energy | 51
onshore wind | Autumn Hills LLC | 55566_G_AH30 | 55566 | G | AH30 |  | Onshore Wind |  | MIS_MNWI | Minnesota | 27 | Lincoln | 81 | 27081 | 1.9 | 0 | 2001 | 9999 |  |  | N | Wind | [13 empty] | 0 | 0 | 0 | 0 | [11 empty] | Northern Alternative Energy | 51 | Northern Alternative Energy | 51
onshore wind | Winters Spawn LLC | 55567_G_WS30 | 55567 | G | WS30 |  | Onshore Wind |  | MIS_MNWI | Minnesota | 27 | Lincoln | 81 | 27081 | 1.9 | 0 | 2001 | 9999 |  |  | N | Wind | [13 empty] | 0 | 0 | 0 | 0 | [11 empty] | Northern Alternative Energy | 51 | Northern Alternative Energy | 51
onshore wind | Twin Lake Hills LLC | 55568_G_TL30 | 55568 | G | TL30 |  | Onshore Wind |  | MIS_MNWI | Minnesota | 27 | Lincoln | 81 | 27081 | 1.9 | 0 | 2000 | 9999 |  |  | N | Wind | [13 empty] | 0 | 0 | 0 | 0 | [11 empty] | Northern Alternative Energy | 51 | Northern Alternative Energy | 51
onshore wind | Spartan Hills LLC | 55569_G_SH30 | 55569 | G | SH30 |  | Onshore Wind |  | MIS_MNWI | Minnesota | 27 | Lincoln | 81 | 27081 | 1.9 | 0 | 2001 | 9999 |  |  | N | Wind | [13 empty] | 0 | 0 | 0 | 0 | [11 empty] | Northern Alternative Energy | 51 | Northern Alternative Energy | 51
onshore wind | Soliloquoy Ridge LLC | 55570_G_SR30 | 55570 | G | SR30 |  | Onshore Wind |  | MIS_MNWI | Minnesota | 27 | Lincoln | 81 | 27081 | 1.9 | 0 | 2001 | 9999 |  |  | N | Wind | [13 empty] | 0 | 0 | 0 | 0 | [11 empty] | Northern Alternative Energy | 51 | Northern Alternative Energy | 51
onshore wind | Ruthton Ridge LLC | 55571_G_RR30 | 55571 | G | RR30 |  | Onshore Wind |  | MIS_MNWI | Minnesota | 27 | Lincoln | 81 | 27081 | 1.9 | 0 | 2001 | 9999 |  |  | N | Wind | [13 empty] | 0 | 0 | 0 | 0 | [11 empty] | Northern Alternative Energy | 51 | Northern Alternative Energy | 51
onshore wind | Hope Creek LLC | 55572_G_HC30 | 55572 | G | HC30 |  | Onshore Wind |  | MIS_MNWI | Minnesota | 27 | Lincoln | 81 | 27081 | 1.9 | 0 | 2001 | 9999 |  |  | N | Wind | [13 empty] | 0 | 0 | 0 | 0 | [11 empty] | Northern Alternative Energy | 51 | Northern Alternative Energy | 51
onshore wind | Hadley Ridge LLC | 55573_G_HR30 | 55573 | G | HR30 |  | Onshore Wind |  | MIS_MNWI | Minnesota | 27 | Lincoln | 81 | 27081 | 1.9 | 0 | 2000 | 9999 |  |  | N | Wind | [13 empty] | 0 | 0 | 0 | 0 | [11 empty] | Hadley Ridge LLC | 51 | Northern Alternative Energy | 51
onshore wind | Florence Hills LLC | 55574_G_FH30 | 55574 | G | FH30 |  | Onshore Wind |  | MIS_MNWI | Minnesota | 27 | Lincoln | 81 | 27081 | 1.9 | 0 | 2001 | 9999 |  |  | N | Wind | [13 empty] | 0 | 0 | 0 | 0 | [11 empty] | Florence Hills LLC | 51 | Northern Alternative Energy | 51
onshore wind | Agassiz Beach LLC | 55576_G_AB30 | 55576 | G | AB30 |  | Onshore Wind |  | MIS_MNWI | Minnesota | 27 | Clay | 27 | 27027 | 1.9 | 0 | 2001 | 9999 |  |  | N | Wind | [13 empty] | 0 | 0 | 0 | 0 | [11 empty] | Agassiz Beach LLC | 51 | Northern Alternative Energy | 51
onshore wind | Llano Estacado Wind Ranch | 55579_G_EXIS | 55579 | G | EXIS |  | Onshore Wind |  | SPP_SPS | Texas | 48 | Carson | 65 | 48065 | 80 | 0 | 2001 | 9999 |  |  | N | Wind | [13 empty] | 0 | 0 | 0 | 0 | [11 empty] | Llano Estacado Wind LLC | 100 | Mitsubishi Corp | 100
onshore wind | King Mountain Wind Ranch 1 | 55581_G_EXIS | 55581 | G | EXIS |  | Onshore Wind |  | ERC_WEST | Texas | 48 | Upton | 461 | 48461 | 278 | 0 | 2001 | 9999 |  |  | N | Wind | [13 empty] | 0 | 0 | 0 | 0 | [11 empty] | FPL Energy Upton Wind I LLC | 100 | NextEra Energy Inc | 100
biomass | GRS Fall River | 55589_G_3 | 55589 | G | 3 |  | Landfill Gas |  | NENGREST | Massachusetts | 25 | Bristol | 5 | 25005 | 4.4 | 19488 | 2000 | 9999 |  |  | N | Landfill Gas | [13 empty] | 0.13495 | 0.13495 | 0.13495 | 0.13495 | [11 empty] | Gas Recovery Systems Inc | 100 | FORTISTAR | 100
biomass | GRS Arbor Hills | 55596_G_0001 | 55596 | G | 0001 |  | Landfill Gas |  | MIS_LMI | Michigan | 26 | Washtenaw | 161 | 26161 | 3.8 | 15057 | 1996 | 9999 |  |  | N | Landfill Gas | [13 empty] | 0.08745 | 0.08745 | 0.08745 | 0.08745 | [11 empty] | Arbor Hills Energy LLC | 100 | FORTISTAR | 100
biomass | GRS Arbor Hills | 55596_G_0002 | 55596 | G | 0002 |  | Landfill Gas |  | MIS_LMI | Michigan | 26 | Washtenaw | 161 | 26161 | 3.8 | 15057 | 1996 | 9999 |  |  | N | Landfill Gas | [13 empty] | 0.10737 | 0.10737 | 0.10737 | 0.10737 | [11 empty] | Arbor Hills Energy LLC | 100 | FORTISTAR | 100
biomass | GRS Arbor Hills | 55596_G_0003 | 55596 | G | 0003 |  | Landfill Gas |  | MIS_LMI | Michigan | 26 | Washtenaw | 161 | 26161 | 3.8 | 15057 | 1996 | 9999 |  |  | N | Landfill Gas | [13 empty] | 0.12786 | 0.12786 | 0.12786 | 0.12786 | [11 empty] | Arbor Hills Energy LLC | 100 | FORTISTAR | 100
biomass | GRS Arbor Hills | 55596_G_0004 | 55596 | G | 0004 |  | Landfill Gas |  | MIS_LMI | Michigan | 26 | Washtenaw | 161 | 26161 | 7.6 | 15057 | 1996 | 9999 |  |  | N | Landfill Gas |  |  |  | STM | [9 empty] | 0.22117 | 0.22117 | 0.22117 | 0.22117 | [11 empty] | Arbor Hills Energy LLC | 100 | FORTISTAR | 100
biomass | GRS Arbor Hills | 55596_G_0005 | 55596 | G | 0005 |  | Landfill Gas |  | MIS_LMI | Michigan | 26 | Washtenaw | 161 | 26161 | 4.8 | 15057 | 2005 | 9999 |  |  | N | Landfill Gas | [12 empty] | 1.67 | 0.22117 | 0.22117 | 0.22117 | 0.22117 | [11 empty] | Arbor Hills Energy LLC | 100 | FORTISTAR | 100
biomass | GRS C&C | 55597_G_1 | 55597 | G | 1 |  | Landfill Gas |  | MIS_LMI | Michigan | 26 | Calhoun | 25 | 26025 | 0.9 | 13555 | 1995 | 9999 |  |  | N | Landfill Gas | [13 empty] | 0.22117 | 0.22117 | 0.22117 | 0.22117 | [11 empty] | C&C Energy LLC | 100 | FORTISTAR | 100
biomass | GRS C&C | 55597_G_3 | 55597 | G | 3 |  | Landfill Gas |  | MIS_LMI | Michigan | 26 | Calhoun | 25 | 26025 | 0.9 | 13555 | 1995 | 9999 |  |  | N | Landfill Gas | [13 empty] | 0.22117 | 0.22117 | 0.22117 | 0.22117 | [11 empty] | C&C Energy LLC | 100 | FORTISTAR | 100
biomass | GRS C&C | 55597_G_4 | 55597 | G | 4 |  | Landfill Gas |  | MIS_LMI | Michigan | 26 | Calhoun | 25 | 26025 | 2.3 | 18642 | 2007 | 9999 |  |  | N | Landfill Gas | [13 empty] | 0.22117 | 0.22117 | 0.22117 | 0.22117 | [11 empty] | C&C Energy LLC | 100 | FORTISTAR | 100
biomass | GRS CMS | 55599_G_1 | 55599 | G | 1 |  | Landfill Gas |  | S_VACA | North Carolina | 37 | Cabarrus | 25 | 37025 | 4.3 | 15696 | 1999 | 9999 |  |  | N | Landfill Gas | [13 empty] | 0.22117 | 0.22117 | 0.22117 | 0.22117 | [11 empty] | CMS Charlotte Energy LLC | 100 | FORTISTAR | 100
biomass | MM San Diego-North City | 55602_G_UNT1 | 55602 | G | UNT1 |  | Landfill Gas |  | WEC_SDGE | California | 6 | San Diego | 73 | 06073 | 0.9 | 13500 | 1999 | 9999 |  |  | N | Landfill Gas | [13 empty] | 0.18093 | 0.18093 | 0.18093 | 0.18093 | [11 empty] | MM San Diego LLC | 100 | FORTISTAR | 100
biomass | MM San Diego-North City | 55602_G_UNT2 | 55602 | G | UNT2 |  | Landfill Gas |  | WEC_SDGE | California | 6 | San Diego | 73 | 06073 | 0.9 | 13500 | 1999 | 9999 |  |  | N | Landfill Gas | [13 empty] | 0.18093 | 0.18093 | 0.18093 | 0.18093 | [11 empty] | MM San Diego LLC | 100 | FORTISTAR | 100
biomass | MM San Diego-North City | 55602_G_UNT3 | 55602 | G | UNT3 |  | Landfill Gas |  | WEC_SDGE | California | 6 | San Diego | 73 | 06073 | 0.9 | 13500 | 1999 | 9999 |  |  | N | Landfill Gas | [13 empty] | 0.18093 | 0.18093 | 0.18093 | 0.18093 | [11 empty] | MM San Diego LLC | 100 | FORTISTAR | 100
biomass | MM San Diego-North City | 55602_G_UNT4 | 55602 | G | UNT4 |  | Landfill Gas |  | WEC_SDGE | California | 6 | San Diego | 73 | 06073 | 0.9 | 13500 | 1999 | 9999 |  |  | N | Landfill Gas | [13 empty] | 0.18093 | 0.18093 | 0.18093 | 0.18093 | [11 empty] | MM San Diego LLC | 100 | FORTISTAR | 100
onshore wind | Foote Creek I | 55607_G_GEN1 | 55607 | G | GEN1 |  | Onshore Wind |  | WECC_WY | Wyoming | 56 | Carbon | 7 | 56007 | 41.4 | 0 | 1999 | 9999 |  |  | N | Wind | [13 empty] | 0 | 0 | 0 | 0 | [11 empty] | PacifiCorp | 100 | Berkshire Hathaway Inc | 100
natural gas peaker | Watchtower Educational Center | 55619_G_GEN2 | 55619 | G | GEN2 |  | Combustion Turbine | IC Engine | NY_Z_G-I | New York | 36 | Putnam | 79 | 36079 | 0.7 | 13469 | 1993 | 9999 |  |  | N | Distillate Fuel Oil | [13 empty] | 0.51323 | 0.51323 | 0.51323 | 0.51323 | [11 empty] | Watchtower Bible & Tract Society of New York | 100 | Watchtower Bible & Tract Society of New York | 100
natural gas peaker | Watchtower Educational Center | 55619_G_GEN1 | 55619 | G | GEN1 |  | Combustion Turbine | IC Engine | NY_Z_G-I | New York | 36 | Putnam | 79 | 36079 | 0.7 | 11686 | 1996 | 9999 |  |  | N | Natural Gas | [13 empty] | 0.34851 | 0.34851 | 0.34851 | 0.34851 | [11 empty] | Watchtower Bible & Tract Society of New York | 100 | Watchtower Bible & Tract Society of New York | 100
natural gas peaker | Watchtower Educational Center | 55619_G_GEN3 | 55619 | G | GEN3 |  | Combustion Turbine | IC Engine | NY_Z_G-I | New York | 36 | Putnam | 79 | 36079 | 0.7 | 11686 | 2000 | 9999 |  |  | N | Natural Gas | [13 empty] | 0.34851 | 0.34851 | 0.34851 | 0.34851 | [11 empty] | Watchtower Bible & Tract Society of New York | 100 | Watchtower Bible & Tract Society of New York | 100
natural gas peaker | Perryville Power Station | 55620_G_2-CT | 55620 | G | 2-CT | 3331 | Combustion Turbine |  | MIS_LA | Louisiana | 22 | Ouachita | 73 | 22073 | 151.5 | 18700 | 2001 | 9999 |  |  | N | Natural Gas |  |  |  | DLNB | [8 empty] | 5.261 | 0.02814 | 0.02814 | 0.02814 | 0.02814 | [11 empty] | Entergy Louisiana LLC | 100 | Entergy Corp | 100
natural gas combined cycle | Perryville Power Station | 55620_G_CT-1 | 55620 | G | CT-1 | 3329 | Combined Cycle |  | MIS_LA | Louisiana | 22 | Ouachita | 73 | 22073 | 164.7 | 7123 | 2002 | 9999 |  |  | N | Natural Gas |  |  |  | DLNB | SCR | [8 empty] | 0.013657 | 0.013657 | 0.013657 | 0.013657 | [11 empty] | Entergy Louisiana LLC | 100 | Entergy Corp | 100
natural gas combined cycle | Perryville Power Station | 55620_G_CT-2 | 55620 | G | CT-2 | 3330 | Combined Cycle |  | MIS_LA | Louisiana | 22 | Ouachita | 73 | 22073 | 164.7 | 7123 | 2002 | 9999 |  |  | N | Natural Gas |  |  |  | DLNB | SCR | [8 empty] | 0.013657 | 0.013657 | 0.013657 | 0.013657 | [11 empty] | Entergy Louisiana LLC | 100 | Entergy Corp | 100
natural gas combined cycle | Perryville Power Station | 55620_G_ST-1 | 55620 | G | ST-1 | 3329 | Combined Cycle |  | MIS_LA | Louisiana | 22 | Ouachita | 73 | 22073 | 198.8 | 7123 | 2002 | 9999 |  |  | N | Natural Gas |  |  |  | NH3 | SCR | [8 empty] | 0.013657 | 0.013657 | 0.013657 | 0.013657 | [11 empty] | Entergy Louisiana LLC | 100 | Entergy Corp | 100
natural gas peaker | West Valley Generation Project | 55622_G_U3 | 55622 | G | U3 | 8654 | Combustion Turbine |  | WECC_UT | Utah | 49 | Salt Lake | 35 | 49035 | 37 | 10928 | 2001 | 9999 |  |  | N | Natural Gas |  |  |  | H2O | SCR | [7 empty] | 0.85 | 0.02055 | 0.02055 | 0.02055 | 0.02055 | [11 empty] | West Valley Power LLC | 100 | Wayzata Investments Partners | 100
natural gas peaker | West Valley Generation Project | 55622_G_U4 | 55622 | G | U4 | 8656 | Combustion Turbine |  | WECC_UT | Utah | 49 | Salt Lake | 35 | 49035 | 37 | 10928 | 2001 | 9999 |  |  | N | Natural Gas |  |  |  | H2O | SCR | [7 empty] | 0.85 | 0.01821 | 0.01821 | 0.01821 | 0.01821 | [11 empty] | West Valley Power LLC | 100 | Wayzata Investments Partners | 100
natural gas peaker | West Valley Generation Project | 55622_G_U1 | 55622 | G | U1 | 8650 | Combustion Turbine |  | WECC_UT | Utah | 49 | Salt Lake | 35 | 49035 | 37 | 10928 | 2002 | 9999 |  |  | N | Natural Gas |  |  |  | H2O | SCR | [7 empty] | 0.85 | 0.02892 | 0.02892 | 0.02892 | 0.02892 | [11 empty] | West Valley Power LLC | 100 | Wayzata Investments Partners | 100
natural gas peaker | West Valley Generation Project | 55622_G_U2 | 55622 | G | U2 | 8652 | Combustion Turbine |  | WECC_UT | Utah | 49 | Salt Lake | 35 | 49035 | 37 | 10928 | 2002 | 9999 |  |  | N | Natural Gas |  |  |  | H2O | SCR | [7 empty] | 0.85 | 0.01887 | 0.01887 | 0.01887 | 0.01887 | [11 empty] | West Valley Power LLC | 100 | Wayzata Investments Partners | 100
natural gas peaker | West Valley Generation Project | 55622_G_U5 | 55622 | G | U5 | 10041 | Combustion Turbine |  | WECC_UT | Utah | 49 | Salt Lake | 35 | 49035 | 37 | 10928 | 2002 | 9999 |  |  | N | Natural Gas |  |  |  | H2O | SCR | [7 empty] | 0.85 | 0.01941 | 0.01941 | 0.01941 | 0.01941 | [11 empty] | West Valley Power LLC | 100 | Wayzata Investments Partners | 100
natural gas peaker | Creed Energy Center | 55625_G_CT1 | 55625 | G | CT1 | 5005 | Combustion Turbine |  | WEC_CALN | California | 6 | Solano | 95 | 06095 | 45 | 11578 | 2003 | 9999 |  |  | N | Natural Gas |  |  |  | NH3 | SCR | [7 empty] | 0.74 | 0.01815 | 0.01815 | 0.01815 | 0.01815 | [11 empty] | Calpine Corp Yuba City | 100 | Energy Capital Partners | 100
natural gas peaker | Lambie Energy Center | 55626_G_CT1 | 55626 | G | CT1 | 5006 | Combustion Turbine |  | WEC_CALN | California | 6 | Solano | 95 | 06095 | 45 | 11657 | 2003 | 9999 |  |  | N | Natural Gas |  |  |  | NH3 | SCR | [7 empty] | 0.74 | 0.02178 | 0.02178 | 0.02178 | 0.02178 | [11 empty] | Calpine Corp Yuba City | 100 | Energy Capital Partners | 100
natural gas peaker | Goose Haven Energy Center | 55627_G_CT1 | 55627 | G | CT1 | 5007 | Combustion Turbine |  | WEC_CALN | California | 6 | Solano | 95 | 06095 | 45 | 11627 | 2003 | 9999 |  |  | N | Natural Gas |  |  |  | H2O + NH3 | SCR | [7 empty] | 0.74 | 0.02096 | 0.02096 | 0.02096 | 0.02096 | [11 empty] | Goose Haven Energy Center LLC | 100 | Energy Capital Partners | 100
natural gas peaker | University Park North | 55640_G_1 | 55640 | G | 1 | 8660 | Combustion Turbine |  | PJM_COMD | Illinois | 17 | Will | 197 | 17197 | 45 | 10745 | 2002 | 2045 |  |  | N | Natural Gas |  |  |  | H2O | SCR | [7 empty] | 1 | 0.01693 | 0.01693 | 0.01693 | 0.01693 | [11 empty] | LSP University Park LLC | 100 | LS Power Group | 100
natural gas peaker | University Park North | 55640_G_10 | 55640 | G | 10 | 8662 | Combustion Turbine |  | PJM_COMD | Illinois | 17 | Will | 197 | 17197 | 45 | 10745 | 2002 | 2045 |  |  | N | Natural Gas |  |  |  | H2O | SCR | [7 empty] | 1 | 0.01855 | 0.01614 | 0.01855 | 0.01614 | [11 empty] | LSP University Park LLC | 100 | LS Power Group | 100
natural gas peaker | University Park North | 55640_G_11 | 55640 | G | 11 | 8664 | Combustion Turbine |  | PJM_COMD | Illinois | 17 | Will | 197 | 17197 | 45 | 10745 | 2002 | 2045 |  |  | N | Natural Gas |  |  |  | H2O | SCR | [7 empty] | 1 | 0.01546 | 0.01496 | 0.01546 | 0.01496 | [11 empty] | LSP University Park LLC | 100 | LS Power Group | 100
natural gas peaker | University Park North | 55640_G_12 | 55640 | G | 12 | 8666 | Combustion Turbine |  | PJM_COMD | Illinois | 17 | Will | 197 | 17197 | 45 | 10745 | 2002 | 2045 |  |  | N | Natural Gas |  |  |  | H2O | SCR | [7 empty] | 1 | 0.01518 | 0.01406 | 0.01518 | 0.01406 | [11 empty] | LSP University Park LLC | 100 | LS Power Group | 100
natural gas peaker | University Park North | 55640_G_2 | 55640 | G | 2 | 8668 | Combustion Turbine |  | PJM_COMD | Illinois | 17 | Will | 197 | 17197 | 45 | 10745 | 2002 | 2045 |  |  | N | Natural Gas |  |  |  | H2O | SCR | [7 empty] | 1 | 0.01945 | 0.01802 | 0.01945 | 0.01802 | [11 empty] | LSP University Park LLC | 100 | LS Power Group | 100
natural gas peaker | University Park North | 55640_G_3 | 55640 | G | 3 | 8670 | Combustion Turbine |  | PJM_COMD | Illinois | 17 | Will | 197 | 17197 | 45 | 10745 | 2002 | 2045 |  |  | N | Natural Gas |  |  |  | H2O | SCR | [7 empty] | 1 | 0.01846 | 0.01767 | 0.01846 | 0.01767 | [11 empty] | LSP University Park LLC | 100 | LS Power Group | 100
natural gas peaker | University Park North | 55640_G_4 | 55640 | G | 4 | 8672 | Combustion Turbine |  | PJM_COMD | Illinois | 17 | Will | 197 | 17197 | 45 | 10745 | 2002 | 2045 |  |  | N | Natural Gas |  |  |  | H2O | SCR | [7 empty] | 1 | 0.01622 | 0.01476 | 0.01622 | 0.01476 | [11 empty] | LSP University Park LLC | 100 | LS Power Group | 100
natural gas peaker | University Park North | 55640_G_5 | 55640 | G | 5 | 8674 | Combustion Turbine |  | PJM_COMD | Illinois | 17 | Will | 197 | 17197 | 45 | 10745 | 2002 | 2045 |  |  | N | Natural Gas |  |  |  | H2O | SCR | [7 empty] | 1 | 0.01492 | 0.01392 | 0.01492 | 0.01392 | [11 empty] | LSP University Park LLC | 100 | LS Power Group | 100
natural gas peaker | University Park North | 55640_G_6 | 55640 | G | 6 | 8676 | Combustion Turbine |  | PJM_COMD | Illinois | 17 | Will | 197 | 17197 | 45 | 10745 | 2002 | 2045 |  |  | N | Natural Gas |  |  |  | H2O | SCR | [7 empty] | 1 | 0.01822 | 0.01743 | 0.01822 | 0.01743 | [11 empty] | LSP University Park LLC | 100 | LS Power Group | 100
natural gas peaker | University Park North | 55640_G_7 | 55640 | G | 7 | 8678 | Combustion Turbine |  | PJM_COMD | Illinois | 17 | Will | 197 | 17197 | 45 | 10745 | 2002 | 2045 |  |  | N | Natural Gas |  |  |  | H2O | SCR | [7 empty] | 1 | 0.02244 | 0.02183 | 0.02244 | 0.02183 | [11 empty] | LSP University Park LLC | 100 | LS Power Group | 100
natural gas peaker | University Park North | 55640_G_8 | 55640 | G | 8 | 8680 | Combustion Turbine |  | PJM_COMD | Illinois | 17 | Will | 197 | 17197 | 45 | 10745 | 2002 | 2045 |  |  | N | Natural Gas |  |  |  | H2O | SCR | [7 empty] | 1 | 0.02211 | 0.02112 | 0.02211 | 0.02112 | [11 empty] | LSP University Park LLC | 100 | LS Power Group | 100
natural gas peaker | University Park North | 55640_G_9 | 55640 | G | 9 | 8682 | Combustion Turbine |  | PJM_COMD | Illinois | 17 | Will | 197 | 17197 | 45 | 10745 | 2002 | 2045 |  |  | N | Natural Gas |  |  |  | H2O | SCR | [7 empty] | 1 | 0.01864 | 0.01723 | 0.01864 | 0.01723 | [11 empty] | LSP University Park LLC | 100 | LS Power Group | 100
natural gas combined cycle | Riverside Energy Center | 55641_G_CTG1 | 55641 | G | CTG1 | 8684 | Combined Cycle |  | MIS_WUMS | Wisconsin | 55 | Rock | 105 | 55105 | 157.5 | 7231 | 2004 | 9999 |  |  | N | Natural Gas |  |  |  | DLNB | SCR | [8 empty] | 0.0052599 | 0.0052599 | 0.0052599 | 0.0052599 | [11 empty] | Riverside Energy Center LLC | 100 | Alliant Energy Corp | 100
natural gas combined cycle | Riverside Energy Center | 55641_G_CTG2 | 55641 | G | CTG2 | 8686 | Combined Cycle |  | MIS_WUMS | Wisconsin | 55 | Rock | 105 | 55105 | 153.4 | 7231 | 2004 | 9999 |  |  | N | Natural Gas |  |  |  | DLNB | SCR | [8 empty] | 0.0052599 | 0.0052599 | 0.0052599 | 0.0052599 | [11 empty] | Riverside Energy Center LLC | 100 | Alliant Energy Corp | 100
natural gas combined cycle | Riverside Energy Center | 55641_G_STG1 | 55641 | G | STG1 | 8684 | Combined Cycle |  | MIS_WUMS | Wisconsin | 55 | Rock | 105 | 55105 | 261.8 | 7231 | 2004 | 9999 |  |  | N | Natural Gas |  |  |  | LNB | SCR | [8 empty] | 0.0052599 | 0.0052599 | 0.0052599 | 0.0052599 | [11 empty] | Riverside Energy Center LLC | 100 | Alliant Energy Corp | 100
natural gas peaker | Blue Spruce Energy Center | 55645_G_CT01 | 55645 | G | CT01 | 8706 | Combustion Turbine |  | WECC_CO | Colorado | 8 | Adams | 1 | 08001 | 130 | 11686 | 2003 | 9999 |  |  | N | Natural Gas, Distillate Fuel Oil |  |  |  | DLNB + H2O | [8 empty] | 0.06 | 0.03062 | 0.03062 | 0.03062 | 0.03062 | [11 empty] | Public Service Co of Colorado | 100 | Xcel Energy Inc | 100
natural gas peaker | Blue Spruce Energy Center | 55645_G_CT02 | 55645 | G | CT02 | 8708 | Combustion Turbine |  | WECC_CO | Colorado | 8 | Adams | 1 | 08001 | 134 | 11686 | 2003 | 9999 |  |  | N | Natural Gas, Distillate Fuel Oil |  |  |  | DLNB + H2O | [8 empty] | 0.06 | 0.03491 | 0.03491 | 0.03491 | 0.03491 | [11 empty] | Public Service Co of Colorado | 100 | Xcel Energy Inc | 100
natural gas peaker | Plains End | 55650_G_GE10 | 55650 | G | GE10 |  | Combustion Turbine | IC Engine | WECC_CO | Colorado | 8 | Jefferson | 59 | 08059 | 5.7 | 10745 | 2002 | 9999 |  |  | N | Natural Gas | [12 empty] | 1.2 | 0.009 | 0.009 | 0.009 | 0.009 | [11 empty] | Plains End LLC | 100 | Ares Management LP | 100
natural gas peaker | Plains End | 55650_G_GE11 | 55650 | G | GE11 |  | Combustion Turbine | IC Engine | WECC_CO | Colorado | 8 | Jefferson | 59 | 08059 | 5.7 | 10745 | 2002 | 9999 |  |  | N | Natural Gas | [12 empty] | 1.2 | 0.009 | 0.009 | 0.009 | 0.009 | [11 empty] | Plains End LLC | 100 | Ares Management LP | 100
natural gas peaker | Plains End | 55650_G_GE12 | 55650 | G | GE12 |  | Combustion Turbine | IC Engine | WECC_CO | Colorado | 8 | Jefferson | 59 | 08059 | 5.7 | 10745 | 2002 | 9999 |  |  | N | Natural Gas | [12 empty] | 1.2 | 0.009 | 0.009 | 0.009 | 0.009 | [11 empty] | Plains End LLC | 100 | Ares Management LP | 100
natural gas peaker | Plains End | 55650_G_GE13 | 55650 | G | GE13 |  | Combustion Turbine | IC Engine | WECC_CO | Colorado | 8 | Jefferson | 59 | 08059 | 5.7 | 10745 | 2002 | 9999 |  |  | N | Natural Gas | [12 empty] | 1.2 | 0.009 | 0.009 | 0.009 | 0.009 | [11 empty] | Plains End LLC | 100 | Ares Management LP | 100
natural gas peaker | Plains End | 55650_G_GE14 | 55650 | G | GE14 |  | Combustion Turbine | IC Engine | WECC_CO | Colorado | 8 | Jefferson | 59 | 08059 | 5.7 | 10745 | 2002 | 9999 |  |  | N | Natural Gas | [12 empty] | 1.2 | 0.009 | 0.009 | 0.009 | 0.009 | [11 empty] | Plains End LLC | 100 | Ares Management LP | 100
natural gas peaker | Plains End | 55650_G_GE15 | 55650 | G | GE15 |  | Combustion Turbine | IC Engine | WECC_CO | Colorado | 8 | Jefferson | 59 | 08059 | 5.7 | 10745 | 2002 | 9999 |  |  | N | Natural Gas | [12 empty] | 1.2 | 0.009 | 0.009 | 0.009 | 0.009 | [11 empty] | Plains End LLC | 100 | Ares Management LP | 100
natural gas peaker | Plains End | 55650_G_GE16 | 55650 | G | GE16 |  | Combustion Turbine | IC Engine | WECC_CO | Colorado | 8 | Jefferson | 59 | 08059 | 5.7 | 10745 | 2002 | 9999 |  |  | N | Natural Gas | [12 empty] | 1.2 | 0.009 | 0.009 | 0.009 | 0.009 | [11 empty] | Plains End LLC | 100 | Ares Management LP | 100
natural gas peaker | Plains End | 55650_G_GE17 | 55650 | G | GE17 |  | Combustion Turbine | IC Engine | WECC_CO | Colorado | 8 | Jefferson | 59 | 08059 | 5.7 | 10745 | 2002 | 9999 |  |  | N | Natural Gas | [12 empty] | 1.2 | 0.009 | 0.009 | 0.009 | 0.009 | [11 empty] | Plains End LLC | 100 | Ares Management LP | 100
natural gas peaker | Plains End | 55650_G_GE18 | 55650 | G | GE18 |  | Combustion Turbine | IC Engine | WECC_CO | Colorado | 8 | Jefferson | 59 | 08059 | 5.7 | 10745 | 2002 | 9999 |  |  | N | Natural Gas | [12 empty] | 1.2 | 0.009 | 0.009 | 0.009 | 0.009 | [11 empty] | Plains End LLC | 100 | Ares Management LP | 100
natural gas peaker | Plains End | 55650_G_GE19 | 55650 | G | GE19 |  | Combustion Turbine | IC Engine | WECC_CO | Colorado | 8 | Jefferson | 59 | 08059 | 5.7 | 10745 | 2002 | 9999 |  |  | N | Natural Gas | [12 empty] | 1.2 | 0.009 | 0.009 | 0.009 | 0.009 | [11 empty] | Plains End LLC | 100 | Ares Management LP | 100
natural gas peaker | Plains End | 55650_G_GE20 | 55650 | G | GE20 |  | Combustion Turbine | IC Engine | WECC_CO | Colorado | 8 | Jefferson | 59 | 08059 | 5.7 | 10745 | 2002 | 9999 |  |  | N | Natural Gas | [12 empty] | 1.2 | 0.009 | 0.009 | 0.009 | 0.009 | [11 empty] | Plains End LLC | 100 | Ares Management LP | 100
natural gas peaker | Plains End | 55650_G_GEN1 | 55650 | G | GEN1 |  | Combustion Turbine | IC Engine | WECC_CO | Colorado | 8 | Jefferson | 59 | 08059 | 5.7 | 10745 | 2002 | 9999 |  |  | N | Natural Gas | [12 empty] | 1.2 | 0.009 | 0.009 | 0.009 | 0.009 | [11 empty] | Plains End LLC | 100 | Ares Management LP | 100
natural gas peaker | Plains End | 55650_G_GEN2 | 55650 | G | GEN2 |  | Combustion Turbine | IC Engine | WECC_CO | Colorado | 8 | Jefferson | 59 | 08059 | 5.7 | 10745 | 2002 | 9999 |  |  | N | Natural Gas | [12 empty] | 1.2 | 0.009 | 0.009 | 0.009 | 0.009 | [11 empty] | Plains End LLC | 100 | Ares Management LP | 100
natural gas peaker | Plains End | 55650_G_GEN3 | 55650 | G | GEN3 |  | Combustion Turbine | IC Engine | WECC_CO | Colorado | 8 | Jefferson | 59 | 08059 | 5.7 | 10745 | 2002 | 9999 |  |  | N | Natural Gas | [12 empty] | 1.2 | 0.009 | 0.009 | 0.009 | 0.009 | [11 empty] | Plains End LLC | 100 | Ares Management LP | 100
natural gas peaker | Plains End | 55650_G_GEN4 | 55650 | G | GEN4 |  | Combustion Turbine | IC Engine | WECC_CO | Colorado | 8 | Jefferson | 59 | 08059 | 5.7 | 10745 | 2002 | 9999 |  |  | N | Natural Gas | [12 empty] | 1.2 | 0.009 | 0.009 | 0.009 | 0.009 | [11 empty] | Plains End LLC | 100 | Ares Management LP | 100
natural gas peaker | Plains End | 55650_G_GEN5 | 55650 | G | GEN5 |  | Combustion Turbine | IC Engine | WECC_CO | Colorado | 8 | Jefferson | 59 | 08059 | 5.7 | 10745 | 2002 | 9999 |  |  | N | Natural Gas | [12 empty] | 1.2 | 0.009 | 0.009 | 0.009 | 0.009 | [11 empty] | Plains End LLC | 100 | Ares Management LP | 100
natural gas peaker | Plains End | 55650_G_GEN6 | 55650 | G | GEN6 |  | Combustion Turbine | IC Engine | WECC_CO | Colorado | 8 | Jefferson | 59 | 08059 | 5.7 | 10745 | 2002 | 9999 |  |  | N | Natural Gas | [12 empty] | 1.2 | 0.009 | 0.009 | 0.009 | 0.009 | [11 empty] | Plains End LLC | 100 | Ares Management LP | 100
natural gas peaker | Plains End | 55650_G_GEN7 | 55650 | G | GEN7 |  | Combustion Turbine | IC Engine | WECC_CO | Colorado | 8 | Jefferson | 59 | 08059 | 5.7 | 10745 | 2002 | 9999 |  |  | N | Natural Gas | [12 empty] | 1.2 | 0.009 | 0.009 | 0.009 | 0.009 | [11 empty] | Plains End LLC | 100 | Ares Management LP | 100
natural gas peaker | Plains End | 55650_G_GEN8 | 55650 | G | GEN8 |  | Combustion Turbine | IC Engine | WECC_CO | Colorado | 8 | Jefferson | 59 | 08059 | 5.7 | 10745 | 2002 | 9999 |  |  | N | Natural Gas | [12 empty] | 1.2 | 0.009 | 0.009 | 0.009 | 0.009 | [11 empty] | Plains End LLC | 100 | Ares Management LP | 100
natural gas peaker | Plains End | 55650_G_GEN9 | 55650 | G | GEN9 |  | Combustion Turbine | IC Engine | WECC_CO | Colorado | 8 | Jefferson | 59 | 08059 | 5.7 | 10745 | 2002 | 9999 |  |  | N | Natural Gas | [12 empty] | 1.2 | 0.009 | 0.009 | 0.009 | 0.009 | [11 empty] | Plains End LLC | 100 | Ares Management LP | 100
natural gas peaker | Spring Creek Energy Center | 55651_G_CT01 | 55651 | G | CT01 | 5035 | Combustion Turbine |  | SPP_N | Oklahoma | 40 | Logan | 83 | 40083 | 69 | 12596 | 2001 | 9999 |  |  | N | Natural Gas |  |  |  | DLNB | [8 empty] | 0.8 | 0.023 | 0.023 | 0.023 | 0.023 | [11 empty] | Evergy Kansas Central Inc | 100 | Evergy Inc | 100
natural gas peaker | Spring Creek Energy Center | 55651_G_CT02 | 55651 | G | CT02 | 5036 | Combustion Turbine |  | SPP_N | Oklahoma | 40 | Logan | 83 | 40083 | 69 | 12596 | 2001 | 9999 |  |  | N | Natural Gas |  |  |  | DLNB | [8 empty] | 0.8 | 0.018 | 0.018 | 0.018 | 0.018 | [11 empty] | Evergy Kansas Central Inc | 100 | Evergy Inc | 100
natural gas peaker | Spring Creek Energy Center | 55651_G_CT03 | 55651 | G | CT03 | 5037 | Combustion Turbine |  | SPP_N | Oklahoma | 40 | Logan | 83 | 40083 | 67 | 12597 | 2001 | 9999 |  |  | N | Natural Gas |  |  |  | DLNB | [8 empty] | 0.8 | 0.02501 | 0.02501 | 0.02501 | 0.02501 | [11 empty] | Evergy Kansas Central Inc | 100 | Evergy Inc | 100
natural gas peaker | Spring Creek Energy Center | 55651_G_CT04 | 55651 | G | CT04 | 5038 | Combustion Turbine |  | SPP_N | Oklahoma | 40 | Logan | 83 | 40083 | 68 | 12597 | 2001 | 9999 |  |  | N | Natural Gas |  |  |  | DLNB | [8 empty] | 0.8 | 0.02 | 0.02 | 0.02 | 0.02 | [11 empty] | Evergy Kansas Central Inc | 100 | Evergy Inc | 100
natural gas peaker | Chambersburg | 55654_G_UN12 | 55654 | G | UN12 | 8766 | Combustion Turbine |  | PJM_AP | Pennsylvania | 42 | Franklin | 55 | 42055 | 44 | 10745 | 2001 | 9999 |  |  | N | Natural Gas |  |  |  | H2O | [8 empty] | 0.006 | 0.07896 | 0.07896 | 0.07896 | 0.07896 | [11 empty] | Chambersburg Energy LLC | 100 | LS Power Group | 100
natural gas peaker | Chambersburg | 55654_G_UN13 | 55654 | G | UN13 | 8768 | Combustion Turbine |  | PJM_AP | Pennsylvania | 42 | Franklin | 55 | 42055 | 44 | 10745 | 2001 | 9999 |  |  | N | Natural Gas |  |  |  | H2O | [8 empty] | 0.006 | 0.07755 | 0.07755 | 0.07755 | 0.07755 | [11 empty] | Chambersburg Energy LLC | 100 | LS Power Group | 100
natural gas combined cycle | Pastoria Energy Facility, LLC | 55656_G_CT01 | 55656 | G | CT01 | 8770 | Combined Cycle |  | WECC_SCE | California | 6 | Kern | 29 | 06029 | 175 | 7071 | 2005 | 9999 |  |  | N | Natural Gas |  |  |  | DLNB | SCR | [8 empty] | 0.0069934 | 0.0069934 | 0.0069934 | 0.0069934 | [11 empty] | Calpine Corp | 100 | Energy Capital Partners | 100
natural gas combined cycle | Pastoria Energy Facility, LLC | 55656_G_CT02 | 55656 | G | CT02 | 8772 | Combined Cycle |  | WECC_SCE | California | 6 | Kern | 29 | 06029 | 173 | 7071 | 2005 | 9999 |  |  | N | Natural Gas |  |  |  | DLNB | SCR | [8 empty] | 0.0069934 | 0.0069934 | 0.0069934 | 0.0069934 | [11 empty] | Calpine Corp | 100 | Energy Capital Partners | 100
natural gas combined cycle | Pastoria Energy Facility, LLC | 55656_G_CT04 | 55656 | G | CT04 | 8774 | Combined Cycle |  | WECC_SCE | California | 6 | Kern | 29 | 06029 | 156 | 7071 | 2005 | 9999 |  |  | N | Natural Gas |  |  |  | DLNB | SCR | [8 empty] | 0.0064238 | 0.0064238 | 0.0064238 | 0.0064238 | [11 empty] | Calpine Corp | 100 | Energy Capital Partners | 100
natural gas combined cycle | Pastoria Energy Facility, LLC | 55656_G_ST03 | 55656 | G | ST03 | 8770 | Combined Cycle |  | WECC_SCE | California | 6 | Kern | 29 | 06029 | 174 | 7071 | 2005 | 9999 |  |  | N | Natural Gas |  |  |  | DLNB | SCR | [8 empty] | 0.0069934 | 0.0069934 | 0.0069934 | 0.0069934 | [11 empty] | Calpine Corp | 100 | Energy Capital Partners | 100
natural gas combined cycle | Pastoria Energy Facility, LLC | 55656_G_ST05 | 55656 | G | ST05 | 8774 | Combined Cycle |  | WECC_SCE | California | 6 | Kern | 29 | 06029 | 87 | 7071 | 2005 | 9999 |  |  | N | Natural Gas |  |  |  | DLNB | SCR | [8 empty] | 0.0064238 | 0.0064238 | 0.0064238 | 0.0064238 | [11 empty] | Calpine Corp | 100 | Energy Capital Partners | 100
natural gas combined cycle | Essential Power Newington LLC | 55661_G_GT-1 | 55661 | G | GT-1 | 9222 | Combined Cycle |  | NENGREST | New Hampshire | 33 | Rockingham | 15 | 33015 | 176 | 7529 | 2002 | 9999 |  |  | N | Natural Gas, Distillate Fuel Oil |  |  |  | DLNB + H2O + NH3 | SCR | [7 empty] | 0.002 | 0.012136 | 0.012136 | 0.012136 | 0.012136 | [11 empty] | EP Newington Energy LLC | 100 | Essential Power LLC | 100
natural gas combined cycle | Essential Power Newington LLC | 55661_G_GT-2 | 55661 | G | GT-2 | 9223 | Combined Cycle |  | NENGREST | New Hampshire | 33 | Rockingham | 15 | 33015 | 176 | 7529 | 2002 | 9999 |  |  | N | Natural Gas, Distillate Fuel Oil |  |  |  | DLNB + H2O + NH3 | SCR | [7 empty] | 0.002 | 0.012136 | 0.012136 | 0.012136 | 0.012136 | [11 empty] | EP Newington Energy LLC | 100 | Essential Power LLC | 100
natural gas combined cycle | Essential Power Newington LLC | 55661_G_ST | 55661 | G | ST | 9222 | Combined Cycle |  | NENGREST | New Hampshire | 33 | Rockingham | 15 | 33015 | 228 | 7529 | 2002 | 9999 |  |  | N | Natural Gas, Distillate Fuel Oil |  |  |  | LNB + NH3 | SCR | [7 empty] | 0.002 | 0.012136 | 0.012136 | 0.012136 | 0.012136 | [11 empty] | EP Newington Energy LLC | 100 | Essential Power LLC | 100
natural gas combined cycle | Chehalis Generating Facility | 55662_G_CA | 55662 | G | CA | 8780 | Combined Cycle |  | WECC_PNW | Washington | 53 | Lewis | 41 | 53041 | 157 | 7630 | 2003 | 9999 |  |  | N | Natural Gas |  |  |  | DLNB + H2O | SCR | [8 empty] | 0.0097227 | 0.0097227 | 0.0097227 | 0.0097227 | [11 empty] | PacifiCorp | 100 | Berkshire Hathaway Inc | 100
natural gas combined cycle | Chehalis Generating Facility | 55662_G_CT1 | 55662 | G | CT1 | 8780 | Combined Cycle |  | WECC_PNW | Washington | 53 | Lewis | 41 | 53041 | 160 | 7630 | 2003 | 9999 |  |  | N | Natural Gas |  |  |  | DLNB + H2O | SCR | [8 empty] | 0.0097227 | 0.0097227 | 0.0097227 | 0.0097227 | [11 empty] | PacifiCorp | 100 | Berkshire Hathaway Inc | 100
natural gas combined cycle | Chehalis Generating Facility | 55662_G_CT2 | 55662 | G | CT2 | 8782 | Combined Cycle |  | WECC_PNW | Washington | 53 | Lewis | 41 | 53041 | 160 | 7630 | 2003 | 9999 |  |  | N | Natural Gas |  |  |  | DLNB + H2O | SCR | [8 empty] | 0.0097227 | 0.0097227 | 0.0097227 | 0.0097227 | [11 empty] | PacifiCorp | 100 | Berkshire Hathaway Inc | 100
natural gas combined cycle | Harrison County Power Project | 55664_G_GT-1 | 55664 | G | GT-1 | 8788 | Combined Cycle |  | SPP_WEST | Texas | 48 | Harrison | 203 | 48203 | 144.5 | 7344 | 2003 | 9999 |  |  | N | Natural Gas |  |  |  | DLNB | SCR | [8 empty] | 0.015335 | 0.015335 | 0.015335 | 0.015335 | [11 empty] | Northeast Texas Electric Coop Inc | 55 | Northeast Texas Electric Coop Inc | 55
natural gas combined cycle | Harrison County Power Project | 55664_G_GT-2 | 55664 | G | GT-2 | 8790 | Combined Cycle |  | SPP_WEST | Texas | 48 | Harrison | 203 | 48203 | 144.5 | 7344 | 2003 | 9999 |  |  | N | Natural Gas |  |  |  | DLNB | SCR | [8 empty] | 0.015335 | 0.015335 | 0.015335 | 0.015335 | [11 empty] | Northeast Texas Electric Coop Inc | 55 | Northeast Texas Electric Coop Inc | 55
natural gas combined cycle | Harrison County Power Project | 55664_G_ST-1 | 55664 | G | ST-1 | 8788 | Combined Cycle |  | SPP_WEST | Texas | 48 | Harrison | 203 | 48203 | 225.4 | 7344 | 2003 | 9999 |  |  | N | Natural Gas |  |  |  | DLNB | SCR | [8 empty] | 0.015335 | 0.015335 | 0.015335 | 0.015335 | [11 empty] | Northeast Texas Electric Coop Inc | 55 | Northeast Texas Electric Coop Inc | 55
natural gas combined cycle | Lower Mount Bethel Energy | 55667_G_G1 | 55667 | G | G1 | 8800 | Combined Cycle |  | PJM_WMAC | Pennsylvania | 42 | Northampton | 95 | 42095 | 188.6 | 7339 | 2004 | 9999 |  |  | N | Natural Gas |  |  |  | DLNB | SCR | [7 empty] | 0.003 | 0.0092886 | 0.0092886 | 0.0092886 | 0.0092886 | [11 empty] | LMBE Project Co LLC | 100 | Riverstone Holdings LLC | 100
natural gas combined cycle | Lower Mount Bethel Energy | 55667_G_G2 | 55667 | G | G2 | 8802 | Combined Cycle |  | PJM_WMAC | Pennsylvania | 42 | Northampton | 95 | 42095 | 188.6 | 7339 | 2004 | 9999 |  |  | N | Natural Gas |  |  |  | DLNB | SCR | [7 empty] | 0.003 | 0.0092886 | 0.0092886 | 0.0092886 | 0.0092886 | [11 empty] | LMBE Project Co LLC | 100 | Riverstone Holdings LLC | 100
natural gas combined cycle | Lower Mount Bethel Energy | 55667_G_G3 | 55667 | G | G3 | 8800 | Combined Cycle |  | PJM_WMAC | Pennsylvania | 42 | Northampton | 95 | 42095 | 216.8 | 7339 | 2004 | 9999 |  |  | N | Natural Gas |  |  |  | DLNB | SCR | [7 empty] | 0.003 | 0.0092886 | 0.0092886 | 0.0092886 | 0.0092886 | [11 empty] | LMBE Project Co LLC | 100 | Riverstone Holdings LLC | 100
natural gas peaker | AL Sandersville LLC | 55672_G_CT1 | 55672 | G | CT1 | 8836 | Combustion Turbine |  | S_SOU | Georgia | 13 | Washington | 303 | 13303 | 72.1 | 11699 | 2002 | 9999 |  |  | N | Natural Gas |  |  |  | DLNB | [8 empty] | 0.052 | 0.02708 | 0.02708 | 0.02708 | 0.02708 | [11 empty] | AL Sandersville LLC | 100 | ArcLight Capital Partners LLC | 100
natural gas peaker | AL Sandersville LLC | 55672_G_CT2 | 55672 | G | CT2 | 8838 | Combustion Turbine |  | S_SOU | Georgia | 13 | Washington | 303 | 13303 | 72.1 | 11698 | 2002 | 9999 |  |  | N | Natural Gas |  |  |  | DLNB | [8 empty] | 0.052 | 0.02995 | 0.02995 | 0.02995 | 0.02995 | [11 empty] | AL Sandersville LLC | 100 | ArcLight Capital Partners LLC | 100
natural gas peaker | AL Sandersville LLC | 55672_G_CT3 | 55672 | G | CT3 | 8840 | Combustion Turbine |  | S_SOU | Georgia | 13 | Washington | 303 | 13303 | 72 | 11698 | 2002 | 9999 |  |  | N | Natural Gas |  |  |  | DLNB | [8 empty] | 0.052 | 0.02196 | 0.02196 | 0.02196 | 0.02196 | [11 empty] | AL Sandersville LLC | 100 | ArcLight Capital Partners LLC | 100
natural gas peaker | AL Sandersville LLC | 55672_G_CT4 | 55672 | G | CT4 | 8842 | Combustion Turbine |  | S_SOU | Georgia | 13 | Washington | 303 | 13303 | 72 | 11698 | 2002 | 9999 |  |  | N | Natural Gas |  |  |  | DLNB | [8 empty] | 0.052 | 0.02417 | 0.02417 | 0.02417 | 0.02417 | [11 empty] | AL Sandersville LLC | 100 | ArcLight Capital Partners LLC | 100
natural gas peaker | AL Sandersville LLC | 55672_G_CT5 | 55672 | G | CT5 | 8844 | Combustion Turbine |  | S_SOU | Georgia | 13 | Washington | 303 | 13303 | 72.1 | 11698 | 2002 | 9999 |  |  | N | Natural Gas |  |  |  | DLNB | [8 empty] | 0.052 | 0.02118 | 0.02118 | 0.02118 | 0.02118 | [11 empty] | AL Sandersville LLC | 100 | ArcLight Capital Partners LLC | 100
natural gas peaker | AL Sandersville LLC | 55672_G_CT6 | 55672 | G | CT6 | 8846 | Combustion Turbine |  | S_SOU | Georgia | 13 | Washington | 303 | 13303 | 72.1 | 11698 | 2002 | 9999 |  |  | N | Natural Gas |  |  |  | DLNB | [8 empty] | 0.052 | 0.02479 | 0.02479 | 0.02479 | 0.02479 | [11 empty] | AL Sandersville LLC | 100 | ArcLight Capital Partners LLC | 100
natural gas peaker | AL Sandersville LLC | 55672_G_CT7 | 55672 | G | CT7 | 8848 | Combustion Turbine |  | S_SOU | Georgia | 13 | Washington | 303 | 13303 | 72 | 11698 | 2002 | 9999 |  |  | N | Natural Gas |  |  |  | DLNB | [8 empty] | 0.052 | 0.02401 | 0.02401 | 0.02401 | 0.02401 | [11 empty] | AL Sandersville LLC | 100 | ArcLight Capital Partners LLC | 100
natural gas peaker | AL Sandersville LLC | 55672_G_CT8 | 55672 | G | CT8 | 8850 | Combustion Turbine |  | S_SOU | Georgia | 13 | Washington | 303 | 13303 | 72 | 11698 | 2002 | 9999 |  |  | N | Natural Gas |  |  |  | DLNB | [8 empty] | 0.052 | 0.02783 | 0.02783 | 0.02783 | 0.02783 | [11 empty] | AL Sandersville LLC | 100 | ArcLight Capital Partners LLC | 100
hydro | Flambeau Crowley Rapids Project | 55684_G_GEN1 | 55684 | G | GEN1 |  | Hydro |  | MIS_MNWI | Wisconsin | 55 | Price | 99 | 55099 | 1 | 0 | 1930 | 9999 |  |  | N | Hydro | [13 empty] | 0 | 0 | 0 | 0 | [11 empty] | Flambeau Hydro LLC | 100 | Renewable World Energies LLC | 100
hydro | Flambeau Crowley Rapids Project | 55684_G_GEN2 | 55684 | G | GEN2 |  | Hydro |  | MIS_MNWI | Wisconsin | 55 | Price | 99 | 55099 | 0.5 | 0 | 1930 | 9999 |  |  | N | Hydro | [13 empty] | 0 | 0 | 0 | 0 | [11 empty] | Flambeau Hydro LLC | 100 | Renewable World Energies LLC | 100
hydro | Flambeau Lower Project | 55685_G_GEN1 | 55685 | G | GEN1 |  | Hydro |  | MIS_MNWI | Wisconsin | 55 | Price | 99 | 55099 | 0.4 | 0 | 1923 | 9999 |  |  | N | Hydro | [13 empty] | 0 | 0 | 0 | 0 | [11 empty] | Flambeau Hydro LLC | 100 | Renewable World Energies LLC | 100
hydro | Flambeau Lower Project | 55685_G_GEN2 | 55685 | G | GEN2 |  | Hydro |  | MIS_MNWI | Wisconsin | 55 | Price | 99 | 55099 | 0.4 | 0 | 1923 | 9999 |  |  | N | Hydro | [13 empty] | 0 | 0 | 0 | 0 | [11 empty] | Flambeau Hydro LLC | 100 | Renewable World Energies LLC | 100
hydro | Flambeau Lower Project | 55685_G_GEN3 | 55685 | G | GEN3 |  | Hydro |  | MIS_MNWI | Wisconsin | 55 | Price | 99 | 55099 | 0.4 | 0 | 1923 | 9999 |  |  | N | Hydro | [13 empty] | 0 | 0 | 0 | 0 | [11 empty] | Flambeau Hydro LLC | 100 | Renewable World Energies LLC | 100
natural gas combined cycle | Higgins Generating Station | 55687_G_A01 | 55687 | G | A01 | 10238 | Combined Cycle |  | WECC_SNV | Nevada | 32 | Clark | 3 | 32003 | 157 | 7501 | 2004 | 9999 |  |  | N | Natural Gas |  |  |  |  | SCR | [8 empty] | 0.009805 | 0.009805 | 0.009805 | 0.009805 | [11 empty] | Nevada Power Co | 100 | Berkshire Hathaway Inc | 100
natural gas combined cycle | Higgins Generating Station | 55687_G_A02 | 55687 | G | A02 | 10239 | Combined Cycle |  | WECC_SNV | Nevada | 32 | Clark | 3 | 32003 | 157 | 7501 | 2004 | 9999 |  |  | N | Natural Gas |  |  |  |  | SCR | [8 empty] | 0.009805 | 0.009805 | 0.009805 | 0.009805 | [11 empty] | Nevada Power Co | 100 | Berkshire Hathaway Inc | 100
natural gas combined cycle | Higgins Generating Station | 55687_G_ST1 | 55687 | G | ST1 | 10238 | Combined Cycle |  | WECC_SNV | Nevada | 32 | Clark | 3 | 32003 | 236 | 7501 | 2004 | 9999 |  |  | N | Natural Gas |  |  |  | NH3 | SCR | [8 empty] | 0.009805 | 0.009805 | 0.009805 | 0.009805 | [11 empty] | Nevada Power Co | 100 | Berkshire Hathaway Inc | 100
natural gas combined cycle | Bethlehem Power Plant | 55690_G_CTG1 | 55690 | G | CTG1 | 8894 | Combined Cycle |  | PJM_WMAC | Pennsylvania | 42 | Northampton | 95 | 42095 | 118 | 8107 | 2002 | 9999 |  |  | N | Natural Gas, Distillate Fuel Oil |  |  |  | H2O + OFA | SCR | [8 empty] | 0.005383 | 0.005383 | 0.005383 | 0.005383 | [11 empty] | Calpine Bethlehem LLC | 100 | Energy Capital Partners | 100
natural gas combined cycle | Bethlehem Power Plant | 55690_G_CTG2 | 55690 | G | CTG2 | 8896 | Combined Cycle |  | PJM_WMAC | Pennsylvania | 42 | Northampton | 95 | 42095 | 127 | 8107 | 2002 | 9999 |  |  | N | Natural Gas, Distillate Fuel Oil |  |  |  | H2O + OFA | SCR | [8 empty] | 0.005383 | 0.005383 | 0.005383 | 0.005383 | [11 empty] | Calpine Bethlehem LLC | 100 | Energy Capital Partners | 100
natural gas combined cycle | Bethlehem Power Plant | 55690_G_CTG3 | 55690 | G | CTG3 | 8898 | Combined Cycle |  | PJM_WMAC | Pennsylvania | 42 | Northampton | 95 | 42095 | 127 | 8107 | 2002 | 9999 |  |  | N | Natural Gas, Distillate Fuel Oil |  |  |  | H2O + OFA | SCR | [8 empty] | 0.005383 | 0.005383 | 0.005383 | 0.005383 | [11 empty] | Calpine Bethlehem LLC | 100 | Energy Capital Partners | 100
natural gas combined cycle | Bethlehem Power Plant | 55690_G_CTG5 | 55690 | G | CTG5 | 8902 | Combined Cycle |  | PJM_WMAC | Pennsylvania | 42 | Northampton | 95 | 42095 | 118 | 8107 | 2003 | 9999 |  |  | N | Natural Gas, Distillate Fuel Oil |  |  |  | H2O + OFA | SCR | [8 empty] | 0.0055227 | 0.0055227 | 0.0055227 | 0.0055227 | [11 empty] | Calpine Bethlehem LLC | 100 | Energy Capital Partners | 100
natural gas combined cycle | Bethlehem Power Plant | 55690_G_CTG6 | 55690 | G | CTG6 | 8904 | Combined Cycle |  | PJM_WMAC | Pennsylvania | 42 | Northampton | 95 | 42095 | 127 | 8107 | 2003 | 9999 |  |  | N | Natural Gas, Distillate Fuel Oil |  |  |  | H2O + OFA | SCR | [8 empty] | 0.0055227 | 0.0055227 | 0.0055227 | 0.0055227 | [11 empty] | Calpine Bethlehem LLC | 100 | Energy Capital Partners | 100
natural gas combined cycle | Bethlehem Power Plant | 55690_G_CTG7 | 55690 | G | CTG7 | 8906 | Combined Cycle |  | PJM_WMAC | Pennsylvania | 42 | Northampton | 95 | 42095 | 127 | 8107 | 2003 | 9999 |  |  | N | Natural Gas, Distillate Fuel Oil |  |  |  | H2O + OFA | SCR | [8 empty] | 0.0055227 | 0.0055227 | 0.0055227 | 0.0055227 | [11 empty] | Calpine Bethlehem LLC | 100 | Energy Capital Partners | 100
natural gas combined cycle | Bethlehem Power Plant | 55690_G_STG4 | 55690 | G | STG4 | 8894 | Combined Cycle |  | PJM_WMAC | Pennsylvania | 42 | Northampton | 95 | 42095 | 195 | 8107 | 2003 | 9999 |  |  | N | Natural Gas, Distillate Fuel Oil |  |  |  | H2O + OFA | SCR | [8 empty] | 0.005383 | 0.005383 | 0.005383 | 0.005383 | [11 empty] | Calpine Bethlehem LLC | 100 | Energy Capital Partners | 100
natural gas combined cycle | Bethlehem Power Plant | 55690_G_STG8 | 55690 | G | STG8 | 8902 | Combined Cycle |  | PJM_WMAC | Pennsylvania | 42 | Northampton | 95 | 42095 | 195 | 8107 | 2003 | 9999 |  |  | N | Natural Gas, Distillate Fuel Oil |  |  |  | H2O + OFA | SCR | [8 empty] | 0.0055227 | 0.0055227 | 0.0055227 | 0.0055227 | [11 empty] | Calpine Bethlehem LLC | 100 | Energy Capital Partners | 100
natural gas combined cycle | Quantum Choctaw Power LLC | 55694_G_CT1 | 55694 | G | CT1 | 8924 | Combined Cycle |  | S_C_TVA | Mississippi | 28 | Choctaw | 19 | 28019 | 220 | 7148 | 2006 | 9999 |  |  | N | Natural Gas |  |  |  | DLNB | SCR | [8 empty] | 0.012794 | 0.012794 | 0.012794 | 0.012794 | [11 empty] | Choctaw Gas Generation LLC | 100 | Tennessee Valley Authority | 100
natural gas combined cycle | Quantum Choctaw Power LLC | 55694_G_CT2 | 55694 | G | CT2 | 8926 | Combined Cycle |  | S_C_TVA | Mississippi | 28 | Choctaw | 19 | 28019 | 220 | 7148 | 2006 | 9999 |  |  | N | Natural Gas |  |  |  | DLNB | SCR | [8 empty] | 0.012794 | 0.012794 | 0.012794 | 0.012794 | [11 empty] | Choctaw Gas Generation LLC | 100 | Tennessee Valley Authority | 100
natural gas combined cycle | Quantum Choctaw Power LLC | 55694_G_ST1 | 55694 | G | ST1 | 8924 | Combined Cycle |  | S_C_TVA | Mississippi | 28 | Choctaw | 19 | 28019 | 270 | 7148 | 2006 | 9999 |  |  | N | Natural Gas |  |  |  | DLNB + NH3 | SCR | [8 empty] | 0.012794 | 0.012794 | 0.012794 | 0.012794 | [11 empty] | Choctaw Gas Generation LLC | 100 | Tennessee Valley Authority | 100
natural gas peaker | Hanford Energy Park Peaker | 55698_G_HEP1 | 55698 | G | HEP1 | 8954 | Combustion Turbine |  | WEC_CALN | California | 6 | Kings | 31 | 06031 | 45.9 | 10910 | 2001 | 9999 |  |  | N | Natural Gas |  |  |  | H2O | SCR | [7 empty] | 0.74 | 0.01748 | 0.01748 | 0.01748 | 0.01748 | [11 empty] | MRP San Joaquin Energy LLC | 100 | Marc Lasry | 100
natural gas peaker | Hanford Energy Park Peaker | 55698_G_HEP2 | 55698 | G | HEP2 | 8956 | Combustion Turbine |  | WEC_CALN | California | 6 | Kings | 31 | 06031 | 45.9 | 10910 | 2001 | 9999 |  |  | N | Natural Gas |  |  |  | H2O | SCR | [7 empty] | 0.74 | 0.02161 | 0.02161 | 0.02161 | 0.02161 | [11 empty] | MRP San Joaquin Energy LLC | 100 | Marc Lasry | 100
natural gas peaker | Bayswater Peaking Facility LLC | 55699_G_1 | 55699 | G | 1 | 8958 | Combustion Turbine |  | NY_Z_J | New York | 36 | Queens | 81 | 36081 | 53.9 | 11048 | 2002 | 9999 |  |  | N | Natural Gas |  |  |  | H2O | SCR | [7 empty] | 0.316 | 0.00955 | 0.00867 | 0.00955 | 0.00867 | [11 empty] | Bayswater Peaking Facility LLC | 100 | NextEra Energy Inc | 100
natural gas combined cycle | Mint Farm Generating Station | 55700_G_1STG | 55700 | G | 1STG | 8960 | Combined Cycle |  | WECC_PNW | Washington | 53 | Cowlitz | 15 | 53015 | 120 | 7363 | 2008 | 9999 |  |  | N | Natural Gas |  |  |  | DLNB + NH3 | SCR | [8 empty] | 0.0086133 | 0.0086133 | 0.0086133 | 0.0086133 | [11 empty] | Puget Sound Energy Inc | 100 | Puget Energy Inc | 100
natural gas combined cycle | Mint Farm Generating Station | 55700_G_CTG1 | 55700 | G | CTG1 | 8960 | Combined Cycle |  | WECC_PNW | Washington | 53 | Cowlitz | 15 | 53015 | 150 | 7363 | 2008 | 9999 |  |  | N | Natural Gas |  |  |  | DLNB | SCR | [8 empty] | 0.0086133 | 0.0086133 | 0.0086133 | 0.0086133 | [11 empty] | Puget Sound Energy Inc | 100 | Puget Energy Inc | 100
natural gas combined cycle | Fremont Energy Center | 55701_G_CA01 | 55701 | G | CA01 | 8962 | Combined Cycle |  | PJM_ATSI | Ohio | 39 | Sandusky | 143 | 39143 | 345.1 | 11045 | 2012 | 9999 |  |  | N | Natural Gas |  |  |  | DLNB + NH3 + STM | SCR | [8 empty] | 0.010494 | 0.010494 | 0.010494 | 0.010494 | [11 empty] | American Municipal Power Inc | 100 | American Municipal Power Inc | 100
natural gas combined cycle | Fremont Energy Center | 55701_G_CT01 | 55701 | G | CT01 | 8962 | Combined Cycle |  | PJM_ATSI | Ohio | 39 | Sandusky | 143 | 39143 | 162.6 | 11045 | 2012 | 9999 |  |  | N | Natural Gas |  |  |  | DLNB + NH3 + STM | SCR | [8 empty] | 0.010494 | 0.010494 | 0.010494 | 0.010494 | [11 empty] | American Municipal Power Inc | 100 | American Municipal Power Inc | 100
natural gas combined cycle | Fremont Energy Center | 55701_G_CT02 | 55701 | G | CT02 | 8964 | Combined Cycle |  | PJM_ATSI | Ohio | 39 | Sandusky | 143 | 39143 | 162.6 | 11045 | 2012 | 9999 |  |  | N | Natural Gas |  |  |  | DLNB + NH3 + STM | SCR | [8 empty] | 0.010494 | 0.010494 | 0.010494 | 0.010494 | [11 empty] | American Municipal Power Inc | 100 | American Municipal Power Inc | 100
natural gas combined cycle | Choctaw County | 55706_G_CTG1 | 55706 | G | CTG1 | 9224 | Combined Cycle |  | S_C_TVA | Mississippi | 28 | Choctaw | 19 | 28019 | 164 | 7190 | 2003 | 9999 |  |  | N | Natural Gas |  |  |  | DLNB | SCR | [8 empty] | 0.021708 | 0.0094643 | 0.021708 | 0.0094643 | [11 empty] | Entergy Mississippi LLC | 100 | Entergy Corp | 100
natural gas combined cycle | Choctaw County | 55706_G_CTG2 | 55706 | G | CTG2 | 9225 | Combined Cycle |  | S_C_TVA | Mississippi | 28 | Choctaw | 19 | 28019 | 164 | 7190 | 2003 | 9999 |  |  | N | Natural Gas |  |  |  | DLNB | SCR | [7 empty] | 0.001 | 0.021708 | 0.0094643 | 0.021708 | 0.0094643 | [11 empty] | Entergy Mississippi LLC | 100 | Entergy Corp | 100
natural gas combined cycle | Choctaw County | 55706_G_CTG3 | 55706 | G | CTG3 | 9226 | Combined Cycle |  | S_C_TVA | Mississippi | 28 | Choctaw | 19 | 28019 | 164 | 7190 | 2003 | 9999 |  |  | N | Natural Gas |  |  |  | DLNB | SCR | [7 empty] | 0.001 | 0.021708 | 0.0094643 | 0.021708 | 0.0094643 | [11 empty] | Entergy Mississippi LLC | 100 | Entergy Corp | 100
natural gas combined cycle | Choctaw County | 55706_G_STG1 | 55706 | G | STG1 | 9226 | Combined Cycle |  | S_C_TVA | Mississippi | 28 | Choctaw | 19 | 28019 | 289 | 7190 | 2003 | 9999 |  |  | N | Natural Gas |  |  |  | DLNB | SCR | [8 empty] | 0.021708 | 0.0094643 | 0.021708 | 0.0094643 | [11 empty] | Entergy Mississippi LLC | 100 | Entergy Corp | 100
biomass | Nacogdoches Power | 55708_B_BLR1 | 55708 | B | BLR1 | 9227 | Biomass |  | ERC_REST | Texas | 48 | Nacogdoches | 347 | 48347 | 100 | 14914 | 2012 | 9999 | FBC |  | N | Biomass |  |  | 0.75 | CF | SNCR |  |  | B | NA |  |  |  | 0.046 | 0.08245 | 0.08245 | 0.08245 | 0.08245 | [11 empty] | Nacogdoches Power LLC | 100 | Austin Energy | 100
natural gas combined cycle | Allegheny Energy Units 3 4 & 5 | 55710_G_UNT3 | 55710 | G | UNT3 | 9962 | Combined Cycle |  | PJM_AP | Pennsylvania | 42 | Allegheny | 3 | 42003 | 167 | 7199 | 2003 | 9999 |  |  | N | Natural Gas |  |  |  | DLNB | SCR | [7 empty] | 0.003 | 0.0080444 | 0.0080444 | 0.0080444 | 0.0080444 | [11 empty] | Springdale Energy LLC | 100 | LS Power Group | 100
natural gas combined cycle | Allegheny Energy Units 3 4 & 5 | 55710_G_UNT4 | 55710 | G | UNT4 | 9963 | Combined Cycle |  | PJM_AP | Pennsylvania | 42 | Allegheny | 3 | 42003 | 167 | 7199 | 2003 | 9999 |  |  | N | Natural Gas |  |  |  | DLNB | SCR | [7 empty] | 0.003 | 0.0080444 | 0.0080444 | 0.0080444 | 0.0080444 | [11 empty] | Springdale Energy LLC | 100 | LS Power Group | 100
natural gas combined cycle | Allegheny Energy Units 3 4 & 5 | 55710_G_UNT5 | 55710 | G | UNT5 | 9962 | Combined Cycle |  | PJM_AP | Pennsylvania | 42 | Allegheny | 3 | 42003 | 175 | 7199 | 2003 | 9999 |  |  | N | Natural Gas |  |  |  | DLNB | SCR | [7 empty] | 0.003 | 0.0080444 | 0.0080444 | 0.0080444 | 0.0080444 | [11 empty] | Springdale Energy LLC | 100 | LS Power Group | 100
natural gas combined cycle | Magnet Cove | 55714_G_GT1 | 55714 | G | GT1 | 9298 | Combined Cycle |  | MIS_AR | Arkansas | 5 | Hot Spring | 59 | 05059 | 208.1 | 7065 | 2005 | 9999 |  |  | N | Natural Gas |  |  |  | DLNB | SCR | [8 empty] | 0.01499 | 0.01499 | 0.01499 | 0.01499 | [11 empty] | Hot Spring Power Co LLC | 100 | ENGIE SA | 100
natural gas combined cycle | Magnet Cove | 55714_G_ST1 | 55714 | G | ST1 | 9298 | Combined Cycle |  | MIS_AR | Arkansas | 5 | Hot Spring | 59 | 05059 | 225.3 | 7065 | 2005 | 9999 |  |  | N | Natural Gas |  |  |  | NH3 | SCR | [8 empty] | 0.01499 | 0.01499 | 0.01499 | 0.01499 | [11 empty] | Arkansas Electric Coop Corp | 100 | Arkansas Electric Coop Corp | 100
natural gas combined cycle | Magnet Cove | 55714_G_GT2 | 55714 | G | GT2 | 9299 | Combined Cycle |  | MIS_AR | Arkansas | 5 | Hot Spring | 59 | 05059 | 208.1 | 7065 | 2006 | 9999 |  |  | N | Natural Gas |  |  |  | DLNB | SCR | [8 empty] | 0.01499 | 0.01499 | 0.01499 | 0.01499 | [11 empty] | Hot Spring Power Co LLC | 100 | ENGIE SA | 100
natural gas peaker | Dean | 55718_G_GT1 | 55718 | G | GT1 | 9240 | Combustion Turbine |  | MIS_LMI | Michigan | 26 | St Clair | 147 | 26147 | 78 | 12023 | 2002 | 9999 |  |  | N | Natural Gas |  |  |  | DLNB | [8 empty] | 1.67 | 0.03083 | 0.03083 | 0.03083 | 0.03083 | [11 empty] | DTE East China LLC | 100 | DTE Energy Co | 100
natural gas peaker | Dean | 55718_G_GT2 | 55718 | G | GT2 | 9241 | Combustion Turbine |  | MIS_LMI | Michigan | 26 | St Clair | 147 | 26147 | 78 | 12023 | 2002 | 9999 |  |  | N | Natural Gas |  |  |  | DLNB | [8 empty] | 1.67 | 0.026 | 0.026 | 0.026 | 0.026 | [11 empty] | DTE East China LLC | 100 | DTE Energy Co | 100
natural gas peaker | Dean | 55718_G_GT3 | 55718 | G | GT3 | 9242 | Combustion Turbine |  | MIS_LMI | Michigan | 26 | St Clair | 147 | 26147 | 78 | 12023 | 2002 | 9999 |  |  | N | Natural Gas |  |  |  | DLNB | [8 empty] | 1.67 | 0.02303 | 0.02303 | 0.02303 | 0.02303 | [11 empty] | DTE East China LLC | 100 | DTE Energy Co | 100
natural gas peaker | Dean | 55718_G_GT4 | 55718 | G | GT4 | 9243 | Combustion Turbine |  | MIS_LMI | Michigan | 26 | St Clair | 147 | 26147 | 78 | 12024 | 2002 | 9999 |  |  | N | Natural Gas |  |  |  | DLNB | [8 empty] | 1.67 | 0.02603 | 0.02603 | 0.02603 | 0.02603 | [11 empty] | DTE East China LLC | 100 | DTE Energy Co | 100
natural gas peaker | Bennett Mountain | 55733_G_1 | 55733 | G | 1 | 9983 | Combustion Turbine |  | WECC_ID | Idaho | 16 | Elmore | 39 | 16039 | 164 | 10745 | 2005 | 9999 |  |  | N | Natural Gas |  |  |  | DLNB | [8 empty] | 1.75 | 0.08107 | 0.08107 | 0.08107 | 0.08107 | [11 empty] | Idaho Power Co | 100 | IDACORP Inc | 100
onshore wind | Gray County Wind Energy | 55734_G_V47 | 55734 | G | V47 |  | Onshore Wind |  | SPP_N | Kansas | 20 | Gray | 69 | 20069 | 112 | 0 | 2001 | 9999 |  |  | N | Wind | [13 empty] | 0 | 0 | 0 | 0 | [11 empty] | Gray County Wind LLC | 100 | NextEra Energy Inc | 100
natural gas combined cycle | Hanging Rock Energy Facility | 55736_G_1GT1 | 55736 | G | 1GT1 | 9079 | Combined Cycle |  | PJM_West | Ohio | 39 | Lawrence | 87 | 39087 | 181 | 7433 | 2003 | 9999 |  |  | N | Natural Gas |  |  |  | DLNB | SCR | [8 empty] | 0.0082779 | 0.0082779 | 0.0082779 | 0.0082779 | [11 empty] | Hanging Rock Power Co LLC | 100 | Vistra Energy | 100
natural gas combined cycle | Hanging Rock Energy Facility | 55736_G_1GT2 | 55736 | G | 1GT2 | 9080 | Combined Cycle |  | PJM_West | Ohio | 39 | Lawrence | 87 | 39087 | 183 | 7433 | 2003 | 9999 |  |  | N | Natural Gas |  |  |  | DLNB | SCR | [8 empty] | 0.0082779 | 0.0082779 | 0.0082779 | 0.0082779 | [11 empty] | Hanging Rock Power Co LLC | 100 | Vistra Energy | 100
natural gas combined cycle | Hanging Rock Energy Facility | 55736_G_1ST | 55736 | G | 1ST | 9079 | Combined Cycle |  | PJM_West | Ohio | 39 | Lawrence | 87 | 39087 | 316 | 7433 | 2003 | 9999 |  |  | N | Natural Gas |  |  |  | DLNB | SCR | [8 empty] | 0.0082779 | 0.0082779 | 0.0082779 | 0.0082779 | [11 empty] | Hanging Rock Power Co LLC | 100 | Vistra Energy | 100
natural gas combined cycle | Hanging Rock Energy Facility | 55736_G_2GT1 | 55736 | G | 2GT1 | 9081 | Combined Cycle |  | PJM_West | Ohio | 39 | Lawrence | 87 | 39087 | 185 | 7433 | 2003 | 9999 |  |  | N | Natural Gas |  |  |  | DLNB | SCR | [8 empty] | 0.0085061 | 0.0085061 | 0.0085061 | 0.0085061 | [11 empty] | Hanging Rock Power Co LLC | 100 | Vistra Energy | 100
natural gas combined cycle | Hanging Rock Energy Facility | 55736_G_2GT2 | 55736 | G | 2GT2 | 9082 | Combined Cycle |  | PJM_West | Ohio | 39 | Lawrence | 87 | 39087 | 186 | 7433 | 2003 | 9999 |  |  | N | Natural Gas |  |  |  | DLNB | SCR | [8 empty] | 0.0085061 | 0.0085061 | 0.0085061 | 0.0085061 | [11 empty] | Hanging Rock Power Co LLC | 100 | Vistra Energy | 100
natural gas combined cycle | Hanging Rock Energy Facility | 55736_G_2ST | 55736 | G | 2ST | 9081 | Combined Cycle |  | PJM_West | Ohio | 39 | Lawrence | 87 | 39087 | 314 | 7433 | 2003 | 9999 |  |  | N | Natural Gas |  |  |  | DLNB | SCR | [8 empty] | 0.0085061 | 0.0085061 | 0.0085061 | 0.0085061 | [11 empty] | Hanging Rock Power Co LLC | 100 | Vistra Energy | 100
onshore wind | Condon Windpower LLC | 55739_G_GEN1 | 55739 | G | GEN1 |  | Onshore Wind |  | WECC_PNW | Oregon | 41 | Gilliam | 21 | 41021 | 24.6 | 0 | 2001 | 9999 |  |  | N | Wind | [13 empty] | 0 | 0 | 0 | 0 | [11 empty] | Condon Wind Power LLC | 100 | Goldman Sachs Group Inc (The) | 100
onshore wind | Condon Windpower LLC | 55739_G_GEN2 | 55739 | G | GEN2 |  | Onshore Wind |  | WECC_PNW | Oregon | 41 | Gilliam | 21 | 41021 | 25.2 | 0 | 2002 | 9999 |  |  | N | Wind | [13 empty] | 0 | 0 | 0 | 0 | [11 empty] | Condon Wind Power LLC | 100 | Goldman Sachs Group Inc (The) | 100
onshore wind | Rock River I LLC | 55740_G_GEN1 | 55740 | G | GEN1 |  | Onshore Wind |  | WECC_WY | Wyoming | 56 | Carbon | 7 | 56007 | 50 | 0 | 2001 | 9999 |  |  | N | Wind | [13 empty] | 0 | 0 | 0 | 0 | [11 empty] | Shell Renewables | 100 | Royal Dutch Shell plc | 100
onshore wind | Ridge Crest Wind Partners | 55741_G_A1 | 55741 | G | A1 |  | Onshore Wind |  | WECC_CO | Colorado | 8 | Logan | 75 | 08075 | 29.7 | 0 | 2001 | 9999 |  |  | N | Wind | [13 empty] | 0 | 0 | 0 | 0 | [11 empty] | Ridge Crest Wind Partners LLC | 100 | Caithness Energy LLC | 100
onshore wind | Montfort Wind Energy Center | 55742_G_ER15 | 55742 | G | ER15 |  | Onshore Wind |  | MIS_WUMS | Wisconsin | 55 | Iowa | 49 | 55049 | 2 | 0 | 2002 | 9999 |  |  | N | Wind | [13 empty] | 0 | 0 | 0 | 0 | [11 empty] | Badger Windpower LLC | 100 | WEC Energy Group Inc | 100
onshore wind | NWP Indian Mesa Wind Farm | 55747_G_NWP2 | 55747 | G | NWP2 |  | Onshore Wind |  | ERC_WEST | Texas | 48 | Pecos | 371 | 48371 | 82.5 | 0 | 2001 | 9999 |  |  | N | Wind | [13 empty] | 0 | 0 | 0 | 0 | [11 empty] | NextEra Energy Resources LLC | 100 | NextEra Energy Inc | 100
natural gas combined cycle | Los Esteros Critical Energy Center | 55748_G_CTG1 | 55748 | G | CTG1 | 9250 | Combined Cycle |  | WEC_CALN | California | 6 | Santa Clara | 85 | 06085 | 45 | 8378 | 2003 | 9999 |  |  | N | Natural Gas |  |  |  | H2O | SCR | [7 empty] | 0.74 | 0.0054375 | 0.0054375 | 0.0054375 | 0.0054375 | [11 empty] | Los Esteros Critical Energy Facility LLC | 100 | Energy Capital Partners | 100
natural gas combined cycle | Los Esteros Critical Energy Center | 55748_G_CTG2 | 55748 | G | CTG2 | 9251 | Combined Cycle |  | WEC_CALN | California | 6 | Santa Clara | 85 | 06085 | 45 | 8378 | 2003 | 9999 |  |  | N | Natural Gas |  |  |  | H2O | SCR | [7 empty] | 0.74 | 0.0054375 | 0.0054375 | 0.0054375 | 0.0054375 | [11 empty] | Los Esteros Critical Energy Facility LLC | 100 | Energy Capital Partners | 100
natural gas combined cycle | Los Esteros Critical Energy Center | 55748_G_CTG3 | 55748 | G | CTG3 | 9252 | Combined Cycle |  | WEC_CALN | California | 6 | Santa Clara | 85 | 06085 | 45 | 8378 | 2003 | 9999 |  |  | N | Natural Gas |  |  |  | H2O | SCR | [7 empty] | 0.74 | 0.0054375 | 0.0054375 | 0.0054375 | 0.0054375 | [11 empty] | Los Esteros Critical Energy Facility LLC | 100 | Energy Capital Partners | 100
natural gas combined cycle | Los Esteros Critical Energy Center | 55748_G_CTG4 | 55748 | G | CTG4 | 9253 | Combined Cycle |  | WEC_CALN | California | 6 | Santa Clara | 85 | 06085 | 45 | 8378 | 2003 | 9999 |  |  | N | Natural Gas |  |  |  | H2O | SCR | [7 empty] | 0.74 | 0.0054375 | 0.0054375 | 0.0054375 | 0.0054375 | [11 empty] | Los Esteros Critical Energy Facility LLC | 100 | Energy Capital Partners | 100
natural gas combined cycle | Los Esteros Critical Energy Center | 55748_G_CAG5 | 55748 | G | CAG5 | 9250 | Combined Cycle |  | WEC_CALN | California | 6 | Santa Clara | 85 | 06085 | 126.1 | 8378 | 2013 | 9999 |  |  | N | Natural Gas |  |  |  | H2O | SCR | [8 empty] | 0.0054375 | 0.0054375 | 0.0054375 | 0.0054375 | [11 empty] | Los Esteros Critical Energy Facility LLC | 100 | Energy Capital Partners | 100
hard coal | Hardin Generator Project | 55749_B_PC1 | 55749 | B | PC1 | 9114 | Coal Steam |  | WECC_MT | Montana | 30 | Big Horn | 3 | 30003 | 107 | 12466 | 2006 | 9999 | wall | dry | N | Subbituminous | Dry Scrubber | 2006 | 0.923 | LA + LNB + NH3 | SCR | 2006 |  | B | NA | ACI | 2009 |  | 0.11 | 1.9276 | 0.07017 | 1.9276 | 0.07017 | 0.1 | 0.1 | 0.1 | 0.973 | [7 empty] | Rocky Mountain Power LLC (ND) | 100 | BDW (Montana) LLC | 100
biomass | Sonoma Central Landfill Phase I | 55752_G_P-11 | 55752 | G | P-11 |  | Landfill Gas |  | WEC_CALN | California | 6 | Sonoma | 97 | 06097 | 0.7 | 14103 | 1993 | 9999 |  |  | N | Landfill Gas | [13 empty] | 0.33092 | 0.33092 | 0.33092 | 0.33092 | [11 empty] | County of Sonoma Dept of Transportation | 100 | County of Sonoma Dept of Transportation | 100
biomass | Sonoma Central Landfill Phase I | 55752_G_P-12 | 55752 | G | P-12 |  | Landfill Gas |  | WEC_CALN | California | 6 | Sonoma | 97 | 06097 | 0.7 | 14103 | 1993 | 9999 |  |  | N | Landfill Gas | [13 empty] | 0.33092 | 0.33092 | 0.33092 | 0.33092 | [11 empty] | County of Sonoma Dept of Transportation | 100 | County of Sonoma Dept of Transportation | 100
biomass | Sonoma Central Landfill Phase I | 55752_G_P-13 | 55752 | G | P-13 |  | Landfill Gas |  | WEC_CALN | California | 6 | Sonoma | 97 | 06097 | 0.7 | 14103 | 1993 | 9999 |  |  | N | Landfill Gas | [13 empty] | 0.33092 | 0.33092 | 0.33092 | 0.33092 | [11 empty] | County of Sonoma Dept of Transportation | 100 | County of Sonoma Dept of Transportation | 100
biomass | Sonoma Central Landfill Phase I | 55752_G_P-14 | 55752 | G | P-14 |  | Landfill Gas |  | WEC_CALN | California | 6 | Sonoma | 97 | 06097 | 0.7 | 14103 | 1993 | 9999 |  |  | N | Landfill Gas | [13 empty] | 0.33092 | 0.33092 | 0.33092 | 0.33092 | [11 empty] | County of Sonoma Dept of Transportation | 100 | County of Sonoma Dept of Transportation | 100
biomass | Sonoma Central Landfill Phase II | 55753_G_P-21 | 55753 | G | P-21 |  | Landfill Gas |  | WEC_CALN | California | 6 | Sonoma | 97 | 06097 | 0.7 | 14103 | 1996 | 9999 |  |  | N | Landfill Gas | [13 empty] | 0.3144 | 0.3144 | 0.3144 | 0.3144 | [11 empty] | County of Sonoma Dept of Transportation | 100 | County of Sonoma Dept of Transportation | 100
biomass | Sonoma Central Landfill Phase II | 55753_G_P-22 | 55753 | G | P-22 |  | Landfill Gas |  | WEC_CALN | California | 6 | Sonoma | 97 | 06097 | 0.7 | 14103 | 1996 | 9999 |  |  | N | Landfill Gas | [13 empty] | 0.3144 | 0.3144 | 0.3144 | 0.3144 | [11 empty] | County of Sonoma Dept of Transportation | 100 | County of Sonoma Dept of Transportation | 100
biomass | Sonoma Central Landfill Phase II | 55753_G_P-23 | 55753 | G | P-23 |  | Landfill Gas |  | WEC_CALN | California | 6 | Sonoma | 97 | 06097 | 0.7 | 14103 | 1996 | 9999 |  |  | N | Landfill Gas | [13 empty] | 0.3144 | 0.3144 | 0.3144 | 0.3144 | [11 empty] | County of Sonoma Dept of Transportation | 100 | County of Sonoma Dept of Transportation | 100
biomass | Sonoma Central Landfill Phase II | 55753_G_P-24 | 55753 | G | P-24 |  | Landfill Gas |  | WEC_CALN | California | 6 | Sonoma | 97 | 06097 | 0.7 | 14103 | 1996 | 9999 |  |  | N | Landfill Gas | [13 empty] | 0.3144 | 0.3144 | 0.3144 | 0.3144 | [11 empty] | County of Sonoma Dept of Transportation | 100 | County of Sonoma Dept of Transportation | 100
biomass | Model City Energy Facility | 55757_G_GEN1 | 55757 | G | GEN1 |  | Landfill Gas |  | NY_Z_A | New York | 36 | Niagara | 63 | 36063 | 0.8 | 14125 | 2001 | 9999 |  |  | N | Landfill Gas | [13 empty] | 0.22117 | 0.22117 | 0.22117 | 0.22117 | [11 empty] | Model City Energy LLC | 100 | Archaea Energy Inc | 100
biomass | Model City Energy Facility | 55757_G_GEN2 | 55757 | G | GEN2 |  | Landfill Gas |  | NY_Z_A | New York | 36 | Niagara | 63 | 36063 | 0.8 | 14126 | 2001 | 9999 |  |  | N | Landfill Gas | [13 empty] | 0.22117 | 0.22117 | 0.22117 | 0.22117 | [11 empty] | Model City Energy LLC | 100 | Archaea Energy Inc | 100
biomass | Model City Energy Facility | 55757_G_GEN3 | 55757 | G | GEN3 |  | Landfill Gas |  | NY_Z_A | New York | 36 | Niagara | 63 | 36063 | 0.8 | 14126 | 2001 | 9999 |  |  | N | Landfill Gas | [13 empty] | 0.22117 | 0.22117 | 0.22117 | 0.22117 | [11 empty] | Model City Energy LLC | 100 | Archaea Energy Inc | 100
biomass | Model City Energy Facility | 55757_G_GEN4 | 55757 | G | GEN4 |  | Landfill Gas |  | NY_Z_A | New York | 36 | Niagara | 63 | 36063 | 0.8 | 14126 | 2001 | 9999 |  |  | N | Landfill Gas | [13 empty] | 0.22117 | 0.22117 | 0.22117 | 0.22117 | [11 empty] | Model City Energy LLC | 100 | Archaea Energy Inc | 100
biomass | Model City Energy Facility | 55757_G_GEN5 | 55757 | G | GEN5 |  | Landfill Gas |  | NY_Z_A | New York | 36 | Niagara | 63 | 36063 | 0.8 | 14126 | 2001 | 9999 |  |  | N | Landfill Gas | [13 empty] | 0.22117 | 0.22117 | 0.22117 | 0.22117 | [11 empty] | Model City Energy LLC | 100 | Archaea Energy Inc | 100
biomass | Model City Energy Facility | 55757_G_GEN6 | 55757 | G | GEN6 |  | Landfill Gas |  | NY_Z_A | New York | 36 | Niagara | 63 | 36063 | 0.8 | 14126 | 2001 | 9999 |  |  | N | Landfill Gas | [13 empty] | 0.22117 | 0.22117 | 0.22117 | 0.22117 | [11 empty] | Model City Energy LLC | 100 | Archaea Energy Inc | 100
biomass | Model City Energy Facility | 55757_G_GEN7 | 55757 | G | GEN7 |  | Landfill Gas |  | NY_Z_A | New York | 36 | Niagara | 63 | 36063 | 0.8 | 14126 | 2001 | 9999 |  |  | N | Landfill Gas | [13 empty] | 0.22117 | 0.22117 | 0.22117 | 0.22117 | [11 empty] | Model City Energy LLC | 100 | Archaea Energy Inc | 100
biomass | Green Knight Energy Center | 55765_G_TG1 | 55765 | G | TG1 |  | Landfill Gas |  | PJM_WMAC | Pennsylvania | 42 | Northampton | 95 | 42095 | 2.4 | 21853 | 2001 | 9999 |  |  | N | Landfill Gas | [13 empty] | 0.05089 | 0.05089 | 0.05089 | 0.05089 | [11 empty] | Green Knight Economic Development Corp | 100 | Green Knight Economic Development Corp | 100
biomass | Green Knight Energy Center | 55765_G_TG2 | 55765 | G | TG2 |  | Landfill Gas |  | PJM_WMAC | Pennsylvania | 42 | Northampton | 95 | 42095 | 2.4 | 21853 | 2001 | 9999 |  |  | N | Landfill Gas | [13 empty] | 0.13164 | 0.13164 | 0.13164 | 0.13164 | [11 empty] | Green Knight Economic Development Corp | 100 | Green Knight Economic Development Corp | 100
biomass | Green Knight Energy Center | 55765_G_TG3 | 55765 | G | TG3 |  | Landfill Gas |  | PJM_WMAC | Pennsylvania | 42 | Northampton | 95 | 42095 | 2.4 | 21853 | 2001 | 9999 |  |  | N | Landfill Gas | [13 empty] | 0.19469 | 0.19469 | 0.19469 | 0.19469 | [11 empty] | Green Knight Economic Development Corp | 100 | Green Knight Economic Development Corp | 100
biomass | Kiefer Landfill | 55766_G_361A | 55766 | G | 361A |  | Landfill Gas |  | WEC_BANC | California | 6 | Sacramento | 67 | 06067 | 2.8 | 14103 | 1999 | 9999 |  |  | N | Landfill Gas | [13 empty] | 0.22409 | 0.22409 | 0.22409 | 0.22409 | [11 empty] | Kiefer Landfill Generating II LLC | 100 | Energy Investors Funds Group | 100
biomass | Kiefer Landfill | 55766_G_361B | 55766 | G | 361B |  | Landfill Gas |  | WEC_BANC | California | 6 | Sacramento | 67 | 06067 | 2.8 | 14103 | 1999 | 9999 |  |  | N | Landfill Gas | [13 empty] | 0.22409 | 0.22409 | 0.22409 | 0.22409 | [11 empty] | Kiefer Landfill Generating II LLC | 100 | Energy Investors Funds Group | 100
biomass | Kiefer Landfill | 55766_G_361C | 55766 | G | 361C |  | Landfill Gas |  | WEC_BANC | California | 6 | Sacramento | 67 | 06067 | 2.8 | 14103 | 1999 | 9999 |  |  | N | Landfill Gas | [13 empty] | 0.22409 | 0.22409 | 0.22409 | 0.22409 | [11 empty] | Kiefer Landfill Generating II LLC | 100 | Energy Investors Funds Group | 100
onshore wind | Madison Windpower LLC | 55769_G_MADW | 55769 | G | MADW |  | Onshore Wind |  | NY_Z_C&E | New York | 36 | Madison | 53 | 36053 | 11.5 | 0 | 2000 | 9999 |  |  | N | Wind | [13 empty] | 0 | 0 | 0 | 0 | [11 empty] | Madison Windpower LLC | 100 | Energias de Portugal SA | 100
onshore wind | Noble Ridge LLC | 55782_G_WH01 | 55782 | G | WH01 |  | Onshore Wind |  | MIS_MNWI | Minnesota | 27 | Nobles | 105 | 27105 | 1.5 | 0 | 2001 | 9999 |  |  | N | Wind | [13 empty] | 0 | 0 | 0 | 0 | [11 empty] | Northern Alternative Energy | 51 | Northern Alternative Energy | 51
natural gas peaker | Edgewood Energy LLC | 55786_G_CT01 | 55786 | G | CT01 | 10132 | Combustion Turbine |  | NY_Z_K | New York | 36 | Suffolk | 103 | 36103 | 42.5 | 10745 | 2002 | 9999 |  |  | N | Natural Gas |  |  |  | H2O | SCR | [7 empty] | 1.053 | 0.01186 | 0.01089 | 0.01186 | 0.01089 | [11 empty] | Edgewood Energy LLC | 100 | Electric Power Development Co Ltd (J Power) | 100
natural gas peaker | Edgewood Energy LLC | 55786_G_CT02 | 55786 | G | CT02 | 10133 | Combustion Turbine |  | NY_Z_K | New York | 36 | Suffolk | 103 | 36103 | 42.5 | 10745 | 2002 | 9999 |  |  | N | Natural Gas |  |  |  | H2O | SCR | [7 empty] | 1.053 | 0.01354 | 0.01019 | 0.01354 | 0.01019 | [11 empty] | Edgewood Energy LLC | 100 | Electric Power Development Co Ltd (J Power) | 100
natural gas peaker | Shoreham Energy LLC | 55787_G_CT01 | 55787 | G | CT01 | 10134 | Combustion Turbine |  | NY_Z_K | New York | 36 | Suffolk | 103 | 36103 | 42.5 | 10745 | 2002 | 9999 |  |  | N | Distillate Fuel Oil |  |  |  | H2O | SCR | [7 empty] | 0.05 | 0.08203 | 0.08203 | 0.08203 | 0.08203 | [11 empty] | Shoreham Energy LLC | 100 | Electric Power Development Co Ltd (J Power) | 100
natural gas peaker | Shoreham Energy LLC | 55787_G_CT02 | 55787 | G | CT02 | 10135 | Combustion Turbine |  | NY_Z_K | New York | 36 | Suffolk | 103 | 36103 | 42.5 | 10745 | 2002 | 9999 |  |  | N | Distillate Fuel Oil |  |  |  | H2O | SCR | [7 empty] | 0.05 | 0.07783 | 0.06435 | 0.07783 | 0.06435 | [11 empty] | Shoreham Energy LLC | 100 | Electric Power Development Co Ltd (J Power) | 100
onshore wind | Fenner Wind | 55790_G_1 | 55790 | G | 1 |  | Onshore Wind |  | NY_Z_C&E | New York | 36 | Madison | 53 | 36053 | 30 | 0 | 2001 | 9999 |  |  | N | Wind | [13 empty] | 0 | 0 | 0 | 0 | [11 empty] | Canastota Windpower LLC | 100 | Enel SpA | 100
onshore wind | Woodward Mountain II | 55795_G_01 | 55795 | G | 01 |  | Onshore Wind |  | ERC_WEST | Texas | 48 | Pecos | 371 | 48371 | 78 | 0 | 2001 | 9999 |  |  | N | Wind | [13 empty] | 0 | 0 | 0 | 0 | [11 empty] | FPL Energy Pecos Wind II LLC | 100 | NextEra Energy Inc | 100
onshore wind | Woodward Mountain I | 55796_G_01 | 55796 | G | 01 |  | Onshore Wind |  | ERC_WEST | Texas | 48 | Pecos | 371 | 48371 | 82 | 0 | 2001 | 9999 |  |  | N | Wind | [13 empty] | 0 | 0 | 0 | 0 | [11 empty] | FPL Energy Pecos Wind I LLC | 100 | NextEra Energy Inc | 100
natural gas combined cycle | Marcus Hook Energy LP | 55801_G_CT13 | 55801 | G | CT13 | 10140 | Combined Cycle |  | PJM_EMAC | Pennsylvania | 42 | Delaware | 45 | 42045 | 176 | 7287 | 2004 | 9999 |  |  | Y | Natural Gas |  |  |  | DLNB | SCR | [7 empty] | 0.007 | 0.013425 | 0.013425 | 0.013425 | 0.013425 | [11 empty] | Marcus Hook Energy LP | 100 | Starwood Capital Group Global LLC | 100
natural gas combined cycle | Marcus Hook Energy LP | 55801_G_CT1A | 55801 | G | CT1A | 10142 | Combined Cycle |  | PJM_EMAC | Pennsylvania | 42 | Delaware | 45 | 42045 | 182.7 | 7287 | 2004 | 9999 |  |  | Y | Natural Gas |  |  |  | DLNB | SCR | [7 empty] | 0.007 | 0.013425 | 0.013425 | 0.013425 | 0.013425 | [11 empty] | Marcus Hook Energy LP | 100 | Starwood Capital Group Global LLC | 100
natural gas combined cycle | Marcus Hook Energy LP | 55801_G_CTIB | 55801 | G | CTIB | 10141 | Combined Cycle |  | PJM_EMAC | Pennsylvania | 42 | Delaware | 45 | 42045 | 176 | 7287 | 2004 | 9999 |  |  | Y | Natural Gas |  |  |  | DLNB | SCR | [7 empty] | 0.007 | 0.013425 | 0.013425 | 0.013425 | 0.013425 | [11 empty] | Marcus Hook Energy LP | 100 | Starwood Capital Group Global LLC | 100
natural gas combined cycle | Marcus Hook Energy LP | 55801_G_STG | 55801 | G | STG | 10140 | Combined Cycle |  | PJM_EMAC | Pennsylvania | 42 | Delaware | 45 | 42045 | 298 | 7287 | 2004 | 9999 |  |  | Y | Natural Gas |  |  |  | DLNB | SCR | [7 empty] | 0.007 | 0.013425 | 0.013425 | 0.013425 | 0.013425 | [11 empty] | Marcus Hook Energy LP | 100 | Starwood Capital Group Global LLC | 100
natural gas peaker | Valencia Energy Facility | 55802_G_CTG1 | 55802 | G | CTG1 | 10143 | Combustion Turbine |  | WECC_NM | New Mexico | 35 | Valencia | 61 | 35061 | 144.3 | 11850 | 2008 | 9999 |  |  | N | Natural Gas |  |  |  | DLNB | [9 empty] | 0.0395 | 0.0395 | 0.0395 | 0.0395 | [11 empty] | Southwest Generation Operating Co LLC | 100 | JPMorgan Chase & Co | 100
onshore wind | Somerset Windpower LLC | 55803_G_EW | 55803 | G | EW |  | Onshore Wind |  | PJM_PENE | Pennsylvania | 42 | Somerset | 111 | 42111 | 9 | 0 | 2001 | 9999 |  |  | N | Wind | [13 empty] | 0 | 0 | 0 | 0 | [11 empty] | Somerset Windpower LLC | 100 | Quinbrook Infrastructure Partners | 100
onshore wind | Top of Iowa Windfarm | 55804_G_NM | 55804 | G | NM |  | Onshore Wind |  | MIS_IA | Iowa | 19 | Worth | 195 | 19195 | 80 | 0 | 2001 | 9999 |  |  | N | Wind | [13 empty] | 0 | 0 | 0 | 0 | [11 empty] | Northern Iowa Windpower LLC | 100 | Black Hills Corp | 100
onshore wind | Mill Run Windpower LLC | 55805_G_G1 | 55805 | G | G1 |  | Onshore Wind |  | PJM_AP | Pennsylvania | 42 | Somerset | 111 | 42111 | 15 | 0 | 2001 | 9999 |  |  | N | Wind | [13 empty] | 0 | 0 | 0 | 0 | [11 empty] | Mill Run Windpower LLC | 100 | Quinbrook Infrastructure Partners | 100
natural gas peaker | Henrietta Peaker | 55807_G_HPP1 | 55807 | G | HPP1 | 88086 | Combustion Turbine |  | WEC_CALN | California | 6 | Kings | 31 | 06031 | 46.3 | 10745 | 2002 | 9999 |  |  | N | Natural Gas |  |  |  | H2O | SCR | [7 empty] | 0.74 | 0.01644 | 0.01644 | 0.01644 | 0.01644 | [11 empty] | Star West Generation LLC | 100 | AltaGas Ltd | 100
natural gas peaker | Henrietta Peaker | 55807_G_HPP2 | 55807 | G | HPP2 | 88087 | Combustion Turbine |  | WEC_CALN | California | 6 | Kings | 31 | 06031 | 46.1 | 10745 | 2002 | 9999 |  |  | N | Natural Gas |  |  |  | H2O | SCR | [7 empty] | 0.74 | 0.01582 | 0.01582 | 0.01582 | 0.01582 | [11 empty] | Star West Generation LLC | 100 | AltaGas Ltd | 100
onshore wind | Kas Brothers Windfarm | 55809_G_G1 | 55809 | G | G1 |  | Onshore Wind |  | MIS_MNWI | Minnesota | 27 | Pipestone | 117 | 27117 | 1.5 | 0 | 2001 | 9999 |  |  | N | Wind | [13 empty] | 0 | 0 | 0 | 0 | [11 empty] | Kas Brothers Windfarm LLC | 100 | Kas Brothers Windfarm LLC | 100
natural gas peaker | Gilroy Peaking Energy Center | 55810_G_S3 | 55810 | G | S3 | 88230 | Combustion Turbine |  | WEC_CALN | California | 6 | Santa Clara | 85 | 06085 | 45 | 11623 | 2001 | 9999 |  |  | N | Natural Gas |  |  |  | H2O + NH3 | SCR | [7 empty] | 0.74 | 0.02722 | 0.02722 | 0.02722 | 0.02722 | [11 empty] | Gilroy Energy Center LLC | 100 | Energy Capital Partners | 100
natural gas peaker | Gilroy Peaking Energy Center | 55810_G_S4 | 55810 | G | S4 | 88231 | Combustion Turbine |  | WEC_CALN | California | 6 | Santa Clara | 85 | 06085 | 45 | 11623 | 2001 | 9999 |  |  | N | Natural Gas |  |  |  | H2O + NH3 | SCR | [7 empty] | 0.74 | 0.02657 | 0.02657 | 0.02657 | 0.02657 | [11 empty] | Gilroy Energy Center LLC | 100 | Energy Capital Partners | 100
natural gas peaker | Gilroy Peaking Energy Center | 55810_G_S5 | 55810 | G | S5 | 88232 | Combustion Turbine |  | WEC_CALN | California | 6 | Santa Clara | 85 | 06085 | 45 | 11623 | 2002 | 9999 |  |  | N | Natural Gas |  |  |  | H2O + NH3 | SCR | [7 empty] | 0.74 | 0.03221 | 0.03221 | 0.03221 | 0.03221 | [11 empty] | Gilroy Energy Center LLC | 100 | Energy Capital Partners | 100
natural gas peaker | King City Peaking | 55811_G_CTG1 | 55811 | G | CTG1 | 8434 | Combustion Turbine |  | WEC_CALN | California | 6 | Monterey | 53 | 06053 | 44 | 11324 | 2002 | 9999 |  |  | N | Natural Gas |  |  |  | DLNB + H2O + NH3 | SCR | [7 empty] | 0.74 | 0.01565 | 0.01565 | 0.01565 | 0.01565 | [11 empty] | King City Energy Center LLC | 100 | General Electric Co | 100
natural gas peaker | Yuba City Energy Center | 55813_G_CTG1 | 55813 | G | CTG1 | 8436 | Combustion Turbine |  | WEC_CALN | California | 6 | Sutter | 101 | 06101 | 45 | 11950 | 2002 | 9999 |  |  | N | Natural Gas |  |  |  | H2O | SCR | [7 empty] | 0.74 | 0.08129 | 0.08129 | 0.08129 | 0.08129 | [11 empty] | Calpine Corp Yuba City | 100 | Energy Capital Partners | 100
onshore wind | Hawkeye Power Partners LLC | 55816_G_48M | 55816 | G | 48M |  | Onshore Wind |  | MIS_IA | Iowa | 19 | Cerro Gordo | 33 | 19033 | 42 | 0 | 1999 | 9999 |  |  | N | Wind | [13 empty] | 0 | 0 | 0 | 0 | [11 empty] | Cerro Gordo Wind LLC | 100 | NextEra Energy Inc | 100
natural gas combined cycle | Frederickson Power LP | 55818_G_FICT | 55818 | G | FICT | 88233 | Combined Cycle |  | WECC_PNW | Washington | 53 | Pierce | 53 | 53053 | 164 | 7097 | 2002 | 9999 |  |  | N | Natural Gas |  |  |  | DLNB + NH3 | SCR | [8 empty] | 0.010452 | 0.010452 | 0.010452 | 0.010452 | [11 empty] | Frederickson Power LP | 50.15 | I Squared Capital | 50.15
natural gas combined cycle | Frederickson Power LP | 55818_G_FIST | 55818 | G | FIST | 88233 | Combined Cycle |  | WECC_PNW | Washington | 53 | Pierce | 53 | 53053 | 82 | 7097 | 2002 | 9999 |  |  | N | Natural Gas |  |  |  | LNB + NH3 | SCR | [8 empty] | 0.010452 | 0.010452 | 0.010452 | 0.010452 | [11 empty] | Frederickson Power LP | 50.15 | I Squared Capital | 50.15
natural gas combined cycle | Curtis H Stanton Energy Center | 55821_G_A | 55821 | G | A | 10157 | Combined Cycle |  | FRCC | Florida | 12 | Orange | 95 | 12095 | 188 | 7461 | 2003 | 9999 |  |  | N | Natural Gas, Distillate Fuel Oil |  |  |  | DLNB + H2O | SCR | [7 empty] | 0.001 | 0.012432 | 0.012432 | 0.012432 | 0.012432 | [11 empty] | Stanton Clean Energy LLC | 65 | NextEra Energy Inc | 65
natural gas combined cycle | Curtis H Stanton Energy Center | 55821_G_B | 55821 | G | B | 10158 | Combined Cycle |  | FRCC | Florida | 12 | Orange | 95 | 12095 | 188 | 7461 | 2003 | 9999 |  |  | N | Natural Gas, Distillate Fuel Oil |  |  |  | DLNB + H2O | SCR | [7 empty] | 0.001 | 0.012432 | 0.012432 | 0.012432 | 0.012432 | [11 empty] | Stanton Clean Energy LLC | 65 | NextEra Energy Inc | 65
natural gas combined cycle | Curtis H Stanton Energy Center | 55821_G_C | 55821 | G | C | 10157 | Combined Cycle |  | FRCC | Florida | 12 | Orange | 95 | 12095 | 281 | 7461 | 2003 | 9999 |  |  | N | Natural Gas, Distillate Fuel Oil |  |  |  | DLNB + H2O | SCR | [7 empty] | 0.001 | 0.012432 | 0.012432 | 0.012432 | 0.012432 | [11 empty] | Stanton Clean Energy LLC | 65 | NextEra Energy Inc | 65
natural gas peaker | MNDOT Standby Generation | 55824_G_UNT1 | 55824 | G | UNT1 |  | Combustion Turbine | IC Engine | MIS_MNWI | Minnesota | 27 | Ramsey | 123 | 27123 | 1.9 | 13469 | 1995 | 9999 |  |  | N | Distillate Fuel Oil | [13 empty] | 1.6498 | 1.6498 | 1.6498 | 1.6498 | [11 empty] | Neo Corp | 50 | NRG Energy Inc | 50
natural gas combined cycle | Rocky Mountain Energy Center | 55835_G_CTG1 | 55835 | G | CTG1 | 10173 | Combined Cycle |  | WECC_CO | Colorado | 8 | Weld | 123 | 08123 | 145 | 7737 | 2004 | 9999 |  |  | N | Natural Gas |  |  |  | DLNB | SCR | [8 empty] | 0.013853 | 0.013853 | 0.013853 | 0.013853 | [11 empty] | Rocky Mountain Energy Center LLC | 100 | Xcel Energy Inc | 100
natural gas combined cycle | Rocky Mountain Energy Center | 55835_G_CTG2 | 55835 | G | CTG2 | 10174 | Combined Cycle |  | WECC_CO | Colorado | 8 | Weld | 123 | 08123 | 145 | 7737 | 2004 | 9999 |  |  | N | Natural Gas |  |  |  | DLNB | SCR | [8 empty] | 0.013853 | 0.013853 | 0.013853 | 0.013853 | [11 empty] | Rocky Mountain Energy Center LLC | 100 | Xcel Energy Inc | 100
natural gas combined cycle | Rocky Mountain Energy Center | 55835_G_STG1 | 55835 | G | STG1 | 10173 | Combined Cycle |  | WECC_CO | Colorado | 8 | Weld | 123 | 08123 | 290 | 7737 | 2004 | 9999 |  |  | N | Natural Gas |  |  |  | DLNB | SCR | [8 empty] | 0.013853 | 0.013853 | 0.013853 | 0.013853 | [11 empty] | Rocky Mountain Energy Center LLC | 100 | Xcel Energy Inc | 100
natural gas peaker | Island Street Peaking Plant | 55836_G_FT81 | 55836 | G | FT81 | 89407 | Combustion Turbine |  | MIS_WUMS | Wisconsin | 55 | Outagamie | 87 | 55087 | 51.8 | 12332 | 2004 | 9999 |  |  | N | Natural Gas, Distillate Fuel Oil |  |  |  | H2O | [9 empty] | 0.10015 | 0.10015 | 0.10015 | 0.10015 | [11 empty] | WPPI Energy | 100 | WPPI Energy | 100
natural gas combined cycle | Silverhawk | 55841_G_CT1 | 55841 | G | CT1 | 89194 | Combined Cycle |  | WECC_SNV | Nevada | 32 | Clark | 3 | 32003 | 157 | 7661 | 2004 | 9999 |  |  | N | Natural Gas |  |  |  | DLNB | SCR | [8 empty] | 0.0097845 | 0.0097845 | 0.0097845 | 0.0097845 | [11 empty] | Nevada Power Co | 75 | Berkshire Hathaway Inc | 75
natural gas combined cycle | Silverhawk | 55841_G_CT2 | 55841 | G | CT2 | 89195 | Combined Cycle |  | WECC_SNV | Nevada | 32 | Clark | 3 | 32003 | 157 | 7661 | 2004 | 9999 |  |  | N | Natural Gas |  |  |  | DLNB | SCR | [8 empty] | 0.0097845 | 0.0097845 | 0.0097845 | 0.0097845 | [11 empty] | Nevada Power Co | 75 | Berkshire Hathaway Inc | 75
natural gas combined cycle | Silverhawk | 55841_G_ST1 | 55841 | G | ST1 | 89194 | Combined Cycle |  | WECC_SNV | Nevada | 32 | Clark | 3 | 32003 | 246 | 7661 | 2004 | 9999 |  |  | N | Natural Gas |  |  |  | DLNB | SCR | [8 empty] | 0.0097845 | 0.0097845 | 0.0097845 | 0.0097845 | [11 empty] | Nevada Power Co | 75 | Berkshire Hathaway Inc | 75
natural gas peaker | Feather River Energy Center | 55847_G_CTG1 | 55847 | G | CTG1 | 10240 | Combustion Turbine |  | WEC_CALN | California | 6 | Sutter | 101 | 06101 | 45 | 11489 | 2003 | 9999 |  |  | N | Natural Gas |  |  |  | H2O | SCR | [7 empty] | 0.74 | 0.16328 | 0.16328 | 0.16328 | 0.16328 | [11 empty] | Feather River Energy Center LLC | 100 | Energy Capital Partners | 100
natural gas peaker | Wolfskill Energy Center | 55855_G_CTG1 | 55855 | G | CTG1 | 10241 | Combustion Turbine |  | WEC_CALN | California | 6 | Solano | 95 | 06095 | 45 | 11196 | 2003 | 9999 |  |  | N | Natural Gas |  |  |  | H2O + NH3 | SCR | [7 empty] | 0.74 | 0.02436 | 0.02436 | 0.02436 | 0.02436 | [11 empty] | Wolfskill Energy Center LLC | 100 | Energy Capital Partners | 100
hard coal | Prairie State Generating Station | 55856_B_PC1 | 55856 | B | PC1 | 90192 | Coal Steam |  | MIS_IL | Illinois | 17 | St Clair | 163 | 17163 | 815 | 9391 | 2012 | 2045 | wall | dry | N | Bituminous | Wet Scrubber | 2011 | 0.98 | LNB | SCR | 2011 |  | ESPC + WESP | Yes | ACI | 2011 |  | 0.182 | 0.06122 | 0.06122 | 0.06122 | 0.06122 | 0.05 | 0.1 | 0.1 | 0.99 | Yes | 2011 | [5 empty] | Prairie State Generating Co LLC | 100 | American Municipal Power Inc | 100
hard coal | Prairie State Generating Station | 55856_B_PC2 | 55856 | B | PC2 | 90193 | Coal Steam |  | MIS_IL | Illinois | 17 | St Clair | 163 | 17163 | 815 | 9346 | 2012 | 2045 | wall | dry | N | Bituminous | Wet Scrubber | 2012 | 0.98 | LNB | SCR | 2012 |  | ESPC + WESP | Yes | ACI | 2012 |  | 0.182 | 0.06096 | 0.06096 | 0.06096 | 0.06096 | 0.05 | 0.1 | 0.1 | 0.99 | Yes | 2012 | [5 empty] | Prairie State Generating Co LLC | 100 | American Municipal Power Inc | 100
natural gas peaker | Oak Point Cogen | 55857_G_5121 | 55857 | G | 5121 |  | Combustion Turbine |  | MIS_AMSO | Louisiana | 22 | Plaquemines | 75 | 22075 | 4 | 8700 | 1999 | 9999 |  |  | Y | Natural Gas | [13 empty] | 0.23894 | 0.23894 | 0.23894 | 0.23894 | [11 empty] | Chevron Oronite Co LLC | 100 | Chevron Corp | 100
natural gas peaker | Oak Point Cogen | 55857_G_5131 | 55857 | G | 5131 |  | Combustion Turbine |  | MIS_AMSO | Louisiana | 22 | Plaquemines | 75 | 22075 | 4 | 8700 | 1999 | 9999 |  |  | Y | Natural Gas | [13 empty] | 0.23894 | 0.23894 | 0.23894 | 0.23894 | [11 empty] | Chevron Oronite Co LLC | 100 | Chevron Corp | 100
natural gas peaker | Oak Point Cogen | 55857_G_5141 | 55857 | G | 5141 |  | Combustion Turbine |  | MIS_AMSO | Louisiana | 22 | Plaquemines | 75 | 22075 | 4 | 8700 | 1999 | 9999 |  |  | Y | Natural Gas | [13 empty] | 0.23894 | 0.23894 | 0.23894 | 0.23894 | [11 empty] | Chevron Oronite Co LLC | 100 | Chevron Corp | 100
natural gas peaker | Oak Point Cogen | 55857_G_5151 | 55857 | G | 5151 |  | Combustion Turbine |  | MIS_AMSO | Louisiana | 22 | Plaquemines | 75 | 22075 | 4 | 8700 | 1999 | 9999 |  |  | Y | Natural Gas | [13 empty] | 0.23894 | 0.23894 | 0.23894 | 0.23894 | [11 empty] | Chevron Oronite Co LLC | 100 | Chevron Corp | 100
natural gas peaker | Oak Point Cogen | 55857_G_5161 | 55857 | G | 5161 |  | Combustion Turbine |  | MIS_AMSO | Louisiana | 22 | Plaquemines | 75 | 22075 | 4 | 8700 | 1999 | 9999 |  |  | Y | Natural Gas | [13 empty] | 0.23894 | 0.23894 | 0.23894 | 0.23894 | [11 empty] | Chevron Oronite Co LLC | 100 | Chevron Corp | 100
hydro | Quinebaug Lower Project | 55860_G_5-M | 55860 | G | 5-M |  | Hydro |  | NENG_CT | Connecticut | 9 | Windham | 15 | 09015 | 0.3 | 0 | 1990 | 9999 |  |  | N | Hydro | [13 empty] | 0 | 0 | 0 | 0 | [11 empty] | Quinebaug Associates LLC | 100 | Gravity Renewables Inc | 100
hydro | Quinebaug Lower Project | 55860_G_MF | 55860 | G | MF |  | Hydro |  | NENG_CT | Connecticut | 9 | Windham | 15 | 09015 | 0.1 | 0 | 1990 | 9999 |  |  | N | Hydro | [13 empty] | 0 | 0 | 0 | 0 | [11 empty] | Quinebaug Associates LLC | 100 | Gravity Renewables Inc | 100
hydro | Quinebaug Lower Project | 55860_G_U2 | 55860 | G | U2 |  | Hydro |  | NENG_CT | Connecticut | 9 | Windham | 15 | 09015 | 0.8 | 0 | 1990 | 9999 |  |  | N | Hydro | [13 empty] | 0 | 0 | 0 | 0 | [11 empty] | Quinebaug Associates LLC | 100 | Gravity Renewables Inc | 100
hydro | Quinebaug Lower Project | 55860_G_UI | 55860 | G | UI |  | Hydro |  | NENG_CT | Connecticut | 9 | Windham | 15 | 09015 | 1.2 | 0 | 1990 | 9999 |  |  | N | Hydro | [13 empty] | 0 | 0 | 0 | 0 | [11 empty] | Quinebaug Associates LLC | 100 | Gravity Renewables Inc | 100
natural gas peaker | Basin Creek Plant | 55866_G_1 | 55866 | G | 1 |  | Combustion Turbine | IC Engine | WECC_MT | Montana | 30 | Silver Bow | 93 | 30093 | 6 | 10745 | 2006 | 9999 |  |  | N | Natural Gas | [12 empty] | 2 | 1.061 | 1.061 | 1.061 | 1.061 | [11 empty] | Basin Creek Equity Partners LLC | 100 | Maxim Power Corp | 100
natural gas peaker | Basin Creek Plant | 55866_G_2 | 55866 | G | 2 |  | Combustion Turbine | IC Engine | WECC_MT | Montana | 30 | Silver Bow | 93 | 30093 | 6 | 10745 | 2006 | 9999 |  |  | N | Natural Gas | [12 empty] | 2 | 1.061 | 1.061 | 1.061 | 1.061 | [11 empty] | Basin Creek Equity Partners LLC | 100 | Maxim Power Corp | 100
natural gas peaker | Basin Creek Plant | 55866_G_3 | 55866 | G | 3 |  | Combustion Turbine | IC Engine | WECC_MT | Montana | 30 | Silver Bow | 93 | 30093 | 6 | 10745 | 2006 | 9999 |  |  | N | Natural Gas | [12 empty] | 2 | 1.061 | 1.061 | 1.061 | 1.061 | [11 empty] | Basin Creek Equity Partners LLC | 100 | Maxim Power Corp | 100
natural gas peaker | Basin Creek Plant | 55866_G_4 | 55866 | G | 4 |  | Combustion Turbine | IC Engine | WECC_MT | Montana | 30 | Silver Bow | 93 | 30093 | 6 | 10745 | 2006 | 9999 |  |  | N | Natural Gas | [12 empty] | 2 | 1.061 | 1.061 | 1.061 | 1.061 | [11 empty] | Basin Creek Equity Partners LLC | 100 | Maxim Power Corp | 100
natural gas peaker | Basin Creek Plant | 55866_G_5 | 55866 | G | 5 |  | Combustion Turbine | IC Engine | WECC_MT | Montana | 30 | Silver Bow | 93 | 30093 | 6 | 10745 | 2006 | 9999 |  |  | N | Natural Gas | [12 empty] | 2 | 1.061 | 1.061 | 1.061 | 1.061 | [11 empty] | Basin Creek Equity Partners LLC | 100 | Maxim Power Corp | 100
natural gas peaker | Basin Creek Plant | 55866_G_6 | 55866 | G | 6 |  | Combustion Turbine | IC Engine | WECC_MT | Montana | 30 | Silver Bow | 93 | 30093 | 6 | 10745 | 2006 | 9999 |  |  | N | Natural Gas | [12 empty] | 2 | 1.061 | 1.061 | 1.061 | 1.061 | [11 empty] | Basin Creek Equity Partners LLC | 100 | Maxim Power Corp | 100
natural gas peaker | Basin Creek Plant | 55866_G_7 | 55866 | G | 7 |  | Combustion Turbine | IC Engine | WECC_MT | Montana | 30 | Silver Bow | 93 | 30093 | 6 | 10745 | 2006 | 9999 |  |  | N | Natural Gas | [12 empty] | 2 | 1.061 | 1.061 | 1.061 | 1.061 | [11 empty] | Basin Creek Equity Partners LLC | 100 | Maxim Power Corp | 100
natural gas peaker | Basin Creek Plant | 55866_G_8 | 55866 | G | 8 |  | Combustion Turbine | IC Engine | WECC_MT | Montana | 30 | Silver Bow | 93 | 30093 | 6 | 10745 | 2006 | 9999 |  |  | N | Natural Gas | [12 empty] | 2 | 1.061 | 1.061 | 1.061 | 1.061 | [11 empty] | Basin Creek Equity Partners LLC | 100 | Maxim Power Corp | 100
natural gas peaker | Basin Creek Plant | 55866_G_9 | 55866 | G | 9 |  | Combustion Turbine | IC Engine | WECC_MT | Montana | 30 | Silver Bow | 93 | 30093 | 6 | 10745 | 2006 | 9999 |  |  | N | Natural Gas | [12 empty] | 2 | 1.061 | 1.061 | 1.061 | 1.061 | [11 empty] | Basin Creek Equity Partners LLC | 100 | Maxim Power Corp | 100
onshore wind | Klondike Wind Power | 55871_G_Ph 1 | 55871 | G | Ph 1 |  | Onshore Wind |  | WECC_PNW | Oregon | 41 | Sherman | 55 | 41055 | 24 | 0 | 2002 | 9999 |  |  | N | Wind | [13 empty] | 0 | 0 | 0 | 0 | [11 empty] | Klondike Wind LLC | 100 | Iberdrola SA | 100
natural gas peaker | Panoche Peaker | 55874_G_8 | 55874 | G | 8 |  | Combustion Turbine |  | WEC_CALN | California | 6 | Fresno | 19 | 06019 | 40 | 15897 | 1973 | 9999 |  |  | N | Natural Gas | [12 empty] | 0.74 | 0.00974 | 0.00974 | 0.00974 | 0.00974 | [11 empty] | Wellhead Electric Co | 100 | Fresno Power Investors LP | 100
biomass | Sonoma Central Landfill Phase III | 55880_G_P-31 | 55880 | G | P-31 |  | Landfill Gas |  | WEC_CALN | California | 6 | Sonoma | 97 | 06097 | 0.7 | 14103 | 2004 | 9999 |  |  | N | Landfill Gas | [13 empty] | 0.22117 | 0.22117 | 0.22117 | 0.22117 | [11 empty] | County of Sonoma Dept of Transportation | 100 | County of Sonoma Dept of Transportation | 100
biomass | Sonoma Central Landfill Phase III | 55880_G_P-32 | 55880 | G | P-32 |  | Landfill Gas |  | WEC_CALN | California | 6 | Sonoma | 97 | 06097 | 0.7 | 14103 | 2004 | 9999 |  |  | N | Landfill Gas | [13 empty] | 0.22117 | 0.22117 | 0.22117 | 0.22117 | [11 empty] | County of Sonoma Dept of Transportation | 100 | County of Sonoma Dept of Transportation | 100
biomass | Sierra Pacific Aberdeen | 55882_B_BLR1 | 55882 | B | BLR1 |  | Biomass |  | WECC_PNW | Washington | 53 | Grays Harbor | 27 | 53027 | 17.4 | 4561 | 2003 | 9999 |  |  | Y | Biomass |  |  |  |  | SNCR |  |  | ESPC + C | No |  |  |  |  | 0.095 | 0.095 | 0.095 | 0.095 | [11 empty] | Sierra Pacific Industries Inc | 100 | Sierra Pacific Industries | 100
biomass | Ridgeview | 55925_G_GEN1 | 55925 | G | GEN1 |  | Landfill Gas |  | MIS_WUMS | Wisconsin | 55 | Manitowoc | 71 | 55071 | 0.8 | 13500 | 2002 | 9999 |  |  | N | Landfill Gas | [13 empty] | 0.22117 | 0.22117 | 0.22117 | 0.22117 | [11 empty] | WM Renewable Energy LLC | 100 | Waste Management Inc | 100
biomass | Ridgeview | 55925_G_GEN2 | 55925 | G | GEN2 |  | Landfill Gas |  | MIS_WUMS | Wisconsin | 55 | Manitowoc | 71 | 55071 | 0.8 | 13500 | 2002 | 9999 |  |  | N | Landfill Gas | [13 empty] | 0.22117 | 0.22117 | 0.22117 | 0.22117 | [11 empty] | WM Renewable Energy LLC | 100 | Waste Management Inc | 100
biomass | Ridgeview | 55925_G_GEN5 | 55925 | G | GEN5 |  | Landfill Gas |  | MIS_WUMS | Wisconsin | 55 | Manitowoc | 71 | 55071 | 0.8 | 13500 | 2006 | 9999 |  |  | N | Landfill Gas | [13 empty] | 0.22117 | 0.22117 | 0.22117 | 0.22117 | [11 empty] | WM Renewable Energy LLC | 100 | Waste Management Inc | 100
biomass | Ridgeview | 55925_G_GEN6 | 55925 | G | GEN6 |  | Landfill Gas |  | MIS_WUMS | Wisconsin | 55 | Manitowoc | 71 | 55071 | 0.8 | 13500 | 2006 | 9999 |  |  | N | Landfill Gas | [13 empty] | 0.22117 | 0.22117 | 0.22117 | 0.22117 | [11 empty] | WM Renewable Energy LLC | 100 | Waste Management Inc | 100
biomass | Ridgeview | 55925_G_GEN7 | 55925 | G | GEN7 |  | Landfill Gas |  | MIS_WUMS | Wisconsin | 55 | Manitowoc | 71 | 55071 | 0.8 | 13500 | 2006 | 9999 |  |  | N | Landfill Gas | [13 empty] | 0.22117 | 0.22117 | 0.22117 | 0.22117 | [11 empty] | WM Renewable Energy LLC | 100 | Waste Management Inc | 100
biomass | Ridgeview | 55925_G_GEN8 | 55925 | G | GEN8 |  | Landfill Gas |  | MIS_WUMS | Wisconsin | 55 | Manitowoc | 71 | 55071 | 0.8 | 13500 | 2006 | 9999 |  |  | N | Landfill Gas | [13 empty] | 0.22117 | 0.22117 | 0.22117 | 0.22117 | [11 empty] | WM Renewable Energy LLC | 100 | Waste Management Inc | 100
natural gas combined cycle | Jasper | 55927_G_CT1 | 55927 | G | CT1 | 10211 | Combined Cycle |  | S_VACA | South Carolina | 45 | Jasper | 53 | 45053 | 156 | 7408 | 2004 | 9999 |  |  | N | Natural Gas, Distillate Fuel Oil |  |  |  | DLNB + H2O + NH3 | SCR | [8 empty] | 0.0081942 | 0.0081942 | 0.0081942 | 0.0081942 | [11 empty] | Dominion Energy South Carolina | 100 | Dominion Energy Inc | 100
natural gas combined cycle | Jasper | 55927_G_CT2 | 55927 | G | CT2 | 10212 | Combined Cycle |  | S_VACA | South Carolina | 45 | Jasper | 53 | 45053 | 164 | 7408 | 2004 | 9999 |  |  | N | Natural Gas, Distillate Fuel Oil |  |  |  | DLNB + H2O + NH3 | SCR | [8 empty] | 0.0081942 | 0.0081942 | 0.0081942 | 0.0081942 | [11 empty] | Dominion Energy South Carolina | 100 | Dominion Energy Inc | 100
natural gas combined cycle | Jasper | 55927_G_CT3 | 55927 | G | CT3 | 10213 | Combined Cycle |  | S_VACA | South Carolina | 45 | Jasper | 53 | 45053 | 147 | 7408 | 2004 | 9999 |  |  | N | Natural Gas, Distillate Fuel Oil |  |  |  | DLNB + H2O + NH3 | SCR | [8 empty] | 0.0081942 | 0.0081942 | 0.0081942 | 0.0081942 | [11 empty] | Dominion Energy South Carolina | 100 | Dominion Energy Inc | 100
natural gas combined cycle | Jasper | 55927_G_ST1 | 55927 | G | ST1 | 10211 | Combined Cycle |  | S_VACA | South Carolina | 45 | Jasper | 53 | 45053 | 385 | 7408 | 2004 | 9999 |  |  | N | Natural Gas, Distillate Fuel Oil |  |  |  | DLNB + H2O + NH3 | SCR | [8 empty] | 0.0081942 | 0.0081942 | 0.0081942 | 0.0081942 | [11 empty] | Dominion Energy South Carolina | 100 | Dominion Energy Inc | 100
natural gas peaker | McMinnville | 55928_G_1 | 55928 | G | 1 |  | Combustion Turbine | IC Engine | S_C_TVA | Tennessee | 47 | Warren | 177 | 47177 | 1.8 | 10745 | 2001 | 9999 |  |  | N | Distillate Fuel Oil | [12 empty] | 5 | 1.6498 | 1.6498 | 1.6498 | 1.6498 | [11 empty] | McMinnville Electric System | 100 | McMinnville Electric System | 100
natural gas peaker | McMinnville | 55928_G_10 | 55928 | G | 10 |  | Combustion Turbine | IC Engine | S_C_TVA | Tennessee | 47 | Warren | 177 | 47177 | 1.8 | 10745 | 2001 | 9999 |  |  | N | Distillate Fuel Oil | [12 empty] | 5 | 1.6498 | 1.6498 | 1.6498 | 1.6498 | [11 empty] | McMinnville Electric System | 100 | McMinnville Electric System | 100
natural gas peaker | McMinnville | 55928_G_11 | 55928 | G | 11 |  | Combustion Turbine | IC Engine | S_C_TVA | Tennessee | 47 | Warren | 177 | 47177 | 1.8 | 10745 | 2001 | 9999 |  |  | N | Distillate Fuel Oil | [12 empty] | 5 | 1.6498 | 1.6498 | 1.6498 | 1.6498 | [11 empty] | McMinnville Electric System | 100 | McMinnville Electric System | 100
natural gas peaker | McMinnville | 55928_G_2 | 55928 | G | 2 |  | Combustion Turbine | IC Engine | S_C_TVA | Tennessee | 47 | Warren | 177 | 47177 | 1.8 | 10745 | 2001 | 9999 |  |  | N | Distillate Fuel Oil | [12 empty] | 5 | 1.6498 | 1.6498 | 1.6498 | 1.6498 | [11 empty] | McMinnville Electric System | 100 | McMinnville Electric System | 100
natural gas peaker | McMinnville | 55928_G_3 | 55928 | G | 3 |  | Combustion Turbine | IC Engine | S_C_TVA | Tennessee | 47 | Warren | 177 | 47177 | 1.8 | 10745 | 2001 | 9999 |  |  | N | Distillate Fuel Oil | [12 empty] | 5 | 1.6498 | 1.6498 | 1.6498 | 1.6498 | [11 empty] | McMinnville Electric System | 100 | McMinnville Electric System | 100
natural gas peaker | McMinnville | 55928_G_4 | 55928 | G | 4 |  | Combustion Turbine | IC Engine | S_C_TVA | Tennessee | 47 | Warren | 177 | 47177 | 1.8 | 10745 | 2001 | 9999 |  |  | N | Distillate Fuel Oil | [12 empty] | 5 | 1.6498 | 1.6498 | 1.6498 | 1.6498 | [11 empty] | Tennessee Valley Authority | 100 | Tennessee Valley Authority | 100
natural gas peaker | McMinnville | 55928_G_5 | 55928 | G | 5 |  | Combustion Turbine | IC Engine | S_C_TVA | Tennessee | 47 | Warren | 177 | 47177 | 1.8 | 10745 | 2001 | 9999 |  |  | N | Distillate Fuel Oil | [12 empty] | 5 | 1.6498 | 1.6498 | 1.6498 | 1.6498 | [11 empty] | Tennessee Valley Authority | 100 | Tennessee Valley Authority | 100
natural gas peaker | McMinnville | 55928_G_6 | 55928 | G | 6 |  | Combustion Turbine | IC Engine | S_C_TVA | Tennessee | 47 | Warren | 177 | 47177 | 1.8 | 10745 | 2001 | 9999 |  |  | N | Distillate Fuel Oil | [12 empty] | 5 | 1.6498 | 1.6498 | 1.6498 | 1.6498 | [11 empty] | Tennessee Valley Authority | 100 | Tennessee Valley Authority | 100
natural gas peaker | McMinnville | 55928_G_7 | 55928 | G | 7 |  | Combustion Turbine | IC Engine | S_C_TVA | Tennessee | 47 | Warren | 177 | 47177 | 1.8 | 10745 | 2001 | 9999 |  |  | N | Distillate Fuel Oil | [12 empty] | 5 | 1.6498 | 1.6498 | 1.6498 | 1.6498 | [11 empty] | Tennessee Valley Authority | 100 | Tennessee Valley Authority | 100
natural gas peaker | McMinnville | 55928_G_8 | 55928 | G | 8 |  | Combustion Turbine | IC Engine | S_C_TVA | Tennessee | 47 | Warren | 177 | 47177 | 1.8 | 10745 | 2001 | 9999 |  |  | N | Distillate Fuel Oil | [12 empty] | 5 | 1.6498 | 1.6498 | 1.6498 | 1.6498 | [11 empty] | Tennessee Valley Authority | 100 | Tennessee Valley Authority | 100
natural gas peaker | McMinnville | 55928_G_9 | 55928 | G | 9 |  | Combustion Turbine | IC Engine | S_C_TVA | Tennessee | 47 | Warren | 177 | 47177 | 1.8 | 10745 | 2001 | 9999 |  |  | N | Distillate Fuel Oil | [12 empty] | 5 | 1.6498 | 1.6498 | 1.6498 | 1.6498 | [11 empty] | Tennessee Valley Authority | 100 | Tennessee Valley Authority | 100
biomass | McMinnville | 55928_G_12 | 55928 | G | 12 |  | Biomass |  | S_C_TVA | Tennessee | 47 | Warren | 177 | 47177 | 1.8 | 13500 | 2005 | 9999 |  |  | N | Biomass | [13 empty] | 0.22033 | 0.22033 | 0.22033 | 0.22033 | [11 empty] | McMinnville Electric System | 100 | McMinnville Electric System | 100
hydro | Boulder City Silver Lake Hydro | 55931_G_0001 | 55931 | G | 0001 |  | Hydro |  | WECC_CO | Colorado | 8 | Boulder | 13 | 08013 | 3.3 | 0 | 2000 | 9999 |  |  | N | Hydro | [13 empty] | 0 | 0 | 0 | 0 | [11 empty] | Boulder CO (City of) | 100 | Boulder CO (City of) | 100
natural gas combined cycle | Tracy Combined Cycle Power Plant | 55933_G_TPP1 | 55933 | G | TPP1 | 88312 | Combined Cycle |  | WEC_CALN | California | 6 | San Joaquin | 77 | 06077 | 82.1 | 8157 | 2003 | 9999 |  |  | N | Natural Gas |  |  |  | DLNB | SCR | [7 empty] | 0.74 | 0.10556 | 0.011144 | 0.10556 | 0.011144 | [11 empty] | MRP San Joaquin Energy LLC | 100 | Marc Lasry | 100
natural gas combined cycle | Tracy Combined Cycle Power Plant | 55933_G_TPP2 | 55933 | G | TPP2 | 88313 | Combined Cycle |  | WEC_CALN | California | 6 | San Joaquin | 77 | 06077 | 81.8 | 8157 | 2003 | 9999 |  |  | N | Natural Gas |  |  |  | DLNB | SCR | [7 empty] | 0.74 | 0.10556 | 0.011144 | 0.10556 | 0.011144 | [11 empty] | MRP San Joaquin Energy LLC | 100 | Marc Lasry | 100
natural gas combined cycle | Tracy Combined Cycle Power Plant | 55933_G_TCC1 | 55933 | G | TCC1 | 88312 | Combined Cycle |  | WEC_CALN | California | 6 | San Joaquin | 77 | 06077 | 156.2 | 8157 | 2012 | 9999 |  |  | N | Natural Gas |  |  |  | LNB + NH3 | SCR | [8 empty] | 0.10556 | 0.011144 | 0.10556 | 0.011144 | [11 empty] | MRP San Joaquin Energy LLC | 100 | Marc Lasry | 100
natural gas peaker | Century Generating Facility | 55934_G_C1 | 55934 | G | C1 |  | Combustion Turbine |  | WECC_SCE | California | 6 | San Bernardino | 71 | 06071 | 9.5 | 13721 | 2001 | 9999 |  |  | N | Natural Gas | [12 empty] | 0.74 | 0.79549 | 0.79549 | 0.79549 | 0.79549 | [11 empty] | Colton Power LP | 100 | JPMorgan Chase & Co | 100
natural gas peaker | Century Generating Facility | 55934_G_C2 | 55934 | G | C2 |  | Combustion Turbine |  | WECC_SCE | California | 6 | San Bernardino | 71 | 06071 | 9.5 | 13738 | 2001 | 9999 |  |  | N | Natural Gas | [12 empty] | 0.74 | 0.79549 | 0.79549 | 0.79549 | 0.79549 | [11 empty] | Colton Power LP | 100 | JPMorgan Chase & Co | 100
natural gas peaker | Century Generating Facility | 55934_G_C3 | 55934 | G | C3 |  | Combustion Turbine |  | WECC_SCE | California | 6 | San Bernardino | 71 | 06071 | 9.5 | 13738 | 2001 | 9999 |  |  | N | Natural Gas | [12 empty] | 0.74 | 0.79549 | 0.79549 | 0.79549 | 0.79549 | [11 empty] | Colton Power LP | 100 | JPMorgan Chase & Co | 100
natural gas peaker | Century Generating Facility | 55934_G_C4 | 55934 | G | C4 |  | Combustion Turbine |  | WECC_SCE | California | 6 | San Bernardino | 71 | 06071 | 9.5 | 13738 | 2001 | 9999 |  |  | N | Natural Gas | [12 empty] | 0.74 | 0.79549 | 0.79549 | 0.79549 | 0.79549 | [11 empty] | Colton Power LP | 100 | JPMorgan Chase & Co | 100
natural gas peaker | Drews Generating Facility | 55935_G_D1 | 55935 | G | D1 |  | Combustion Turbine |  | WECC_SCE | California | 6 | San Bernardino | 71 | 06071 | 9.5 | 14750 | 2001 | 9999 |  |  | N | Natural Gas | [12 empty] | 0.74 | 0.79549 | 0.79549 | 0.79549 | 0.79549 | [11 empty] | Colton Power LP | 100 | JPMorgan Chase & Co | 100
natural gas peaker | Drews Generating Facility | 55935_G_D2 | 55935 | G | D2 |  | Combustion Turbine |  | WECC_SCE | California | 6 | San Bernardino | 71 | 06071 | 9.5 | 14764 | 2001 | 9999 |  |  | N | Natural Gas | [12 empty] | 0.74 | 0.79549 | 0.79549 | 0.79549 | 0.79549 | [11 empty] | Colton Power LP | 100 | JPMorgan Chase & Co | 100
natural gas peaker | Drews Generating Facility | 55935_G_D3 | 55935 | G | D3 |  | Combustion Turbine |  | WECC_SCE | California | 6 | San Bernardino | 71 | 06071 | 9.5 | 14764 | 2001 | 9999 |  |  | N | Natural Gas | [12 empty] | 0.74 | 0.79549 | 0.79549 | 0.79549 | 0.79549 | [11 empty] | Colton Power LP | 100 | JPMorgan Chase & Co | 100
natural gas peaker | Drews Generating Facility | 55935_G_D4 | 55935 | G | D4 |  | Combustion Turbine |  | WECC_SCE | California | 6 | San Bernardino | 71 | 06071 | 9.5 | 14764 | 2001 | 9999 |  |  | N | Natural Gas | [12 empty] | 0.74 | 0.79549 | 0.79549 | 0.79549 | 0.79549 | [11 empty] | Colton Power LP | 100 | JPMorgan Chase & Co | 100
natural gas peaker | NRG Rockford II Energy Center | 55936_G_GT3 | 55936 | G | GT3 | 4814 | Combustion Turbine |  | PJM_COMD | Illinois | 17 | Winnebago | 201 | 17201 | 160.9 | 10745 | 2002 | 2045 |  |  | N | Natural Gas |  |  |  | DLNB | [8 empty] | 0.001 | 0.05631 | 0.05631 | 0.05631 | 0.05631 | [11 empty] | Rockford Power II LLC | 100 | LS Power Group | 100
natural gas peaker | NAEA Ocean Peaking Power LLC | 55938_G_OPP3 | 55938 | G | OPP3 | 88234 | Combustion Turbine |  | PJM_EMAC | New Jersey | 34 | Ocean | 29 | 34029 | 162.8 | 10745 | 2003 | 9999 |  |  | N | Natural Gas |  |  |  | DLNB | [8 empty] | 0.003 | 0.03348 | 0.03348 | 0.03348 | 0.03348 | [11 empty] | Essential Power Opp LLC | 100 | Essential Power LLC | 100
natural gas peaker | NAEA Ocean Peaking Power LLC | 55938_G_OPP4 | 55938 | G | OPP4 | 88235 | Combustion Turbine |  | PJM_EMAC | New Jersey | 34 | Ocean | 29 | 34029 | 162.8 | 10745 | 2003 | 9999 |  |  | N | Natural Gas |  |  |  | DLNB | [8 empty] | 0.003 | 0.03287 | 0.03287 | 0.03287 | 0.03287 | [11 empty] | Essential Power Opp LLC | 100 | Essential Power LLC | 100
natural gas combined cycle | Warren County | 55939_G_CT01 | 55939 | G | CT01 | 90817 | Combined Cycle |  | PJM_AP | Virginia | 51 | Warren | 187 | 51187 | 297.5 | 7050 | 2014 | 9999 | other |  | N | Natural Gas |  |  |  | LNB + other | SCR | [8 empty] | 0.0056003 | 0.0056003 | 0.0056003 | 0.0056003 | [11 empty] | Virginia Electric & Power Co | 100 | Dominion Energy Inc | 100
natural gas combined cycle | Warren County | 55939_G_CT02 | 55939 | G | CT02 | 90818 | Combined Cycle |  | PJM_AP | Virginia | 51 | Warren | 187 | 51187 | 297.5 | 7050 | 2014 | 9999 | other |  | N | Natural Gas |  |  |  | LNB + other | SCR | [8 empty] | 0.0056085 | 0.0056085 | 0.0056085 | 0.0056085 | [11 empty] | Virginia Electric & Power Co | 100 | Dominion Energy Inc | 100
natural gas combined cycle | Warren County | 55939_G_CT03 | 55939 | G | CT03 | 90819 | Combined Cycle |  | PJM_AP | Virginia | 51 | Warren | 187 | 51187 | 297.5 | 7050 | 2014 | 9999 | other |  | N | Natural Gas |  |  |  | LNB + other | SCR | [8 empty] | 0.0056003 | 0.0056003 | 0.0056003 | 0.0056003 | [11 empty] | Virginia Electric & Power Co | 100 | Dominion Energy Inc | 100
natural gas combined cycle | Warren County | 55939_G_ST01 | 55939 | G | ST01 | 90817 | Combined Cycle |  | PJM_AP | Virginia | 51 | Warren | 187 | 51187 | 579.7 | 7050 | 2014 | 9999 | other |  | N | Natural Gas |  |  |  | LNB + other | SCR | [8 empty] | 0.0056003 | 0.0056003 | 0.0056003 | 0.0056003 | [11 empty] | Virginia Electric & Power Co | 100 | Dominion Energy Inc | 100
onshore wind | Bay Windpower I | 55944_G_BAY | 55944 | G | BAY |  | Onshore Wind |  | MIS_LMI | Michigan | 26 | Cheboygan | 31 | 26031 | 1.8 | 0 | 2001 | 9999 |  |  | N | Wind | [13 empty] | 0 | 0 | 0 | 0 | [11 empty] | Crystal Flash Ltd | 100 | Crystal Flash Energy | 100
natural gas peaker | Elk Hills Cogen | 55950_G_U1 | 55950 | G | U1 |  | Combustion Turbine |  | WECC_SCE | California | 6 | Kern | 29 | 06029 | 23.3 | 8950 | 1994 | 9999 |  |  | Y | Natural Gas | [13 empty] | 0.79549 | 0.79549 | 0.79549 | 0.79549 | [11 empty] | Occidental of Elk Hills Inc | 78 | Occidental Petroleum Corp | 78
natural gas peaker | Elk Hills Cogen | 55950_G_U2 | 55950 | G | U2 |  | Combustion Turbine |  | WECC_SCE | California | 6 | Kern | 29 | 06029 | 23.3 | 8950 | 1994 | 9999 |  |  | Y | Natural Gas | [13 empty] | 0.79549 | 0.79549 | 0.79549 | 0.79549 | [11 empty] | Occidental of Elk Hills Inc | 78 | Occidental Petroleum Corp | 78
natural gas peaker | Agua Mansa Power Plant | 55951_G_AMP1 | 55951 | G | AMP1 | 89370 | Combustion Turbine |  | WECC_SCE | California | 6 | San Bernardino | 71 | 06071 | 40 | 10745 | 2003 | 9999 |  |  | N | Natural Gas |  |  |  | H2O | SCR | [7 empty] | 0.74 | 0.01664 | 0.01664 | 0.01664 | 0.01664 | [11 empty] | E I Colton LLC | 100 | E I Colton LLC | 100
natural gas peaker | Pretlow | 55953_G_1 | 55953 | G | 1 |  | Combustion Turbine | IC Engine | PJM_Dom | Virginia | 51 | Southampton | 175 | 51175 | 1.6 | 10745 | 2001 | 9999 |  |  | N | Distillate Fuel Oil | [12 empty] | 2.64 | 0.50127 | 0.50127 | 0.50127 | 0.50127 | [11 empty] | Franklin Electric Dept | 100 | Franklin Electric Dept | 100
natural gas peaker | Pretlow | 55953_G_2 | 55953 | G | 2 |  | Combustion Turbine | IC Engine | PJM_Dom | Virginia | 51 | Southampton | 175 | 51175 | 1.6 | 10745 | 2001 | 9999 |  |  | N | Distillate Fuel Oil | [12 empty] | 2.64 | 0.50127 | 0.50127 | 0.50127 | 0.50127 | [11 empty] | Franklin Electric Dept | 100 | Franklin Electric Dept | 100
natural gas peaker | Downtown | 55954_G_1 | 55954 | G | 1 |  | Combustion Turbine | IC Engine | PJM_Dom | Virginia | 51 | Southampton | 175 | 51175 | 1.6 | 10745 | 1992 | 9999 |  |  | N | Distillate Fuel Oil | [12 empty] | 2.64 | 1.6498 | 1.6498 | 1.6498 | 1.6498 | [11 empty] | Franklin Electric Dept | 100 | Franklin Electric Dept | 100
natural gas peaker | Downtown | 55954_G_2 | 55954 | G | 2 |  | Combustion Turbine | IC Engine | PJM_Dom | Virginia | 51 | Southampton | 175 | 51175 | 1.6 | 10745 | 1992 | 9999 |  |  | N | Distillate Fuel Oil | [12 empty] | 2.64 | 1.6498 | 1.6498 | 1.6498 | 1.6498 | [11 empty] | Franklin Electric Dept | 100 | Franklin Electric Dept | 100
natural gas peaker | Riverview Energy Center | 55963_G_CTG1 | 55963 | G | CTG1 | 88362 | Combustion Turbine |  | WEC_CALN | California | 6 | Contra Costa | 13 | 06013 | 46.1 | 11362 | 2003 | 9999 |  |  | N | Natural Gas |  |  |  | NH3 | SCR | [7 empty] | 0.74 | 0.02125 | 0.02125 | 0.02125 | 0.02125 | [11 empty] | Riverview Energy Center LLC | 100 | Energy Capital Partners | 100
biomass | Brown Station Road Plant II | 55964_G_1 | 55964 | G | 1 |  | Landfill Gas |  | PJM_SMAC | Maryland | 24 | Prince Georges | 33 | 24033 | 0.8 | 14103 | 2003 | 9999 |  |  | N | Landfill Gas | [13 empty] | 0.22117 | 0.22117 | 0.22117 | 0.22117 | [11 empty] | Prince Georges County | 100 | Prince Georges County | 100
biomass | Brown Station Road Plant II | 55964_G_2 | 55964 | G | 2 |  | Landfill Gas |  | PJM_SMAC | Maryland | 24 | Prince Georges | 33 | 24033 | 0.8 | 14103 | 2003 | 9999 |  |  | N | Landfill Gas | [13 empty] | 0.22117 | 0.22117 | 0.22117 | 0.22117 | [11 empty] | Prince Georges County | 100 | Prince Georges County | 100
biomass | Brown Station Road Plant II | 55964_G_3 | 55964 | G | 3 |  | Landfill Gas |  | PJM_SMAC | Maryland | 24 | Prince Georges | 33 | 24033 | 0.8 | 14103 | 2003 | 9999 |  |  | N | Landfill Gas | [13 empty] | 0.22117 | 0.22117 | 0.22117 | 0.22117 | [11 empty] | Prince Georges County | 100 | Prince Georges County | 100
biomass | Brown Station Road Plant II | 55964_G_4 | 55964 | G | 4 |  | Landfill Gas |  | PJM_SMAC | Maryland | 24 | Prince Georges | 33 | 24033 | 0.8 | 14103 | 2003 | 9999 |  |  | N | Landfill Gas | [13 empty] | 0.22117 | 0.22117 | 0.22117 | 0.22117 | [11 empty] | Prince Georges County | 100 | Prince Georges County | 100
natural gas combined cycle | Wansley Combined Cycle | 55965_G_CT6A | 55965 | G | CT6A | 8352 | Combined Cycle |  | S_SOU | Georgia | 13 | Heard | 149 | 13149 | 176.8 | 7050 | 2002 | 9999 |  |  | N | Natural Gas |  |  |  | DLNB | SCR | 2002 | [6 empty] | 0.001 | 0.0087288 | 0.0087288 | 0.0087288 | 0.0087288 | [11 empty] | Southern Power Co | 100 | Southern Co | 100
natural gas combined cycle | Wansley Combined Cycle | 55965_G_CT6B | 55965 | G | CT6B | 8354 | Combined Cycle |  | S_SOU | Georgia | 13 | Heard | 149 | 13149 | 176.8 | 7050 | 2002 | 9999 |  |  | N | Natural Gas |  |  |  | DLNB | SCR | 2002 | [6 empty] | 0.001 | 0.0087288 | 0.0087288 | 0.0087288 | 0.0087288 | [11 empty] | Southern Power Co | 100 | Southern Co | 100
natural gas combined cycle | Wansley Combined Cycle | 55965_G_CT7A | 55965 | G | CT7A | 8356 | Combined Cycle |  | S_SOU | Georgia | 13 | Heard | 149 | 13149 | 175.6 | 7050 | 2002 | 9999 |  |  | N | Natural Gas |  |  |  | DLNB | SCR | 2002 | [6 empty] | 0.001 | 0.0087352 | 0.0087352 | 0.0087352 | 0.0087352 | [11 empty] | Southern Power Co | 100 | Southern Co | 100
natural gas combined cycle | Wansley Combined Cycle | 55965_G_CT7B | 55965 | G | CT7B | 8358 | Combined Cycle |  | S_SOU | Georgia | 13 | Heard | 149 | 13149 | 175.6 | 7050 | 2002 | 9999 |  |  | N | Natural Gas |  |  |  | DLNB | SCR | 2002 | [6 empty] | 0.001 | 0.0087352 | 0.0087352 | 0.0087352 | 0.0087352 | [11 empty] | Southern Power Co | 100 | Southern Co | 100
natural gas combined cycle | Wansley Combined Cycle | 55965_G_ST6 | 55965 | G | ST6 | 8352 | Combined Cycle |  | S_SOU | Georgia | 13 | Heard | 149 | 13149 | 240 | 7050 | 2002 | 9999 |  |  | N | Natural Gas |  |  |  | DLNB | SCR | 2002 | [6 empty] | 0.001 | 0.0087288 | 0.0087288 | 0.0087288 | 0.0087288 | [11 empty] | Southern Power Co | 100 | Southern Co | 100
natural gas combined cycle | Wansley Combined Cycle | 55965_G_ST7 | 55965 | G | ST7 | 8356 | Combined Cycle |  | S_SOU | Georgia | 13 | Heard | 149 | 13149 | 240 | 7050 | 2002 | 9999 |  |  | N | Natural Gas |  |  |  | DLNB | SCR | 2002 | [6 empty] | 0.001 | 0.0087352 | 0.0087352 | 0.0087352 | 0.0087352 | [11 empty] | Southern Power Co | 100 | Southern Co | 100
onshore wind | Trent Wind Farm LP | 55968_G_WTG1 | 55968 | G | WTG1 |  | Onshore Wind |  | ERC_WEST | Texas | 48 | Nolan | 353 | 48353 | 152 | 0 | 2001 | 9999 |  |  | N | Wind | [13 empty] | 0 | 0 | 0 | 0 | [11 empty] | Trent Wind Farm LP | 100 | American Electric Power Co Inc | 100
natural gas peaker | Hawkeye Energy Greenport LLC | 55969_G_U-01 | 55969 | G | U-01 | 88363 | Combustion Turbine |  | NY_Z_K | New York | 36 | Suffolk | 103 | 36103 | 53.4 | 11389 | 2003 | 9999 |  |  | N | Distillate Fuel Oil |  |  |  | H2O | SCR | [7 empty] | 1.053 | 0.02609 | 0.02495 | 0.02609 | 0.02495 | [11 empty] | Hawkeye Energy Greenport LLC | 100 | Hawkeye Energy Greenport LLC | 100
natural gas combined cycle | Cosumnes | 55970_G_1 | 55970 | G | 1 | 88365 | Combined Cycle |  | WEC_BANC | California | 6 | Sacramento | 67 | 06067 | 171 | 7050 | 2006 | 9999 |  |  | N | Natural Gas |  |  |  | DLNB | SCR | [8 empty] | 0.0051352 | 0.0051352 | 0.0051352 | 0.0051352 | [11 empty] | Sacramento Municipal Utility District | 100 | Sacramento Municipal Utility District | 100
natural gas combined cycle | Cosumnes | 55970_G_2 | 55970 | G | 2 | 88365 | Combined Cycle |  | WEC_BANC | California | 6 | Sacramento | 67 | 06067 | 185 | 7050 | 2006 | 9999 |  |  | N | Natural Gas |  |  |  | DLNB | SCR | [8 empty] | 0.0051352 | 0.0051352 | 0.0051352 | 0.0051352 | [11 empty] | Sacramento Municipal Utility District | 100 | Sacramento Municipal Utility District | 100
natural gas combined cycle | Cosumnes | 55970_G_3 | 55970 | G | 3 | 88366 | Combined Cycle |  | WEC_BANC | California | 6 | Sacramento | 67 | 06067 | 189 | 7050 | 2006 | 9999 |  |  | N | Natural Gas |  |  |  | DLNB | SCR | [8 empty] | 0.0051352 | 0.0051352 | 0.0051352 | 0.0051352 | [11 empty] | Sacramento Municipal Utility District | 100 | Sacramento Municipal Utility District | 100
natural gas peaker | Cass County | 55972_G_CT-1 | 55972 | G | CT-1 | 89191 | Combustion Turbine |  | SPP_NEBR | Nebraska | 31 | Cass | 25 | 31025 | 161.7 | 11896 | 2003 | 9999 |  |  | N | Natural Gas |  |  |  | DLNB | [8 empty] | 2.5 | 0.06744 | 0.06744 | 0.06744 | 0.06744 | [11 empty] | Omaha Public Power District | 100 | Omaha Public Power District | 100
natural gas peaker | Cass County | 55972_G_CT-2 | 55972 | G | CT-2 | 89192 | Combustion Turbine |  | SPP_NEBR | Nebraska | 31 | Cass | 25 | 31025 | 161.1 | 11896 | 2003 | 9999 |  |  | N | Natural Gas |  |  |  | DLNB | [8 empty] | 2.5 | 0.05877 | 0.05877 | 0.05877 | 0.05877 | [11 empty] | Omaha Public Power District | 100 | Omaha Public Power District | 100
natural gas combined cycle | Hunterstown Power Plant | 55976_G_101 | 55976 | G | 101 | 10021 | Combined Cycle |  | PJM_WMAC | Pennsylvania | 42 | Adams | 1 | 42001 | 153 | 7067 | 2003 | 9999 |  |  | N | Natural Gas |  |  |  | DLNB + NH3 | SCR | [7 empty] | 0.002 | 0.0056144 | 0.0056144 | 0.0056144 | 0.0056144 | [11 empty] | Kestrel Acquisition LLC | 100 | Platinum Equity | 100
natural gas combined cycle | Hunterstown Power Plant | 55976_G_201 | 55976 | G | 201 | 10022 | Combined Cycle |  | PJM_WMAC | Pennsylvania | 42 | Adams | 1 | 42001 | 153 | 7067 | 2003 | 9999 |  |  | N | Natural Gas |  |  |  | DLNB + NH3 | SCR | [7 empty] | 0.002 | 0.0056144 | 0.0056144 | 0.0056144 | 0.0056144 | [11 empty] | Kestrel Acquisition LLC | 100 | Platinum Equity | 100
natural gas combined cycle | Hunterstown Power Plant | 55976_G_301 | 55976 | G | 301 | 10023 | Combined Cycle |  | PJM_WMAC | Pennsylvania | 42 | Adams | 1 | 42001 | 153 | 7067 | 2003 | 9999 |  |  | N | Natural Gas |  |  |  | DLNB + NH3 | SCR | [7 empty] | 0.002 | 0.0056144 | 0.0056144 | 0.0056144 | 0.0056144 | [11 empty] | Kestrel Acquisition LLC | 100 | Platinum Equity | 100
natural gas combined cycle | Hunterstown Power Plant | 55976_G_401 | 55976 | G | 401 | 10021 | Combined Cycle |  | PJM_WMAC | Pennsylvania | 42 | Adams | 1 | 42001 | 299 | 7067 | 2003 | 9999 |  |  | N | Natural Gas |  |  |  | NH3 | SCR | [7 empty] | 0.002 | 0.0056144 | 0.0056144 | 0.0056144 | 0.0056144 | [11 empty] | Kestrel Acquisition LLC | 100 | Platinum Equity | 100
natural gas combined cycle | Bluffview | 55977_G_CTG1 | 55977 | G | CTG1 | 89622 | Combined Cycle |  | WECC_NM | New Mexico | 35 | San Juan | 45 | 35045 | 31 | 7883 | 2005 | 9999 |  |  | N | Natural Gas |  |  |  | DLNB | SCR | [8 empty] | 0.042922 | 0.042922 | 0.042922 | 0.042922 | [11 empty] | Farmington NM (City of) | 100 | Farmington NM (City of) | 100
natural gas combined cycle | Bluffview | 55977_G_STG1 | 55977 | G | STG1 | 89622 | Combined Cycle |  | WECC_NM | New Mexico | 35 | San Juan | 45 | 35045 | 27 | 7883 | 2005 | 9999 |  |  | N | Natural Gas |  |  |  | NH3 | SCR | [8 empty] | 0.042922 | 0.042922 | 0.042922 | 0.042922 | [11 empty] | Farmington NM (City of) | 100 | Farmington NM (City of) | 100
onshore wind | Champepaden Wind Power | 55980_G_1 | 55980 | G | 1 |  | Onshore Wind |  | MIS_MNWI | Minnesota | 27 | Murray | 101 | 27101 | 2 | 0 | 2001 | 9999 |  |  | N | Wind | [13 empty] | 0 | 0 | 0 | 0 | [11 empty] | Viking Wind Farm LLC | 80.1 | ALLETE Inc | 80.1
onshore wind | Moulton Wind Power | 55981_G_1 | 55981 | G | 1 |  | Onshore Wind |  | MIS_MNWI | Minnesota | 27 | Murray | 101 | 27101 | 2 | 0 | 2001 | 9999 |  |  | N | Wind | [13 empty] | 0 | 0 | 0 | 0 | [11 empty] | Moulton Wind Power Partners LLC | 100 | EDF Group | 100
geothermal | Salton Sea Power LLC - Unit 5 | 55983_G_TG51 | 55983 | G | TG51 |  | Geothermal |  | WECC_IID | California | 6 | Imperial | 25 | 06025 | 46 | 9771 | 2000 | 9999 |  |  | N | Geothermal | [13 empty] | 0 | 0 | 0 | 0 | 0.4625 | 0.4625 | 0.4625 | [8 empty] | CE Generation LLC | 100 | Berkshire Hathaway Inc | 100
geothermal | CE Turbo LLC | 55984_G_TG21 | 55984 | G | TG21 |  | Geothermal |  | WECC_IID | California | 6 | Imperial | 25 | 06025 | 10.9 | 9771 | 2000 | 9999 |  |  | N | Geothermal | [13 empty] | 0 | 0 | 0 | 0 | 0.4625 | 0.4625 | 0.4625 | [8 empty] | CE Turbo LLC | 100 | Ce Generation LLC | 100
natural gas combined cycle | Palomar Energy | 55985_G_CTG1 | 55985 | G | CTG1 | 89252 | Combined Cycle |  | WEC_SDGE | California | 6 | San Diego | 73 | 06073 | 170 | 7062 | 2005 | 9999 |  |  | N | Natural Gas |  |  |  | DLNB | SCR | [8 empty] | 0.0069021 | 0.0069021 | 0.0069021 | 0.0069021 | [11 empty] | San Diego Gas & Electric Co | 100 | Sempra Energy | 100
natural gas combined cycle | Palomar Energy | 55985_G_CTG2 | 55985 | G | CTG2 | 89253 | Combined Cycle |  | WEC_SDGE | California | 6 | San Diego | 73 | 06073 | 170 | 7062 | 2005 | 9999 |  |  | N | Natural Gas |  |  |  | DLNB | SCR | [8 empty] | 0.0069021 | 0.0069021 | 0.0069021 | 0.0069021 | [11 empty] | San Diego Gas & Electric Co | 100 | Sempra Energy | 100
natural gas combined cycle | Palomar Energy | 55985_G_STG | 55985 | G | STG | 89252 | Combined Cycle |  | WEC_SDGE | California | 6 | San Diego | 73 | 06073 | 222 | 7062 | 2006 | 9999 |  |  | N | Natural Gas |  |  |  | LNB | SCR | [8 empty] | 0.0069021 | 0.0069021 | 0.0069021 | 0.0069021 | [11 empty] | San Diego Gas & Electric Co | 100 | Sempra Energy | 100
onshore wind | Mountaineer Wind Energy Center | 55986_G_WT1 | 55986 | G | WT1 |  | Onshore Wind |  | PJM_AP | West Virginia | 54 | Tucker | 93 | 54093 | 66 | 0 | 2002 | 9999 |  |  | N | Wind | [13 empty] | 0 | 0 | 0 | 0 | [11 empty] | Backbone Mountain Windpower LLC | 100 | Quinbrook Infrastructure Partners | 100
onshore wind | FPL Energy Vansycle LLC (OR) | 55989_G_V-47 | 55989 | G | V-47 |  | Onshore Wind |  | WECC_PNW | Oregon | 41 | Umatilla | 59 | 41059 | 122.8 | 0 | 2001 | 9999 |  |  | N | Wind | [13 empty] | 0 | 0 | 0 | 0 | [11 empty] | FPL Energy Vansycle LLC | 100 | NextEra Energy Inc | 100
natural gas combined cycle | Ashtabula | 55990_G_1 | 55990 | G | 1 |  | Combined Cycle |  | PJM_ATSI | Ohio | 39 | Ashtabula | 7 | 39007 | 4.4 | 5500 | 2001 | 9999 |  |  | Y | Natural Gas | [13 empty] | 0.024573 | 0.024573 | 0.024573 | 0.024573 | [11 empty] | DTE Ashtabula LLC | 100 | DTE Energy Co | 100
natural gas combined cycle | Ashtabula | 55990_G_2 | 55990 | G | 2 |  | Combined Cycle |  | PJM_ATSI | Ohio | 39 | Ashtabula | 7 | 39007 | 4.4 | 5500 | 2001 | 9999 |  |  | Y | Natural Gas | [13 empty] | 0.024573 | 0.024573 | 0.024573 | 0.024573 | [11 empty] | DTE Ashtabula LLC | 100 | DTE Energy Co | 100
natural gas combined cycle | Ashtabula | 55990_G_3 | 55990 | G | 3 |  | Combined Cycle |  | PJM_ATSI | Ohio | 39 | Ashtabula | 7 | 39007 | 4.4 | 5500 | 2001 | 9999 |  |  | Y | Natural Gas | [13 empty] | 0.024573 | 0.024573 | 0.024573 | 0.024573 | [11 empty] | DTE Ashtabula LLC | 100 | DTE Energy Co | 100
natural gas combined cycle | Ashtabula | 55990_G_4 | 55990 | G | 4 |  | Combined Cycle |  | PJM_ATSI | Ohio | 39 | Ashtabula | 7 | 39007 | 4.4 | 5500 | 2001 | 9999 |  |  | Y | Natural Gas | [13 empty] | 0.024573 | 0.024573 | 0.024573 | 0.024573 | [11 empty] | DTE Ashtabula LLC | 100 | DTE Energy Co | 100
natural gas combined cycle | Ashtabula | 55990_G_5 | 55990 | G | 5 |  | Combined Cycle |  | PJM_ATSI | Ohio | 39 | Ashtabula | 7 | 39007 | 4.4 | 5500 | 2001 | 9999 |  |  | Y | Natural Gas | [13 empty] | 0.024573 | 0.024573 | 0.024573 | 0.024573 | [11 empty] | DTE Ashtabula LLC | 100 | DTE Energy Co | 100
natural gas combined cycle | Ashtabula | 55990_G_6 | 55990 | G | 6 |  | Combined Cycle |  | PJM_ATSI | Ohio | 39 | Ashtabula | 7 | 39007 | 0.7 | 5500 | 2001 | 9999 |  |  | Y | Natural Gas | [13 empty] | 0.024573 | 0.024573 | 0.024573 | 0.024573 | [11 empty] | DTE Ashtabula LLC | 100 | DTE Energy Co | 100
natural gas combined cycle | Ashtabula | 55990_G_7 | 55990 | G | 7 |  | Combined Cycle |  | PJM_ATSI | Ohio | 39 | Ashtabula | 7 | 39007 | 0.7 | 5500 | 2001 | 9999 |  |  | Y | Natural Gas | [13 empty] | 0.024573 | 0.024573 | 0.024573 | 0.024573 | [11 empty] | DTE Ashtabula LLC | 100 | DTE Energy Co | 100
geothermal | Brady | 55991_G_OEC | 55991 | G | OEC |  | Geothermal |  | WECC_NNV | Nevada | 32 | Churchill | 1 | 32001 | 4.3 | 9771 | 2002 | 9999 |  |  | N | Geothermal | [13 empty] | 0 | 0 | 0 | 0 | 0.4563 | 0.4563 | 0.4563 | [8 empty] | Ormat Nevada Inc | 100 | Ormat Technologies Inc | 100
geothermal | Brady | 55991_G_OEC1 | 55991 | G | OEC1 |  | Geothermal |  | WECC_NNV | Nevada | 32 | Churchill | 1 | 32001 | 10 | 9760 | 2018 | 9999 |  |  | N | Geothermal | [13 empty] | 0 | 0 | 0 | 0 | 0.4563 | 0.4563 | 0.4563 | [8 empty] | Ormat Nevada Inc | 100 | Ormat Technologies Inc | 100
onshore wind | Desert Sky | 55992_G_1 | 55992 | G | 1 |  | Onshore Wind |  | ERC_WEST | Texas | 48 | Pecos | 371 | 48371 | 167.7 | 0 | 2002 | 9999 |  |  | N | Wind | [13 empty] | 0 | 0 | 0 | 0 | [11 empty] | Desert Sky Wind Farm LP | 100 | American Electric Power Co Inc | 100
onshore wind | Minot Wind Project | 55995_G_MWP | 55995 | G | MWP |  | Onshore Wind |  | SPP_WAUE | North Dakota | 38 | Ward | 101 | 38101 | 2.6 | 0 | 2003 | 9999 |  |  | N | Wind | [13 empty] | 0 | 0 | 0 | 0 | [11 empty] | Basin Electric Power Coop | 100 | Basin Electric Power Coop | 100
onshore wind | Minot Wind Project | 55995_G_MWP2 | 55995 | G | MWP2 |  | Onshore Wind |  | SPP_WAUE | North Dakota | 38 | Ward | 101 | 38101 | 4.5 | 0 | 2009 | 9999 |  |  | N | Wind | [13 empty] | 0 | 0 | 0 | 0 | [11 empty] | Basin Electric Power Coop | 100 | Basin Electric Power Coop | 100
natural gas peaker | Alliant SBD0201 Ingredion | 55996_G_01 | 55996 | G | 01 |  | Combustion Turbine | IC Engine | MIS_IA | Iowa | 19 | Linn | 113 | 19113 | 1.8 | 22023 | 2003 | 9999 |  |  | N | Distillate Fuel Oil | [12 empty] | 2.5 | 1.6498 | 1.6498 | 1.6498 | 1.6498 | [11 empty] | Alliant Energy Integ Ser Cogeneration | 100 | Alliant Energy Corp | 100
natural gas peaker | Alliant SBD0201 Ingredion | 55996_G_02 | 55996 | G | 02 |  | Combustion Turbine | IC Engine | MIS_IA | Iowa | 19 | Linn | 113 | 19113 | 1.6 | 22079 | 2003 | 9999 |  |  | N | Distillate Fuel Oil | [12 empty] | 2.5 | 1.6498 | 1.6498 | 1.6498 | 1.6498 | [11 empty] | Alliant Energy Integ Ser Cogeneration | 100 | Alliant Energy Corp | 100
natural gas peaker | Alliant SBD0201 Ingredion | 55996_G_03 | 55996 | G | 03 |  | Combustion Turbine | IC Engine | MIS_IA | Iowa | 19 | Linn | 113 | 19113 | 1.6 | 22079 | 2003 | 9999 |  |  | N | Distillate Fuel Oil | [12 empty] | 2.5 | 1.6498 | 1.6498 | 1.6498 | 1.6498 | [11 empty] | Alliant Energy Integ Ser Cogeneration | 100 | Alliant Energy Corp | 100
natural gas peaker | Alliant SBD0201 Ingredion | 55996_G_04 | 55996 | G | 04 |  | Combustion Turbine | IC Engine | MIS_IA | Iowa | 19 | Linn | 113 | 19113 | 1.1 | 22018 | 2003 | 9999 |  |  | N | Distillate Fuel Oil | [12 empty] | 2.5 | 1.6498 | 1.6498 | 1.6498 | 1.6498 | [11 empty] | Alliant Energy Integ Ser Cogeneration | 100 | Alliant Energy Corp | 100
natural gas peaker | Orchard Park | 55997_G_10 | 55997 | G | 10 |  | Combustion Turbine | IC Engine | PJM_AP | Pennsylvania | 42 | Franklin | 55 | 42055 | 5.8 | 10745 | 2003 | 9999 |  |  | N | Natural Gas, Distillate Fuel Oil | [12 empty] | 3.7 | 1.2219 | 1.2219 | 1.2219 | 1.2219 | [11 empty] | Chambersburg PA (Borough of) | 100 | Chambersburg PA (Borough of) | 100
natural gas peaker | Orchard Park | 55997_G_11 | 55997 | G | 11 |  | Combustion Turbine | IC Engine | PJM_AP | Pennsylvania | 42 | Franklin | 55 | 42055 | 5.8 | 10745 | 2003 | 9999 |  |  | N | Natural Gas, Distillate Fuel Oil | [12 empty] | 3.7 | 1.2219 | 1.2219 | 1.2219 | 1.2219 | [11 empty] | Chambersburg PA (Borough of) | 100 | Chambersburg PA (Borough of) | 100
natural gas peaker | Orchard Park | 55997_G_8 | 55997 | G | 8 |  | Combustion Turbine | IC Engine | PJM_AP | Pennsylvania | 42 | Franklin | 55 | 42055 | 5.8 | 10745 | 2003 | 9999 |  |  | N | Natural Gas, Distillate Fuel Oil | [12 empty] | 3.7 | 1.2219 | 1.2219 | 1.2219 | 1.2219 | [11 empty] | Chambersburg PA (Borough of) | 100 | Chambersburg PA (Borough of) | 100
natural gas peaker | Orchard Park | 55997_G_9 | 55997 | G | 9 |  | Combustion Turbine | IC Engine | PJM_AP | Pennsylvania | 42 | Franklin | 55 | 42055 | 5.8 | 10745 | 2003 | 9999 |  |  | N | Natural Gas, Distillate Fuel Oil | [12 empty] | 3.7 | 1.2219 | 1.2219 | 1.2219 | 1.2219 | [11 empty] | Chambersburg PA (Borough of) | 100 | Chambersburg PA (Borough of) | 100
natural gas peaker | Danbury Diesel | 55998_G_IC2 | 55998 | G | IC2 |  | Combustion Turbine | IC Engine | MIS_MNWI | Wisconsin | 55 | Burnett | 13 | 55013 | 0.5 | 12283 | 1966 | 9999 |  |  | N | Distillate Fuel Oil | [12 empty] | 3 | 1.6498 | 1.6498 | 1.6498 | 1.6498 | [11 empty] | Flambeau Hydro LLC | 100 | Renewable World Energies LLC | 100
natural gas peaker | Danbury Diesel | 55998_G_GT1 | 55998 | G | GT1 |  | Combustion Turbine |  | MIS_MNWI | Wisconsin | 55 | Burnett | 13 | 55013 | 4 | 19558 | 1981 | 9999 |  |  | N | Distillate Fuel Oil | [12 empty] | 3 | 1.2001 | 1.2001 | 1.2001 | 1.2001 | [11 empty] | Flambeau Hydro LLC | 100 | Renewable World Energies LLC | 100
natural gas peaker | Danbury Diesel | 55998_G_IC1 | 55998 | G | IC1 |  | Combustion Turbine | IC Engine | MIS_MNWI | Wisconsin | 55 | Burnett | 13 | 55013 | 0.5 | 12283 | 1982 | 9999 |  |  | N | Distillate Fuel Oil | [12 empty] | 3 | 1.6498 | 1.6498 | 1.6498 | 1.6498 | [11 empty] | Flambeau Hydro LLC | 100 | Renewable World Energies LLC | 100
onshore wind | Waymart Wind | 56001_G_GE15 | 56001 | G | GE15 |  | Onshore Wind |  | PJM_WMAC | Pennsylvania | 42 | Wayne | 127 | 42127 | 64.5 | 0 | 2003 | 9999 |  |  | N | Wind | [13 empty] | 0 | 0 | 0 | 0 | [11 empty] | Waymart Wind Farm LLC | 100 | Quinbrook Infrastructure Partners | 100
onshore wind | Minwind | 56002_G_1 | 56002 | G | 1 |  | Onshore Wind |  | MIS_IA | Minnesota | 27 | Rock | 133 | 27133 | 3.8 | 0 | 2002 | 9999 |  |  | N | Wind | [13 empty] | 0 | 0 | 0 | 0 | [11 empty] | Minwind I LLC | 100 | Minwind Energy LLC | 100
natural gas peaker | Mount Clinton | 56004_G_MC-1 | 56004 | G | MC-1 |  | Combustion Turbine |  | PJM_Dom | Virginia | 51 | Rockingham | 165 | 51165 | 9 | 16025 | 1999 | 9999 |  |  | N | Distillate Fuel Oil | [12 empty] | 2.64 | 1.01 | 1.01 | 1.01 | 1.01 | [11 empty] | Harrisonburg VA (City of) | 100 | Harrisonburg VA (City of) | 100
natural gas peaker | Mount Clinton | 56004_G_D-2 | 56004 | G | D-2 |  | Combustion Turbine | IC Engine | PJM_Dom | Virginia | 51 | Rockingham | 165 | 51165 | 2 | 10745 | 2002 | 9999 |  |  | N | Distillate Fuel Oil | [12 empty] | 2.64 | 1.6448 | 1.6448 | 1.6448 | 1.6448 | [11 empty] | Harrisonburg VA (City of) | 100 | Harrisonburg VA (City of) | 100
natural gas peaker | Mount Clinton | 56004_G_D-3 | 56004 | G | D-3 |  | Combustion Turbine | IC Engine | PJM_Dom | Virginia | 51 | Rockingham | 165 | 51165 | 2 | 10745 | 2002 | 9999 |  |  | N | Distillate Fuel Oil | [12 empty] | 2.64 | 1.6448 | 1.6448 | 1.6448 | 1.6448 | [11 empty] | Harrisonburg VA (City of) | 100 | Harrisonburg VA (City of) | 100
natural gas peaker | Mount Clinton | 56004_G_D-5 | 56004 | G | D-5 |  | Combustion Turbine | IC Engine | PJM_Dom | Virginia | 51 | Rockingham | 165 | 51165 | 2 | 10745 | 2004 | 9999 |  |  | N | Distillate Fuel Oil | [12 empty] | 2.64 | 1.6448 | 1.6448 | 1.6448 | 1.6448 | [11 empty] | Harrisonburg VA (City of) | 100 | Harrisonburg VA (City of) | 100
natural gas peaker | Mount Clinton | 56004_G_D-7 | 56004 | G | D-7 |  | Combustion Turbine | IC Engine | PJM_Dom | Virginia | 51 | Rockingham | 165 | 51165 | 2 | 10745 | 2009 | 9999 |  |  | N | Distillate Fuel Oil | [13 empty] | 1.6448 | 1.6448 | 1.6448 | 1.6448 | [11 empty] | Harrisonburg VA (City of) | 100 | Harrisonburg VA (City of) | 100
natural gas peaker | Mount Clinton | 56004_G_D-8 | 56004 | G | D-8 |  | Combustion Turbine | IC Engine | PJM_Dom | Virginia | 51 | Rockingham | 165 | 51165 | 2 | 10745 | 2009 | 9999 |  |  | N | Distillate Fuel Oil | [13 empty] | 1.6448 | 1.6448 | 1.6448 | 1.6448 | [11 empty] | Harrisonburg VA (City of) | 100 | Harrisonburg VA (City of) | 100
natural gas peaker | Pleasant Valley (VA) | 56005_G_PV-1 | 56005 | G | PV-1 |  | Combustion Turbine |  | PJM_EMAC | Virginia | 51 | Rockingham | 165 | 51165 | 9 | 16038 | 1997 | 9999 |  |  | N | Distillate Fuel Oil | [12 empty] | 2.64 | 1.01 | 1.01 | 1.01 | 1.01 | [11 empty] | Harrisonburg VA (City of) | 100 | Harrisonburg VA (City of) | 100
natural gas peaker | Pleasant Valley (VA) | 56005_G_D-4 | 56005 | G | D-4 |  | Combustion Turbine | IC Engine | PJM_EMAC | Virginia | 51 | Rockingham | 165 | 51165 | 2 | 10745 | 2002 | 9999 |  |  | N | Distillate Fuel Oil | [12 empty] | 2.64 | 1.6498 | 1.6498 | 1.6498 | 1.6498 | [11 empty] | Harrisonburg VA (City of) | 100 | Harrisonburg VA (City of) | 100
natural gas peaker | Pleasant Valley (VA) | 56005_G_D-6 | 56005 | G | D-6 |  | Combustion Turbine | IC Engine | PJM_EMAC | Virginia | 51 | Rockingham | 165 | 51165 | 2 | 10745 | 2006 | 9999 |  |  | N | Distillate Fuel Oil | [13 empty] | 1.6498 | 1.6498 | 1.6498 | 1.6498 | [11 empty] | Harrisonburg VA (City of) | 100 | Harrisonburg VA (City of) | 100
onshore wind | Hancock County Wind Energy Center | 56010_G_V-47 | 56010 | G | V-47 |  | Onshore Wind |  | MIS_IA | Iowa | 19 | Hancock | 81 | 19081 | 98 | 0 | 2002 | 9999 |  |  | N | Wind | [13 empty] | 0 | 0 | 0 | 0 | [11 empty] | Hancock County Wind LLC | 100 | NextEra Energy Inc | 100
onshore wind | Cabazon Wind Partners | 56011_G_V-47 | 56011 | G | V-47 |  | Onshore Wind |  | WECC_SCE | California | 6 | Riverside | 65 | 06065 | 41 | 0 | 2002 | 9999 |  |  | N | Wind | [13 empty] | 0 | 0 | 0 | 0 | [11 empty] | Cabazon Wind Partners LLC | 100 | Goldman Sachs Group Inc (The) | 100
onshore wind | Whitewater Hill Wind Partners | 56012_G_1 | 56012 | G | 1 |  | Onshore Wind |  | WECC_SCE | California | 6 | Riverside | 65 | 06065 | 61.5 | 0 | 2002 | 9999 |  |  | N | Wind | [13 empty] | 0 | 0 | 0 | 0 | [11 empty] | Whitewater Hill Wind Partners | 100 | Goldman Sachs Group Inc (The) | 100
natural gas peaker | Exira | 56013_G_U1 | 56013 | G | U1 | 89307 | Combustion Turbine |  | SPP_WAUE | Iowa | 19 | Audubon | 9 | 19009 | 46.7 | 10745 | 2004 | 9999 |  |  | N | Natural Gas, Distillate Fuel Oil |  |  |  | H2O | [8 empty] | 0.043 | 0.09684 | 0.09684 | 0.09684 | 0.09684 | [11 empty] | Missouri River Energy Services | 100 | Missouri River Energy Services | 100
natural gas peaker | Exira | 56013_G_U2 | 56013 | G | U2 | 89308 | Combustion Turbine |  | SPP_WAUE | Iowa | 19 | Audubon | 9 | 19009 | 46.7 | 10745 | 2004 | 9999 |  |  | N | Natural Gas, Distillate Fuel Oil |  |  |  | H2O | [8 empty] | 0.043 | 0.09838 | 0.09838 | 0.09838 | 0.09838 | [11 empty] | Missouri River Energy Services | 100 | Missouri River Energy Services | 100
natural gas peaker | Exira | 56013_G_U3 | 56013 | G | U3 | 89719 | Combustion Turbine |  | SPP_WAUE | Iowa | 19 | Audubon | 9 | 19009 | 46.6 | 10745 | 2007 | 9999 |  |  | N | Natural Gas, Distillate Fuel Oil |  |  |  | H2O | [9 empty] | 0.09651 | 0.09651 | 0.09651 | 0.09651 | [11 empty] | Missouri River Energy Services | 100 | Missouri River Energy Services | 100
natural gas peaker | Walton Bainbridge Power Facility | 56015_G_SEG1 | 56015 | G | SEG1 | 90202 | Combustion Turbine |  | S_SOU | Georgia | 13 | Decatur | 87 | 13087 | 37 | 25000 | 2000 | 9999 |  |  | N | Distillate Fuel Oil |  |  |  | H2O | [8 empty] | 0.206 | 0.21284 | 0.21284 | 0.21284 | 0.21284 | [11 empty] | South Eastern Electric Development Corp | 100 | South Eastern Electric Development Corp | 100
natural gas peaker | Walton Bainbridge Power Facility | 56015_G_SEGC | 56015 | G | SEGC | 90204 | Combustion Turbine |  | S_SOU | Georgia | 13 | Decatur | 87 | 13087 | 37 | 25000 | 2000 | 9999 |  |  | N | Distillate Fuel Oil |  |  |  | H2O | [8 empty] | 0.206 | 0.18671 | 0.18671 | 0.18671 | 0.18671 | [11 empty] | South Eastern Electric Development Corp | 100 | South Eastern Electric Development Corp | 100
natural gas peaker | AMEA Peaking | 56018_G_1 | 56018 | G | 1 | 89313 | Combustion Turbine |  | S_SOU | Alabama | 1 | Talladega | 121 | 01121 | 47.5 | 11917 | 2004 | 9999 |  |  | N | Natural Gas |  |  |  | H2O | [8 empty] | 4 | 0.0861 | 0.0861 | 0.0861 | 0.0861 | [11 empty] | Alabama Municipal Electric Authority | 100 | Alabama Municipal Electric Authority | 100
natural gas peaker | AMEA Peaking | 56018_G_2 | 56018 | G | 2 | 89314 | Combustion Turbine |  | S_SOU | Alabama | 1 | Talladega | 121 | 01121 | 47.5 | 11918 | 2004 | 9999 |  |  | N | Natural Gas |  |  |  | H2O | [8 empty] | 4 | 0.08522 | 0.08522 | 0.08522 | 0.08522 | [11 empty] | Alabama Municipal Electric Authority | 100 | Alabama Municipal Electric Authority | 100
natural gas peaker | Waste Water Plant Generator | 56022_G_1 | 56022 | G | 1 |  | Combustion Turbine | IC Engine | SPP_N | Kansas | 20 | Cowley | 35 | 20035 | 1.6 | 17500 | 1993 | 9999 |  |  | N | Distillate Fuel Oil | [13 empty] | 1.6498 | 1.6498 | 1.6498 | 1.6498 | [11 empty] | Winfield KS (City of) | 100 | Winfield KS (City of) | 100
natural gas peaker | Traer East | 56025_G_6 | 56025 | G | 6 |  | Combustion Turbine | IC Engine | MIS_MIDA | Iowa | 19 | Tama | 171 | 19171 | 2 | 12283 | 2004 | 9999 |  |  | N | Distillate Fuel Oil | [12 empty] | 2.5 | 1.6498 | 1.6498 | 1.6498 | 1.6498 | [11 empty] | Traer Municipal Utilities | 100 | Traer Municipal Utilities | 100
natural gas peaker | Traer East | 56025_G_7 | 56025 | G | 7 |  | Combustion Turbine | IC Engine | MIS_MIDA | Iowa | 19 | Tama | 171 | 19171 | 2 | 12283 | 2004 | 9999 |  |  | N | Distillate Fuel Oil | [12 empty] | 2.5 | 1.6498 | 1.6498 | 1.6498 | 1.6498 | [11 empty] | Traer Municipal Utilities | 100 | Traer Municipal Utilities | 100
natural gas combined cycle | Donald Von Raesfeld Power Plant | 56026_G_CTG1 | 56026 | G | CTG1 | 88292 | Combined Cycle |  | WEC_CALN | California | 6 | Santa Clara | 85 | 06085 | 50 | 8606 | 2005 | 9999 |  |  | N | Natural Gas |  |  |  | DLNB + H2O | SCR | [8 empty] | 0.0068732 | 0.0068732 | 0.0068732 | 0.0068732 | [11 empty] | Silicon Valley Power | 100 | Santa Clara CA (City of) | 100
natural gas combined cycle | Donald Von Raesfeld Power Plant | 56026_G_CTG2 | 56026 | G | CTG2 | 88293 | Combined Cycle |  | WEC_CALN | California | 6 | Santa Clara | 85 | 06085 | 50 | 8606 | 2005 | 9999 |  |  | N | Natural Gas |  |  |  | DLNB + H2O | SCR | [8 empty] | 0.0068732 | 0.0068732 | 0.0068732 | 0.0068732 | [11 empty] | Silicon Valley Power | 100 | Santa Clara CA (City of) | 100
natural gas combined cycle | Donald Von Raesfeld Power Plant | 56026_G_STG | 56026 | G | STG | 88292 | Combined Cycle |  | WEC_CALN | California | 6 | Santa Clara | 85 | 06085 | 47.8 | 8606 | 2005 | 9999 |  |  | N | Natural Gas |  |  |  | NH3 | SCR | [8 empty] | 0.0068732 | 0.0068732 | 0.0068732 | 0.0068732 | [11 empty] | Silicon Valley Power | 100 | Santa Clara CA (City of) | 100
natural gas combined cycle | Fox Energy Center | 56031_G_CTG2 | 56031 | G | CTG2 | 89360 | Combined Cycle |  | MIS_WUMS | Wisconsin | 55 | Outagamie | 87 | 55087 | 171.8 | 7050 | 2005 | 9999 |  |  | N | Natural Gas, Distillate Fuel Oil |  |  |  | DLNB + H2O | SCR | [8 empty] | 0.0081616 | 0.0081616 | 0.0081616 | 0.0081616 | [11 empty] | Wisconsin Public Service Corp | 100 | WEC Energy Group Inc | 100
natural gas combined cycle | Fox Energy Center | 56031_G_STG | 56031 | G | STG | 89360 | Combined Cycle |  | MIS_WUMS | Wisconsin | 55 | Outagamie | 87 | 55087 | 238.5 | 7050 | 2005 | 9999 |  |  | N | Natural Gas, Distillate Fuel Oil |  |  |  | DLNB + H2O | SCR | [8 empty] | 0.0081616 | 0.0081616 | 0.0081616 | 0.0081616 | [11 empty] | Wisconsin Public Service Corp | 100 | WEC Energy Group Inc | 100
natural gas combined cycle | Fox Energy Center | 56031_G_CTG1 | 56031 | G | CTG1 | 89359 | Combined Cycle |  | MIS_WUMS | Wisconsin | 55 | Outagamie | 87 | 55087 | 168.3 | 7050 | 2006 | 9999 |  |  | N | Natural Gas, Distillate Fuel Oil |  |  |  | DLNB + H2O | SCR | [8 empty] | 0.0081616 | 0.0081616 | 0.0081616 | 0.0081616 | [11 empty] | Wisconsin Public Service Corp | 100 | WEC Energy Group Inc | 100
natural gas peaker | Equus Freeport Power | 56032_G_0001 | 56032 | G | 0001 | 89349 | Combustion Turbine |  | NY_Z_K | New York | 36 | Nassau | 59 | 36059 | 46.2 | 10745 | 2004 | 9999 |  |  | N | Natural Gas, Distillate Fuel Oil |  |  |  | H2O | SCR | [7 empty] | 1.053 | 0.01192 | 0.01055 | 0.01192 | 0.01055 | [11 empty] | Equus Power I LP | 100 | Electric Power Development Co Ltd (J Power) | 100
natural gas peaker | Equus Freeport Power | 56032_G_001 | 56032 | G | 001 | 89349 | Combustion Turbine |  | NY_Z_K | New York | 36 | Nassau | 59 | 36059 | 48.1 | 10745 | 2004 | 9999 |  |  | N | Natural Gas, Distillate Fuel Oil |  |  |  | H2O | SCR | [8 empty] | 0.01192 | 0.01055 | 0.01192 | 0.01055 | [11 empty] | Equus Power I LP | 100 | Electric Power Development Co Ltd (J Power) | 100
natural gas peaker | Smithfield Packaged Meats Corp. | 56035_G_1 | 56035 | G | 1 |  | Combustion Turbine | IC Engine | S_VACA | North Carolina | 37 | WILSON | 195 | 37195 | 1.3 | 8700 | 2002 | 9999 |  |  | Y | Distillate Fuel Oil | [13 empty] | 1.6498 | 1.6498 | 1.6498 | 1.6498 | [11 empty] | Smithfield Packing Co | 100 | Smithfield Foods Inc | 100
natural gas peaker | Smithfield Packaged Meats Corp. | 56035_G_2 | 56035 | G | 2 |  | Combustion Turbine | IC Engine | S_VACA | North Carolina | 37 | WILSON | 195 | 37195 | 1.3 | 8700 | 2002 | 9999 |  |  | Y | Distillate Fuel Oil | [13 empty] | 1.6498 | 1.6498 | 1.6498 | 1.6498 | [11 empty] | Smithfield Packing Co | 100 | Smithfield Foods Inc | 100
municipal solid waste | WWTP Power Generation Station | 56036_G_GEN1 | 56036 | G | GEN1 |  | Non-Fossil Waste |  | WEC_CALN | California | 6 | Alameda | 1 | 06001 | 2 | 5755 | 1985 | 9999 |  |  | Y | Non-Fossil Waste | [13 empty] | 0 | 0 | 0 | 0 | [11 empty] | East Bay Municipal Utility District | 100 | East Bay Municipal Utility District | 100
municipal solid waste | WWTP Power Generation Station | 56036_G_GEN2 | 56036 | G | GEN2 |  | Non-Fossil Waste |  | WEC_CALN | California | 6 | Alameda | 1 | 06001 | 2 | 5755 | 1985 | 9999 |  |  | Y | Non-Fossil Waste | [13 empty] | 0 | 0 | 0 | 0 | [11 empty] | East Bay Municipal Utility District | 100 | East Bay Municipal Utility District | 100
municipal solid waste | WWTP Power Generation Station | 56036_G_GEN3 | 56036 | G | GEN3 |  | Non-Fossil Waste |  | WEC_CALN | California | 6 | Alameda | 1 | 06001 | 2 | 5755 | 1985 | 9999 |  |  | Y | Non-Fossil Waste | [13 empty] | 0 | 0 | 0 | 0 | [11 empty] | East Bay Municipal Utility District | 100 | East Bay Municipal Utility District | 100
natural gas peaker | UMCP CHP Plant | 56038_G_1 | 56038 | G | 1 |  | Combustion Turbine |  | PJM_SMAC | Maryland | 24 | Prince Georges | 33 | 24033 | 9.4 | 8700 | 2003 | 9999 |  |  | Y | Natural Gas, Distillate Fuel Oil | [13 empty] | 0.11642 | 0.11642 | 0.11642 | 0.11642 | [11 empty] | Trigen Cinergy Solutions College Park | 100 | Trigen Energy Corp | 100
natural gas peaker | UMCP CHP Plant | 56038_G_2 | 56038 | G | 2 |  | Combustion Turbine |  | PJM_SMAC | Maryland | 24 | Prince Georges | 33 | 24033 | 9.4 | 8700 | 2003 | 9999 |  |  | Y | Natural Gas, Distillate Fuel Oil | [13 empty] | 0.32756 | 0.32756 | 0.32756 | 0.32756 | [11 empty] | Trigen Cinergy Solutions College Park | 100 | Trigen Energy Corp | 100
natural gas steam turbine | UMCP CHP Plant | 56038_G_3 | 56038 | G | 3 |  | O/G Steam |  | PJM_SMAC | Maryland | 24 | Prince Georges | 33 | 24033 | 2 | 8300 | 2003 | 9999 |  |  | Y | Natural Gas, Distillate Fuel Oil | [13 empty] | 0.23063 | 0.23063 | 0.23063 | 0.23063 | [11 empty] | Trigen Cinergy Solutions College Park | 100 | Trigen Energy Corp | 100
natural gas peaker | H. Gonzales | 56039_G_G1 | 56039 | G | G1 |  | Combustion Turbine |  | WECC_SCE | California | 6 | Los Angeles | 37 | 06037 | 5.4 | 13806 | 1987 | 9999 |  |  | N | Natural Gas | [13 empty] | 0.08652 | 0.08652 | 0.08652 | 0.08652 | [11 empty] | Vernon CA (City of) | 100 | Vernon CA (City of) | 100
natural gas peaker | H. Gonzales | 56039_G_G2 | 56039 | G | G2 |  | Combustion Turbine |  | WECC_SCE | California | 6 | Los Angeles | 37 | 06037 | 5.4 | 13813 | 1987 | 9999 |  |  | N | Natural Gas | [13 empty] | 0.08652 | 0.08652 | 0.08652 | 0.08652 | [11 empty] | Vernon CA (City of) | 100 | Vernon CA (City of) | 100
natural gas combined cycle | Malburg | 56041_G_M1 | 56041 | G | M1 | 89631 | Combined Cycle |  | WECC_SCE | California | 6 | Los Angeles | 37 | 06037 | 42 | 7775 | 2005 | 9999 |  |  | N | Natural Gas |  |  |  | DLNB + LNB + NH3 | SCR | [8 empty] | 0.0076183 | 0.0076183 | 0.0076183 | 0.0076183 | [11 empty] | Bicent (California) Malburg LLC | 100 | Beowulf Energy LLC | 100
natural gas combined cycle | Malburg | 56041_G_M2 | 56041 | G | M2 | 89632 | Combined Cycle |  | WECC_SCE | California | 6 | Los Angeles | 37 | 06037 | 42 | 7775 | 2005 | 9999 |  |  | N | Natural Gas |  |  |  | DLNB + LNB + NH3 | SCR | [8 empty] | 0.0076183 | 0.0076183 | 0.0076183 | 0.0076183 | [11 empty] | Bicent (California) Malburg LLC | 100 | Beowulf Energy LLC | 100
natural gas combined cycle | Malburg | 56041_G_M3 | 56041 | G | M3 | 89631 | Combined Cycle |  | WECC_SCE | California | 6 | Los Angeles | 37 | 06037 | 50 | 7775 | 2005 | 9999 |  |  | N | Natural Gas |  |  |  | LNB + NH3 | SCR | [8 empty] | 0.0076183 | 0.0076183 | 0.0076183 | 0.0076183 | [11 empty] | Bicent (California) Malburg LLC | 100 | Beowulf Energy LLC | 100
natural gas combined cycle | Magnolia Power Project | 56046_G_1 | 56046 | G | 1 | 89568 | Combined Cycle |  | WEC_LADW | California | 6 | Los Angeles | 37 | 06037 | 161 | 7220 | 2005 | 9999 |  |  | N | Natural Gas |  |  |  | DLNB | SCR | [8 empty] | 0.0051328 | 0.0051328 | 0.0051328 | 0.0051328 | [11 empty] | Burbank Water & Power | 38 | Burbank Water & Power | 38
natural gas combined cycle | Magnolia Power Project | 56046_G_2 | 56046 | G | 2 | 89568 | Combined Cycle |  | WEC_LADW | California | 6 | Los Angeles | 37 | 06037 | 140 | 7220 | 2005 | 9999 |  |  | N | Natural Gas |  |  |  | DLNB | SCR | [8 empty] | 0.0051328 | 0.0051328 | 0.0051328 | 0.0051328 | [11 empty] | Burbank Water & Power | 38 | Burbank Water & Power | 38
natural gas combined cycle | CPV Towantic Energy Center | 56047_G_CTG1 | 56047 | G | CTG1 | 91061 | Combined Cycle |  | NENG_CT | Connecticut | 9 | New Haven | 9 | 09009 | 253 | 7050 | 2018 | 9999 |  |  | N | Natural Gas, Distillate Fuel Oil |  |  |  | DLNB + H2O | SCR | [8 empty] | 0.0057714 | 0.0057714 | 0.0057714 | 0.0057714 | [11 empty] | CPV Towantic LLC | 100 | Competitive Power Ventures Inc | 100
natural gas combined cycle | CPV Towantic Energy Center | 56047_G_CTG2 | 56047 | G | CTG2 | 91062 | Combined Cycle |  | NENG_CT | Connecticut | 9 | New Haven | 9 | 09009 | 253.8 | 7050 | 2018 | 9999 |  |  | N | Natural Gas, Distillate Fuel Oil |  |  |  | DLNB + H2O | SCR | [8 empty] | 0.0057714 | 0.0057714 | 0.0057714 | 0.0057714 | [11 empty] | CPV Towantic LLC | 100 | Competitive Power Ventures Inc | 100
natural gas combined cycle | CPV Towantic Energy Center | 56047_G_STG | 56047 | G | STG | 91061 | Combined Cycle |  | NENG_CT | Connecticut | 9 | New Haven | 9 | 09009 | 271.5 | 7050 | 2018 | 9999 |  |  | N | Natural Gas, Distillate Fuel Oil |  |  |  | LNB + NH3 | SCR | [8 empty] | 0.0057714 | 0.0057714 | 0.0057714 | 0.0057714 | [11 empty] | CPV Towantic LLC | 100 | Competitive Power Ventures Inc | 100
natural gas peaker | THUMS | 56051_G_GEN1 | 56051 | G | GEN1 |  | Combustion Turbine |  | WECC_SCE | California | 6 | Los Angeles | 37 | 06037 | 45 | 12369 | 2003 | 9999 |  |  | N | Natural Gas | [12 empty] | 0.74 | 0.01599 | 0.01599 | 0.01599 | 0.01599 | [11 empty] | Thums Long Beach Co | 100 | Occidental Petroleum Corp | 100
onshore wind | Meyersdale Windpower, LLC | 56052_G_GE15 | 56052 | G | GE15 |  | Onshore Wind |  | PJM_PENE | Pennsylvania | 42 | Somerset | 111 | 42111 | 30 | 0 | 2003 | 9999 |  |  | N | Wind | [13 empty] | 0 | 0 | 0 | 0 | [11 empty] | Meyersdale Windpower LLC | 100 | Quinbrook Infrastructure Partners | 100
natural gas peaker | Casey City of | 56053_G_1 | 56053 | G | 1 |  | Combustion Turbine | IC Engine | MIS_IL | Illinois | 17 | Clark | 23 | 17023 | 1.8 | 10745 | 2002 | 9999 |  |  | N | Distillate Fuel Oil | [12 empty] | 1 | 1.6498 | 1.6498 | 1.6498 | 1.6498 | [11 empty] | Casey IL (City of) | 100 | Casey Electric Dept | 100
natural gas peaker | Casey City of | 56053_G_2 | 56053 | G | 2 |  | Combustion Turbine | IC Engine | MIS_IL | Illinois | 17 | Clark | 23 | 17023 | 1.8 | 10745 | 2002 | 9999 |  |  | N | Distillate Fuel Oil | [12 empty] | 1 | 2.6762 | 2.6762 | 2.6762 | 2.6762 | [11 empty] | Casey IL (City of) | 100 | Casey Electric Dept | 100
natural gas peaker | Casey City of | 56053_G_3 | 56053 | G | 3 |  | Combustion Turbine | IC Engine | MIS_IL | Illinois | 17 | Clark | 23 | 17023 | 1.8 | 10745 | 2002 | 9999 |  |  | N | Distillate Fuel Oil | [12 empty] | 1 | 1.6498 | 1.6498 | 1.6498 | 1.6498 | [11 empty] | Casey IL (City of) | 100 | Casey Electric Dept | 100
onshore wind | G McNeilus Wind Farm Dodge Center | 56054_G_GM1 | 56054 | G | GM1 |  | Onshore Wind |  | MIS_MNWI | Minnesota | 27 | Dodge | 39 | 27039 | 32 | 0 | 2002 | 9999 |  |  | N | Wind | [13 empty] | 0 | 0 | 0 | 0 | [11 empty] | Garwin McNeilus Wind Energy Co | 100 | Garwin McNeilus Wind Energy Co | 100
onshore wind | G McNeilus Wind Farm Dodge Center | 56054_G_GM2 | 56054 | G | GM2 |  | Onshore Wind |  | MIS_MNWI | Minnesota | 27 | Dodge | 39 | 27039 | 8 | 0 | 2003 | 9999 |  |  | N | Wind | [13 empty] | 0 | 0 | 0 | 0 | [11 empty] | Garwin McNeilus Wind Energy Co | 100 | Garwin McNeilus Wind Energy Co | 100
onshore wind | G McNeilus Wind Farm Dodge Center | 56054_G_GM3 | 56054 | G | GM3 |  | Onshore Wind |  | MIS_MNWI | Minnesota | 27 | Dodge | 39 | 27039 | 3 | 0 | 2004 | 9999 |  |  | N | Wind | [13 empty] | 0 | 0 | 0 | 0 | [11 empty] | Garwin McNeilus Wind Energy Co | 100 | Garwin McNeilus Wind Energy Co | 100
natural gas peaker | High Point, Fairfield | 56059_G_1 | 56059 | G | 1 |  | Combustion Turbine | IC Engine | S_VACA | North Carolina | 37 | Guilford | 81 | 37081 | 1.8 | 12283 | 2002 | 9999 |  |  | N | Distillate Fuel Oil | [12 empty] | 2.3 | 1.6498 | 1.6498 | 1.6498 | 1.6498 | [11 empty] | North Carolina Municipal Power Agency No 1 | 100 | North Carolina Municipal Power Agency No 1 | 100
natural gas peaker | Statesville, Highway 64 | 56062_G_1 | 56062 | G | 1 |  | Combustion Turbine | IC Engine | S_VACA | North Carolina | 37 | Iredell | 97 | 37097 | 1.8 | 12283 | 2002 | 9999 |  |  | N | Distillate Fuel Oil | [12 empty] | 2.3 | 1.6498 | 1.6498 | 1.6498 | 1.6498 | [11 empty] | North Carolina Municipal Power Agency No 1 | 100 | North Carolina Municipal Power Agency No 1 | 100
natural gas peaker | Shelby, Toms Street | 56063_G_1 | 56063 | G | 1 |  | Combustion Turbine | IC Engine | S_VACA | North Carolina | 37 | Cleveland | 45 | 37045 | 1.8 | 12283 | 2002 | 9999 |  |  | N | Distillate Fuel Oil | [12 empty] | 2.3 | 1.6498 | 1.6498 | 1.6498 | 1.6498 | [11 empty] | North Carolina Municipal Power Agency No 1 | 100 | North Carolina Municipal Power Agency No 1 | 100
natural gas peaker | Morganton, Parker Road | 56064_G_1 | 56064 | G | 1 |  | Combustion Turbine | IC Engine | S_VACA | North Carolina | 37 | Burke | 23 | 37023 | 1.8 | 12283 | 2002 | 9999 |  |  | N | Distillate Fuel Oil | [12 empty] | 2.3 | 1.6498 | 1.6498 | 1.6498 | 1.6498 | [11 empty] | North Carolina Municipal Power Agency No 1 | 100 | North Carolina Municipal Power Agency No 1 | 100
natural gas peaker | Lexington Health Center | 56067_G_1 | 56067 | G | 1 |  | Combustion Turbine | IC Engine | S_VACA | North Carolina | 37 | Davidson | 57 | 37057 | 1.8 | 12283 | 2002 | 9999 |  |  | N | Distillate Fuel Oil | [12 empty] | 2.3 | 1.6498 | 1.6498 | 1.6498 | 1.6498 | [11 empty] | North Carolina Municipal Power Agency No 1 | 100 | North Carolina Municipal Power Agency No 1 | 100
hard coal | Elm Road Generating Station | 56068_B_18 | 56068 | B | 18 | 89796 | Coal Steam |  | MIS_WUMS | Wisconsin | 55 | Milwaukee | 79 | 55079 | 633 | 9552 | 2010 | 9999 | wall | dry | N | Bituminous, Subbituminous | Wet Scrubber | 2010 | 0.971 | LNB | SCR | 2010 |  | WESP + B | No |  |  |  | 0.03 | 0.06337 | 0.06337 | 0.06337 | 0.06337 | 0.05 | 0.1 | 0.56 | 0.99 |  |  |  |  | C2G | 2035 |  | Wisconsin Electric Power Co | 83.34 | WEC Energy Group Inc | 83.34
hard coal | Elm Road Generating Station | 56068_B_19 | 56068 | B | 19 | 89798 | Coal Steam |  | MIS_WUMS | Wisconsin | 55 | Milwaukee | 79 | 55079 | 633 | 9475 | 2011 | 9999 | wall | dry | N | Bituminous, Subbituminous | Wet Scrubber | 2011 | 0.971 | LNB | SCR | 2011 |  | WESP + B | No |  |  |  | 0.03 | 0.06225 | 0.06225 | 0.06225 | 0.06225 | 0.05 | 0.1 | 0.56 | 0.99 |  |  |  |  | C2G | 2035 |  | Wisconsin Electric Power Co | 83.34 | WEC Energy Group Inc | 83.34
biomass | Berlin Landfill Gas | 56069_G_1 | 56069 | G | 1 |  | Landfill Gas |  | MIS_WUMS | Wisconsin | 55 | Green Lake | 47 | 55047 | 0.8 | 13500 | 2001 | 9999 |  |  | N | Landfill Gas | [13 empty] | 0.22117 | 0.22117 | 0.22117 | 0.22117 | [11 empty] | Wisconsin Power & Light Co | 100 | Alliant Energy Corp | 100
biomass | Berlin Landfill Gas | 56069_G_2 | 56069 | G | 2 |  | Landfill Gas |  | MIS_WUMS | Wisconsin | 55 | Green Lake | 47 | 55047 | 0.8 | 13500 | 2001 | 9999 |  |  | N | Landfill Gas | [13 empty] | 0.22117 | 0.22117 | 0.22117 | 0.22117 | [11 empty] | Wisconsin Power & Light Co | 100 | Alliant Energy Corp | 100
biomass | Berlin Landfill Gas | 56069_G_3 | 56069 | G | 3 |  | Landfill Gas |  | MIS_WUMS | Wisconsin | 55 | Green Lake | 47 | 55047 | 0.8 | 13500 | 2001 | 9999 |  |  | N | Landfill Gas | [13 empty] | 0.22117 | 0.22117 | 0.22117 | 0.22117 | [11 empty] | Wisconsin Power & Light Co | 100 | Alliant Energy Corp | 100
natural gas peaker | Diesel Generators | 56070_G_1 | 56070 | G | 1 |  | Combustion Turbine | IC Engine | MIS_WUMS | Wisconsin | 55 | Dane | 25 | 55025 | 49.1 | 10745 | 2001 | 9999 |  |  | N | Distillate Fuel Oil | [12 empty] | 3 | 1.6498 | 1.6498 | 1.6498 | 1.6498 | [11 empty] | Madison Gas & Electric Co | 100 | MGE Energy Inc | 100
natural gas peaker | Alliant SBG 9802 Toyota | 56073_G_01 | 56073 | G | 01 |  | Combustion Turbine | IC Engine | MIS_IA | Iowa | 19 | Linn | 113 | 19113 | 1 | 15313 | 1998 | 9999 |  |  | N | Natural Gas | [12 empty] | 2.5 | 1.061 | 1.061 | 1.061 | 1.061 | [11 empty] | Alliant Energy Integ Ser Cogeneration | 100 | Alliant Energy Corp | 100
onshore wind | High Winds LLC | 56075_G_1 | 56075 | G | 1 |  | Onshore Wind |  | WEC_CALN | California | 6 | Solano | 95 | 06095 | 145.8 | 0 | 2003 | 9999 |  |  | N | Wind | [13 empty] | 0 | 0 | 0 | 0 | [11 empty] | High Winds LLC | 100 | NextEra Energy Inc | 100
onshore wind | High Winds LLC | 56075_G_2 | 56075 | G | 2 |  | Onshore Wind |  | WEC_CALN | California | 6 | Solano | 95 | 06095 | 16.2 | 0 | 2003 | 9999 |  |  | N | Wind | [13 empty] | 0 | 0 | 0 | 0 | [11 empty] | High Winds LLC | 100 | NextEra Energy Inc | 100
natural gas combined cycle | Walnut Energy Center | 56078_G_1 | 56078 | G | 1 | 89628 | Combined Cycle |  | WEC_CALN | California | 6 | Stanislaus | 99 | 06099 | 84 | 7814 | 2006 | 9999 |  |  | N | Natural Gas |  |  |  | DLNB + NH3 | SCR | [8 empty] | 0.0068577 | 0.0068577 | 0.0068577 | 0.0068577 | [11 empty] | Turlock Irrigation District | 100 | Turlock Irrigation District | 100
natural gas combined cycle | Walnut Energy Center | 56078_G_2 | 56078 | G | 2 | 89629 | Combined Cycle |  | WEC_CALN | California | 6 | Stanislaus | 99 | 06099 | 84 | 7814 | 2006 | 9999 |  |  | N | Natural Gas |  |  |  | DLNB + NH3 | SCR | [8 empty] | 0.0068577 | 0.0068577 | 0.0068577 | 0.0068577 | [11 empty] | Turlock Irrigation District | 100 | Turlock Irrigation District | 100
natural gas combined cycle | Walnut Energy Center | 56078_G_3 | 56078 | G | 3 | 89628 | Combined Cycle |  | WEC_CALN | California | 6 | Stanislaus | 99 | 06099 | 101 | 7814 | 2006 | 9999 |  |  | N | Natural Gas |  |  |  | DLNB + NH3 | SCR | [8 empty] | 0.0068577 | 0.0068577 | 0.0068577 | 0.0068577 | [11 empty] | Turlock Irrigation District | 100 | Turlock Irrigation District | 100
onshore wind | Blue Canyon Windpower | 56081_G_EW | 56081 | G | EW |  | Onshore Wind |  | SPP_WEST | Oklahoma | 40 | Comanche | 31 | 40031 | 74.3 | 0 | 2003 | 9999 |  |  | N | Wind | [13 empty] | 0 | 0 | 0 | 0 | [11 empty] | Blue Canyon Windpower LLC | 100 | ArcLight Capital Partners LLC | 100
hard coal | Blacksand Generating Facility | 56090_G_D182 | 56090 | G | D182 |  | Fossil Waste |  | WECC_SCE | California | 6 | Orange | 59 | 06059 | 2.5 | 10994 | 2000 | 9999 |  |  | N | Fossil Waste | [12 empty] | 0.74 | 0.05352 | 0.05352 | 0.05352 | 0.05352 | [11 empty] | Blacksand Energy Inc | 100 | Blacksand Energy Inc | 100
hard coal | Blacksand Generating Facility | 56090_G_D189 | 56090 | G | D189 |  | Fossil Waste |  | WECC_SCE | California | 6 | Orange | 59 | 06059 | 3 | 10994 | 2000 | 9999 |  |  | N | Fossil Waste | [12 empty] | 0.74 | 0.05352 | 0.05352 | 0.05352 | 0.05352 | [11 empty] | Blacksand Energy Inc | 100 | Blacksand Energy Inc | 100
hard coal | Blacksand Generating Facility | 56090_G_D190 | 56090 | G | D190 |  | Fossil Waste |  | WECC_SCE | California | 6 | Orange | 59 | 06059 | 0.3 | 10994 | 2012 | 9999 |  |  | N | Fossil Waste | [13 empty] | 0.05352 | 0.05352 | 0.05352 | 0.05352 | [11 empty] | Blacksand Energy Inc | 100 | Blacksand Energy Inc | 100
onshore wind | South Dakota Wind Energy Cente | 56092_G_GE15 | 56092 | G | GE15 |  | Onshore Wind |  | SPP_WAUE | South Dakota | 46 | Hyde | 69 | 46069 | 40.5 | 0 | 2003 | 9999 |  |  | N | Wind | [13 empty] | 0 | 0 | 0 | 0 | [11 empty] | FPL Energy South Dakota Wind LLC | 100 | NextEra Energy Inc | 100
onshore wind | TransAlta Wyoming Wind | 56093_G_GE15 | 56093 | G | GE15 |  | Onshore Wind |  | WECC_WY | Wyoming | 56 | Uinta | 41 | 56041 | 144 | 0 | 2003 | 9999 |  |  | N | Wind | [13 empty] | 0 | 0 | 0 | 0 | [11 empty] | TransAlta Wyoming Wind LLC | 100 | TransAlta Corp | 100
onshore wind | Oklahoma Wind Energy Center | 56094_G_GE15 | 56094 | G | GE15 |  | Onshore Wind |  | SPP_WEST | Oklahoma | 40 | Woodward | 153 | 40153 | 51 | 0 | 2003 | 9999 |  |  | N | Wind | [13 empty] | 0 | 0 | 0 | 0 | [11 empty] | Sooner Wind LLC | 100 | NextEra Energy Inc | 100
onshore wind | Oklahoma Wind Energy Center | 56094_G_GSOO | 56094 | G | GSOO |  | Onshore Wind |  | SPP_WEST | Oklahoma | 40 | Woodward | 153 | 40153 | 51 | 0 | 2003 | 9999 |  |  | N | Wind | [13 empty] | 0 | 0 | 0 | 0 | [11 empty] | Oklahoma Wind LLC | 100 | NextEra Energy Inc | 100
onshore wind | New Mexico Wind Energy Center | 56097_G_GE15 | 56097 | G | GE15 |  | Onshore Wind |  | WECC_NM | New Mexico | 35 | Quay | 37 | 35037 | 204 | 0 | 2003 | 9999 |  |  | N | Wind | [13 empty] | 0 | 0 | 0 | 0 | [11 empty] | New Mexico Wind LLC | 100 | NextEra Energy Inc | 100
natural gas peaker | Hillsboro | 56098_G_1 | 56098 | G | 1 |  | Combustion Turbine | IC Engine | MIS_MAPP | North Dakota | 38 | Traill | 97 | 38097 | 2 | 10745 | 2002 | 9999 |  |  | N | Distillate Fuel Oil | [12 empty] | 3 | 4.3796 | 4.3796 | 4.3796 | 4.3796 | [11 empty] | Hillsboro Municipal Utilities | 100 | Hillsboro Municipal Utilities | 100
natural gas peaker | Hillsboro | 56098_G_2 | 56098 | G | 2 |  | Combustion Turbine | IC Engine | MIS_MAPP | North Dakota | 38 | Traill | 97 | 38097 | 2 | 10745 | 2002 | 9999 |  |  | N | Distillate Fuel Oil | [12 empty] | 3 | 4.3796 | 4.3796 | 4.3796 | 4.3796 | [11 empty] | Hillsboro Municipal Utilities | 100 | Hillsboro Municipal Utilities | 100
onshore wind | FPL Energy North Dakota Wind I/II | 56099_G_GE15 | 56099 | G | GE15 |  | Onshore Wind |  | MIS_MAPP | North Dakota | 38 | LaMoure | 45 | 38045 | 61.5 | 0 | 2003 | 9999 |  |  | N | Wind | [13 empty] | 0 | 0 | 0 | 0 | [11 empty] | FPL Energy North Dakota Wind | 100 | NextEra Energy Inc | 100
natural gas peaker | St. Charles Power Plant | 56100_G_1 | 56100 | G | 1 |  | Combustion Turbine | IC Engine | MIS_MNWI | Minnesota | 27 | Winona | 169 | 27169 | 2 | 10745 | 2004 | 9999 |  |  | N | Distillate Fuel Oil | [13 empty] | 1.6498 | 1.6498 | 1.6498 | 1.6498 | [11 empty] | St Charles Light & Water | 100 | St Charles Light & Water | 100
natural gas peaker | St. Charles Power Plant | 56100_G_2 | 56100 | G | 2 |  | Combustion Turbine | IC Engine | MIS_MNWI | Minnesota | 27 | Winona | 169 | 27169 | 2 | 10745 | 2004 | 9999 |  |  | N | Distillate Fuel Oil | [13 empty] | 1.6498 | 1.6498 | 1.6498 | 1.6498 | [11 empty] | St Charles Light & Water | 100 | St Charles Light & Water | 100
natural gas peaker | St. Charles Power Plant | 56100_G_3 | 56100 | G | 3 |  | Combustion Turbine | IC Engine | MIS_MNWI | Minnesota | 27 | Winona | 169 | 27169 | 2 | 10745 | 2004 | 9999 |  |  | N | Distillate Fuel Oil | [13 empty] | 1.6498 | 1.6498 | 1.6498 | 1.6498 | [11 empty] | St Charles Light & Water | 100 | St Charles Light & Water | 100
natural gas peaker | St. Charles Power Plant | 56100_G_4 | 56100 | G | 4 |  | Combustion Turbine | IC Engine | MIS_MNWI | Minnesota | 27 | Winona | 169 | 27169 | 2 | 10745 | 2004 | 9999 |  |  | N | Distillate Fuel Oil | [13 empty] | 1.6498 | 1.6498 | 1.6498 | 1.6498 | [11 empty] | St Charles Light & Water | 100 | St Charles Light & Water | 100
natural gas combined cycle | Currant Creek | 56102_G_CT1A | 56102 | G | CT1A | 89419 | Combined Cycle |  | WECC_UT | Utah | 49 | Juab | 23 | 49023 | 135 | 7520 | 2005 | 9999 |  |  | N | Natural Gas |  |  |  |  | SCR | [8 empty] | 0.0073118 | 0.0073118 | 0.0073118 | 0.0073118 | [11 empty] | PacifiCorp | 100 | Berkshire Hathaway Inc | 100
natural gas combined cycle | Currant Creek | 56102_G_CT1B | 56102 | G | CT1B | 89420 | Combined Cycle |  | WECC_UT | Utah | 49 | Juab | 23 | 49023 | 135 | 7520 | 2005 | 9999 |  |  | N | Natural Gas |  |  |  |  | SCR | [8 empty] | 0.0073118 | 0.0073118 | 0.0073118 | 0.0073118 | [11 empty] | PacifiCorp | 100 | Berkshire Hathaway Inc | 100
natural gas combined cycle | Currant Creek | 56102_G_ST1 | 56102 | G | ST1 | 89419 | Combined Cycle |  | WECC_UT | Utah | 49 | Juab | 23 | 49023 | 254 | 7520 | 2006 | 9999 |  |  | N | Natural Gas |  |  |  |  | SCR | [8 empty] | 0.0073118 | 0.0073118 | 0.0073118 | 0.0073118 | [11 empty] | PacifiCorp | 100 | Berkshire Hathaway Inc | 100
natural gas combined cycle | Mankato Energy Center | 56104_G_CTG2 | 56104 | G | CTG2 | 89428 | Combined Cycle |  | MIS_MNWI | Minnesota | 27 | Blue Earth | 13 | 27013 | 174 | 7440 | 2006 | 9999 |  |  | N | Natural Gas, Distillate Fuel Oil |  |  |  | DLNB + H2O + NH3 | SCR | [8 empty] | 0.0081586 | 0.0081586 | 0.0081586 | 0.0081586 | [11 empty] | Mankato Energy Center LLC | 100 | JPMorgan Chase & Co | 100
natural gas combined cycle | Mankato Energy Center | 56104_G_STG1 | 56104 | G | STG1 | 89428 | Combined Cycle |  | MIS_MNWI | Minnesota | 27 | Blue Earth | 13 | 27013 | 156 | 7440 | 2006 | 9999 |  |  | N | Natural Gas, Distillate Fuel Oil |  |  |  | NH3 | SCR | [8 empty] | 0.0081586 | 0.0081586 | 0.0081586 | 0.0081586 | [11 empty] | Mankato Energy Center LLC | 100 | JPMorgan Chase & Co | 100
natural gas combined cycle | Mankato Energy Center | 56104_G_CTG1 | 56104 | G | CTG1 | 89427 | Combined Cycle |  | MIS_MNWI | Minnesota | 27 | Blue Earth | 13 | 27013 | 174 | 7440 | 2019 | 9999 |  |  | N | Natural Gas, Distillate Fuel Oil |  |  |  | DLNB + NH3 | SCR | [8 empty] | 0.0081586 | 0.0081586 | 0.0081586 | 0.0081586 | [11 empty] | Mankato Energy Center LLC | 100 | JPMorgan Chase & Co | 100
onshore wind | Kimball Wind | 56106_G_KIM01 | 56106 | G | KIM01 |  | Onshore Wind |  | WECC_WY | Nebraska | 31 | Kimball | 105 | 31105 | 30 | 0 | 2018 | 9999 |  |  | N | Wind | [13 empty] | 0 | 0 | 0 | 0 | [11 empty] | Municipal Energy Agency of Nebraska | 100 | Municipal Energy Agency of Nebraska | 100
natural gas peaker | T J Labbe Electric Generating | 56108_G_U-1 | 56108 | G | U-1 | 89595 | Combustion Turbine |  | MIS_LA | Louisiana | 22 | Lafayette | 55 | 22055 | 47 | 17832 | 2005 | 9999 |  |  | N | Natural Gas |  |  |  | H2O | [8 empty] | 5.261 | 0.09218 | 0.09218 | 0.09218 | 0.09218 | [11 empty] | Lafayette Utilities System | 100 | Lafayette Utilities System | 100
natural gas peaker | T J Labbe Electric Generating | 56108_G_U-2 | 56108 | G | U-2 | 89596 | Combustion Turbine |  | MIS_LA | Louisiana | 22 | Lafayette | 55 | 22055 | 47 | 17833 | 2005 | 9999 |  |  | N | Natural Gas |  |  |  | H2O | [8 empty] | 5.261 | 0.09413 | 0.09413 | 0.09413 | 0.09413 | [11 empty] | Lafayette Utilities System | 100 | Lafayette Utilities System | 100
onshore wind | Brazos Wind Farm | 56111_G_GEN1 | 56111 | G | GEN1 |  | Onshore Wind |  | ERC_WEST | Texas | 48 | Scurry | 415 | 48415 | 160 | 0 | 2003 | 9999 |  |  | N | Wind | [13 empty] | 0 | 0 | 0 | 0 | [11 empty] | Brazos Wind LP | 50 | Mitsui & Co Ltd | 50
onshore wind | Mountain View III | 56112_G_V47 | 56112 | G | V47 |  | Onshore Wind |  | WECC_SCE | California | 6 | Riverside | 65 | 06065 | 22.4 | 0 | 2003 | 9999 |  |  | N | Wind | [13 empty] | 0 | 0 | 0 | 0 | [11 empty] | Mountain View Power Partners III LLC | 100 | Iberdrola SA | 100
natural gas peaker | IMEA Highland | 56114_G_1 | 56114 | G | 1 |  | Combustion Turbine | IC Engine | MIS_IL | Illinois | 17 | Madison | 119 | 17119 | 1.8 | 12283 | 1996 | 9999 |  |  | N | Distillate Fuel Oil | [12 empty] | 1 | 1.6498 | 1.6498 | 1.6498 | 1.6498 | [11 empty] | Illinois Municipal Electric Agency | 100 | Illinois Municipal Electric Agency | 100
natural gas peaker | IMEA Highland | 56114_G_2 | 56114 | G | 2 |  | Combustion Turbine | IC Engine | MIS_IL | Illinois | 17 | Madison | 119 | 17119 | 1.8 | 12283 | 1996 | 9999 |  |  | N | Distillate Fuel Oil | [12 empty] | 1 | 1.6498 | 1.6498 | 1.6498 | 1.6498 | [11 empty] | Illinois Municipal Electric Agency | 100 | Illinois Municipal Electric Agency | 100
natural gas peaker | IMEA Flora | 56116_G_10 | 56116 | G | 10 |  | Combustion Turbine | IC Engine | MIS_IL | Illinois | 17 | Clay | 25 | 17025 | 1.8 | 11456 | 2000 | 9999 |  |  | N | Distillate Fuel Oil | [12 empty] | 1 | 1.6498 | 1.6498 | 1.6498 | 1.6498 | [11 empty] | Illinois Municipal Electric Agency | 100 | Illinois Municipal Electric Agency | 100
natural gas peaker | IMEA Flora | 56116_G_6 | 56116 | G | 6 |  | Combustion Turbine | IC Engine | MIS_IL | Illinois | 17 | Clay | 25 | 17025 | 1.8 | 11365 | 2000 | 9999 |  |  | N | Distillate Fuel Oil | [12 empty] | 1 | 1.6498 | 1.6498 | 1.6498 | 1.6498 | [11 empty] | Illinois Municipal Electric Agency | 100 | Illinois Municipal Electric Agency | 100
natural gas peaker | IMEA Flora | 56116_G_7 | 56116 | G | 7 |  | Combustion Turbine | IC Engine | MIS_IL | Illinois | 17 | Clay | 25 | 17025 | 1.8 | 11365 | 2000 | 9999 |  |  | N | Distillate Fuel Oil | [12 empty] | 1 | 1.6498 | 1.6498 | 1.6498 | 1.6498 | [11 empty] | Illinois Municipal Electric Agency | 100 | Illinois Municipal Electric Agency | 100
natural gas peaker | IMEA Flora | 56116_G_8 | 56116 | G | 8 |  | Combustion Turbine | IC Engine | MIS_IL | Illinois | 17 | Clay | 25 | 17025 | 1.8 | 11365 | 2000 | 9999 |  |  | N | Distillate Fuel Oil | [12 empty] | 1 | 2.2877 | 2.2877 | 2.2877 | 2.2877 | [11 empty] | Illinois Municipal Electric Agency | 100 | Illinois Municipal Electric Agency | 100
natural gas peaker | IMEA Flora | 56116_G_9 | 56116 | G | 9 |  | Combustion Turbine | IC Engine | MIS_IL | Illinois | 17 | Clay | 25 | 17025 | 1.8 | 11365 | 2000 | 9999 |  |  | N | Distillate Fuel Oil | [12 empty] | 1 | 1.6498 | 1.6498 | 1.6498 | 1.6498 | [11 empty] | Illinois Municipal Electric Agency | 100 | Illinois Municipal Electric Agency | 100
natural gas peaker | Flora Site A | 56117_G_1 | 56117 | G | 1 |  | Combustion Turbine | IC Engine | MIS_IL | Illinois | 17 | Clay | 25 | 17025 | 1.8 | 10745 | 2001 | 9999 |  |  | N | Distillate Fuel Oil | [12 empty] | 1 | 1.4487 | 1.4487 | 1.4487 | 1.4487 | [11 empty] | Flora IL (City of) | 100 | Flora IL (City of) | 100
natural gas peaker | Flora Site A | 56117_G_2 | 56117 | G | 2 |  | Combustion Turbine | IC Engine | MIS_IL | Illinois | 17 | Clay | 25 | 17025 | 1.8 | 10814 | 2001 | 9999 |  |  | N | Distillate Fuel Oil | [12 empty] | 1 | 1.3666 | 1.3666 | 1.3666 | 1.3666 | [11 empty] | Flora IL (City of) | 100 | Flora IL (City of) | 100
natural gas peaker | Flora Site A | 56117_G_3 | 56117 | G | 3 |  | Combustion Turbine | IC Engine | MIS_IL | Illinois | 17 | Clay | 25 | 17025 | 1.8 | 10814 | 2001 | 9999 |  |  | N | Distillate Fuel Oil | [12 empty] | 1 | 1.4622 | 1.4622 | 1.4622 | 1.4622 | [11 empty] | Flora IL (City of) | 100 | Flora IL (City of) | 100
natural gas peaker | Flora Site B | 56118_G_4 | 56118 | G | 4 |  | Combustion Turbine | IC Engine | MIS_IL | Illinois | 17 | Clay | 25 | 17025 | 1.8 | 10745 | 2001 | 9999 |  |  | N | Distillate Fuel Oil | [12 empty] | 1 | 1.714 | 1.714 | 1.714 | 1.714 | [11 empty] | Flora IL (City of) | 100 | Flora IL (City of) | 100
natural gas peaker | Flora Site B | 56118_G_5 | 56118 | G | 5 |  | Combustion Turbine | IC Engine | MIS_IL | Illinois | 17 | Clay | 25 | 17025 | 1.8 | 10745 | 2001 | 9999 |  |  | N | Distillate Fuel Oil | [12 empty] | 1 | 1.6965 | 1.6965 | 1.6965 | 1.6965 | [11 empty] | Flora IL (City of) | 100 | Flora IL (City of) | 100
biomass | Middlesex Generating Facility | 56119_G_300 | 56119 | G | 300 |  | Landfill Gas |  | PJM_EMAC | New Jersey | 34 | MIDDLESEX | 23 | 34023 | 10.6 | 6203 | 1961 | 9999 |  |  | Y | Landfill Gas | [13 empty] | 0.11582 | 0.11582 | 0.11582 | 0.11582 | [11 empty] | Middlesex Generating Co LLC | 100 | Middlesex Generating Co LLC | 100
biomass | Middlesex Generating Facility | 56119_G_100 | 56119 | G | 100 |  | Landfill Gas |  | PJM_EMAC | New Jersey | 34 | MIDDLESEX | 23 | 34023 | 4.1 | 6203 | 2001 | 9999 |  |  | Y | Landfill Gas | [13 empty] | 0.22117 | 0.22117 | 0.22117 | 0.22117 | [11 empty] | Middlesex Generating Co LLC | 100 | Middlesex Generating Co LLC | 100
biomass | Middlesex Generating Facility | 56119_G_200 | 56119 | G | 200 |  | Landfill Gas |  | PJM_EMAC | New Jersey | 34 | MIDDLESEX | 23 | 34023 | 4.1 | 6203 | 2001 | 9999 |  |  | Y | Landfill Gas | [13 empty] | 0.22117 | 0.22117 | 0.22117 | 0.22117 | [11 empty] | Middlesex Generating Co LLC | 100 | Middlesex Generating Co LLC | 100
biomass | Lee County Landfill | 56120_G_L1 | 56120 | G | L1 |  | Landfill Gas |  | S_VACA | South Carolina | 45 | Lee | 61 | 45061 | 1.8 | 14791 | 2005 | 9999 |  |  | N | Landfill Gas | [13 empty] | 0.08497 | 0.08497 | 0.08497 | 0.08497 | [11 empty] | Santee Cooper | 100 | Santee Cooper | 100
biomass | Lee County Landfill | 56120_G_L2 | 56120 | G | L2 |  | Landfill Gas |  | S_VACA | South Carolina | 45 | Lee | 61 | 45061 | 1.8 | 14791 | 2005 | 9999 |  |  | N | Landfill Gas | [13 empty] | 0.22117 | 0.22117 | 0.22117 | 0.22117 | [11 empty] | Santee Cooper | 100 | Santee Cooper | 100
biomass | Lee County Landfill | 56120_G_L3 | 56120 | G | L3 |  | Landfill Gas |  | S_VACA | South Carolina | 45 | Lee | 61 | 45061 | 1.8 | 14791 | 2005 | 9999 |  |  | N | Landfill Gas | [13 empty] | 0.22117 | 0.22117 | 0.22117 | 0.22117 | [11 empty] | Santee Cooper | 100 | Santee Cooper | 100
biomass | Lee County Landfill | 56120_G_L4 | 56120 | G | L4 |  | Landfill Gas |  | S_VACA | South Carolina | 45 | Lee | 61 | 45061 | 5.2 | 16601 | 2006 | 9999 |  |  | N | Landfill Gas | [13 empty] | 0.22117 | 0.22117 | 0.22117 | 0.22117 | [11 empty] | Santee Cooper | 100 | Santee Cooper | 100
biomass | Anderson Regional Landfill | 56121_G_A2 | 56121 | G | A2 |  | Landfill Gas |  | S_VACA | South Carolina | 45 | Anderson | 7 | 45007 | 1.5 | 13500 | 2008 | 9999 |  |  | N | Landfill Gas | [13 empty] | 0.22117 | 0.22117 | 0.22117 | 0.22117 | [11 empty] | Santee Cooper | 100 | Santee Cooper | 100
biomass | Anderson Regional Landfill | 56121_G_A3 | 56121 | G | A3 |  | Landfill Gas |  | S_VACA | South Carolina | 45 | Anderson | 7 | 45007 | 1.5 | 13500 | 2008 | 9999 |  |  | N | Landfill Gas | [13 empty] | 0.22117 | 0.22117 | 0.22117 | 0.22117 | [11 empty] | Santee Cooper | 100 | Santee Cooper | 100
biomass | Richland County Landfill | 56122_G_R1 | 56122 | G | R1 |  | Landfill Gas |  | S_VACA | South Carolina | 45 | Richland | 79 | 45079 | 5.2 | 15338 | 2006 | 9999 |  |  | N | Landfill Gas | [13 empty] | 0.26232 | 0.26232 | 0.26232 | 0.26232 | [11 empty] | Santee Cooper | 100 | Santee Cooper | 100
biomass | Richland County Landfill | 56122_G_R2 | 56122 | G | R2 |  | Landfill Gas |  | S_VACA | South Carolina | 45 | Richland | 79 | 45079 | 1.5 | 16873 | 2010 | 9999 |  |  | N | Landfill Gas | [13 empty] | 0.22117 | 0.22117 | 0.22117 | 0.22117 | [11 empty] | Santee Cooper | 100 | Santee Cooper | 100
biomass | Richland County Landfill | 56122_G_R3 | 56122 | G | R3 |  | Landfill Gas |  | S_VACA | South Carolina | 45 | Richland | 79 | 45079 | 1.5 | 16874 | 2010 | 9999 |  |  | N | Landfill Gas | [13 empty] | 0.22117 | 0.22117 | 0.22117 | 0.22117 | [11 empty] | Santee Cooper | 100 | Santee Cooper | 100
hydro | Springville Hydroelectric | 56125_G_4152 | 56125 | G | 4152 |  | Hydro |  | WECC_SCE | California | 6 | Ventura | 111 | 06111 | 1 | 0 | 1994 | 9999 |  |  | N | Hydro | [13 empty] | 0 | 0 | 0 | 0 | [11 empty] | Calleguas Municipal Water District | 100 | Calleguas Municipal Water District | 100
natural gas peaker | Sub 2 Generating Station | 56126_G_1 | 56126 | G | 1 |  | Combustion Turbine | IC Engine | S_D_AECI | Missouri | 29 | Macon | 121 | 29121 | 1.8 | 12283 | 2004 | 9999 |  |  | N | Distillate Fuel Oil | [12 empty] | 2.3 | 1.6498 | 1.6498 | 1.6498 | 1.6498 | [11 empty] | Macon MO (City of) | 100 | Macon MO (City of) | 100
natural gas peaker | Sub 2 Generating Station | 56126_G_2 | 56126 | G | 2 |  | Combustion Turbine | IC Engine | S_D_AECI | Missouri | 29 | Macon | 121 | 29121 | 1.8 | 12283 | 2004 | 9999 |  |  | N | Distillate Fuel Oil | [12 empty] | 2.3 | 1.6498 | 1.6498 | 1.6498 | 1.6498 | [11 empty] | Macon MO (City of) | 100 | Macon MO (City of) | 100
natural gas peaker | Macon Energy Center | 56127_G_1 | 56127 | G | 1 |  | Combustion Turbine |  | S_D_AECI | Missouri | 29 | Macon | 121 | 29121 | 8.5 | 8700 | 2003 | 9999 |  |  | Y | Natural Gas | [12 empty] | 2.3 | 0.23894 | 0.23894 | 0.23894 | 0.23894 | [11 empty] | Macon MO (City of) | 100 | Macon MO (City of) | 100
natural gas peaker | Sub 3 Generating Station | 56128_G_1 | 56128 | G | 1 |  | Combustion Turbine | IC Engine | S_D_AECI | Missouri | 29 | Macon | 121 | 29121 | 1.8 | 12283 | 2003 | 9999 |  |  | N | Distillate Fuel Oil | [12 empty] | 2.3 | 1.6498 | 1.6498 | 1.6498 | 1.6498 | [11 empty] | Macon MO (City of) | 100 | Macon MO (City of) | 100
natural gas peaker | Sub 3 Generating Station | 56128_G_2 | 56128 | G | 2 |  | Combustion Turbine | IC Engine | S_D_AECI | Missouri | 29 | Macon | 121 | 29121 | 1.8 | 12283 | 2003 | 9999 |  |  | N | Distillate Fuel Oil | [12 empty] | 2.3 | 1.6498 | 1.6498 | 1.6498 | 1.6498 | [11 empty] | Macon MO (City of) | 100 | Macon MO (City of) | 100
natural gas peaker | Sub 3 Generating Station | 56128_G_3 | 56128 | G | 3 |  | Combustion Turbine | IC Engine | S_D_AECI | Missouri | 29 | Macon | 121 | 29121 | 1.8 | 12283 | 2003 | 9999 |  |  | N | Distillate Fuel Oil | [12 empty] | 2.3 | 1.6498 | 1.6498 | 1.6498 | 1.6498 | [11 empty] | Macon MO (City of) | 100 | Macon MO (City of) | 100
natural gas peaker | Sub 3 Generating Station | 56128_G_4 | 56128 | G | 4 |  | Combustion Turbine | IC Engine | S_D_AECI | Missouri | 29 | Macon | 121 | 29121 | 1.8 | 12283 | 2003 | 9999 |  |  | N | Distillate Fuel Oil | [12 empty] | 2.3 | 1.6498 | 1.6498 | 1.6498 | 1.6498 | [11 empty] | Macon MO (City of) | 100 | Macon MO (City of) | 100
natural gas peaker | Thermal Kem | 56129_G_1 | 56129 | G | 1 |  | Combustion Turbine | IC Engine | S_VACA | South Carolina | 45 | York | 91 | 45091 | 2.4 | 10745 | 2003 | 9999 |  |  | N | Distillate Fuel Oil | [12 empty] | 3.5 | 1.6498 | 1.6498 | 1.6498 | 1.6498 | [11 empty] | Santee Cooper | 100 | Santee Cooper | 100
natural gas peaker | Valenite | 56131_G_1 | 56131 | G | 1 |  | Combustion Turbine | IC Engine | S_VACA | South Carolina | 45 | Oconee | 73 | 45073 | 2.4 | 10745 | 2003 | 9999 |  |  | N | Distillate Fuel Oil | [12 empty] | 3.5 | 1.6498 | 1.6498 | 1.6498 | 1.6498 | [11 empty] | Santee Cooper | 100 | Santee Cooper | 100
natural gas peaker | Honea Path | 56132_G_1 | 56132 | G | 1 |  | Combustion Turbine | IC Engine | S_VACA | South Carolina | 45 | Abbeville | 1 | 45001 | 2.4 | 10745 | 2003 | 9999 |  |  | N | Distillate Fuel Oil | [12 empty] | 3.5 | 1.6498 | 1.6498 | 1.6498 | 1.6498 | [11 empty] | Santee Cooper | 100 | Santee Cooper | 100
natural gas peaker | Ripon Generation Station | 56135_G_1 | 56135 | G | 1 | 89441 | Combustion Turbine |  | WEC_BANC | California | 6 | San Joaquin | 77 | 06077 | 50 | 10745 | 2006 | 9999 |  |  | N | Natural Gas |  |  |  | H2O | SCR | [7 empty] | 0.74 | 0.01044 | 0.01044 | 0.01044 | 0.01044 | [11 empty] | Modesto Irrigation District | 100 | Modesto Irrigation District | 100
natural gas peaker | Ripon Generation Station | 56135_G_2 | 56135 | G | 2 | 89442 | Combustion Turbine |  | WEC_BANC | California | 6 | San Joaquin | 77 | 06077 | 50 | 10745 | 2006 | 9999 |  |  | N | Natural Gas |  |  |  | H2O | SCR | [7 empty] | 0.74 | 0.01237 | 0.01237 | 0.01237 | 0.01237 | [11 empty] | Modesto Irrigation District | 100 | Modesto Irrigation District | 100
natural gas peaker | Anderson Erickson | 56138_G_1 | 56138 | G | 1 |  | Combustion Turbine | IC Engine | MIS_MIDA | Iowa | 19 | Polk | 153 | 19153 | 2 | 10745 | 2000 | 9999 |  |  | N | Distillate Fuel Oil | [12 empty] | 0.05 | 1.6498 | 1.6498 | 1.6498 | 1.6498 | [11 empty] | MidAmerican Energy Co | 100 | Berkshire Hathaway Inc | 100
natural gas peaker | Jamaica Bay Peaking | 56141_G_2 | 56141 | G | 2 | 88310 | Combustion Turbine |  | NY_Z_J | New York | 36 | Queens | 81 | 36081 | 54.3 | 11792 | 2003 | 9999 |  |  | N | Distillate Fuel Oil |  |  |  | H2O | SCR | [7 empty] | 0.316 | 0.02595 | 0.02473 | 0.02595 | 0.02473 | [11 empty] | Jamaica Bay Peaking Facility LLC | 100 | NextEra Energy Inc | 100
natural gas peaker | Riverside Energy Resource Center | 56143_G_1 | 56143 | G | 1 | 89663 | Combustion Turbine |  | WECC_SCE | California | 6 | Riverside | 65 | 06065 | 50 | 10745 | 2006 | 9999 |  |  | N | Natural Gas |  |  |  | H2O | SCR | [7 empty] | 0.74 | 0.01003 | 0.01003 | 0.01003 | 0.01003 | [11 empty] | Riverside Public Utilities | 100 | Riverside Public Utilities | 100
natural gas peaker | Riverside Energy Resource Center | 56143_G_2 | 56143 | G | 2 | 89664 | Combustion Turbine |  | WECC_SCE | California | 6 | Riverside | 65 | 06065 | 50 | 10745 | 2006 | 9999 |  |  | N | Natural Gas |  |  |  | H2O | SCR | [7 empty] | 0.74 | 0.01081 | 0.01081 | 0.01081 | 0.01081 | [11 empty] | Riverside Public Utilities | 100 | Riverside Public Utilities | 100
natural gas peaker | Riverside Energy Resource Center | 56143_G_3 | 56143 | G | 3 | 90688 | Combustion Turbine |  | WECC_SCE | California | 6 | Riverside | 65 | 06065 | 48 | 10745 | 2011 | 9999 |  |  | N | Natural Gas |  |  |  | H2O | SCR | [8 empty] | 0.01105 | 0.01105 | 0.01105 | 0.01105 | [11 empty] | Riverside Public Utilities | 100 | Riverside Public Utilities | 100
natural gas peaker | Riverside Energy Resource Center | 56143_G_4 | 56143 | G | 4 | 90690 | Combustion Turbine |  | WECC_SCE | California | 6 | Riverside | 65 | 06065 | 48 | 10745 | 2011 | 9999 |  |  | N | Natural Gas |  |  |  | H2O | SCR | [8 empty] | 0.01023 | 0.01023 | 0.01023 | 0.01023 | [11 empty] | Riverside Public Utilities | 100 | Riverside Public Utilities | 100
natural gas peaker | Springs Generating Station | 56144_G_1 | 56144 | G | 1 |  | Combustion Turbine |  | WECC_SCE | California | 6 | Riverside | 65 | 06065 | 10 | 14032 | 2002 | 9999 |  |  | N | Natural Gas | [12 empty] | 0.74 | 0.79549 | 0.79549 | 0.79549 | 0.79549 | [11 empty] | Riverside Public Utilities | 100 | Riverside Public Utilities | 100
natural gas peaker | Springs Generating Station | 56144_G_2 | 56144 | G | 2 |  | Combustion Turbine |  | WECC_SCE | California | 6 | Riverside | 65 | 06065 | 10 | 13994 | 2002 | 9999 |  |  | N | Natural Gas | [12 empty] | 0.74 | 0.79549 | 0.79549 | 0.79549 | 0.79549 | [11 empty] | Riverside Public Utilities | 100 | Riverside Public Utilities | 100
natural gas peaker | Springs Generating Station | 56144_G_3 | 56144 | G | 3 |  | Combustion Turbine |  | WECC_SCE | California | 6 | Riverside | 65 | 06065 | 10 | 13994 | 2002 | 9999 |  |  | N | Natural Gas | [12 empty] | 0.74 | 0.79549 | 0.79549 | 0.79549 | 0.79549 | [11 empty] | Riverside Public Utilities | 100 | Riverside Public Utilities | 100
natural gas peaker | Springs Generating Station | 56144_G_4 | 56144 | G | 4 |  | Combustion Turbine |  | WECC_SCE | California | 6 | Riverside | 65 | 06065 | 10 | 13994 | 2002 | 9999 |  |  | N | Natural Gas | [12 empty] | 0.74 | 0.79549 | 0.79549 | 0.79549 | 0.79549 | [11 empty] | Riverside Public Utilities | 100 | Riverside Public Utilities | 100
natural gas peaker | Ft. Pierre | 56148_G_5 | 56148 | G | 5 |  | Combustion Turbine | IC Engine | SPP_WAUE | South Dakota | 46 | Stanley | 117 | 46117 | 2 | 13341 | 2004 | 9999 |  |  | N | Distillate Fuel Oil | [12 empty] | 3 | 1.6498 | 1.6498 | 1.6498 | 1.6498 | [11 empty] | Fort Pierre (SD) (City of) | 100 | Fort Pierre (SD) (City of) | 100
natural gas peaker | Ft. Pierre | 56148_G_6 | 56148 | G | 6 |  | Combustion Turbine | IC Engine | SPP_WAUE | South Dakota | 46 | Stanley | 117 | 46117 | 2 | 13770 | 2004 | 9999 |  |  | N | Distillate Fuel Oil | [12 empty] | 3 | 1.6498 | 1.6498 | 1.6498 | 1.6498 | [11 empty] | Fort Pierre (SD) (City of) | 100 | Fort Pierre (SD) (City of) | 100
natural gas peaker | Ft. Pierre | 56148_G_7 | 56148 | G | 7 |  | Combustion Turbine | IC Engine | SPP_WAUE | South Dakota | 46 | Stanley | 117 | 46117 | 2 | 13770 | 2004 | 9999 |  |  | N | Distillate Fuel Oil | [12 empty] | 3 | 1.6498 | 1.6498 | 1.6498 | 1.6498 | [11 empty] | Fort Pierre (SD) (City of) | 100 | Fort Pierre (SD) (City of) | 100
natural gas combined cycle | McIntosh Combined Cycle Facility | 56150_G_10ST | 56150 | G | 10ST | 89598 | Combined Cycle |  | S_SOU | Georgia | 13 | Effingham | 103 | 13103 | 295 | 7050 | 2005 | 9999 |  |  | N | Natural Gas, Distillate Fuel Oil |  |  |  | LNB | SCR | [8 empty] | 0.0058179 | 0.0058179 | 0.0058179 | 0.0058179 | [11 empty] | Georgia Power Co | 100 | Southern Co | 100
natural gas combined cycle | McIntosh Combined Cycle Facility | 56150_G_11ST | 56150 | G | 11ST | 89600 | Combined Cycle |  | S_SOU | Georgia | 13 | Effingham | 103 | 13103 | 295 | 7050 | 2005 | 9999 |  |  | N | Natural Gas, Distillate Fuel Oil |  |  |  | LNB | SCR | [8 empty] | 0.005968 | 0.005968 | 0.005968 | 0.005968 | [11 empty] | Georgia Power Co | 100 | Southern Co | 100
natural gas combined cycle | McIntosh Combined Cycle Facility | 56150_G_C10A | 56150 | G | C10A | 89598 | Combined Cycle |  | S_SOU | Georgia | 13 | Effingham | 103 | 13103 | 183 | 7050 | 2005 | 9999 |  |  | N | Natural Gas, Distillate Fuel Oil |  |  |  | DLNB + H2O | SCR | [8 empty] | 0.0058179 | 0.0058179 | 0.0058179 | 0.0058179 | [11 empty] | Georgia Power Co | 100 | Southern Co | 100
natural gas combined cycle | McIntosh Combined Cycle Facility | 56150_G_C10B | 56150 | G | C10B | 89599 | Combined Cycle |  | S_SOU | Georgia | 13 | Effingham | 103 | 13103 | 183 | 7050 | 2005 | 9999 |  |  | N | Natural Gas, Distillate Fuel Oil |  |  |  | DLNB + H2O | SCR | [8 empty] | 0.0058179 | 0.0058179 | 0.0058179 | 0.0058179 | [11 empty] | Georgia Power Co | 100 | Southern Co | 100
natural gas combined cycle | McIntosh Combined Cycle Facility | 56150_G_C11A | 56150 | G | C11A | 89600 | Combined Cycle |  | S_SOU | Georgia | 13 | Effingham | 103 | 13103 | 181.3 | 7050 | 2005 | 9999 |  |  | N | Natural Gas, Distillate Fuel Oil |  |  |  | DLNB + H2O | SCR | [8 empty] | 0.005968 | 0.005968 | 0.005968 | 0.005968 | [11 empty] | Georgia Power Co | 100 | Southern Co | 100
natural gas combined cycle | McIntosh Combined Cycle Facility | 56150_G_C11B | 56150 | G | C11B | 89601 | Combined Cycle |  | S_SOU | Georgia | 13 | Effingham | 103 | 13103 | 181.3 | 7050 | 2005 | 9999 |  |  | N | Natural Gas, Distillate Fuel Oil |  |  |  | DLNB + H2O | SCR | [8 empty] | 0.005968 | 0.005968 | 0.005968 | 0.005968 | [11 empty] | Georgia Power Co | 100 | Southern Co | 100
natural gas peaker | South Harper | 56151_G_GT1 | 56151 | G | GT1 | 89544 | Combustion Turbine |  | SPP_N | Missouri | 29 | Cass | 37 | 29037 | 101.2 | 14337 | 2005 | 9999 |  |  | N | Natural Gas | [12 empty] | 2.3 | 0.26424 | 0.26424 | 0.26424 | 0.26424 | [11 empty] | Evergy Missouri West Inc | 100 | Evergy Inc | 100
natural gas peaker | South Harper | 56151_G_GT2 | 56151 | G | GT2 | 89545 | Combustion Turbine |  | SPP_N | Missouri | 29 | Cass | 37 | 29037 | 102.1 | 14337 | 2005 | 9999 |  |  | N | Natural Gas | [12 empty] | 2.3 | 0.26935 | 0.26935 | 0.26935 | 0.26935 | [11 empty] | Evergy Missouri West Inc | 100 | Evergy Inc | 100
natural gas peaker | South Harper | 56151_G_GT3 | 56151 | G | GT3 | 89546 | Combustion Turbine |  | SPP_N | Missouri | 29 | Cass | 37 | 29037 | 100 | 14337 | 2005 | 9999 |  |  | N | Natural Gas | [12 empty] | 2.3 | 0.13105 | 0.13105 | 0.13105 | 0.13105 | [11 empty] | Evergy Missouri West Inc | 100 | Evergy Inc | 100
natural gas combined cycle | Freeport Energy Center | 56152_G_CTG1 | 56152 | G | CTG1 |  | Combined Cycle |  | ERC_REST | Texas | 48 | Brazoria | 39 | 48039 | 169.4 | 5500 | 2007 | 9999 |  |  | Y | Natural Gas | [13 empty] | 0.01059 | 0.01059 | 0.01059 | 0.01059 | [11 empty] | Calpine Corp | 100 | Energy Capital Partners | 100
natural gas combined cycle | Freeport Energy Center | 56152_G_STG1 | 56152 | G | STG1 |  | Combined Cycle |  | ERC_REST | Texas | 48 | Brazoria | 39 | 48039 | 50 | 5500 | 2007 | 9999 |  |  | Y | Natural Gas | [13 empty] | 0.01059 | 0.01059 | 0.01059 | 0.01059 | [11 empty] | Calpine Corp | 100 | Energy Capital Partners | 100
onshore wind | Mendota Hills, LLC | 56160_G_GEN1 | 56160 | G | GEN1 |  | Onshore Wind |  | PJM_COMD | Illinois | 17 | Lee | 103 | 17103 | 76.2 | 0 | 2003 | 9999 |  |  | N | Wind | [13 empty] | 0 | 0 | 0 | 0 | [11 empty] | Mendota Hills LLC | 100 | Infigen Energy | 100
onshore wind | Ainsworth Wind | 56162_G_1 | 56162 | G | 1 |  | Onshore Wind |  | SPP_NEBR | Nebraska | 31 | Brown | 17 | 31017 | 59.4 | 0 | 2005 | 9999 |  |  | N | Wind | [13 empty] | 0 | 0 | 0 | 0 | [11 empty] | Nebraska Public Power District | 100 | Nebraska Public Power District | 100
municipal solid waste | Kennecott Power Plant | 56163_G_SM58 | 56163 | G | SM58 |  | Non-Fossil Waste |  | WECC_UT | Utah | 49 | Salt Lake | 35 | 49035 | 31.8 | 11084 | 1995 | 9999 |  |  | N | Non-Fossil Waste | [13 empty] | 0 | 0 | 0 | 0 | [11 empty] | Kennecott Utah Copper Corp | 100 | Rio Tinto Group | 100
natural gas peaker | Kennecott Power Plant | 56163_G_RCHP | 56163 | G | RCHP |  | Combustion Turbine |  | WECC_UT | Utah | 49 | Salt Lake | 35 | 49035 | 5.9 | 8700 | 2010 | 9999 |  |  | Y | Natural Gas | [13 empty] | 0.23894 | 0.23894 | 0.23894 | 0.23894 | [11 empty] | Kennecott Utah Copper Corp | 100 | Rio Tinto Group | 100
natural gas combined cycle | Faribault Energy Park | 56164_G_EU01 | 56164 | G | EU01 | 89474 | Combined Cycle |  | MIS_MNWI | Minnesota | 27 | Rice | 131 | 27131 | 153 | 7395 | 2005 | 9999 |  |  | N | Natural Gas, Distillate Fuel Oil |  |  |  | DLNB + H2O | SCR | [8 empty] | 0.015577 | 0.015577 | 0.015577 | 0.015577 | [11 empty] | Faribault Energy Park LLC | 100 | Minnesota Municipal Power Agency | 100
natural gas combined cycle | Faribault Energy Park | 56164_G_HRSG | 56164 | G | HRSG | 89474 | Combined Cycle |  | MIS_MNWI | Minnesota | 27 | Rice | 131 | 27131 | 108 | 7395 | 2007 | 9999 |  |  | N | Natural Gas, Distillate Fuel Oil |  |  |  | LNB + NH3 | SCR | [8 empty] | 0.015577 | 0.015577 | 0.015577 | 0.015577 | [11 empty] | Faribault Energy Park LLC | 100 | Minnesota Municipal Power Agency | 100
natural gas peaker | Sheboygan Falls | 56166_G_1 | 56166 | G | 1 | 89520 | Combustion Turbine |  | MIS_WUMS | Wisconsin | 55 | Sheboygan | 117 | 55117 | 153.4 | 12412 | 2005 | 9999 |  |  | N | Natural Gas |  |  |  | DLNB | [9 empty] | 0.02903 | 0.02903 | 0.02903 | 0.02903 | [11 empty] | Alliant Energy Corp | 100 | Alliant Energy Corp | 100
natural gas peaker | Sheboygan Falls | 56166_G_2 | 56166 | G | 2 | 89521 | Combustion Turbine |  | MIS_WUMS | Wisconsin | 55 | Sheboygan | 117 | 55117 | 152.7 | 12410 | 2005 | 9999 |  |  | N | Natural Gas |  |  |  | DLNB | [9 empty] | 0.02831 | 0.02831 | 0.02831 | 0.02831 | [11 empty] | Alliant Energy Corp | 100 | Alliant Energy Corp | 100
onshore wind | Flying Cloud Power Partners LLC | 56172_G_FC | 56172 | G | FC |  | Onshore Wind |  | MIS_IA | Iowa | 19 | Dickinson | 59 | 19059 | 43.5 | 0 | 2003 | 9999 |  |  | N | Wind | [13 empty] | 0 | 0 | 0 | 0 | [11 empty] | Clipper Windpower Inc | 50 | Clipper Windpower Inc | 50
onshore wind | Colorado Green Holdings LLC | 56173_G_CG | 56173 | G | CG |  | Onshore Wind |  | WECC_CO | Colorado | 8 | Prowers | 99 | 08099 | 162 | 0 | 2003 | 9999 |  |  | N | Wind | [13 empty] | 0 | 0 | 0 | 0 | [11 empty] | Colorado Green Holdings LLC | 100 | Iberdrola SA | 100
onshore wind | Moraine Wind LLC | 56174_G_MOR | 56174 | G | MOR |  | Onshore Wind |  | MIS_MNWI | Minnesota | 27 | Pipestone | 117 | 27117 | 51 | 0 | 2003 | 9999 |  |  | N | Wind | [13 empty] | 0 | 0 | 0 | 0 | [11 empty] | Moraine Wind I LLC | 100 | Iberdrola SA | 100
natural gas combined cycle | Nebo Power Station | 56177_G_GT1 | 56177 | G | GT1 | 89496 | Combined Cycle |  | WECC_UT | Utah | 49 | Utah | 49 | 49049 | 65 | 8571 | 2004 | 9999 |  |  | N | Natural Gas |  |  |  | DLNB | SCR | [8 empty] | 0.017152 | 0.017152 | 0.017152 | 0.017152 | [11 empty] | Utah Associated Municipal Power System | 100 | Utah Associated Municipal Power System | 100
natural gas combined cycle | Nebo Power Station | 56177_G_ST1 | 56177 | G | ST1 | 89496 | Combined Cycle |  | WECC_UT | Utah | 49 | Utah | 49 | 49049 | 65 | 8571 | 2004 | 9999 |  |  | N | Natural Gas |  |  |  | LNB + NH3 | SCR | [8 empty] | 0.017152 | 0.017152 | 0.017152 | 0.017152 | [11 empty] | Utah Associated Municipal Power System | 100 | Utah Associated Municipal Power System | 100
natural gas peaker | Genoa Diesel Generating Station | 56181_G_1 | 56181 | G | 1 |  | Combustion Turbine | IC Engine | PJM_ATSI | Ohio | 39 | Ottawa | 123 | 39123 | 2 | 13299 | 2004 | 9999 |  |  | N | Distillate Fuel Oil | [12 empty] | 0.5 | 2.4213 | 2.4213 | 2.4213 | 2.4213 | [11 empty] | Genoa (Village of) | 100 | Genoa (Village of) | 100
natural gas peaker | Genoa Diesel Generating Station | 56181_G_2 | 56181 | G | 2 |  | Combustion Turbine | IC Engine | PJM_ATSI | Ohio | 39 | Ottawa | 123 | 39123 | 2 | 13358 | 2004 | 9999 |  |  | N | Distillate Fuel Oil | [12 empty] | 0.5 | 2.4106 | 2.4106 | 2.4106 | 2.4106 | [11 empty] | Genoa (Village of) | 100 | Genoa (Village of) | 100
natural gas peaker | Genoa Diesel Generating Station | 56181_G_3 | 56181 | G | 3 |  | Combustion Turbine | IC Engine | PJM_ATSI | Ohio | 39 | Ottawa | 123 | 39123 | 2 | 13358 | 2004 | 9999 |  |  | N | Distillate Fuel Oil | [12 empty] | 0.5 | 0.80463 | 0.80463 | 0.80463 | 0.80463 | [11 empty] | Genoa (Village of) | 100 | Genoa (Village of) | 100
natural gas peaker | Red Bluff | 56184_G_IC1 | 56184 | G | IC1 |  | Combustion Turbine | IC Engine | WEC_CALN | California | 6 | Tehama | 103 | 06103 | 2.8 | 10745 | 2001 | 9999 |  |  | N | Natural Gas | [12 empty] | 0.74 | 0.2046 | 0.2046 | 0.2046 | 0.2046 | [11 empty] | California Power Holdings LLC | 100 | EWP America Inc | 100
natural gas peaker | Red Bluff | 56184_G_IC10 | 56184 | G | IC10 |  | Combustion Turbine | IC Engine | WEC_CALN | California | 6 | Tehama | 103 | 06103 | 2.8 | 10745 | 2001 | 9999 |  |  | N | Natural Gas | [12 empty] | 0.74 | 0.2046 | 0.2046 | 0.2046 | 0.2046 | [11 empty] | California Power Holdings LLC | 100 | EWP America Inc | 100
natural gas peaker | Red Bluff | 56184_G_IC11 | 56184 | G | IC11 |  | Combustion Turbine | IC Engine | WEC_CALN | California | 6 | Tehama | 103 | 06103 | 2.8 | 10745 | 2001 | 9999 |  |  | N | Natural Gas | [12 empty] | 0.74 | 0.2046 | 0.2046 | 0.2046 | 0.2046 | [11 empty] | California Power Holdings LLC | 100 | EWP America Inc | 100
natural gas peaker | Red Bluff | 56184_G_IC12 | 56184 | G | IC12 |  | Combustion Turbine | IC Engine | WEC_CALN | California | 6 | Tehama | 103 | 06103 | 2.8 | 10745 | 2001 | 9999 |  |  | N | Natural Gas | [12 empty] | 0.74 | 0.2046 | 0.2046 | 0.2046 | 0.2046 | [11 empty] | California Power Holdings LLC | 100 | EWP America Inc | 100
natural gas peaker | Red Bluff | 56184_G_IC13 | 56184 | G | IC13 |  | Combustion Turbine | IC Engine | WEC_CALN | California | 6 | Tehama | 103 | 06103 | 2.8 | 10745 | 2001 | 9999 |  |  | N | Natural Gas | [12 empty] | 0.74 | 0.2046 | 0.2046 | 0.2046 | 0.2046 | [11 empty] | California Power Holdings LLC | 100 | EWP America Inc | 100
natural gas peaker | Red Bluff | 56184_G_IC14 | 56184 | G | IC14 |  | Combustion Turbine | IC Engine | WEC_CALN | California | 6 | Tehama | 103 | 06103 | 2.8 | 10745 | 2001 | 9999 |  |  | N | Natural Gas | [12 empty] | 0.74 | 0.2046 | 0.2046 | 0.2046 | 0.2046 | [11 empty] | California Power Holdings LLC | 100 | EWP America Inc | 100
natural gas peaker | Red Bluff | 56184_G_IC15 | 56184 | G | IC15 |  | Combustion Turbine | IC Engine | WEC_CALN | California | 6 | Tehama | 103 | 06103 | 2.8 | 10745 | 2001 | 9999 |  |  | N | Natural Gas | [12 empty] | 0.74 | 0.2046 | 0.2046 | 0.2046 | 0.2046 | [11 empty] | California Power Holdings LLC | 100 | EWP America Inc | 100
natural gas peaker | Red Bluff | 56184_G_IC16 | 56184 | G | IC16 |  | Combustion Turbine | IC Engine | WEC_CALN | California | 6 | Tehama | 103 | 06103 | 2.8 | 10745 | 2001 | 9999 |  |  | N | Natural Gas | [12 empty] | 0.74 | 0.2046 | 0.2046 | 0.2046 | 0.2046 | [11 empty] | California Power Holdings LLC | 100 | EWP America Inc | 100
natural gas peaker | Red Bluff | 56184_G_IC2 | 56184 | G | IC2 |  | Combustion Turbine | IC Engine | WEC_CALN | California | 6 | Tehama | 103 | 06103 | 2.8 | 10745 | 2001 | 9999 |  |  | N | Natural Gas | [12 empty] | 0.74 | 0.2046 | 0.2046 | 0.2046 | 0.2046 | [11 empty] | California Power Holdings LLC | 100 | EWP America Inc | 100
natural gas peaker | Red Bluff | 56184_G_IC3 | 56184 | G | IC3 |  | Combustion Turbine | IC Engine | WEC_CALN | California | 6 | Tehama | 103 | 06103 | 2.8 | 10745 | 2001 | 9999 |  |  | N | Natural Gas | [12 empty] | 0.74 | 0.2046 | 0.2046 | 0.2046 | 0.2046 | [11 empty] | California Power Holdings LLC | 100 | EWP America Inc | 100
natural gas peaker | Red Bluff | 56184_G_IC4 | 56184 | G | IC4 |  | Combustion Turbine | IC Engine | WEC_CALN | California | 6 | Tehama | 103 | 06103 | 2.8 | 10745 | 2001 | 9999 |  |  | N | Natural Gas | [12 empty] | 0.74 | 0.2046 | 0.2046 | 0.2046 | 0.2046 | [11 empty] | California Power Holdings LLC | 100 | EWP America Inc | 100
natural gas peaker | Red Bluff | 56184_G_IC5 | 56184 | G | IC5 |  | Combustion Turbine | IC Engine | WEC_CALN | California | 6 | Tehama | 103 | 06103 | 2.8 | 10745 | 2001 | 9999 |  |  | N | Natural Gas | [12 empty] | 0.74 | 0.2046 | 0.2046 | 0.2046 | 0.2046 | [11 empty] | California Power Holdings LLC | 100 | EWP America Inc | 100
natural gas peaker | Red Bluff | 56184_G_IC6 | 56184 | G | IC6 |  | Combustion Turbine | IC Engine | WEC_CALN | California | 6 | Tehama | 103 | 06103 | 2.8 | 10745 | 2001 | 9999 |  |  | N | Natural Gas | [12 empty] | 0.74 | 0.2046 | 0.2046 | 0.2046 | 0.2046 | [11 empty] | California Power Holdings LLC | 100 | EWP America Inc | 100
natural gas peaker | Red Bluff | 56184_G_IC7 | 56184 | G | IC7 |  | Combustion Turbine | IC Engine | WEC_CALN | California | 6 | Tehama | 103 | 06103 | 2.8 | 10745 | 2001 | 9999 |  |  | N | Natural Gas | [12 empty] | 0.74 | 0.2046 | 0.2046 | 0.2046 | 0.2046 | [11 empty] | California Power Holdings LLC | 100 | EWP America Inc | 100
natural gas peaker | Red Bluff | 56184_G_IC8 | 56184 | G | IC8 |  | Combustion Turbine | IC Engine | WEC_CALN | California | 6 | Tehama | 103 | 06103 | 2.8 | 10745 | 2001 | 9999 |  |  | N | Natural Gas | [12 empty] | 0.74 | 0.2046 | 0.2046 | 0.2046 | 0.2046 | [11 empty] | California Power Holdings LLC | 100 | EWP America Inc | 100
natural gas peaker | Red Bluff | 56184_G_IC9 | 56184 | G | IC9 |  | Combustion Turbine | IC Engine | WEC_CALN | California | 6 | Tehama | 103 | 06103 | 2.8 | 10745 | 2001 | 9999 |  |  | N | Natural Gas | [12 empty] | 0.74 | 0.2046 | 0.2046 | 0.2046 | 0.2046 | [11 empty] | California Power Holdings LLC | 100 | EWP America Inc | 100
natural gas peaker | Chowchilla II | 56185_G_IC1 | 56185 | G | IC1 |  | Combustion Turbine | IC Engine | WEC_CALN | California | 6 | Madera | 39 | 06039 | 3.1 | 10745 | 2001 | 9999 |  |  | N | Natural Gas | [12 empty] | 0.74 | 0.2046 | 0.2046 | 0.2046 | 0.2046 | [11 empty] | California Power Holdings LLC | 100 | EWP America Inc | 100
natural gas peaker | Chowchilla II | 56185_G_IC10 | 56185 | G | IC10 |  | Combustion Turbine | IC Engine | WEC_CALN | California | 6 | Madera | 39 | 06039 | 3.1 | 10745 | 2001 | 9999 |  |  | N | Natural Gas | [12 empty] | 0.74 | 0.2046 | 0.2046 | 0.2046 | 0.2046 | [11 empty] | California Power Holdings LLC | 100 | EWP America Inc | 100
natural gas peaker | Chowchilla II | 56185_G_IC11 | 56185 | G | IC11 |  | Combustion Turbine | IC Engine | WEC_CALN | California | 6 | Madera | 39 | 06039 | 3.1 | 10745 | 2001 | 9999 |  |  | N | Natural Gas | [12 empty] | 0.74 | 0.2046 | 0.2046 | 0.2046 | 0.2046 | [11 empty] | California Power Holdings LLC | 100 | EWP America Inc | 100
natural gas peaker | Chowchilla II | 56185_G_IC12 | 56185 | G | IC12 |  | Combustion Turbine | IC Engine | WEC_CALN | California | 6 | Madera | 39 | 06039 | 3.1 | 10745 | 2001 | 9999 |  |  | N | Natural Gas | [12 empty] | 0.74 | 0.2046 | 0.2046 | 0.2046 | 0.2046 | [11 empty] | California Power Holdings LLC | 100 | EWP America Inc | 100
natural gas peaker | Chowchilla II | 56185_G_IC13 | 56185 | G | IC13 |  | Combustion Turbine | IC Engine | WEC_CALN | California | 6 | Madera | 39 | 06039 | 3.1 | 10745 | 2001 | 9999 |  |  | N | Natural Gas | [12 empty] | 0.74 | 0.2046 | 0.2046 | 0.2046 | 0.2046 | [11 empty] | California Power Holdings LLC | 100 | EWP America Inc | 100
natural gas peaker | Chowchilla II | 56185_G_IC14 | 56185 | G | IC14 |  | Combustion Turbine | IC Engine | WEC_CALN | California | 6 | Madera | 39 | 06039 | 3.1 | 10745 | 2001 | 9999 |  |  | N | Natural Gas | [12 empty] | 0.74 | 0.2046 | 0.2046 | 0.2046 | 0.2046 | [11 empty] | California Power Holdings LLC | 100 | EWP America Inc | 100
natural gas peaker | Chowchilla II | 56185_G_IC15 | 56185 | G | IC15 |  | Combustion Turbine | IC Engine | WEC_CALN | California | 6 | Madera | 39 | 06039 | 3.1 | 10745 | 2001 | 9999 |  |  | N | Natural Gas | [12 empty] | 0.74 | 0.2046 | 0.2046 | 0.2046 | 0.2046 | [11 empty] | California Power Holdings LLC | 100 | EWP America Inc | 100
natural gas peaker | Chowchilla II | 56185_G_IC16 | 56185 | G | IC16 |  | Combustion Turbine | IC Engine | WEC_CALN | California | 6 | Madera | 39 | 06039 | 3.1 | 10745 | 2001 | 9999 |  |  | N | Natural Gas | [12 empty] | 0.74 | 0.2046 | 0.2046 | 0.2046 | 0.2046 | [11 empty] | California Power Holdings LLC | 100 | EWP America Inc | 100
natural gas peaker | Chowchilla II | 56185_G_IC2 | 56185 | G | IC2 |  | Combustion Turbine | IC Engine | WEC_CALN | California | 6 | Madera | 39 | 06039 | 3.1 | 10745 | 2001 | 9999 |  |  | N | Natural Gas | [12 empty] | 0.74 | 0.2046 | 0.2046 | 0.2046 | 0.2046 | [11 empty] | California Power Holdings LLC | 100 | EWP America Inc | 100
natural gas peaker | Chowchilla II | 56185_G_IC3 | 56185 | G | IC3 |  | Combustion Turbine | IC Engine | WEC_CALN | California | 6 | Madera | 39 | 06039 | 3.1 | 10745 | 2001 | 9999 |  |  | N | Natural Gas | [12 empty] | 0.74 | 0.2046 | 0.2046 | 0.2046 | 0.2046 | [11 empty] | California Power Holdings LLC | 100 | EWP America Inc | 100
natural gas peaker | Chowchilla II | 56185_G_IC4 | 56185 | G | IC4 |  | Combustion Turbine | IC Engine | WEC_CALN | California | 6 | Madera | 39 | 06039 | 3.1 | 10745 | 2001 | 9999 |  |  | N | Natural Gas | [12 empty] | 0.74 | 0.2046 | 0.2046 | 0.2046 | 0.2046 | [11 empty] | California Power Holdings LLC | 100 | EWP America Inc | 100
natural gas peaker | Chowchilla II | 56185_G_IC5 | 56185 | G | IC5 |  | Combustion Turbine | IC Engine | WEC_CALN | California | 6 | Madera | 39 | 06039 | 3.1 | 10745 | 2001 | 9999 |  |  | N | Natural Gas | [12 empty] | 0.74 | 0.2046 | 0.2046 | 0.2046 | 0.2046 | [11 empty] | California Power Holdings LLC | 100 | EWP America Inc | 100
natural gas peaker | Chowchilla II | 56185_G_IC6 | 56185 | G | IC6 |  | Combustion Turbine | IC Engine | WEC_CALN | California | 6 | Madera | 39 | 06039 | 3.1 | 10745 | 2001 | 9999 |  |  | N | Natural Gas | [12 empty] | 0.74 | 0.2046 | 0.2046 | 0.2046 | 0.2046 | [11 empty] | California Power Holdings LLC | 100 | EWP America Inc | 100
natural gas peaker | Chowchilla II | 56185_G_IC7 | 56185 | G | IC7 |  | Combustion Turbine | IC Engine | WEC_CALN | California | 6 | Madera | 39 | 06039 | 3.1 | 10745 | 2001 | 9999 |  |  | N | Natural Gas | [12 empty] | 0.74 | 0.2046 | 0.2046 | 0.2046 | 0.2046 | [11 empty] | California Power Holdings LLC | 100 | EWP America Inc | 100
natural gas peaker | Chowchilla II | 56185_G_IC8 | 56185 | G | IC8 |  | Combustion Turbine | IC Engine | WEC_CALN | California | 6 | Madera | 39 | 06039 | 3.1 | 10745 | 2001 | 9999 |  |  | N | Natural Gas | [12 empty] | 0.74 | 0.2046 | 0.2046 | 0.2046 | 0.2046 | [11 empty] | California Power Holdings LLC | 100 | EWP America Inc | 100
natural gas peaker | Chowchilla II | 56185_G_IC9 | 56185 | G | IC9 |  | Combustion Turbine | IC Engine | WEC_CALN | California | 6 | Madera | 39 | 06039 | 3.1 | 10745 | 2001 | 9999 |  |  | N | Natural Gas | [12 empty] | 0.74 | 0.2046 | 0.2046 | 0.2046 | 0.2046 | [11 empty] | California Power Holdings LLC | 100 | EWP America Inc | 100
natural gas combined cycle | Pinelawn Power LLC | 56188_G_CTG | 56188 | G | CTG | 89567 | Combined Cycle |  | NY_Z_K | New York | 36 | Suffolk | 103 | 36103 | 47 | 8758 | 2005 | 9999 |  |  | N | Natural Gas, Distillate Fuel Oil |  |  |  | H2O | SCR | [8 empty] | 0.0086993 | 0.0086993 | 0.0086993 | 0.0086993 | [11 empty] | Pinelawn Power LLC | 100 | Electric Power Development Co Ltd (J Power) | 100
natural gas combined cycle | Pinelawn Power LLC | 56188_G_STG | 56188 | G | STG | 89567 | Combined Cycle |  | NY_Z_K | New York | 36 | Suffolk | 103 | 36103 | 27.5 | 8758 | 2005 | 9999 |  |  | N | Natural Gas, Distillate Fuel Oil |  |  |  | NH3 | SCR | [8 empty] | 0.0086993 | 0.0086993 | 0.0086993 | 0.0086993 | [11 empty] | Pinelawn Power LLC | 100 | Electric Power Development Co Ltd (J Power) | 100
natural gas peaker | Waterside Power, LLC | 56189_G_4 | 56189 | G | 4 | 89487 | Combustion Turbine |  | NENG_CT | Connecticut | 9 | Fairfield | 1 | 09001 | 23.3 | 11602 | 2004 | 9999 |  |  | N | Distillate Fuel Oil |  |  |  | H2O | [8 empty] | 0.002 | 0.15 | 0.15 | 0.15 | 0.15 | [11 empty] | Waterside Power LLC | 100 | Western Generation Partners LLC | 100
natural gas peaker | Waterside Power, LLC | 56189_G_5 | 56189 | G | 5 | 89488 | Combustion Turbine |  | NENG_CT | Connecticut | 9 | Fairfield | 1 | 09001 | 23.3 | 11608 | 2004 | 9999 |  |  | N | Distillate Fuel Oil |  |  |  | H2O | [8 empty] | 0.002 | 0.15 | 0.15 | 0.15 | 0.15 | [11 empty] | Waterside Power LLC | 100 | Western Generation Partners LLC | 100
natural gas peaker | Waterside Power, LLC | 56189_G_7 | 56189 | G | 7 | 89718 | Combustion Turbine |  | NENG_CT | Connecticut | 9 | Fairfield | 1 | 09001 | 23.3 | 11608 | 2006 | 9999 |  |  | N | Distillate Fuel Oil |  |  |  | H2O | [9 empty] | 0.15 | 0.15 | 0.15 | 0.15 | [11 empty] | Waterside Power LLC | 100 | Western Generation Partners LLC | 100
natural gas peaker | Dike City Power Plant | 56194_G_001 | 56194 | G | 001 |  | Combustion Turbine | IC Engine | MIS_IA | Iowa | 19 | Grundy | 75 | 19075 | 2.2 | 10745 | 2005 | 9999 |  |  | N | Distillate Fuel Oil | [12 empty] | 2.5 | 1.6498 | 1.6498 | 1.6498 | 1.6498 | [11 empty] | Dike IA (City of) | 100 | Dike IA (City of) | 100
onshore wind | Combine Hills I | 56195_G_001 | 56195 | G | 001 |  | Onshore Wind |  | WECC_PNW | Oregon | 41 | Umatilla | 59 | 41059 | 41 | 0 | 2003 | 9999 |  |  | N | Wind | [13 empty] | 0 | 0 | 0 | 0 | [11 empty] | Eurus Combine Hills I LLC | 100 | Tokyo Electric Power Co | 100
natural gas combined cycle | 500MW CC | 56196_G_CA01 | 56196 | G | CA01 | 89648 | Combined Cycle |  | NY_Z_J | New York | 36 | Queens | 81 | 36081 | 172.3 | 7509 | 2005 | 9999 |  |  | N | Natural Gas, Distillate Fuel Oil |  |  |  | DLNB + H2O | SCR | [8 empty] | 0.0092129 | 0.0092129 | 0.0092129 | 0.0092129 | [11 empty] | New York Power Authority | 100 | New York Power Authority | 100
natural gas combined cycle | 500MW CC | 56196_G_CT01 | 56196 | G | CT01 | 89648 | Combined Cycle |  | NY_Z_J | New York | 36 | Queens | 81 | 36081 | 151.3 | 7509 | 2005 | 9999 |  |  | N | Natural Gas, Distillate Fuel Oil |  |  |  | DLNB + H2O | SCR | [8 empty] | 0.0092129 | 0.0092129 | 0.0092129 | 0.0092129 | [11 empty] | New York Power Authority | 100 | New York Power Authority | 100
natural gas combined cycle | 500MW CC | 56196_G_CT02 | 56196 | G | CT02 | 89649 | Combined Cycle |  | NY_Z_J | New York | 36 | Queens | 81 | 36081 | 151.3 | 7509 | 2005 | 9999 |  |  | N | Natural Gas, Distillate Fuel Oil |  |  |  | DLNB + H2O | SCR | [8 empty] | 0.0092129 | 0.0092129 | 0.0092129 | 0.0092129 | [11 empty] | New York Power Authority | 100 | New York Power Authority | 100
onshore wind | TG Windfarm LLC | 56199_G_1 | 56199 | G | 1 |  | Onshore Wind |  | MIS_MNWI | Minnesota | 27 | Pipestone | 117 | 27117 | 2 | 0 | 2003 | 9999 |  |  | N | Wind | [13 empty] | 0 | 0 | 0 | 0 | [11 empty] | TG Windfarm LLC | 100 | NRG Energy Inc | 100
onshore wind | CG Windfarm LLC | 56200_G_I | 56200 | G | I |  | Onshore Wind |  | MIS_MNWI | Minnesota | 27 | Pipestone | 117 | 27117 | 2 | 0 | 2003 | 9999 |  |  | N | Wind | [13 empty] | 0 | 0 | 0 | 0 | [11 empty] | CG Windfarm LLC | 100 | NRG Energy Inc | 100
onshore wind | Bisson Windfarm LLC | 56201_G_I | 56201 | G | I |  | Onshore Wind |  | MIS_MNWI | Minnesota | 27 | Pipestone | 117 | 27117 | 2 | 0 | 2003 | 9999 |  |  | N | Wind | [13 empty] | 0 | 0 | 0 | 0 | [11 empty] | Bisson Windfarm LLC | 100 | NRG Energy Inc | 100
onshore wind | Tofteland Windfarm LLC | 56202_G_I | 56202 | G | I |  | Onshore Wind |  | MIS_MNWI | Minnesota | 27 | Pipestone | 117 | 27117 | 2 | 0 | 2003 | 9999 |  |  | N | Wind | [13 empty] | 0 | 0 | 0 | 0 | [11 empty] | Tofteland Windfarm LLC | 100 | NRG Energy Inc | 100
onshore wind | Westridge Windfarm LLC | 56203_G_1 | 56203 | G | 1 |  | Onshore Wind |  | MIS_MNWI | Minnesota | 27 | Pipestone | 117 | 27117 | 2 | 0 | 2003 | 9999 |  |  | N | Wind | [13 empty] | 0 | 0 | 0 | 0 | [11 empty] | Westridge Windfarm LLC | 100 | NRG Energy Inc | 100
onshore wind | Fey Windfarm LLC | 56204_G_1 | 56204 | G | 1 |  | Onshore Wind |  | MIS_MNWI | Minnesota | 27 | Pipestone | 117 | 27117 | 2 | 0 | 2003 | 9999 |  |  | N | Wind | [13 empty] | 0 | 0 | 0 | 0 | [11 empty] | Fey Windfarm LLC | 100 | NRG Energy Inc | 100
onshore wind | Windcurrent Farms LLC | 56205_G_1 | 56205 | G | 1 |  | Onshore Wind |  | MIS_MNWI | Minnesota | 27 | Pipestone | 117 | 27117 | 2 | 0 | 2003 | 9999 |  |  | N | Wind | [13 empty] | 0 | 0 | 0 | 0 | [11 empty] | Windcurrent Farms LLC | 100 | NRG Energy Inc | 100
onshore wind | K-Brink Windfarm LLC | 56206_G_1 | 56206 | G | 1 |  | Onshore Wind |  | MIS_MNWI | Minnesota | 27 | Pipestone | 117 | 27117 | 2 | 0 | 2003 | 9999 |  |  | N | Wind | [13 empty] | 0 | 0 | 0 | 0 | [11 empty] | K Brink Windfarm LLC | 100 | NRG Energy Inc | 100
onshore wind | DL Windy Acres LLC | 56207_G_1 | 56207 | G | 1 |  | Onshore Wind |  | MIS_MNWI | Minnesota | 27 | Jackson | 63 | 27063 | 2 | 0 | 2003 | 9999 |  |  | N | Wind | [13 empty] | 0 | 0 | 0 | 0 | [11 empty] | DL Windy Acres LLC | 100 | Exelon Corp | 100
onshore wind | S&P Windfarm LLC | 56208_G_1 | 56208 | G | 1 |  | Onshore Wind |  | MIS_MNWI | Minnesota | 27 | Jackson | 63 | 27063 | 2 | 0 | 2003 | 9999 |  |  | N | Wind | [13 empty] | 0 | 0 | 0 | 0 | [11 empty] | S&P Windfarm LLC | 100 | Exelon Corp | 100
onshore wind | Boeve Windfarm LLC | 56209_G_1 | 56209 | G | 1 |  | Onshore Wind |  | MIS_MNWI | Minnesota | 27 | Pipestone | 117 | 27117 | 2 | 0 | 2003 | 9999 |  |  | N | Wind | [13 empty] | 0 | 0 | 0 | 0 | [11 empty] | Boeve Windfarm LLC | 100 | NRG Energy Inc | 100
onshore wind | B&K Energy Systems LLC | 56210_G_1 | 56210 | G | 1 |  | Onshore Wind |  | MIS_MNWI | Minnesota | 27 | Jackson | 63 | 27063 | 2 | 0 | 2003 | 9999 |  |  | N | Wind | [13 empty] | 0 | 0 | 0 | 0 | [11 empty] | B&K Energy Systems LLC | 100 | Exelon Corp | 100
onshore wind | Sweetwater Wind 1 LLC | 56211_G_SW1 | 56211 | G | SW1 |  | Onshore Wind |  | ERC_WEST | Texas | 48 | Nolan | 353 | 48353 | 37.5 | 0 | 2003 | 9999 |  |  | N | Wind | [13 empty] | 0 | 0 | 0 | 0 | [11 empty] | Sweetwater Wind 1 LLC | 100 | ArcLight Capital Partners LLC | 100
onshore wind | Sweetwater Wind 2 LLC | 56212_G_SW2 | 56212 | G | SW2 |  | Onshore Wind |  | ERC_WEST | Texas | 48 | Nolan | 353 | 48353 | 98.8 | 0 | 2005 | 9999 |  |  | N | Wind | [13 empty] | 0 | 0 | 0 | 0 | [11 empty] | Sweetwater Wind 2 LLC | 100 | ArcLight Capital Partners LLC | 100
onshore wind | Allendorf | 56215_G_A1 | 56215 | G | A1 |  | Onshore Wind |  | MIS_IA | Iowa | 19 | Osceola | 143 | 19143 | 1.2 | 0 | 1998 | 9999 |  |  | N | Wind | [13 empty] | 0 | 0 | 0 | 0 | [11 empty] | Gregory J Jaunich | 99 | Gregory J Jaunich | 99
onshore wind | Allendorf | 56215_G_ST | 56215 | G | ST |  | Onshore Wind |  | MIS_IA | Iowa | 19 | Osceola | 143 | 19143 | 0.6 | 0 | 1998 | 9999 |  |  | N | Wind | [13 empty] | 0 | 0 | 0 | 0 | [11 empty] | Gregory J Jaunich | 99 | Gregory J Jaunich | 99
onshore wind | Allendorf | 56215_G_WT | 56215 | G | WT |  | Onshore Wind |  | MIS_IA | Iowa | 19 | Osceola | 143 | 19143 | 2 | 0 | 2003 | 9999 |  |  | N | Wind | [13 empty] | 0 | 0 | 0 | 0 | [11 empty] | Gregory J Jaunich | 99 | Gregory J Jaunich | 99
onshore wind | Allendorf | 56215_G_ET | 56215 | G | ET |  | Onshore Wind |  | MIS_IA | Iowa | 19 | Osceola | 143 | 19143 | 1.8 | 0 | 2019 | 9999 |  |  | N | Wind | [13 empty] | 0 | 0 | 0 | 0 | [11 empty] | Gregory J Jaunich | 99 | Gregory J Jaunich | 99
hard coal | TS Power Plant | 56224_B_BLR100 | 56224 | B | BLR100 | 89529 | Coal Steam |  | WECC_NNV | Nevada | 32 | Eureka | 11 | 32011 | 218 | 10573 | 2008 | 9999 | wall | dry | N | Subbituminous | Dry Scrubber | 2008 | 0.92 | LNBO | SCR | 2008 |  | B | NA | ACI | 2008 |  | 0.07 | 0.04971 | 0.04971 | 0.04971 | 0.04971 | 0.1 | 0.1 | 0.1 | 0.97 |  |  |  |  | C2G | 2022 |  | Newmont Nevada Energy Investments | 100 | Barrick Gold Corp | 100
onshore wind | Aeolus Wind Facility | 56225_G_V90 | 56225 | G | V90 |  | Onshore Wind |  | SPP_SPS | Texas | 48 | Hansford | 195 | 48195 | 3 | 0 | 2003 | 9999 |  |  | N | Wind | [13 empty] | 0 | 0 | 0 | 0 | [11 empty] | Vestas Wind Systems | 100 | Vestas Wind Systems | 100
onshore wind | Bowling Green Wind | 56226_G_2 | 56226 | G | 2 |  | Onshore Wind |  | PJM_ATSI | Ohio | 39 | Wood | 173 | 39173 | 1.8 | 0 | 2003 | 9999 |  |  | N | Wind | [13 empty] | 0 | 0 | 0 | 0 | [11 empty] | Omega Joint Venture 6 | 100 | American Municipal Power Inc | 100
onshore wind | Bowling Green Wind | 56226_G_3 | 56226 | G | 3 |  | Onshore Wind |  | PJM_ATSI | Ohio | 39 | Wood | 173 | 39173 | 1.8 | 0 | 2003 | 9999 |  |  | N | Wind | [13 empty] | 0 | 0 | 0 | 0 | [11 empty] | Omega Joint Venture 6 | 100 | American Municipal Power Inc | 100
onshore wind | Bowling Green Wind | 56226_G_1 | 56226 | G | 1 |  | Onshore Wind |  | PJM_ATSI | Ohio | 39 | Wood | 173 | 39173 | 1.8 | 0 | 2004 | 9999 |  |  | N | Wind | [13 empty] | 0 | 0 | 0 | 0 | [11 empty] | Omega Joint Venture 6 | 100 | American Municipal Power Inc | 100
onshore wind | Bowling Green Wind | 56226_G_4 | 56226 | G | 4 |  | Onshore Wind |  | PJM_ATSI | Ohio | 39 | Wood | 173 | 39173 | 1.8 | 0 | 2004 | 9999 |  |  | N | Wind | [13 empty] | 0 | 0 | 0 | 0 | [11 empty] | Omega Joint Venture 6 | 100 | American Municipal Power Inc | 100
natural gas combined cycle | Port Westward | 56227_G_1 | 56227 | G | 1 | 89564 | Combined Cycle |  | WECC_PNW | Oregon | 41 | Columbia | 9 | 41009 | 256.2 | 7050 | 2007 | 9999 |  |  | N | Natural Gas |  |  |  |  | SCR | [8 empty] | 0.0089571 | 0.0089571 | 0.0089571 | 0.0089571 | [11 empty] | Portland General Electric Co | 100 | Portland General Electric Co | 100
natural gas combined cycle | Port Westward | 56227_G_2 | 56227 | G | 2 | 89564 | Combined Cycle |  | WECC_PNW | Oregon | 41 | Columbia | 9 | 41009 | 136 | 7050 | 2007 | 9999 |  |  | N | Natural Gas |  |  |  |  | SCR | [8 empty] | 0.0089571 | 0.0089571 | 0.0089571 | 0.0089571 | [11 empty] | Portland General Electric Co | 100 | Portland General Electric Co | 100
solar pv | Prescott Airport | 56228_G_PV1 | 56228 | G | PV1 |  | Solar PV |  | WECC_AZ | Arizona | 4 | Yavapai | 25 | 04025 | 2.1 | 0 | 2002 | 9999 |  |  | N | Solar | [13 empty] | 0 | 0 | 0 | 0 | [11 empty] | Arizona Public Service Co | 100 | Pinnacle West Capital Corp | 100
natural gas combined cycle | Cogeneration 1 | 56229_G_CT1 | 56229 | G | CT1 |  | Combined Cycle |  | WECC_AZ | Arizona | 4 | Pima | 19 | 04019 | 8.3 | 5500 | 2002 | 9999 |  |  | Y | Natural Gas | [13 empty] | 0.024573 | 0.024573 | 0.024573 | 0.024573 | [11 empty] | University of Arizona | 100 | University of Arizona | 100
natural gas peaker | Miramar Energy Facility | 56232_G_1 | 56232 | G | 1 | 89534 | Combustion Turbine |  | WEC_SDGE | California | 6 | San Diego | 73 | 06073 | 47 | 10745 | 2005 | 9999 |  |  | N | Natural Gas |  |  |  | H2O | SCR | [7 empty] | 0.74 | 0.01851 | 0.01851 | 0.01851 | 0.01851 | [11 empty] | San Diego Gas & Electric Co | 100 | Sempra Energy | 100
natural gas peaker | Miramar Energy Facility | 56232_G_2 | 56232 | G | 2 | 90490 | Combustion Turbine |  | WEC_SDGE | California | 6 | San Diego | 73 | 06073 | 47 | 10745 | 2009 | 9999 |  |  | N | Natural Gas |  |  |  | H2O | SCR | [8 empty] | 0.01854 | 0.01854 | 0.01854 | 0.01854 | [11 empty] | San Diego Gas & Electric Co | 100 | Sempra Energy | 100
natural gas combined cycle | EG178 Facility | 56233_G_CT02 | 56233 | G | CT02 |  | Combined Cycle |  | ERC_WEST | Texas | 48 | Scurry | 415 | 48415 | 42 | 7370 | 2005 | 9999 |  |  | N | Natural Gas |  |  |  |  | SCR | [8 empty] | 0.023607 | 0.023607 | 0.023607 | 0.023607 | [11 empty] | Kinder Morgan Energy Partners LP | 100 | Kinder Morgan Inc | 100
natural gas combined cycle | EG178 Facility | 56233_G_CTG1 | 56233 | G | CTG1 |  | Combined Cycle |  | ERC_WEST | Texas | 48 | Scurry | 415 | 48415 | 42 | 7370 | 2005 | 9999 |  |  | N | Natural Gas |  |  |  |  | SCR | [8 empty] | 0.023607 | 0.023607 | 0.023607 | 0.023607 | [11 empty] | Kinder Morgan Energy Partners LP | 100 | Kinder Morgan Inc | 100
natural gas combined cycle | EG178 Facility | 56233_G_STG | 56233 | G | STG |  | Combined Cycle |  | ERC_WEST | Texas | 48 | Scurry | 415 | 48415 | 16 | 7370 | 2005 | 9999 |  |  | N | Natural Gas |  |  |  | NH3 + STM | SCR | [8 empty] | 0.023607 | 0.023607 | 0.023607 | 0.023607 | [11 empty] | Kinder Morgan Energy Partners LP | 100 | Kinder Morgan Inc | 100
natural gas combined cycle | Caithness Long Island Energy Center | 56234_G_CT01 | 56234 | G | CT01 | 89547 | Combined Cycle |  | NY_Z_K | New York | 36 | Suffolk | 103 | 36103 | 179.9 | 7398 | 2009 | 9999 |  |  | N | Natural Gas, Distillate Fuel Oil |  |  |  | DLNB + H2O + NH3 | SCR | [8 empty] | 0.0068111 | 0.0068111 | 0.0068111 | 0.0068111 | [11 empty] | Caithness Long Island LLC | 100 | Caithness Energy LLC | 100
natural gas combined cycle | Caithness Long Island Energy Center | 56234_G_ST01 | 56234 | G | ST01 | 89547 | Combined Cycle |  | NY_Z_K | New York | 36 | Suffolk | 103 | 36103 | 137 | 7398 | 2009 | 9999 |  |  | N | Natural Gas, Distillate Fuel Oil |  |  |  | DLNB + H2O + NH3 | SCR | [8 empty] | 0.0068111 | 0.0068111 | 0.0068111 | 0.0068111 | [11 empty] | Caithness Long Island LLC | 100 | Caithness Energy LLC | 100
natural gas combined cycle | Lake Side Power Plant | 56237_G_CT01 | 56237 | G | CT01 | 89557 | Combined Cycle |  | WECC_UT | Utah | 49 | Utah | 49 | 49049 | 169 | 7240 | 2007 | 9999 |  |  | N | Natural Gas |  |  |  |  | SCR | [8 empty] | 0.006656 | 0.006656 | 0.006656 | 0.006656 | [11 empty] | PacifiCorp | 100 | Berkshire Hathaway Inc | 100
natural gas combined cycle | Lake Side Power Plant | 56237_G_CT02 | 56237 | G | CT02 | 89558 | Combined Cycle |  | WECC_UT | Utah | 49 | Utah | 49 | 49049 | 169 | 7240 | 2007 | 9999 |  |  | N | Natural Gas |  |  |  |  | SCR | [8 empty] | 0.006656 | 0.006656 | 0.006656 | 0.006656 | [11 empty] | PacifiCorp | 100 | Berkshire Hathaway Inc | 100
natural gas combined cycle | Lake Side Power Plant | 56237_G_ST01 | 56237 | G | ST01 | 89557 | Combined Cycle |  | WECC_UT | Utah | 49 | Utah | 49 | 49049 | 209 | 7240 | 2007 | 9999 |  |  | N | Natural Gas |  |  |  |  | SCR | [8 empty] | 0.006656 | 0.006656 | 0.006656 | 0.006656 | [11 empty] | PacifiCorp | 100 | Berkshire Hathaway Inc | 100
natural gas combined cycle | Lake Side Power Plant | 56237_G_CT21 | 56237 | G | CT21 | 90915 | Combined Cycle |  | WECC_UT | Utah | 49 | Utah | 49 | 49049 | 178 | 7240 | 2014 | 9999 |  |  | N | Natural Gas |  |  |  |  | SCR | [8 empty] | 0.0079739 | 0.0079739 | 0.0079739 | 0.0079739 | [11 empty] | PacifiCorp | 100 | Berkshire Hathaway Inc | 100
natural gas combined cycle | Lake Side Power Plant | 56237_G_CT22 | 56237 | G | CT22 | 90916 | Combined Cycle |  | WECC_UT | Utah | 49 | Utah | 49 | 49049 | 178 | 7240 | 2014 | 9999 |  |  | N | Natural Gas |  |  |  |  | SCR | [8 empty] | 0.0079739 | 0.0079739 | 0.0079739 | 0.0079739 | [11 empty] | PacifiCorp | 100 | Berkshire Hathaway Inc | 100
natural gas combined cycle | Lake Side Power Plant | 56237_G_ST2 | 56237 | G | ST2 | 90915 | Combined Cycle |  | WECC_UT | Utah | 49 | Utah | 49 | 49049 | 273 | 7240 | 2014 | 9999 |  |  | N | Natural Gas |  |  |  |  | SCR | [8 empty] | 0.0079739 | 0.0079739 | 0.0079739 | 0.0079739 | [11 empty] | PacifiCorp | 100 | Berkshire Hathaway Inc | 100
natural gas peaker | Groton Generating Station | 56238_G_GT01 | 56238 | G | GT01 | 89548 | Combustion Turbine |  | SPP_WAUE | South Dakota | 46 | Brown | 13 | 46013 | 82.1 | 12050 | 2006 | 9999 |  |  | N | Natural Gas |  |  |  | H2O | [8 empty] | 3 | 0.09622 | 0.09622 | 0.09622 | 0.09622 | [11 empty] | Basin Electric Power Coop | 100 | Basin Electric Power Coop | 100
natural gas peaker | Groton Generating Station | 56238_G_GT02 | 56238 | G | GT02 | 89754 | Combustion Turbine |  | SPP_WAUE | South Dakota | 46 | Brown | 13 | 46013 | 76.8 | 12050 | 2008 | 9999 |  |  | N | Natural Gas |  |  |  | H2O | [9 empty] | 0.08578 | 0.08578 | 0.08578 | 0.08578 | [11 empty] | Basin Electric Power Coop | 100 | Basin Electric Power Coop | 100
natural gas peaker | Malaga Power LLC | 56239_G_GT-1 | 56239 | G | GT-1 | 89579 | Combustion Turbine |  | WEC_CALN | California | 6 | Fresno | 19 | 06019 | 48 | 10745 | 2005 | 9999 |  |  | N | Natural Gas |  |  |  |  | SCR | [7 empty] | 0.74 | 0.01885 | 0.01885 | 0.01885 | 0.01885 | [11 empty] | Malaga Power LLC | 100 | Carlyle Group (The) | 100
natural gas peaker | Malaga Power LLC | 56239_G_GT-2 | 56239 | G | GT-2 | 89580 | Combustion Turbine |  | WEC_CALN | California | 6 | Fresno | 19 | 06019 | 48 | 10745 | 2005 | 9999 |  |  | N | Natural Gas |  |  |  |  | SCR | [7 empty] | 0.74 | 0.01794 | 0.01794 | 0.01794 | 0.01794 | [11 empty] | Malaga Power LLC | 100 | Carlyle Group (The) | 100
onshore wind | Buffalo Gap Wind Farm | 56240_G_1 | 56240 | G | 1 |  | Onshore Wind |  | ERC_WEST | Texas | 48 | Taylor | 441 | 48441 | 120.6 | 0 | 2006 | 9999 |  |  | N | Wind | [13 empty] | 0 | 0 | 0 | 0 | [11 empty] | Buffalo Gap Wind Farm LLC | 100 | AES Corp (The) | 100
natural gas peaker | Cannon Falls Energy Center | 56241_G_UNT1 | 56241 | G | UNT1 | 89752 | Combustion Turbine |  | MIS_MNWI | Minnesota | 27 | Goodhue | 49 | 27049 | 158 | 11517 | 2008 | 9999 |  |  | N | Natural Gas, Distillate Fuel Oil |  |  |  | DLNB + H2O | [9 empty] | 0.0953 | 0.0953 | 0.0953 | 0.0953 | [11 empty] | Invenergy Cannon Falls LLC | 100 | Invenergy LLC | 100
natural gas peaker | Cannon Falls Energy Center | 56241_G_UNT2 | 56241 | G | UNT2 | 89753 | Combustion Turbine |  | MIS_MNWI | Minnesota | 27 | Goodhue | 49 | 27049 | 158 | 11517 | 2008 | 9999 |  |  | N | Natural Gas, Distillate Fuel Oil |  |  |  | DLNB + H2O | [9 empty] | 0.06327 | 0.06327 | 0.06327 | 0.06327 | [11 empty] | Invenergy Cannon Falls LLC | 100 | Invenergy LLC | 100
natural gas peaker | Kindred School | 56242_G_1 | 56242 | G | 1 |  | Combustion Turbine | IC Engine | MIS_MAPP | North Dakota | 38 | Cass | 17 | 38017 | 2 | 13469 | 2001 | 9999 |  |  | N | Distillate Fuel Oil | [12 empty] | 3 | 1.6498 | 1.6498 | 1.6498 | 1.6498 | [11 empty] | Kindred School | 100 | Kindred School | 100
natural gas peaker | State Auto Insurance | 56244_G_1 | 56244 | G | 1 |  | Combustion Turbine | IC Engine | MIS_MAPP | South Dakota | 46 | Grant | 51 | 46051 | 1.7 | 13469 | 2001 | 9999 |  |  | N | Distillate Fuel Oil | [12 empty] | 3 | 1.6498 | 1.6498 | 1.6498 | 1.6498 | [11 empty] | Otter Tail Power Co | 100 | Otter Tail Corp | 100
natural gas peaker | Stevens Community Medical Center | 56245_G_1 | 56245 | G | 1 |  | Combustion Turbine | IC Engine | MIS_MNWI | Minnesota | 27 | Stevens | 149 | 27149 | 1 | 13469 | 2004 | 9999 |  |  | N | Distillate Fuel Oil | [13 empty] | 1.6498 | 1.6498 | 1.6498 | 1.6498 | [11 empty] | Stevens Community Medical Center | 100 | Stevens Community Medical Center | 100
natural gas peaker | West Group Data Center F | 56247_G_1 | 56247 | G | 1 |  | Combustion Turbine | IC Engine | MIS_MNWI | Minnesota | 27 | Dakota | 37 | 27037 | 0.6 | 13469 | 2004 | 9999 |  |  | N | Distillate Fuel Oil | [13 empty] | 1.6498 | 1.6498 | 1.6498 | 1.6498 | [11 empty] | Thomson Corp (The) | 100 | Thomson Corp (The) | 100
natural gas peaker | West Group Data Center F | 56247_G_2 | 56247 | G | 2 |  | Combustion Turbine | IC Engine | MIS_MNWI | Minnesota | 27 | Dakota | 37 | 27037 | 0.6 | 13469 | 2004 | 9999 |  |  | N | Distillate Fuel Oil | [13 empty] | 1.6498 | 1.6498 | 1.6498 | 1.6498 | [11 empty] | Thomson Corp (The) | 100 | Thomson Corp (The) | 100
natural gas peaker | West Group Data Center F | 56247_G_3 | 56247 | G | 3 |  | Combustion Turbine | IC Engine | MIS_MNWI | Minnesota | 27 | Dakota | 37 | 27037 | 0.6 | 13469 | 2004 | 9999 |  |  | N | Distillate Fuel Oil | [13 empty] | 1.6498 | 1.6498 | 1.6498 | 1.6498 | [11 empty] | Thomson Corp (The) | 100 | Thomson Corp (The) | 100
natural gas peaker | West Group Data Center F | 56247_G_4 | 56247 | G | 4 |  | Combustion Turbine | IC Engine | MIS_MNWI | Minnesota | 27 | Dakota | 37 | 27037 | 0.6 | 13469 | 2004 | 9999 |  |  | N | Distillate Fuel Oil | [13 empty] | 1.6498 | 1.6498 | 1.6498 | 1.6498 | [11 empty] | Thomson Corp (The) | 100 | Thomson Corp (The) | 100
natural gas peaker | Shell Chemical | 56248_G_101G | 56248 | G | 101G |  | Combustion Turbine |  | MIS_LA | Louisiana | 22 | Ascension | 5 | 22005 | 34.5 | 8700 | 2002 | 9999 |  |  | Y | Natural Gas | [12 empty] | 5.261 | 0.19999 | 0.19999 | 0.19999 | 0.19999 | [11 empty] | Shell Energy Services Co | 100 | Royal Dutch Shell plc | 100
natural gas peaker | Shell Chemical | 56248_G_201G | 56248 | G | 201G |  | Combustion Turbine |  | MIS_LA | Louisiana | 22 | Ascension | 5 | 22005 | 34.5 | 8700 | 2002 | 9999 |  |  | Y | Natural Gas | [12 empty] | 5.261 | 0.19999 | 0.19999 | 0.19999 | 0.19999 | [11 empty] | Shell Energy Services Co | 100 | Royal Dutch Shell plc | 100
natural gas peaker | Anson County Generation Facility | 56249_G_1 | 56249 | G | 1 | 89583 | Combustion Turbine |  | S_VACA | North Carolina | 37 | Anson | 7 | 37007 | 56.5 | 10745 | 2007 | 9999 |  |  | N | Natural Gas, Distillate Fuel Oil |  |  |  | H2O | [8 empty] | 0.06 | 0.08799 | 0.08799 | 0.08799 | 0.08799 | [11 empty] | North Carolina Electric Membership Corp | 100 | North Carolina Electric Membership Corp | 100
natural gas peaker | Anson County Generation Facility | 56249_G_2 | 56249 | G | 2 | 89585 | Combustion Turbine |  | S_VACA | North Carolina | 37 | Anson | 7 | 37007 | 56.5 | 10745 | 2007 | 9999 |  |  | N | Natural Gas, Distillate Fuel Oil |  |  |  | H2O | [8 empty] | 0.06 | 0.08996 | 0.08996 | 0.08996 | 0.08996 | [11 empty] | North Carolina Electric Membership Corp | 100 | North Carolina Electric Membership Corp | 100
natural gas peaker | Anson County Generation Facility | 56249_G_3 | 56249 | G | 3 | 89587 | Combustion Turbine |  | S_VACA | North Carolina | 37 | Anson | 7 | 37007 | 56.5 | 10745 | 2007 | 9999 |  |  | N | Natural Gas, Distillate Fuel Oil |  |  |  | H2O | [8 empty] | 0.06 | 0.08772 | 0.08772 | 0.08772 | 0.08772 | [11 empty] | North Carolina Electric Membership Corp | 100 | North Carolina Electric Membership Corp | 100
natural gas peaker | Anson County Generation Facility | 56249_G_4 | 56249 | G | 4 | 89589 | Combustion Turbine |  | S_VACA | North Carolina | 37 | Anson | 7 | 37007 | 56.5 | 10745 | 2007 | 9999 |  |  | N | Natural Gas, Distillate Fuel Oil |  |  |  | H2O | [8 empty] | 0.06 | 0.09518 | 0.09518 | 0.09518 | 0.09518 | [11 empty] | North Carolina Electric Membership Corp | 100 | North Carolina Electric Membership Corp | 100
natural gas peaker | Anson County Generation Facility | 56249_G_5 | 56249 | G | 5 | 89591 | Combustion Turbine |  | S_VACA | North Carolina | 37 | Anson | 7 | 37007 | 56.5 | 10745 | 2007 | 9999 |  |  | N | Natural Gas, Distillate Fuel Oil |  |  |  | H2O | [8 empty] | 0.06 | 0.04138 | 0.04138 | 0.04138 | 0.04138 | [11 empty] | North Carolina Electric Membership Corp | 100 | North Carolina Electric Membership Corp | 100
natural gas peaker | Anson County Generation Facility | 56249_G_6 | 56249 | G | 6 | 89593 | Combustion Turbine |  | S_VACA | North Carolina | 37 | Anson | 7 | 37007 | 56.5 | 10745 | 2007 | 9999 |  |  | N | Natural Gas, Distillate Fuel Oil |  |  |  | H2O | [8 empty] | 0.06 | 0.0907 | 0.0907 | 0.0907 | 0.0907 | [11 empty] | North Carolina Electric Membership Corp | 100 | North Carolina Electric Membership Corp | 100
biomass | Ontario LFGTE | 56250_G_GEN1 | 56250 | G | GEN1 |  | Landfill Gas |  | NY_Z_C&E | New York | 36 | Ontario | 69 | 36069 | 0.8 | 13500 | 2003 | 9999 |  |  | N | Landfill Gas | [13 empty] | 0.22117 | 0.22117 | 0.22117 | 0.22117 | [11 empty] | Seneca Energy II LLC | 100 | Archaea Energy Inc | 100
biomass | Ontario LFGTE | 56250_G_GEN2 | 56250 | G | GEN2 |  | Landfill Gas |  | NY_Z_C&E | New York | 36 | Ontario | 69 | 36069 | 0.8 | 13500 | 2003 | 9999 |  |  | N | Landfill Gas | [13 empty] | 0.22117 | 0.22117 | 0.22117 | 0.22117 | [11 empty] | Seneca Energy II LLC | 100 | Archaea Energy Inc | 100
biomass | Ontario LFGTE | 56250_G_GEN3 | 56250 | G | GEN3 |  | Landfill Gas |  | NY_Z_C&E | New York | 36 | Ontario | 69 | 36069 | 0.8 | 13500 | 2003 | 9999 |  |  | N | Landfill Gas | [13 empty] | 0.22117 | 0.22117 | 0.22117 | 0.22117 | [11 empty] | Seneca Energy II LLC | 100 | Archaea Energy Inc | 100
biomass | Ontario LFGTE | 56250_G_GEN4 | 56250 | G | GEN4 |  | Landfill Gas |  | NY_Z_C&E | New York | 36 | Ontario | 69 | 36069 | 0.8 | 13500 | 2003 | 9999 |  |  | N | Landfill Gas | [13 empty] | 0.22117 | 0.22117 | 0.22117 | 0.22117 | [11 empty] | Seneca Energy II LLC | 100 | Archaea Energy Inc | 100
biomass | Ontario LFGTE | 56250_G_GEN5 | 56250 | G | GEN5 |  | Landfill Gas |  | NY_Z_C&E | New York | 36 | Ontario | 69 | 36069 | 0.8 | 13500 | 2005 | 9999 |  |  | N | Landfill Gas | [13 empty] | 0.22117 | 0.22117 | 0.22117 | 0.22117 | [11 empty] | Seneca Energy II LLC | 100 | Archaea Energy Inc | 100
biomass | Ontario LFGTE | 56250_G_GEN6 | 56250 | G | GEN6 |  | Landfill Gas |  | NY_Z_C&E | New York | 36 | Ontario | 69 | 36069 | 0.8 | 13500 | 2005 | 9999 |  |  | N | Landfill Gas | [13 empty] | 0.22117 | 0.22117 | 0.22117 | 0.22117 | [11 empty] | Seneca Energy II LLC | 100 | Archaea Energy Inc | 100
biomass | Ontario LFGTE | 56250_G_GEN7 | 56250 | G | GEN7 |  | Landfill Gas |  | NY_Z_C&E | New York | 36 | Ontario | 69 | 36069 | 0.8 | 13500 | 2005 | 9999 |  |  | N | Landfill Gas | [13 empty] | 0.22117 | 0.22117 | 0.22117 | 0.22117 | [11 empty] | Seneca Energy II LLC | 100 | Archaea Energy Inc | 100
biomass | Ontario LFGTE | 56250_G_GEN8 | 56250 | G | GEN8 |  | Landfill Gas |  | NY_Z_C&E | New York | 36 | Ontario | 69 | 36069 | 0.8 | 13500 | 2010 | 9999 |  |  | N | Landfill Gas | [13 empty] | 0.22117 | 0.22117 | 0.22117 | 0.22117 | [11 empty] | Seneca Energy II LLC | 100 | Archaea Energy Inc | 100
biomass | Ontario LFGTE | 56250_G_GEN10 | 56250 | G | GEN10 |  | Landfill Gas |  | NY_Z_C&E | New York | 36 | Ontario | 69 | 36069 | 1.6 | 13500 | 2013 | 9999 |  |  | N | Landfill Gas | [13 empty] | 0.22117 | 0.22117 | 0.22117 | 0.22117 | [11 empty] | Seneca Energy II LLC | 100 | Archaea Energy Inc | 100
biomass | Ontario LFGTE | 56250_G_GEN11 | 56250 | G | GEN11 |  | Landfill Gas |  | NY_Z_C&E | New York | 36 | Ontario | 69 | 36069 | 1.6 | 13500 | 2013 | 9999 |  |  | N | Landfill Gas | [13 empty] | 0.22117 | 0.22117 | 0.22117 | 0.22117 | [11 empty] | Seneca Energy II LLC | 100 | Archaea Energy Inc | 100
biomass | Ontario LFGTE | 56250_G_GEN9 | 56250 | G | GEN9 |  | Landfill Gas |  | NY_Z_C&E | New York | 36 | Ontario | 69 | 36069 | 1.6 | 13500 | 2013 | 9999 |  |  | N | Landfill Gas | [13 empty] | 0.22117 | 0.22117 | 0.22117 | 0.22117 | [11 empty] | Seneca Energy II LLC | 100 | Archaea Energy Inc | 100
onshore wind | Intrepid | 56251_G_INWF | 56251 | G | INWF |  | Onshore Wind |  | MIS_MIDA | Iowa | 19 | Buena Vista | 21 | 19021 | 160.5 | 0 | 2004 | 9999 |  |  | N | Wind | [13 empty] | 0 | 0 | 0 | 0 | [11 empty] | MidAmerican Energy Co | 100 | Berkshire Hathaway Inc | 100
onshore wind | Intrepid | 56251_G_INWF2 | 56251 | G | INWF2 |  | Onshore Wind |  | MIS_MIDA | Iowa | 19 | Buena Vista | 21 | 19021 | 15 | 0 | 2005 | 9999 |  |  | N | Wind | [13 empty] | 0 | 0 | 0 | 0 | [11 empty] | MidAmerican Energy Co | 100 | Berkshire Hathaway Inc | 100
onshore wind | Century | 56252_G_CWF | 56252 | G | CWF |  | Onshore Wind |  | MIS_MIDA | Iowa | 19 | Hamilton | 79 | 19079 | 150 | 0 | 2005 | 9999 |  |  | N | Wind | [13 empty] | 0 | 0 | 0 | 0 | [11 empty] | MidAmerican Energy Co | 100 | Berkshire Hathaway Inc | 100
onshore wind | Century | 56252_G_CWF2 | 56252 | G | CWF2 |  | Onshore Wind |  | MIS_MIDA | Iowa | 19 | Hamilton | 79 | 19079 | 35 | 0 | 2007 | 9999 |  |  | N | Wind | [13 empty] | 0 | 0 | 0 | 0 | [11 empty] | MidAmerican Energy Co | 100 | Berkshire Hathaway Inc | 100
onshore wind | Century | 56252_G_CWF3 | 56252 | G | CWF3 |  | Onshore Wind |  | MIS_MIDA | Iowa | 19 | Hamilton | 79 | 19079 | 15 | 0 | 2007 | 9999 |  |  | N | Wind | [13 empty] | 0 | 0 | 0 | 0 | [11 empty] | MidAmerican Energy Co | 100 | Berkshire Hathaway Inc | 100
natural gas peaker | Millcreek Power Generation | 56253_G_MC1 | 56253 | G | MC1 | 89566 | Combustion Turbine |  | WECC_UT | Utah | 49 | Washington | 53 | 49053 | 36.8 | 10745 | 2006 | 9999 |  |  | N | Natural Gas |  |  |  | DLNB | [8 empty] | 0.85 | 0.11223 | 0.11223 | 0.11223 | 0.11223 | [11 empty] | St George Dept Water & Power | 100 | St George Dept Water & Power | 100
natural gas peaker | Millcreek Power Generation | 56253_G_MC2 | 56253 | G | MC2 | 90575 | Combustion Turbine |  | WECC_UT | Utah | 49 | Washington | 53 | 49053 | 36.8 | 10745 | 2010 | 9999 |  |  | N | Natural Gas |  |  |  | DLNB | SCR | [8 empty] | 0.00756 | 0.00756 | 0.00756 | 0.00756 | [11 empty] | St George Dept Water & Power | 100 | St George Dept Water & Power | 100
onshore wind | Hopkins Ridge Wind | 56255_G_1 | 56255 | G | 1 |  | Onshore Wind |  | WECC_PNW | Washington | 53 | Columbia | 13 | 53013 | 149.4 | 0 | 2005 | 9999 |  |  | N | Wind | [13 empty] | 0 | 0 | 0 | 0 | [11 empty] | Puget Sound Energy Inc | 100 | Puget Energy Inc | 100
onshore wind | Hopkins Ridge Wind | 56255_G_2 | 56255 | G | 2 |  | Onshore Wind |  | WECC_PNW | Washington | 53 | Columbia | 13 | 53013 | 7.2 | 0 | 2008 | 9999 |  |  | N | Wind | [13 empty] | 0 | 0 | 0 | 0 | [11 empty] | Puget Sound Energy Inc | 100 | Puget Energy Inc | 100
natural gas combined cycle | Empire Generating Co LLC | 56259_G_CT11 | 56259 | G | CT11 | 89574 | Combined Cycle |  | NY_Z_F | New York | 36 | Rensselaer | 83 | 36083 | 155 | 7315 | 2010 | 9999 |  |  | Y | Natural Gas, Distillate Fuel Oil |  |  |  | DLNB + H2O | SCR | [8 empty] | 0.008724 | 0.008724 | 0.008724 | 0.008724 | [11 empty] | Empire Generating Co LLC | 100 | Black Capital Diamond Partners | 100
natural gas combined cycle | Empire Generating Co LLC | 56259_G_CT12 | 56259 | G | CT12 | 89575 | Combined Cycle |  | NY_Z_F | New York | 36 | Rensselaer | 83 | 36083 | 155 | 7315 | 2010 | 9999 |  |  | Y | Natural Gas, Distillate Fuel Oil |  |  |  | DLNB + H2O | SCR | [8 empty] | 0.008724 | 0.008724 | 0.008724 | 0.008724 | [11 empty] | Empire Generating Co LLC | 100 | Black Capital Diamond Partners | 100
natural gas combined cycle | Empire Generating Co LLC | 56259_G_ST13 | 56259 | G | ST13 | 89574 | Combined Cycle |  | NY_Z_F | New York | 36 | Rensselaer | 83 | 36083 | 270 | 7315 | 2010 | 9999 |  |  | Y | Natural Gas, Distillate Fuel Oil |  |  |  | LNB + NH3 | SCR | [8 empty] | 0.008724 | 0.008724 | 0.008724 | 0.008724 | [11 empty] | Empire Generating Co LLC | 100 | Black Capital Diamond Partners | 100
natural gas peaker | High Point, Pump Station Rd | 56260_G_Unit1 | 56260 | G | Unit1 |  | Combustion Turbine | IC Engine | S_VACA | North Carolina | 37 | Guilford | 81 | 37081 | 1.8 | 22848 | 2005 | 9999 |  |  | N | Distillate Fuel Oil | [12 empty] | 2.3 | 1.6498 | 1.6498 | 1.6498 | 1.6498 | [11 empty] | North Carolina Municipal Power Agency No 1 | 100 | North Carolina Municipal Power Agency No 1 | 100
natural gas peaker | High Point, Pump Station Rd | 56260_G_Unit2 | 56260 | G | Unit2 |  | Combustion Turbine | IC Engine | S_VACA | North Carolina | 37 | Guilford | 81 | 37081 | 1.8 | 23162 | 2005 | 9999 |  |  | N | Distillate Fuel Oil | [12 empty] | 2.3 | 1.6498 | 1.6498 | 1.6498 | 1.6498 | [11 empty] | North Carolina Municipal Power Agency No 1 | 100 | North Carolina Municipal Power Agency No 1 | 100
natural gas peaker | Lexington | 56261_G_Unit1 | 56261 | G | Unit1 |  | Combustion Turbine | IC Engine | S_VACA | North Carolina | 37 | Davidson | 57 | 37057 | 1.8 | 12283 | 2005 | 9999 |  |  | N | Distillate Fuel Oil | [12 empty] | 2.3 | 1.6498 | 1.6498 | 1.6498 | 1.6498 | [11 empty] | North Carolina Municipal Power Agency No 1 | 100 | North Carolina Municipal Power Agency No 1 | 100
natural gas peaker | Lexington | 56261_G_Unit2 | 56261 | G | Unit2 |  | Combustion Turbine | IC Engine | S_VACA | North Carolina | 37 | Davidson | 57 | 37057 | 1.8 | 12283 | 2005 | 9999 |  |  | N | Distillate Fuel Oil | [12 empty] | 2.3 | 1.6498 | 1.6498 | 1.6498 | 1.6498 | [11 empty] | North Carolina Municipal Power Agency No 1 | 100 | North Carolina Municipal Power Agency No 1 | 100
natural gas peaker | Gastonia, Tulip Drive | 56262_G_DG3 | 56262 | G | DG3 |  | Combustion Turbine | IC Engine | S_VACA | North Carolina | 37 | Gaston | 71 | 37071 | 1.8 | 25000 | 2005 | 9999 |  |  | N | Distillate Fuel Oil | [13 empty] | 1.6498 | 1.6498 | 1.6498 | 1.6498 | [11 empty] | North Carolina Municipal Power Agency No 1 | 100 | North Carolina Municipal Power Agency No 1 | 100
natural gas peaker | Gastonia, Tulip Drive | 56262_G_Unit1 | 56262 | G | Unit1 |  | Combustion Turbine | IC Engine | S_VACA | North Carolina | 37 | Gaston | 71 | 37071 | 1.8 | 25000 | 2005 | 9999 |  |  | N | Distillate Fuel Oil | [12 empty] | 2.3 | 1.6498 | 1.6498 | 1.6498 | 1.6498 | [11 empty] | North Carolina Municipal Power Agency No 1 | 100 | North Carolina Municipal Power Agency No 1 | 100
natural gas peaker | Gastonia, Tulip Drive | 56262_G_Unit2 | 56262 | G | Unit2 |  | Combustion Turbine | IC Engine | S_VACA | North Carolina | 37 | Gaston | 71 | 37071 | 1.8 | 25000 | 2005 | 9999 |  |  | N | Distillate Fuel Oil | [12 empty] | 2.3 | 1.6498 | 1.6498 | 1.6498 | 1.6498 | [11 empty] | North Carolina Municipal Power Agency No 1 | 100 | North Carolina Municipal Power Agency No 1 | 100
natural gas peaker | Albemarle Prime Power Park | 56263_G_Unit1 | 56263 | G | Unit1 |  | Combustion Turbine | IC Engine | S_VACA | North Carolina | 37 | Stanly | 167 | 37167 | 1.8 | 18102 | 2006 | 9999 |  |  | N | Distillate Fuel Oil | [12 empty] | 2.3 | 1.6498 | 1.6498 | 1.6498 | 1.6498 | [11 empty] | North Carolina Municipal Power Agency No 1 | 100 | North Carolina Municipal Power Agency No 1 | 100
natural gas peaker | Albemarle Prime Power Park | 56263_G_Unit2 | 56263 | G | Unit2 |  | Combustion Turbine | IC Engine | S_VACA | North Carolina | 37 | Stanly | 167 | 37167 | 1.8 | 18232 | 2006 | 9999 |  |  | N | Distillate Fuel Oil | [12 empty] | 2.3 | 1.6498 | 1.6498 | 1.6498 | 1.6498 | [11 empty] | North Carolina Municipal Power Agency No 1 | 100 | North Carolina Municipal Power Agency No 1 | 100
natural gas peaker | IBM West | 56269_G_1 | 56269 | G | 1 |  | Combustion Turbine | IC Engine | MIS_MNWI | Minnesota | 27 | Olmsted | 109 | 27109 | 1.8 | 10881 | 2005 | 9999 |  |  | N | Distillate Fuel Oil | [13 empty] | 1.6498 | 1.6498 | 1.6498 | 1.6498 | [11 empty] | Rochester Dept Public Utilities | 100 | Rochester Dept Public Utilities | 100
natural gas peaker | IBM West | 56269_G_2 | 56269 | G | 2 |  | Combustion Turbine | IC Engine | MIS_MNWI | Minnesota | 27 | Olmsted | 109 | 27109 | 1.8 | 11189 | 2005 | 9999 |  |  | N | Distillate Fuel Oil | [13 empty] | 1.6498 | 1.6498 | 1.6498 | 1.6498 | [11 empty] | Rochester Dept Public Utilities | 100 | Rochester Dept Public Utilities | 100
onshore wind | Callahan Divide Wind Energy Center | 56270_G_1 | 56270 | G | 1 |  | Onshore Wind |  | ERC_WEST | Texas | 48 | Taylor | 441 | 48441 | 114 | 0 | 2005 | 9999 |  |  | N | Wind | [13 empty] | 0 | 0 | 0 | 0 | [11 empty] | Callahan Wind Divide LLC | 100 | NextEra Energy Inc | 100
onshore wind | Diablo Winds LLC | 56271_G_VEST | 56271 | G | VEST |  | Onshore Wind |  | WEC_CALN | California | 6 | Alameda | 1 | 06001 | 18 | 0 | 2004 | 9999 |  |  | N | Wind | [13 empty] | 0 | 0 | 0 | 0 | [11 empty] | Diablo Wind LLC | 100 | Quinbrook Infrastructure Partners | 100
onshore wind | Weatherford Wind Energy Center | 56273_G_1 | 56273 | G | 1 |  | Onshore Wind |  | SPP_WEST | Oklahoma | 40 | Custer | 39 | 40039 | 106.5 | 0 | 2005 | 9999 |  |  | N | Wind | [13 empty] | 0 | 0 | 0 | 0 | [11 empty] | Weatherford Wind LLC | 100 | NextEra Energy Inc | 100
onshore wind | Weatherford Wind Energy Center | 56273_G_2 | 56273 | G | 2 |  | Onshore Wind |  | SPP_WEST | Oklahoma | 40 | Custer | 39 | 40039 | 40.5 | 0 | 2005 | 9999 |  |  | N | Wind | [13 empty] | 0 | 0 | 0 | 0 | [11 empty] | FPL Energy Cowboy Wind LLC | 100 | NextEra Energy Inc | 100
natural gas peaker | Valley Queen Cheese | 56274_G_1 | 56274 | G | 1 |  | Combustion Turbine | IC Engine | MIS_MAPP | South Dakota | 46 | Grant | 51 | 46051 | 0.5 | 11324 | 2002 | 9999 |  |  | N | Distillate Fuel Oil | [12 empty] | 3 | 1.6498 | 1.6498 | 1.6498 | 1.6498 | [11 empty] | Valley Queen Cheese | 100 | Valley Queen Cheese Factory Inc | 100
natural gas peaker | Valley Queen Cheese | 56274_G_2 | 56274 | G | 2 |  | Combustion Turbine | IC Engine | MIS_MAPP | South Dakota | 46 | Grant | 51 | 46051 | 0.5 | 11276 | 2002 | 9999 |  |  | N | Distillate Fuel Oil | [12 empty] | 3 | 1.6498 | 1.6498 | 1.6498 | 1.6498 | [11 empty] | Valley Queen Cheese | 100 | Valley Queen Cheese Factory Inc | 100
natural gas peaker | Valley Queen Cheese | 56274_G_3 | 56274 | G | 3 |  | Combustion Turbine | IC Engine | MIS_MAPP | South Dakota | 46 | Grant | 51 | 46051 | 0.5 | 11276 | 2004 | 9999 |  |  | N | Distillate Fuel Oil | [12 empty] | 3 | 1.6498 | 1.6498 | 1.6498 | 1.6498 | [11 empty] | Valley Queen Cheese | 100 | Valley Queen Cheese Factory Inc | 100
onshore wind | Helzel & Schwarzhoff 86 | 56275_G_WGNS | 56275 | G | WGNS |  | Onshore Wind |  | WECC_SCE | California | 6 | Kern | 29 | 06029 | 2.4 | 0 | 1986 | 9999 |  |  | N | Wind | [13 empty] | 0 | 0 | 0 | 0 | [11 empty] | AES Wind Generation Inc | 100 | AES Corp (The) | 100
onshore wind | ZCO | 56276_G_WGNS | 56276 | G | WGNS |  | Onshore Wind |  | WECC_SCE | California | 6 | Kern | 29 | 06029 | 1.6 | 0 | 1985 | 9999 |  |  | N | Wind | [13 empty] | 0 | 0 | 0 | 0 | [11 empty] | AES Wind Generation Inc | 100 | AES Corp (The) | 100
biomass | Bavarian LFGTE | 56277_G_1 | 56277 | G | 1 |  | Landfill Gas |  | PJM_West | Kentucky | 21 | Boone | 15 | 21015 | 0.8 | 13500 | 2003 | 9999 |  |  | N | Landfill Gas | [13 empty] | 0.22117 | 0.22117 | 0.22117 | 0.22117 | [11 empty] | East Kentucky Power Coop | 50 | East Kentucky Power Coop | 50
biomass | Bavarian LFGTE | 56277_G_2 | 56277 | G | 2 |  | Landfill Gas |  | PJM_West | Kentucky | 21 | Boone | 15 | 21015 | 0.8 | 13500 | 2003 | 9999 |  |  | N | Landfill Gas | [13 empty] | 0.22117 | 0.22117 | 0.22117 | 0.22117 | [11 empty] | East Kentucky Power Coop | 50 | East Kentucky Power Coop | 50
biomass | Bavarian LFGTE | 56277_G_3 | 56277 | G | 3 |  | Landfill Gas |  | PJM_West | Kentucky | 21 | Boone | 15 | 21015 | 0.8 | 13500 | 2003 | 9999 |  |  | N | Landfill Gas | [13 empty] | 0.22117 | 0.22117 | 0.22117 | 0.22117 | [11 empty] | East Kentucky Power Coop | 50 | East Kentucky Power Coop | 50
biomass | Bavarian LFGTE | 56277_G_4 | 56277 | G | 4 |  | Landfill Gas |  | PJM_West | Kentucky | 21 | Boone | 15 | 21015 | 0.8 | 13500 | 2003 | 9999 |  |  | N | Landfill Gas | [13 empty] | 0.22117 | 0.22117 | 0.22117 | 0.22117 | [11 empty] | East Kentucky Power Coop | 50 | East Kentucky Power Coop | 50
biomass | Bavarian LFGTE | 56277_G_5 | 56277 | G | 5 |  | Landfill Gas |  | PJM_West | Kentucky | 21 | Boone | 15 | 21015 | 1.5 | 13500 | 2016 | 9999 |  |  | N | Landfill Gas | [13 empty] | 0.22117 | 0.22117 | 0.22117 | 0.22117 | [11 empty] | East Kentucky Power Coop | 50 | East Kentucky Power Coop | 50
biomass | Green Valley LFGTE | 56278_G_1 | 56278 | G | 1 |  | Landfill Gas |  | PJM_West | Kentucky | 21 | Greenup | 89 | 21089 | 0.8 | 13500 | 2003 | 9999 |  |  | N | Landfill Gas | [13 empty] | 0.22117 | 0.22117 | 0.22117 | 0.22117 | [11 empty] | East Kentucky Power Coop | 100 | East Kentucky Power Coop | 100
biomass | Green Valley LFGTE | 56278_G_2 | 56278 | G | 2 |  | Landfill Gas |  | PJM_West | Kentucky | 21 | Greenup | 89 | 21089 | 0.8 | 13500 | 2003 | 9999 |  |  | N | Landfill Gas | [13 empty] | 0.22117 | 0.22117 | 0.22117 | 0.22117 | [11 empty] | East Kentucky Power Coop | 100 | East Kentucky Power Coop | 100
biomass | Green Valley LFGTE | 56278_G_3 | 56278 | G | 3 |  | Landfill Gas |  | PJM_West | Kentucky | 21 | Greenup | 89 | 21089 | 0.8 | 13500 | 2003 | 9999 |  |  | N | Landfill Gas | [13 empty] | 0.22117 | 0.22117 | 0.22117 | 0.22117 | [11 empty] | East Kentucky Power Coop | 100 | East Kentucky Power Coop | 100
biomass | Laurel Ridge LFGTE | 56279_G_1 | 56279 | G | 1 |  | Landfill Gas |  | PJM_West | Kentucky | 21 | Laurel | 125 | 21125 | 0.8 | 13500 | 2003 | 9999 |  |  | N | Landfill Gas | [13 empty] | 0.22117 | 0.22117 | 0.22117 | 0.22117 | [11 empty] | East Kentucky Power Coop | 100 | East Kentucky Power Coop | 100
biomass | Laurel Ridge LFGTE | 56279_G_2 | 56279 | G | 2 |  | Landfill Gas |  | PJM_West | Kentucky | 21 | Laurel | 125 | 21125 | 0.8 | 13500 | 2003 | 9999 |  |  | N | Landfill Gas | [13 empty] | 0.22117 | 0.22117 | 0.22117 | 0.22117 | [11 empty] | East Kentucky Power Coop | 100 | East Kentucky Power Coop | 100
biomass | Laurel Ridge LFGTE | 56279_G_3 | 56279 | G | 3 |  | Landfill Gas |  | PJM_West | Kentucky | 21 | Laurel | 125 | 21125 | 0.8 | 13500 | 2003 | 9999 |  |  | N | Landfill Gas | [13 empty] | 0.22117 | 0.22117 | 0.22117 | 0.22117 | [11 empty] | East Kentucky Power Coop | 100 | East Kentucky Power Coop | 100
biomass | Laurel Ridge LFGTE | 56279_G_4 | 56279 | G | 4 |  | Landfill Gas |  | PJM_West | Kentucky | 21 | Laurel | 125 | 21125 | 0.8 | 13500 | 2003 | 9999 |  |  | N | Landfill Gas | [13 empty] | 0.22117 | 0.22117 | 0.22117 | 0.22117 | [11 empty] | East Kentucky Power Coop | 100 | East Kentucky Power Coop | 100
biomass | Laurel Ridge LFGTE | 56279_G_5 | 56279 | G | 5 |  | Landfill Gas |  | PJM_West | Kentucky | 21 | Laurel | 125 | 21125 | 0.8 | 13500 | 2006 | 9999 |  |  | N | Landfill Gas | [13 empty] | 0.22117 | 0.22117 | 0.22117 | 0.22117 | [11 empty] | East Kentucky Power Coop | 100 | East Kentucky Power Coop | 100
biomass | Hardin County LFGTE | 56280_G_1 | 56280 | G | 1 |  | Landfill Gas |  | PJM_West | Kentucky | 21 | Hardin | 93 | 21093 | 0.8 | 13500 | 2006 | 9999 |  |  | N | Landfill Gas | [13 empty] | 0.22117 | 0.22117 | 0.22117 | 0.22117 | [11 empty] | East Kentucky Power Coop | 100 | East Kentucky Power Coop | 100
biomass | Hardin County LFGTE | 56280_G_2 | 56280 | G | 2 |  | Landfill Gas |  | PJM_West | Kentucky | 21 | Hardin | 93 | 21093 | 0.8 | 13500 | 2006 | 9999 |  |  | N | Landfill Gas | [13 empty] | 0.22117 | 0.22117 | 0.22117 | 0.22117 | [11 empty] | East Kentucky Power Coop | 100 | East Kentucky Power Coop | 100
biomass | Hardin County LFGTE | 56280_G_3 | 56280 | G | 3 |  | Landfill Gas |  | PJM_West | Kentucky | 21 | Hardin | 93 | 21093 | 0.8 | 13500 | 2006 | 9999 |  |  | N | Landfill Gas | [13 empty] | 0.22117 | 0.22117 | 0.22117 | 0.22117 | [11 empty] | East Kentucky Power Coop | 100 | East Kentucky Power Coop | 100
natural gas peaker | Hargis-Hebert Electric Generating | 56283_G_U-1 | 56283 | G | U-1 | 89602 | Combustion Turbine |  | MIS_LA | Louisiana | 22 | Lafayette | 55 | 22055 | 47 | 16025 | 2006 | 9999 |  |  | N | Natural Gas |  |  |  | H2O | [8 empty] | 5.261 | 0.09191 | 0.09191 | 0.09191 | 0.09191 | [11 empty] | Lafayette Utilities System | 100 | Lafayette Utilities System | 100
natural gas peaker | Hargis-Hebert Electric Generating | 56283_G_U-2 | 56283 | G | U-2 | 89603 | Combustion Turbine |  | MIS_LA | Louisiana | 22 | Lafayette | 55 | 22055 | 47 | 16025 | 2006 | 9999 |  |  | N | Natural Gas |  |  |  | H2O | [8 empty] | 5.261 | 0.09172 | 0.09172 | 0.09172 | 0.09172 | [11 empty] | Lafayette Utilities System | 100 | Lafayette Utilities System | 100
natural gas peaker | Salem Water Plant | 56288_G_1 | 56288 | G | 1 |  | Combustion Turbine | IC Engine | PJM_West | Virginia | 51 | Salem City | 775 | 51775 | 2 | 13469 | 2003 | 9999 |  |  | N | Distillate Fuel Oil | [12 empty] | 2.64 | 3.4675 | 3.4675 | 3.4675 | 3.4675 | [11 empty] | Salem VA (City of) | 100 | Salem VA (City of) | 100
natural gas peaker | Salem Street Dept | 56289_G_1 | 56289 | G | 1 |  | Combustion Turbine | IC Engine | PJM_West | Virginia | 51 | Salem City | 775 | 51775 | 2 | 13469 | 2005 | 9999 |  |  | N | Distillate Fuel Oil | [13 empty] | 1.6498 | 1.6498 | 1.6498 | 1.6498 | [11 empty] | Salem VA (City of) | 100 | Salem VA (City of) | 100
onshore wind | Maple Ridge Wind Farm | 56290_G_1 | 56290 | G | 1 |  | Onshore Wind |  | NY_Z_C&E | New York | 36 | Lewis | 49 | 36049 | 137 | 0 | 2005 | 9999 |  |  | N | Wind | [13 empty] | 0 | 0 | 0 | 0 | [11 empty] | Flat Rock Windpower LLC | 100 | Energias de Portugal SA | 100
onshore wind | Maple Ridge Wind Farm | 56290_G_1A | 56290 | G | 1A |  | Onshore Wind |  | NY_Z_C&E | New York | 36 | Lewis | 49 | 36049 | 61 | 0 | 2006 | 9999 |  |  | N | Wind | [13 empty] | 0 | 0 | 0 | 0 | [11 empty] | Flat Rock Windpower LLC | 100 | Energias de Portugal SA | 100
onshore wind | Maple Ridge Wind Farm | 56290_G_2 | 56290 | G | 2 |  | Onshore Wind |  | NY_Z_C&E | New York | 36 | Lewis | 49 | 36049 | 33 | 0 | 2006 | 9999 |  |  | N | Wind | [13 empty] | 0 | 0 | 0 | 0 | [11 empty] | Flat Rock Windpower LLC | 100 | Energias de Portugal SA | 100
onshore wind | Maple Ridge Wind Farm | 56290_G_3 | 56290 | G | 3 |  | Onshore Wind |  | NY_Z_C&E | New York | 36 | Lewis | 49 | 36049 | 91 | 0 | 2006 | 9999 |  |  | N | Wind | [13 empty] | 0 | 0 | 0 | 0 | [11 empty] | Flat Rock Windpower II LLC | 100 | Energias de Portugal SA | 100
onshore wind | Horse Hollow Wind Energy Center | 56291_G_1 | 56291 | G | 1 |  | Onshore Wind |  | ERC_WEST | Texas | 48 | Taylor | 441 | 48441 | 213 | 0 | 2005 | 9999 |  |  | N | Wind | [13 empty] | 0 | 0 | 0 | 0 | [11 empty] | Horse Hollow Wind LLC | 100 | NextEra Energy Inc | 100
onshore wind | Horse Hollow Wind Energy Center | 56291_G_2 | 56291 | G | 2 |  | Onshore Wind |  | ERC_WEST | Texas | 48 | Taylor | 441 | 48441 | 223.5 | 0 | 2006 | 9999 |  |  | N | Wind | [13 empty] | 0 | 0 | 0 | 0 | [11 empty] | Horse Hollow Wind II LLC | 61.5 | NextEra Energy Inc | 100
onshore wind | Horse Hollow Wind Energy Center | 56291_G_3 | 56291 | G | 3 |  | Onshore Wind |  | ERC_WEST | Texas | 48 | Taylor | 441 | 48441 | 299 | 0 | 2006 | 9999 |  |  | N | Wind | [13 empty] | 0 | 0 | 0 | 0 | [11 empty] | Horse Hollow Wind III LLC | 100 | NextEra Energy Inc | 100
natural gas peaker | Hamlet Generating Facility | 56292_G_ES1 | 56292 | G | ES1 | 89611 | Combustion Turbine |  | S_VACA | North Carolina | 37 | Richmond | 153 | 37153 | 56.5 | 11012 | 2007 | 9999 |  |  | N | Natural Gas, Distillate Fuel Oil |  |  |  | H2O | [8 empty] | 0.06 | 0.08688 | 0.08688 | 0.08688 | 0.08688 | [11 empty] | North Carolina Electric Membership Corp | 100 | North Carolina Electric Membership Corp | 100
natural gas peaker | Hamlet Generating Facility | 56292_G_ES2 | 56292 | G | ES2 | 89613 | Combustion Turbine |  | S_VACA | North Carolina | 37 | Richmond | 153 | 37153 | 56.5 | 11012 | 2007 | 9999 |  |  | N | Natural Gas, Distillate Fuel Oil |  |  |  | H2O | [8 empty] | 0.06 | 0.09311 | 0.09311 | 0.09311 | 0.09311 | [11 empty] | North Carolina Electric Membership Corp | 100 | North Carolina Electric Membership Corp | 100
natural gas peaker | Hamlet Generating Facility | 56292_G_ES3 | 56292 | G | ES3 | 89615 | Combustion Turbine |  | S_VACA | North Carolina | 37 | Richmond | 153 | 37153 | 56.5 | 11012 | 2007 | 9999 |  |  | N | Natural Gas, Distillate Fuel Oil |  |  |  | H2O | [8 empty] | 0.06 | 0.09331 | 0.09331 | 0.09331 | 0.09331 | [11 empty] | North Carolina Electric Membership Corp | 100 | North Carolina Electric Membership Corp | 100
natural gas peaker | Hamlet Generating Facility | 56292_G_ES4 | 56292 | G | ES4 | 89617 | Combustion Turbine |  | S_VACA | North Carolina | 37 | Richmond | 153 | 37153 | 56.5 | 11012 | 2007 | 9999 |  |  | N | Natural Gas, Distillate Fuel Oil |  |  |  | H2O | [8 empty] | 0.06 | 0.08659 | 0.08659 | 0.08659 | 0.08659 | [11 empty] | North Carolina Electric Membership Corp | 100 | North Carolina Electric Membership Corp | 100
natural gas peaker | Hamlet Generating Facility | 56292_G_ES5 | 56292 | G | ES5 | 89619 | Combustion Turbine |  | S_VACA | North Carolina | 37 | Richmond | 153 | 37153 | 56.5 | 11012 | 2007 | 9999 |  |  | N | Natural Gas, Distillate Fuel Oil |  |  |  | H2O | [8 empty] | 0.06 | 0.08784 | 0.08784 | 0.08784 | 0.08784 | [11 empty] | North Carolina Electric Membership Corp | 100 | North Carolina Electric Membership Corp | 100
natural gas peaker | Hamlet Generating Facility | 56292_G_ES6 | 56292 | G | ES6 | 90839 | Combustion Turbine |  | S_VACA | North Carolina | 37 | Richmond | 153 | 37153 | 56.5 | 11012 | 2013 | 9999 |  |  | N | Natural Gas, Distillate Fuel Oil |  |  |  | H2O | [8 empty] | 0.06 | 0.09312 | 0.09312 | 0.09312 | 0.09312 | [11 empty] | North Carolina Electric Membership Corp | 100 | North Carolina Electric Membership Corp | 100
onshore wind | Caprock Wind Farm | 56293_G_1 | 56293 | G | 1 |  | Onshore Wind |  | SPP_SPS | New Mexico | 35 | Quay | 37 | 35037 | 60 | 0 | 2004 | 9999 |  |  | N | Wind | [13 empty] | 0 | 0 | 0 | 0 | [11 empty] | Leeward Renewable Energy LLC | 100 | Ontario Municipal Employees Retirement System | 100
onshore wind | Caprock Wind Farm | 56293_G_2 | 56293 | G | 2 |  | Onshore Wind |  | SPP_SPS | New Mexico | 35 | Quay | 37 | 35037 | 20 | 0 | 2005 | 9999 |  |  | N | Wind | [13 empty] | 0 | 0 | 0 | 0 | [11 empty] | Caprock Wind LP | 100 | Cielo Wind Power | 100
onshore wind | Kumeyaay Wind | 56295_G_1 | 56295 | G | 1 |  | Onshore Wind |  | WEC_SDGE | California | 6 | San Diego | 73 | 06073 | 50 | 0 | 2005 | 9999 |  |  | N | Wind | [13 empty] | 0 | 0 | 0 | 0 | [11 empty] | Kumeyaay Wind LLC | 100 | ArcLight Capital Partners LLC | 100
onshore wind | Trimont Area Wind Farm | 56296_G_1 | 56296 | G | 1 |  | Onshore Wind |  | MIS_MNWI | Minnesota | 27 | Martin | 91 | 27091 | 100.5 | 0 | 2005 | 9999 |  |  | N | Wind | [13 empty] | 0 | 0 | 0 | 0 | [11 empty] | Trimont Wind I LLC | 100 | Iberdrola SA | 100
onshore wind | Crescent Ridge | 56297_G_1 | 56297 | G | 1 |  | Onshore Wind |  | MIS_IL | Illinois | 17 | Bureau | 11 | 17011 | 53 | 0 | 2005 | 9999 |  |  | N | Wind | [13 empty] | 0 | 0 | 0 | 0 | [11 empty] | Crescent Ridge LLC | 100 | ArcLight Capital Partners LLC | 100
natural gas combined cycle | Roseville Energy Park | 56298_G_0001 | 56298 | G | 0001 | 89721 | Combined Cycle |  | WEC_BANC | California | 6 | Placer | 61 | 06061 | 38 | 8053 | 2007 | 9999 |  |  | N | Natural Gas |  |  |  | DLNB | SCR | [8 empty] | 0.0064358 | 0.0064358 | 0.0064358 | 0.0064358 | [11 empty] | Roseville Electric | 100 | Roseville Electric | 100
natural gas combined cycle | Roseville Energy Park | 56298_G_0002 | 56298 | G | 0002 | 89722 | Combined Cycle |  | WEC_BANC | California | 6 | Placer | 61 | 06061 | 38 | 8053 | 2007 | 9999 |  |  | N | Natural Gas |  |  |  | DLNB | SCR | [8 empty] | 0.0064358 | 0.0064358 | 0.0064358 | 0.0064358 | [11 empty] | Roseville Electric | 100 | Roseville Electric | 100
natural gas combined cycle | Roseville Energy Park | 56298_G_0003 | 56298 | G | 0003 | 89722 | Combined Cycle |  | WEC_BANC | California | 6 | Placer | 61 | 06061 | 75 | 8053 | 2007 | 9999 |  |  | N | Natural Gas |  |  |  | DLNB | SCR | [8 empty] | 0.0064358 | 0.0064358 | 0.0064358 | 0.0064358 | [11 empty] | Roseville Electric | 100 | Roseville Electric | 100
onshore wind | Wind Park Bear Creek | 56299_G_1 | 56299 | G | 1 |  | Onshore Wind |  | PJM_WMAC | Pennsylvania | 42 | Luzerne | 79 | 42079 | 24 | 0 | 2006 | 9999 |  |  | N | Wind | [13 empty] | 0 | 0 | 0 | 0 | [11 empty] | Wind Park Bear Creek LLC | 100 | JPMorgan Chase & Co | 100
onshore wind | Jersey-Atlantic Wind Farm | 56300_G_1 | 56300 | G | 1 |  | Onshore Wind |  | PJM_EMAC | New Jersey | 34 | Atlantic | 1 | 34001 | 7.5 | 0 | 2006 | 9999 |  |  | N | Wind | [13 empty] | 0 | 0 | 0 | 0 | [11 empty] | Jersey Atlantic Wind LLC | 100 | ArcLight Capital Partners LLC | 100
onshore wind | Wolverine Creek | 56301_G_1 | 56301 | G | 1 |  | Onshore Wind |  | WECC_ID | Idaho | 16 | Bonneville | 19 | 16019 | 64.5 | 0 | 2006 | 9999 |  |  | N | Wind | [13 empty] | 0 | 0 | 0 | 0 | [11 empty] | Wolverine Creek Energy LLC | 100 | Invenergy LLC | 100
onshore wind | Oasis Wind | 56302_G_1 | 56302 | G | 1 |  | Onshore Wind |  | WECC_SCE | California | 6 | Kern | 29 | 06029 | 59 | 0 | 2004 | 9999 |  |  | N | Wind | [13 empty] | 0 | 0 | 0 | 0 | [11 empty] | Eurus Energy America Corp | 50 | Energy Capital Partners | 50
onshore wind | Elk River Wind | 56303_G_1 | 56303 | G | 1 |  | Onshore Wind |  | SPP_N | Kansas | 20 | Butler | 15 | 20015 | 150 | 0 | 2005 | 9999 |  |  | N | Wind | [13 empty] | 0 | 0 | 0 | 0 | [11 empty] | Elk River Windfarm LLC | 100 | Iberdrola SA | 100
onshore wind | San Juan Mesa Wind Project LLC | 56304_G_1 | 56304 | G | 1 |  | Onshore Wind |  | SPP_SPS | New Mexico | 35 | Roosevelt | 41 | 35041 | 120 | 0 | 2005 | 9999 |  |  | N | Wind | [13 empty] | 0 | 0 | 0 | 0 | [11 empty] | San Juan Mesa Wind Project LLC | 75 | Global Infrastructure Partners | 75
onshore wind | Adams Wind Farm | 56307_G_1 | 56307 | G | 1 |  | Onshore Wind |  | MIS_IA | Minnesota | 27 | Mower | 99 | 27099 | 14 | 0 | 2003 | 9999 |  |  | N | Wind | [13 empty] | 0 | 0 | 0 | 0 | [11 empty] | Garwin McNeilus Wind Energy Co | 100 | Garwin McNeilus Wind Energy Co | 100
onshore wind | Adams Wind Farm | 56307_G_2 | 56307 | G | 2 |  | Onshore Wind |  | MIS_IA | Minnesota | 27 | Mower | 99 | 27099 | 10 | 0 | 2004 | 9999 |  |  | N | Wind | [13 empty] | 0 | 0 | 0 | 0 | [11 empty] | Rose Creek Wind LLC | 60 | Rose Creek Wind LLC | 60
onshore wind | Fossil Gulch | 56308_G_1 | 56308 | G | 1 |  | Onshore Wind |  | WECC_ID | Idaho | 16 | Gooding | 47 | 16047 | 10.5 | 0 | 2005 | 9999 |  |  | N | Wind | [13 empty] | 0 | 0 | 0 | 0 | [11 empty] | Colorado & Sante Fe Energy Co | 100 | Colorado & Sante Fe Energy Co | 100
natural gas steam turbine | Trigen St. Louis | 56309_B_HRSG1 | 56309 | B | HRSG1 |  | O/G Steam |  | MIS_MO | Missouri | 29 | St Louis | 189 | 29189 | 1.5 | 8300 | 1999 | 9999 |  |  | Y | Natural Gas | [13 empty] | 0.2 | 0.2 | 0.2 | 0.2 | [11 empty] | Ashley Energy LLC | 100 | Ashley Energy LLC | 100
natural gas steam turbine | Trigen St. Louis | 56309_B_HRSG2 | 56309 | B | HRSG2 |  | O/G Steam |  | MIS_MO | Missouri | 29 | St Louis | 189 | 29189 | 1.5 | 8300 | 1999 | 9999 |  |  | Y | Natural Gas | [13 empty] | 0.2 | 0.2 | 0.2 | 0.2 | [11 empty] | Ashley Energy LLC | 100 | Ashley Energy LLC | 100
natural gas combined cycle | Trigen St. Louis | 56309_G_CT-1 | 56309 | G | CT-1 |  | Combined Cycle |  | MIS_MO | Missouri | 29 | St Louis | 189 | 29189 | 5 | 5500 | 1999 | 9999 |  |  | Y | Natural Gas | [13 empty] | 0.024573 | 0.024573 | 0.024573 | 0.024573 | [11 empty] | Ashley Energy LLC | 100 | Ashley Energy LLC | 100
natural gas combined cycle | Trigen St. Louis | 56309_G_CT-2 | 56309 | G | CT-2 |  | Combined Cycle |  | MIS_MO | Missouri | 29 | St Louis | 189 | 29189 | 5 | 5500 | 1999 | 9999 |  |  | Y | Natural Gas | [13 empty] | 0.024573 | 0.024573 | 0.024573 | 0.024573 | [11 empty] | Ashley Energy LLC | 100 | Ashley Energy LLC | 100
natural gas peaker | Trigen St. Louis | 56309_G_IC-1 | 56309 | G | IC-1 |  | Combustion Turbine | IC Engine | MIS_MO | Missouri | 29 | St Louis | 189 | 29189 | 1 | 23143 | 1999 | 9999 |  |  | N | Distillate Fuel Oil | [13 empty] | 1.6498 | 1.6498 | 1.6498 | 1.6498 | [11 empty] | Ashley Energy LLC | 100 | Ashley Energy LLC | 100
natural gas combined cycle | Trigen St. Louis | 56309_G_ST-3 | 56309 | G | ST-3 |  | Combined Cycle |  | MIS_MO | Missouri | 29 | St Louis | 189 | 29189 | 18 | 5500 | 2000 | 9999 |  |  | Y | Natural Gas | [12 empty] | 5.26 | 0.024573 | 0.024573 | 0.024573 | 0.024573 | [11 empty] | Ashley Energy LLC | 100 | Ashley Energy LLC | 100
onshore wind | Sweetwater Wind 3 LLC | 56311_G_SW3 | 56311 | G | SW3 |  | Onshore Wind |  | ERC_WEST | Texas | 48 | Nolan | 353 | 48353 | 135 | 0 | 2005 | 9999 |  |  | N | Wind | [13 empty] | 0 | 0 | 0 | 0 | [11 empty] | Sweetwater Wind 3 LLC | 100 | Northwestern Mutual Life Ins Co (The) | 100
geothermal | Raft River Geothermal Power Plant | 56317_G_1 | 56317 | G | 1 |  | Geothermal |  | WECC_ID | Idaho | 16 | Cassia | 31 | 16031 | 10 | 9771 | 2008 | 9999 |  |  | N | Geothermal | [13 empty] | 0 | 0 | 0 | 0 | 0.4563 | 0.4563 | 0.4563 | [8 empty] | Raft River Energy I LLC | 100 | Ormat Technologies Inc | 100
hard coal | Wygen 2 | 56319_B_1 | 56319 | B | 1 | 89633 | Coal Steam |  | WECC_WY | Wyoming | 56 | Campbell | 5 | 56005 | 90 | 11967 | 2008 | 2048 | wall | dry | N | Subbituminous | Dry Scrubber | 2008 | 0.933 | LNBO | SCR | 2008 |  | B | NA | ACI | 2016 |  | 0.1 | 0.05812 | 0.05812 | 0.05812 | 0.05812 | 0.1 | 0.1 | 0.1 | 0.983 | [7 empty] | Cheyenne Light Fuel & Power Co | 100 | Black Hills Corp | 100
onshore wind | Spring Canyon | 56320_G_1 | 56320 | G | 1 |  | Onshore Wind |  | WECC_CO | Colorado | 8 | Logan | 75 | 08075 | 60 | 0 | 2006 | 9999 |  |  | N | Wind | [13 empty] | 0 | 0 | 0 | 0 | [11 empty] | Spring Canyon Energy LLC | 100 | Invenergy LLC | 100
geothermal | Richard Burdette Geothermal | 56321_G_1 | 56321 | G | 1 |  | Geothermal |  | WECC_NNV | Nevada | 32 | Washoe | 31 | 32031 | 10 | 9771 | 2005 | 9999 |  |  | N | Geothermal | [13 empty] | 0 | 0 | 0 | 0 | 0.4563 | 0.4563 | 0.4563 | [8 empty] | Ormat Nevada Inc | 100 | Ormat Technologies Inc | 100
geothermal | Richard Burdette Geothermal | 56321_G_OEC2 | 56321 | G | OEC2 |  | Geothermal |  | WECC_NNV | Nevada | 32 | Washoe | 31 | 32031 | 10 | 9771 | 2005 | 9999 |  |  | N | Geothermal | [13 empty] | 0 | 0 | 0 | 0 | 0.4563 | 0.4563 | 0.4563 | [8 empty] | Ormat Nevada Inc | 100 | Ormat Technologies Inc | 100
onshore wind | Wild Horse | 56322_G_1 | 56322 | G | 1 |  | Onshore Wind |  | WECC_PNW | Washington | 53 | Kittitas | 37 | 53037 | 228.6 | 0 | 2006 | 9999 |  |  | N | Wind | [13 empty] | 0 | 0 | 0 | 0 | [11 empty] | Puget Sound Energy Inc | 100 | Puget Energy Inc | 100
solar pv | Wild Horse | 56322_G_WHS1 | 56322 | G | WHS1 |  | Solar PV |  | WECC_PNW | Washington | 53 | Kittitas | 37 | 53037 | 0.5 | 0 | 2007 | 9999 |  |  | N | Solar | [13 empty] | 0 | 0 | 0 | 0 | [11 empty] | Puget Sound Energy Inc | 100 | Puget Energy Inc | 100
onshore wind | Wild Horse | 56322_G_WH2 | 56322 | G | WH2 |  | Onshore Wind |  | WECC_PNW | Washington | 53 | Kittitas | 37 | 53037 | 44 | 0 | 2009 | 9999 |  |  | N | Wind | [13 empty] | 0 | 0 | 0 | 0 | [11 empty] | Puget Sound Energy Inc | 100 | Puget Energy Inc | 100
biomass | Modern Innovative Energy LLC | 56323_G_GEN1 | 56323 | G | GEN1 |  | Landfill Gas |  | NY_Z_A | New York | 36 | Niagara | 63 | 36063 | 1.6 | 13500 | 2006 | 9999 |  |  | N | Landfill Gas | [13 empty] | 0.22117 | 0.22117 | 0.22117 | 0.22117 | [11 empty] | Modern Innovative Energy LLC | 100 | Archaea Energy Inc | 100
biomass | Modern Innovative Energy LLC | 56323_G_GEN2 | 56323 | G | GEN2 |  | Landfill Gas |  | NY_Z_A | New York | 36 | Niagara | 63 | 36063 | 1.6 | 13500 | 2006 | 9999 |  |  | N | Landfill Gas | [13 empty] | 0.22117 | 0.22117 | 0.22117 | 0.22117 | [11 empty] | Modern Innovative Energy LLC | 100 | Archaea Energy Inc | 100
biomass | Modern Innovative Energy LLC | 56323_G_GEN3 | 56323 | G | GEN3 |  | Landfill Gas |  | NY_Z_A | New York | 36 | Niagara | 63 | 36063 | 1.6 | 13500 | 2006 | 9999 |  |  | N | Landfill Gas | [13 empty] | 0.22117 | 0.22117 | 0.22117 | 0.22117 | [11 empty] | Modern Innovative Energy LLC | 100 | Archaea Energy Inc | 100
biomass | Modern Innovative Energy LLC | 56323_G_GEN4 | 56323 | G | GEN4 |  | Landfill Gas |  | NY_Z_A | New York | 36 | Niagara | 63 | 36063 | 1.6 | 13500 | 2006 | 9999 |  |  | N | Landfill Gas | [13 empty] | 0.22117 | 0.22117 | 0.22117 | 0.22117 | [11 empty] | Modern Innovative Energy LLC | 100 | Archaea Energy Inc | 100
biomass | Colonie LFGTE Facility | 56324_G_GEN1 | 56324 | G | GEN1 |  | Landfill Gas |  | NY_Z_F | New York | 36 | Albany | 1 | 36001 | 1.6 | 13500 | 2006 | 9999 |  |  | N | Landfill Gas | [13 empty] | 0.22117 | 0.22117 | 0.22117 | 0.22117 | [11 empty] | Innovative/Colonie LLC | 100 | Archaea Energy Inc | 100
biomass | Colonie LFGTE Facility | 56324_G_GEN2 | 56324 | G | GEN2 |  | Landfill Gas |  | NY_Z_F | New York | 36 | Albany | 1 | 36001 | 1.6 | 13500 | 2006 | 9999 |  |  | N | Landfill Gas | [13 empty] | 0.22117 | 0.22117 | 0.22117 | 0.22117 | [11 empty] | Innovative/Colonie LLC | 100 | Archaea Energy Inc | 100
biomass | Colonie LFGTE Facility | 56324_G_GEN3 | 56324 | G | GEN3 |  | Landfill Gas |  | NY_Z_F | New York | 36 | Albany | 1 | 36001 | 1.6 | 13500 | 2006 | 9999 |  |  | N | Landfill Gas | [13 empty] | 0.22117 | 0.22117 | 0.22117 | 0.22117 | [11 empty] | Innovative/Colonie LLC | 100 | Archaea Energy Inc | 100
biomass | Colonie LFGTE Facility | 56324_G_GEN4 | 56324 | G | GEN4 |  | Landfill Gas |  | NY_Z_F | New York | 36 | Albany | 1 | 36001 | 1.6 | 13500 | 2016 | 9999 |  |  | N | Landfill Gas | [13 empty] | 0.22117 | 0.22117 | 0.22117 | 0.22117 | [11 empty] | Innovative/Colonie LLC | 100 | Archaea Energy Inc | 100
natural gas peaker | Mustang Station Unit 4 | 56326_G_GEN1 | 56326 | G | GEN1 | 89654 | Combustion Turbine |  | SPP_SPS | Texas | 48 | Yoakum | 501 | 48501 | 153 | 11411 | 2006 | 9999 |  |  | N | Natural Gas |  |  |  | DLNB | [8 empty] | 0.015 | 0.02706 | 0.02706 | 0.02706 | 0.02706 | [11 empty] | Golden Spread Electric Coop Inc | 100 | Golden Spread Electric Coop Inc | 100
natural gas peaker | Mustang Station Unit 4 | 56326_G_GEN2 | 56326 | G | GEN2 | 89751 | Combustion Turbine |  | SPP_SPS | Texas | 48 | Yoakum | 501 | 48501 | 153 | 11411 | 2007 | 9999 |  |  | N | Natural Gas |  |  |  | DLNB | [8 empty] | 0.015 | 0.0281 | 0.0281 | 0.0281 | 0.0281 | [11 empty] | Golden Spread Electric Coop Inc | 100 | Golden Spread Electric Coop Inc | 100
natural gas peaker | Mustang Station Unit 4 | 56326_G_GEN3 | 56326 | G | GEN3 | 90776 | Combustion Turbine |  | SPP_SPS | Texas | 48 | Yoakum | 501 | 48501 | 156 | 11410 | 2013 | 9999 |  |  | N | Natural Gas |  |  |  | DLNB | [9 empty] | 0.02748 | 0.02748 | 0.02748 | 0.02748 | [11 empty] | Golden Spread Electric Coop Inc | 100 | Golden Spread Electric Coop Inc | 100
biomass | Pendleton County LFGTE | 56327_G_1 | 56327 | G | 1 |  | Landfill Gas |  | PJM_West | Kentucky | 21 | Pendleton | 191 | 21191 | 0.8 | 13500 | 2007 | 9999 |  |  | N | Landfill Gas | [13 empty] | 0.22117 | 0.22117 | 0.22117 | 0.22117 | [11 empty] | East Kentucky Power Coop | 100 | East Kentucky Power Coop | 100
biomass | Pendleton County LFGTE | 56327_G_2 | 56327 | G | 2 |  | Landfill Gas |  | PJM_West | Kentucky | 21 | Pendleton | 191 | 21191 | 0.8 | 13500 | 2007 | 9999 |  |  | N | Landfill Gas | [13 empty] | 0.22117 | 0.22117 | 0.22117 | 0.22117 | [11 empty] | East Kentucky Power Coop | 100 | East Kentucky Power Coop | 100
biomass | Pendleton County LFGTE | 56327_G_3 | 56327 | G | 3 |  | Landfill Gas |  | PJM_West | Kentucky | 21 | Pendleton | 191 | 21191 | 0.8 | 13500 | 2007 | 9999 |  |  | N | Landfill Gas | [13 empty] | 0.22117 | 0.22117 | 0.22117 | 0.22117 | [11 empty] | East Kentucky Power Coop | 100 | East Kentucky Power Coop | 100
biomass | Pendleton County LFGTE | 56327_G_4 | 56327 | G | 4 |  | Landfill Gas |  | PJM_West | Kentucky | 21 | Pendleton | 191 | 21191 | 0.8 | 13500 | 2007 | 9999 |  |  | N | Landfill Gas | [13 empty] | 0.22117 | 0.22117 | 0.22117 | 0.22117 | [11 empty] | East Kentucky Power Coop | 100 | East Kentucky Power Coop | 100
natural gas peaker | Harry D Mattison Gas Plant | 56328_G_1 | 56328 | G | 1 | 89740 | Combustion Turbine |  | SPP_WEST | Arkansas | 5 | Washington | 143 | 05143 | 75 | 12535 | 2007 | 9999 |  |  | N | Natural Gas |  |  |  | DLNB | [9 empty] | 0.04744 | 0.04744 | 0.04744 | 0.04744 | [11 empty] | Southwestern Electric Power Co | 100 | American Electric Power Co Inc | 100
natural gas peaker | Harry D Mattison Gas Plant | 56328_G_2 | 56328 | G | 2 | 89741 | Combustion Turbine |  | SPP_WEST | Arkansas | 5 | Washington | 143 | 05143 | 75 | 12535 | 2007 | 9999 |  |  | N | Natural Gas |  |  |  | DLNB | [9 empty] | 0.04614 | 0.04614 | 0.04614 | 0.04614 | [11 empty] | Southwestern Electric Power Co | 100 | American Electric Power Co Inc | 100
natural gas peaker | Harry D Mattison Gas Plant | 56328_G_3 | 56328 | G | 3 | 91249 | Combustion Turbine |  | SPP_WEST | Arkansas | 5 | Washington | 143 | 05143 | 72 | 12535 | 2007 | 9999 |  |  | N | Natural Gas |  |  |  | DLNB | [9 empty] | 0.07271 | 0.07271 | 0.07271 | 0.07271 | [11 empty] | Southwestern Electric Power Co | 100 | American Electric Power Co Inc | 100
natural gas peaker | Harry D Mattison Gas Plant | 56328_G_4 | 56328 | G | 4 | 91250 | Combustion Turbine |  | SPP_WEST | Arkansas | 5 | Washington | 143 | 05143 | 72 | 12535 | 2007 | 9999 |  |  | N | Natural Gas |  |  |  | DLNB | [9 empty] | 0.07744 | 0.07744 | 0.07744 | 0.07744 | [11 empty] | Southwestern Electric Power Co | 100 | American Electric Power Co Inc | 100
hydro | Gauley River Power Partners | 56333_G_GEN1 | 56333 | G | GEN1 |  | Hydro |  | PJM_West | West Virginia | 54 | Nicholas | 67 | 54067 | 40 | 0 | 2001 | 9999 |  |  | N | Hydro | [13 empty] | 0 | 0 | 0 | 0 | [11 empty] | Gauley River Power Partners LP | 100 | Hull Street Energy LLC | 100
hydro | Gauley River Power Partners | 56333_G_GEN2 | 56333 | G | GEN2 |  | Hydro |  | PJM_West | West Virginia | 54 | Nicholas | 67 | 54067 | 40 | 0 | 2001 | 9999 |  |  | N | Hydro | [13 empty] | 0 | 0 | 0 | 0 | [11 empty] | Gauley River Power Partners LP | 100 | Hull Street Energy LLC | 100
onshore wind | Blue Canyon Windpower II | 56335_G_EW2 | 56335 | G | EW2 |  | Onshore Wind |  | SPP_WEST | Oklahoma | 40 | Comanche | 31 | 40031 | 151 | 0 | 2005 | 9999 |  |  | N | Wind | [13 empty] | 0 | 0 | 0 | 0 | [11 empty] | Blue Canyon Windpower II LLC | 100 | Energias de Portugal SA | 100
onshore wind | Aragonne Wind LLC | 56336_G_1 | 56336 | G | 1 |  | Onshore Wind |  | WECC_NM | New Mexico | 35 | Guadalupe | 19 | 35019 | 90 | 0 | 2006 | 9999 |  |  | N | Wind | [13 empty] | 0 | 0 | 0 | 0 | [11 empty] | Starwood Property Trust Inc | 70 | Starwood Capital Group Global LLC | 70
onshore wind | Sweetwater Wind 4 LLC | 56337_G_SW4 | 56337 | G | SW4 |  | Onshore Wind |  | ERC_WEST | Texas | 48 | Nolan | 353 | 48353 | 241 | 0 | 2007 | 9999 |  |  | N | Wind | [13 empty] | 0 | 0 | 0 | 0 | [11 empty] | Babcock & Brown | 47.2574 | Babcock & Brown | 47.2574
onshore wind | High Trail Wind Farm LLC | 56338_G_1 | 56338 | G | 1 |  | Onshore Wind |  | PJM_COMD | Illinois | 17 | McLean | 113 | 17113 | 198 | 0 | 2007 | 9999 |  |  | N | Wind | [13 empty] | 0 | 0 | 0 | 0 | [11 empty] | High Trail Wind Farm LLC | 100 | Energias de Portugal SA | 100
natural gas peaker | Albemarle Hospital Unit | 56339_G_1 | 56339 | G | 1 |  | Combustion Turbine | IC Engine | S_VACA | North Carolina | 37 | Stanly | 167 | 37167 | 1.8 | 11990 | 2006 | 9999 |  |  | N | Distillate Fuel Oil | [12 empty] | 2.3 | 1.6498 | 1.6498 | 1.6498 | 1.6498 | [11 empty] | North Carolina Municipal Power Agency No 1 | 100 | North Carolina Municipal Power Agency No 1 | 100
natural gas peaker | Cherryville City Hall | 56340_G_1 | 56340 | G | 1 |  | Combustion Turbine | IC Engine | S_VACA | North Carolina | 37 | Gaston | 71 | 37071 | 1.8 | 16183 | 2006 | 9999 |  |  | N | Distillate Fuel Oil | [12 empty] | 2.3 | 1.6498 | 1.6498 | 1.6498 | 1.6498 | [11 empty] | North Carolina Municipal Power Agency No 1 | 100 | North Carolina Municipal Power Agency No 1 | 100
natural gas peaker | Lincolnton High School | 56341_G_1 | 56341 | G | 1 |  | Combustion Turbine | IC Engine | S_VACA | North Carolina | 37 | Lincoln | 109 | 37109 | 1.8 | 16454 | 2006 | 9999 |  |  | N | Distillate Fuel Oil | [12 empty] | 2.3 | 1.6498 | 1.6498 | 1.6498 | 1.6498 | [11 empty] | North Carolina Municipal Power Agency No 1 | 100 | North Carolina Municipal Power Agency No 1 | 100
natural gas peaker | Maiden Community Center | 56342_G_1 | 56342 | G | 1 |  | Combustion Turbine | IC Engine | S_VACA | North Carolina | 37 | Catawba | 35 | 37035 | 1.8 | 15848 | 2006 | 9999 |  |  | N | Distillate Fuel Oil | [12 empty] | 2.3 | 1.6498 | 1.6498 | 1.6498 | 1.6498 | [11 empty] | North Carolina Municipal Power Agency No 1 | 100 | North Carolina Municipal Power Agency No 1 | 100
natural gas peaker | Monroe Middle School | 56343_G_1 | 56343 | G | 1 |  | Combustion Turbine | IC Engine | S_VACA | North Carolina | 37 | Union | 179 | 37179 | 1.8 | 20879 | 2006 | 9999 |  |  | N | Distillate Fuel Oil | [12 empty] | 2.3 | 1.6498 | 1.6498 | 1.6498 | 1.6498 | [11 empty] | North Carolina Municipal Power Agency No 1 | 100 | North Carolina Municipal Power Agency No 1 | 100
natural gas peaker | Morganton Station 5 | 56344_G_1 | 56344 | G | 1 |  | Combustion Turbine | IC Engine | S_VACA | North Carolina | 37 | Burke | 23 | 37023 | 1.8 | 12283 | 2006 | 9999 |  |  | N | Distillate Fuel Oil | [12 empty] | 2.3 | 1.6498 | 1.6498 | 1.6498 | 1.6498 | [11 empty] | North Carolina Municipal Power Agency No 1 | 100 | North Carolina Municipal Power Agency No 1 | 100
natural gas peaker | Pineville Delivery 2 | 56345_G_1 | 56345 | G | 1 |  | Combustion Turbine | IC Engine | S_VACA | North Carolina | 37 | Mecklenburg | 119 | 37119 | 1.8 | 12283 | 2006 | 9999 |  |  | N | Distillate Fuel Oil | [12 empty] | 2.3 | 1.6498 | 1.6498 | 1.6498 | 1.6498 | [11 empty] | North Carolina Municipal Power Agency No 1 | 100 | North Carolina Municipal Power Agency No 1 | 100
natural gas peaker | Bear Valley Power Plant | 56346_G_ICE1 | 56346 | G | ICE1 |  | Combustion Turbine | IC Engine | WECC_SCE | California | 6 | San Bernardino | 71 | 06071 | 1.2 | 18000 | 2005 | 9999 |  |  | N | Natural Gas | [12 empty] | 0.74 | 0.2046 | 0.2046 | 0.2046 | 0.2046 | [11 empty] | Bear Valley Electric Service | 100 | American States Water Co | 100
natural gas peaker | Bear Valley Power Plant | 56346_G_ICE2 | 56346 | G | ICE2 |  | Combustion Turbine | IC Engine | WECC_SCE | California | 6 | San Bernardino | 71 | 06071 | 1.2 | 18000 | 2005 | 9999 |  |  | N | Natural Gas | [12 empty] | 0.74 | 0.2046 | 0.2046 | 0.2046 | 0.2046 | [11 empty] | Bear Valley Electric Service | 100 | American States Water Co | 100
natural gas peaker | Bear Valley Power Plant | 56346_G_ICE3 | 56346 | G | ICE3 |  | Combustion Turbine | IC Engine | WECC_SCE | California | 6 | San Bernardino | 71 | 06071 | 1.2 | 18000 | 2005 | 9999 |  |  | N | Natural Gas | [12 empty] | 0.74 | 0.2046 | 0.2046 | 0.2046 | 0.2046 | [11 empty] | Bear Valley Electric Service | 100 | American States Water Co | 100
natural gas peaker | Bear Valley Power Plant | 56346_G_ICE4 | 56346 | G | ICE4 |  | Combustion Turbine | IC Engine | WECC_SCE | California | 6 | San Bernardino | 71 | 06071 | 1.2 | 18000 | 2005 | 9999 |  |  | N | Natural Gas | [12 empty] | 0.74 | 0.2046 | 0.2046 | 0.2046 | 0.2046 | [11 empty] | Bear Valley Electric Service | 100 | American States Water Co | 100
natural gas peaker | Bear Valley Power Plant | 56346_G_ICE5 | 56346 | G | ICE5 |  | Combustion Turbine | IC Engine | WECC_SCE | California | 6 | San Bernardino | 71 | 06071 | 1.2 | 18000 | 2005 | 9999 |  |  | N | Natural Gas | [12 empty] | 0.74 | 0.2046 | 0.2046 | 0.2046 | 0.2046 | [11 empty] | Bear Valley Electric Service | 100 | American States Water Co | 100
natural gas peaker | Bear Valley Power Plant | 56346_G_ICE6 | 56346 | G | ICE6 |  | Combustion Turbine | IC Engine | WECC_SCE | California | 6 | San Bernardino | 71 | 06071 | 1.2 | 18000 | 2005 | 9999 |  |  | N | Natural Gas | [12 empty] | 0.74 | 0.2046 | 0.2046 | 0.2046 | 0.2046 | [11 empty] | Bear Valley Electric Service | 100 | American States Water Co | 100
natural gas peaker | Bear Valley Power Plant | 56346_G_ICE7 | 56346 | G | ICE7 |  | Combustion Turbine | IC Engine | WECC_SCE | California | 6 | San Bernardino | 71 | 06071 | 1.2 | 18000 | 2005 | 9999 |  |  | N | Natural Gas | [12 empty] | 0.74 | 0.2046 | 0.2046 | 0.2046 | 0.2046 | [11 empty] | Bear Valley Electric Service | 100 | American States Water Co | 100
onshore wind | Cedar Ridge | 56347_G_1 | 56347 | G | 1 |  | Onshore Wind |  | MIS_WUMS | Wisconsin | 55 | Fond Du Lac | 39 | 55039 | 67.7 | 0 | 2008 | 9999 |  |  | N | Wind | [13 empty] | 0 | 0 | 0 | 0 | [11 empty] | Wisconsin Power & Light Co | 100 | Alliant Energy Corp | 100
natural gas peaker | Laverne Diesel Generating Plant | 56348_G_1 | 56348 | G | 1 |  | Combustion Turbine | IC Engine | SPP_WEST | Oklahoma | 40 | Harper | 59 | 40059 | 2 | 10745 | 2006 | 9999 |  |  | N | Distillate Fuel Oil | [12 empty] | 0.8 | 3.4674 | 3.4674 | 3.4674 | 3.4674 | [11 empty] | Laverne OK (Town of) | 100 | Laverne OK (Town of) | 100
natural gas peaker | Laverne Diesel Generating Plant | 56348_G_2 | 56348 | G | 2 |  | Combustion Turbine | IC Engine | SPP_WEST | Oklahoma | 40 | Harper | 59 | 40059 | 2 | 10871 | 2006 | 9999 |  |  | N | Distillate Fuel Oil | [12 empty] | 0.8 | 3.4272 | 3.4272 | 3.4272 | 3.4272 | [11 empty] | Laverne OK (Town of) | 100 | Laverne OK (Town of) | 100
natural gas combined cycle | Quail Run Energy Center | 56349_G_CT2A | 56349 | G | CT2A | 91262 | Combined Cycle |  | ERC_WEST | Texas | 48 | Ector | 135 | 48135 | 68 | 8683 | 2002 | 9999 |  |  | N | Natural Gas |  |  |  | DLNB | SCR | [8 empty] | 0.015273 | 0.015273 | 0.015273 | 0.015273 | [11 empty] | Starwood Energy Group Global LLC | 100 | Starwood Capital Group Global LLC | 100
natural gas combined cycle | Quail Run Energy Center | 56349_G_CT2B | 56349 | G | CT2B | 91263 | Combined Cycle |  | ERC_WEST | Texas | 48 | Ector | 135 | 48135 | 68 | 8683 | 2002 | 9999 |  |  | N | Natural Gas |  |  |  | DLNB | SCR | [8 empty] | 0.015273 | 0.015273 | 0.015273 | 0.015273 | [11 empty] | Starwood Energy Group Global LLC | 100 | Starwood Capital Group Global LLC | 100
natural gas combined cycle | Quail Run Energy Center | 56349_G_CT1A | 56349 | G | CT1A | 89698 | Combined Cycle |  | ERC_WEST | Texas | 48 | Ector | 135 | 48135 | 70 | 8683 | 2007 | 9999 |  |  | N | Natural Gas |  |  |  | DLNB | SCR | [8 empty] | 0.015961 | 0.015961 | 0.015961 | 0.015961 | [11 empty] | Starwood Energy Group Global LLC | 100 | Starwood Capital Group Global LLC | 100
natural gas combined cycle | Quail Run Energy Center | 56349_G_CT1B | 56349 | G | CT1B | 89699 | Combined Cycle |  | ERC_WEST | Texas | 48 | Ector | 135 | 48135 | 70 | 8683 | 2007 | 9999 |  |  | N | Natural Gas |  |  |  | DLNB | SCR | [8 empty] | 0.015961 | 0.015961 | 0.015961 | 0.015961 | [11 empty] | Starwood Energy Group Global LLC | 100 | Starwood Capital Group Global LLC | 100
natural gas combined cycle | Quail Run Energy Center | 56349_G_ST1 | 56349 | G | ST1 | 89698 | Combined Cycle |  | ERC_WEST | Texas | 48 | Ector | 135 | 48135 | 98.1 | 8683 | 2007 | 9999 |  |  | N | Natural Gas |  |  |  | LNB + NH3 | SCR | [8 empty] | 0.015961 | 0.015961 | 0.015961 | 0.015961 | [11 empty] | Starwood Energy Group Global LLC | 100 | Starwood Capital Group Global LLC | 100
natural gas combined cycle | Quail Run Energy Center | 56349_G_ST2 | 56349 | G | ST2 | 91262 | Combined Cycle |  | ERC_WEST | Texas | 48 | Ector | 135 | 48135 | 98.1 | 8683 | 2008 | 9999 |  |  | N | Natural Gas |  |  |  | LNB + NH3 | SCR | [8 empty] | 0.015273 | 0.015273 | 0.015273 | 0.015273 | [11 empty] | Starwood Energy Group Global LLC | 100 | Starwood Capital Group Global LLC | 100
natural gas combined cycle | Colorado Bend Energy Center | 56350_G_CT1A | 56350 | G | CT1A | 91260 | Combined Cycle |  | ERC_REST | Texas | 48 | Wharton | 481 | 48481 | 70 | 8440 | 2002 | 9999 |  |  | N | Natural Gas |  |  |  | DLNB | SCR | [8 empty] | 0.013712 | 0.013712 | 0.013712 | 0.013712 | [11 empty] | Colorado Bend I Power LLC | 100 | TexGen Power LLC | 100
natural gas combined cycle | Colorado Bend Energy Center | 56350_G_CT1B | 56350 | G | CT1B | 91261 | Combined Cycle |  | ERC_REST | Texas | 48 | Wharton | 481 | 48481 | 62 | 8440 | 2002 | 9999 |  |  | N | Natural Gas |  |  |  | DLNB | SCR | [8 empty] | 0.013712 | 0.013712 | 0.013712 | 0.013712 | [11 empty] | Colorado Bend I Power LLC | 100 | TexGen Power LLC | 100
natural gas combined cycle | Colorado Bend Energy Center | 56350_G_CT2A | 56350 | G | CT2A | 91264 | Combined Cycle |  | ERC_REST | Texas | 48 | Wharton | 481 | 48481 | 69 | 8440 | 2002 | 9999 |  |  | N | Natural Gas |  |  |  | DLNB | SCR | [8 empty] | 0.013066 | 0.013066 | 0.013066 | 0.013066 | [11 empty] | Colorado Bend I Power LLC | 100 | TexGen Power LLC | 100
natural gas combined cycle | Colorado Bend Energy Center | 56350_G_CT2B | 56350 | G | CT2B | 91265 | Combined Cycle |  | ERC_REST | Texas | 48 | Wharton | 481 | 48481 | 63 | 8440 | 2002 | 9999 |  |  | N | Natural Gas |  |  |  | DLNB | SCR | [8 empty] | 0.013066 | 0.013066 | 0.013066 | 0.013066 | [11 empty] | Colorado Bend I Power LLC | 100 | TexGen Power LLC | 100
natural gas combined cycle | Colorado Bend Energy Center | 56350_G_ST1 | 56350 | G | ST1 | 91260 | Combined Cycle |  | ERC_REST | Texas | 48 | Wharton | 481 | 48481 | 101 | 8440 | 2007 | 9999 |  |  | N | Natural Gas |  |  |  | LNB + NH3 | SCR | [8 empty] | 0.013712 | 0.013712 | 0.013712 | 0.013712 | [11 empty] | Colorado Bend I Power LLC | 100 | TexGen Power LLC | 100
natural gas combined cycle | Colorado Bend Energy Center | 56350_G_ST2 | 56350 | G | ST2 | 91264 | Combined Cycle |  | ERC_REST | Texas | 48 | Wharton | 481 | 48481 | 103 | 8440 | 2008 | 9999 |  |  | N | Natural Gas |  |  |  | LNB + NH3 | SCR | [8 empty] | 0.013066 | 0.013066 | 0.013066 | 0.013066 | [11 empty] | Colorado Bend I Power LLC | 100 | TexGen Power LLC | 100
onshore wind | Spearville | 56351_G_1 | 56351 | G | 1 |  | Onshore Wind |  | SPP_N | Kansas | 20 | Ford | 57 | 20057 | 100.5 | 0 | 2006 | 9999 |  |  | N | Wind | [13 empty] | 0 | 0 | 0 | 0 | [11 empty] | Evergy Metro Inc | 100 | Evergy Inc | 100
onshore wind | Spearville | 56351_G_2 | 56351 | G | 2 |  | Onshore Wind |  | SPP_N | Kansas | 20 | Ford | 57 | 20057 | 48 | 0 | 2010 | 9999 |  |  | N | Wind | [13 empty] | 0 | 0 | 0 | 0 | [11 empty] | Evergy Metro Inc | 100 | Evergy Inc | 100
onshore wind | Whispering Willow Wind Farm - East | 56355_G_1 | 56355 | G | 1 |  | Onshore Wind |  | MIS_MIDA | Iowa | 19 | Franklin | 69 | 19069 | 199.7 | 0 | 2009 | 9999 |  |  | N | Wind | [13 empty] | 0 | 0 | 0 | 0 | [11 empty] | Interstate Power & Light Co | 100 | Alliant Energy Corp | 100
natural gas combined cycle | Clearwater Power Plant | 56356_G_CT1 | 56356 | G | CT1 |  | Combined Cycle |  | WECC_SCE | California | 6 | Riverside | 65 | 06065 | 21 | 7417 | 2005 | 9999 |  |  | Y | Natural Gas | [13 empty] | 0.03187 | 0.03187 | 0.03187 | 0.03187 | [11 empty] | Corona CA (City of) | 100 | Corona CA (City of) | 100
natural gas combined cycle | Clearwater Power Plant | 56356_G_ST1 | 56356 | G | ST1 |  | Combined Cycle |  | WECC_SCE | California | 6 | Riverside | 65 | 06065 | 7 | 7417 | 2005 | 9999 |  |  | Y | Natural Gas | [13 empty] | 0.03187 | 0.03187 | 0.03187 | 0.03187 | [11 empty] | Corona CA (City of) | 100 | Corona CA (City of) | 100
onshore wind | FPL Energy Burleigh County Wind | 56357_G_GE15 | 56357 | G | GE15 |  | Onshore Wind |  | SPP_WAUE | North Dakota | 38 | Burleigh | 15 | 38015 | 31.5 | 0 | 2005 | 9999 |  |  | N | Wind | [13 empty] | 0 | 0 | 0 | 0 | [11 empty] | Wilton Wind Energy I LLC | 100 | NextEra Energy Inc | 100
onshore wind | FPL Energy Burleigh County Wind | 56357_G_GE | 56357 | G | GE |  | Onshore Wind |  | SPP_WAUE | North Dakota | 38 | Burleigh | 15 | 38015 | 18 | 0 | 2006 | 9999 |  |  | N | Wind | [13 empty] | 0 | 0 | 0 | 0 | [11 empty] | Wilton Wind Energy I LLC | 100 | NextEra Energy Inc | 100
onshore wind | Klondike Windpower II | 56359_G_PH2 | 56359 | G | PH2 |  | Onshore Wind |  | WECC_PNW | Oregon | 41 | Sherman | 55 | 41055 | 75 | 0 | 2005 | 9999 |  |  | N | Wind | [13 empty] | 0 | 0 | 0 | 0 | [11 empty] | Klondike Wind Power II LLC | 100 | Iberdrola SA | 100
onshore wind | Leaning Juniper | 56360_G_1 | 56360 | G | 1 |  | Onshore Wind |  | WECC_PNW | Oregon | 41 | Gilliam | 21 | 41021 | 109.2 | 0 | 2006 | 9999 |  |  | N | Wind | [13 empty] | 0 | 0 | 0 | 0 | [11 empty] | PacifiCorp | 100 | Berkshire Hathaway Inc | 100
onshore wind | Big Horn Wind Project | 56361_G_1 | 56361 | G | 1 |  | Onshore Wind |  | WECC_PNW | Washington | 53 | Klickitat | 39 | 53039 | 199 | 0 | 2006 | 9999 |  |  | N | Wind | [13 empty] | 0 | 0 | 0 | 0 | [11 empty] | Big Horn Wind Project LLC | 100 | Iberdrola SA | 100
onshore wind | Shiloh I Wind Project | 56362_G_1 | 56362 | G | 1 |  | Onshore Wind |  | WEC_CALN | California | 6 | Solano | 95 | 06095 | 150 | 0 | 2006 | 9999 |  |  | N | Wind | [13 empty] | 0 | 0 | 0 | 0 | [11 empty] | Shiloh I Wind Project LLC | 100 | Iberdrola SA | 100
natural gas peaker | Danville New Design Plant | 56363_G_GEN 1 | 56363 | G | GEN 1 |  | Combustion Turbine | IC Engine | PJM_Dom | Virginia | 51 | Danville City | 590 | 51590 | 1.2 | 12283 | 2005 | 9999 |  |  | N | Distillate Fuel Oil | [12 empty] | 2.64 | 1.6498 | 1.6498 | 1.6498 | 1.6498 | [11 empty] | Danville Power & Light Dept | 100 | Danville Power & Light Dept | 100
natural gas peaker | Danville Kentuck Road Plant | 56364_G_GEN 1 | 56364 | G | GEN 1 |  | Combustion Turbine | IC Engine | PJM_Dom | Virginia | 51 | Pittsylvania | 143 | 51143 | 1.2 | 12283 | 2005 | 9999 |  |  | N | Distillate Fuel Oil | [12 empty] | 2.64 | 1.6498 | 1.6498 | 1.6498 | 1.6498 | [11 empty] | Danville Power & Light Dept | 100 | Danville Power & Light Dept | 100
natural gas peaker | Electric Avenue Facility | 56367_G_4 | 56367 | G | 4 |  | Combustion Turbine | IC Engine | PJM_Dom | Virginia | 51 | Culpeper | 47 | 51047 | 1.5 | 17508 | 1997 | 9999 |  |  | N | Distillate Fuel Oil | [13 empty] | 1.6498 | 1.6498 | 1.6498 | 1.6498 | [11 empty] | Culpeper VA (Town of) | 100 | Culpeper VA (Town of) | 100
natural gas peaker | Electric Avenue Facility | 56367_G_1 | 56367 | G | 1 |  | Combustion Turbine | IC Engine | PJM_Dom | Virginia | 51 | Culpeper | 47 | 51047 | 1.8 | 11298 | 2004 | 9999 |  |  | N | Distillate Fuel Oil | [12 empty] | 2.64 | 1.6498 | 1.6498 | 1.6498 | 1.6498 | [11 empty] | Culpeper VA (Town of) | 100 | Culpeper VA (Town of) | 100
natural gas peaker | Electric Avenue Facility | 56367_G_2 | 56367 | G | 2 |  | Combustion Turbine | IC Engine | PJM_Dom | Virginia | 51 | Culpeper | 47 | 51047 | 1.8 | 11185 | 2004 | 9999 |  |  | N | Distillate Fuel Oil | [12 empty] | 2.64 | 1.6498 | 1.6498 | 1.6498 | 1.6498 | [11 empty] | Culpeper VA (Town of) | 100 | Culpeper VA (Town of) | 100
natural gas peaker | Electric Avenue Facility | 56367_G_3 | 56367 | G | 3 |  | Combustion Turbine | IC Engine | PJM_Dom | Virginia | 51 | Culpeper | 47 | 51047 | 1.8 | 11185 | 2004 | 9999 |  |  | N | Distillate Fuel Oil | [12 empty] | 2.64 | 1.6498 | 1.6498 | 1.6498 | 1.6498 | [11 empty] | Culpeper VA (Town of) | 100 | Culpeper VA (Town of) | 100
natural gas peaker | Water Treatment Plant Generators | 56368_G_WP1 | 56368 | G | WP1 |  | Combustion Turbine | IC Engine | PJM_Dom | Virginia | 51 | Prince William | 153 | 51153 | 1.7 | 13730 | 2007 | 9999 |  |  | N | Distillate Fuel Oil | [13 empty] | 1.6498 | 1.6498 | 1.6498 | 1.6498 | [11 empty] | Manassas VA (City of) | 100 | Manassas VA (City of) | 100
onshore wind | Casselman Wind Power Project | 56369_G_1 | 56369 | G | 1 |  | Onshore Wind |  | PJM_PENE | Pennsylvania | 42 | Somerset | 111 | 42111 | 34.5 | 0 | 2007 | 9999 |  |  | N | Wind | [13 empty] | 0 | 0 | 0 | 0 | [11 empty] | Casselman Windpower LLC | 100 | Iberdrola SA | 100
onshore wind | Cedar Creek Wind | 56371_G_1 | 56371 | G | 1 |  | Onshore Wind |  | WECC_CO | Colorado | 8 | Weld | 123 | 08123 | 221 | 0 | 2007 | 9999 |  |  | N | Wind | [13 empty] | 0 | 0 | 0 | 0 | [11 empty] | Cedar Creek Wind Energy LLC | 100 | BP plc | 100
onshore wind | Cedar Creek Wind | 56371_G_2 | 56371 | G | 2 |  | Onshore Wind |  | WECC_CO | Colorado | 8 | Weld | 123 | 08123 | 79.5 | 0 | 2007 | 9999 |  |  | N | Wind | [13 empty] | 0 | 0 | 0 | 0 | [11 empty] | Cedar Creek Wind Energy LLC | 100 | BP plc | 100
onshore wind | Sweetwater Wind 5 | 56372_G_SW5 | 56372 | G | SW5 |  | Onshore Wind |  | ERC_WEST | Texas | 48 | Nolan | 353 | 48353 | 80.5 | 0 | 2007 | 9999 |  |  | N | Wind | [13 empty] | 0 | 0 | 0 | 0 | [11 empty] | Babcock & Brown Sweetwater 4 5 LLC | 50 | ArcLight Capital Partners LLC | 50
natural gas peaker | Robert Mueller Energy Center | 56374_G_CT1 | 56374 | G | CT1 |  | Combustion Turbine |  | ERC_REST | Texas | 48 | Travis | 453 | 48453 | 3.7 | 10745 | 2006 | 9999 |  |  | Y | Natural Gas | [12 empty] | 3 | 0.0759 | 0.0759 | 0.0759 | 0.0759 | [11 empty] | Austin Energy | 100 | Austin Energy | 100
natural gas peaker | Robert Mueller Energy Center | 56374_G_DG1 | 56374 | G | DG1 |  | Combustion Turbine | IC Engine | ERC_REST | Texas | 48 | Travis | 453 | 48453 | 1.5 | 10802 | 2006 | 9999 |  |  | N | Distillate Fuel Oil | [12 empty] | 3 | 1.6498 | 1.6498 | 1.6498 | 1.6498 | [11 empty] | Austin Energy | 100 | Austin Energy | 100
onshore wind | Pike County Wind Power | 56376_G_WTG1 | 56376 | G | WTG1 |  | Onshore Wind |  | MIS_IL | Illinois | 17 | Pike | 149 | 17149 | 1.7 | 0 | 2005 | 9999 |  |  | N | Wind | [13 empty] | 0 | 0 | 0 | 0 | [11 empty] | Illinois Rural Electric Coop | 100 | Illinois Rural Electric Coop | 100
onshore wind | Judith Gap Wind Energy Center | 56377_G_1 | 56377 | G | 1 |  | Onshore Wind |  | WECC_MT | Montana | 30 | Wheatland | 107 | 30107 | 135 | 0 | 2005 | 9999 |  |  | N | Wind | [13 empty] | 0 | 0 | 0 | 0 | [11 empty] | Judith Gap Energy LLC | 100 | Invenergy LLC | 100
onshore wind | Victory Wind Farm | 56379_G_VWF | 56379 | G | VWF |  | Onshore Wind |  | MIS_MIDA | Iowa | 19 | Carroll | 27 | 19027 | 99 | 0 | 2006 | 9999 |  |  | N | Wind | [13 empty] | 0 | 0 | 0 | 0 | [11 empty] | MidAmerican Energy Co | 100 | Berkshire Hathaway Inc | 100
onshore wind | Centennial Wind Farm | 56380_G_WT1 | 56380 | G | WT1 |  | Onshore Wind |  | SPP_WEST | Oklahoma | 40 | Harper | 59 | 40059 | 120 | 0 | 2006 | 9999 |  |  | N | Wind | [13 empty] | 0 | 0 | 0 | 0 | [11 empty] | Oklahoma Gas & Electric Co | 100 | OGE Energy Corp | 100
onshore wind | Northern Iowa Windpower II | 56383_G_TOI2 | 56383 | G | TOI2 |  | Onshore Wind |  | MIS_IA | Iowa | 19 | Worth | 195 | 19195 | 80 | 0 | 2008 | 9999 |  |  | N | Wind | [13 empty] | 0 | 0 | 0 | 0 | [11 empty] | Northern Iowa Windpower II LLC | 100 | Iberdrola SA | 100
onshore wind | Top of Iowa Windfarm III | 56386_G_TOI3 | 56386 | G | TOI3 |  | Onshore Wind |  | MIS_IA | Iowa | 19 | Worth | 195 | 19195 | 3.4 | 0 | 2008 | 9999 |  |  | N | Wind | [13 empty] | 0 | 0 | 0 | 0 | [11 empty] | Madison Gas & Electric Co | 100 | MGE Energy Inc | 100
onshore wind | Blue Sky Green Field Wind Project | 56391_G_1 | 56391 | G | 1 |  | Onshore Wind |  | MIS_WUMS | Wisconsin | 55 | Fond Du Lac | 39 | 55039 | 21 | 0 | 2008 | 9999 |  |  | N | Wind | [13 empty] | 0 | 0 | 0 | 0 | [11 empty] | Wisconsin Electric Power Co | 100 | WEC Energy Group Inc | 100
onshore wind | FPL Energy Oliver Wind I LLC | 56392_G_1 | 56392 | G | 1 |  | Onshore Wind |  | MIS_MNWI | North Dakota | 38 | Oliver | 65 | 38065 | 50.6 | 0 | 2006 | 9999 |  |  | N | Wind | [13 empty] | 0 | 0 | 0 | 0 | [11 empty] | Oliver Wind I LLC | 100 | NextEra Energy Inc | 100
onshore wind | Forest Creek Wind Farm LLC | 56394_G_1 | 56394 | G | 1 |  | Onshore Wind |  | ERC_WEST | Texas | 48 | Glasscock | 173 | 48173 | 124.2 | 0 | 2006 | 9999 |  |  | N | Wind | [13 empty] | 0 | 0 | 0 | 0 | [11 empty] | Forest Creek Wind Farm LLC | 100 | RWE Group | 100
onshore wind | Mesquite Wind Power LLC | 56395_G_1 | 56395 | G | 1 |  | Onshore Wind |  | ERC_WEST | Texas | 48 | Shackelford | 417 | 48417 | 200 | 0 | 2007 | 9999 |  |  | N | Wind | [13 empty] | 0 | 0 | 0 | 0 | [11 empty] | Mesquite Wind Power LLC | 100 | Energias de Portugal SA | 100
natural gas peaker | Hunlock Unit 4 | 56397_G_4 | 56397 | G | 4 | 2176 | Combustion Turbine |  | PJM_WMAC | Pennsylvania | 42 | Luzerne | 79 | 42079 | 45.9 | 25000 | 2000 | 9999 |  |  | N | Natural Gas |  |  |  | H2O | [8 empty] | 4 | 0.08538 | 0.08538 | 0.08538 | 0.08538 | [11 empty] | Hunlock Energy LLC | 100 | UGI Corp | 100
onshore wind | Lempster Wind LLC | 56399_G_1 | 56399 | G | 1 |  | Onshore Wind |  | NENGREST | New Hampshire | 33 | Sullivan | 19 | 33019 | 24 | 0 | 2008 | 9999 |  |  | N | Wind | [13 empty] | 0 | 0 | 0 | 0 | [11 empty] | Lempster Wind LLC | 100 | Iberdrola SA | 100
natural gas combined cycle | Treasure Coast Energy Center | 56400_G_CT1 | 56400 | G | CT1 | 89720 | Combined Cycle |  | FRCC | Florida | 12 | St Lucie | 111 | 12111 | 158.8 | 7050 | 2008 | 9999 |  |  | N | Natural Gas, Distillate Fuel Oil |  |  |  | DLNB + H2O | SCR | [7 empty] | 0.001 | 0.0057611 | 0.0057611 | 0.0057611 | 0.0057611 | [11 empty] | Florida Municipal Power Agency | 100 | Florida Municipal Power Agency | 100
natural gas combined cycle | Treasure Coast Energy Center | 56400_G_ST1 | 56400 | G | ST1 | 89720 | Combined Cycle |  | FRCC | Florida | 12 | St Lucie | 111 | 12111 | 159.2 | 7050 | 2008 | 9999 |  |  | N | Natural Gas, Distillate Fuel Oil |  |  |  | DLNB + H2O | SCR | [8 empty] | 0.0057611 | 0.0057611 | 0.0057611 | 0.0057611 | [11 empty] | Florida Municipal Power Agency | 100 | Florida Municipal Power Agency | 100
biomass | Noble Hill Landfill | 56404_G_NHLC | 56404 | G | NHLC |  | Landfill Gas |  | SPP_N | Missouri | 29 | Greene | 77 | 29077 | 3 | 13500 | 2006 | 9999 |  |  | N | Landfill Gas | [13 empty] | 0.22117 | 0.22117 | 0.22117 | 0.22117 | [11 empty] | Springfield MO (City of) | 100 | Springfield MO (City of) | 100
solar thermal | Nevada Solar One | 56405_B_HI | 56405 | B | HI |  | Solar Thermal |  | WECC_SNV | Nevada | 32 | Clark | 3 | 32003 | 68 | 9771 | 2007 | 9999 |  |  | N | Solar | [13 empty] | 0 | 0 | 0 | 0 | [11 empty] | Nevada Solar One LLC | 100 | Acciona Energia | 100
biomass | Sierra Pacific Burlington Facility | 56406_B_BLR1 | 56406 | B | BLR1 |  | Biomass |  | WECC_PNW | Washington | 53 | Skagit | 57 | 53057 | 24.6 | 4552 | 2007 | 9999 |  |  | Y | Biomass |  |  |  |  | SNCR |  |  | ESPC + C | No |  |  |  |  | 0.13 | 0.13 | 0.13 | 0.13 | [11 empty] | Sierra Pacific Industries Inc | 100 | Sierra Pacific Industries | 100
natural gas combined cycle | West County Energy Center | 56407_G_1A | 56407 | G | 1A | 89726 | Combined Cycle |  | FRCC | Florida | 12 | Palm Beach | 99 | 12099 | 257.6 | 7060 | 2009 | 9999 |  |  | N | Natural Gas, Distillate Fuel Oil |  |  |  | DLNB + H2O + NH3 | SCR | [8 empty] | 0.0078199 | 0.0078199 | 0.0078199 | 0.0078199 | [11 empty] | Florida Power & Light Co | 100 | NextEra Energy Inc | 100
natural gas combined cycle | West County Energy Center | 56407_G_1B | 56407 | G | 1B | 89727 | Combined Cycle |  | FRCC | Florida | 12 | Palm Beach | 99 | 12099 | 257.6 | 7060 | 2009 | 9999 |  |  | N | Natural Gas, Distillate Fuel Oil |  |  |  | DLNB + H2O + NH3 | SCR | [8 empty] | 0.0078199 | 0.0078199 | 0.0078199 | 0.0078199 | [11 empty] | Florida Power & Light Co | 100 | NextEra Energy Inc | 100
natural gas combined cycle | West County Energy Center | 56407_G_1C | 56407 | G | 1C | 89728 | Combined Cycle |  | FRCC | Florida | 12 | Palm Beach | 99 | 12099 | 257.6 | 7060 | 2009 | 9999 |  |  | N | Natural Gas, Distillate Fuel Oil |  |  |  | DLNB + H2O + NH3 | SCR | [8 empty] | 0.0078199 | 0.0078199 | 0.0078199 | 0.0078199 | [11 empty] | Florida Power & Light Co | 100 | NextEra Energy Inc | 100
natural gas combined cycle | West County Energy Center | 56407_G_1ST | 56407 | G | 1ST | 89726 | Combined Cycle |  | FRCC | Florida | 12 | Palm Beach | 99 | 12099 | 486.2 | 7060 | 2009 | 9999 |  |  | N | Natural Gas, Distillate Fuel Oil |  |  |  | LNB + NH3 | SCR | [8 empty] | 0.0078199 | 0.0078199 | 0.0078199 | 0.0078199 | [11 empty] | Florida Power & Light Co | 100 | NextEra Energy Inc | 100
natural gas combined cycle | West County Energy Center | 56407_G_2A | 56407 | G | 2A | 89729 | Combined Cycle |  | FRCC | Florida | 12 | Palm Beach | 99 | 12099 | 257.7 | 7060 | 2009 | 9999 |  |  | N | Natural Gas, Distillate Fuel Oil |  |  |  | DLNB + H2O + NH3 | SCR | [8 empty] | 0.0078122 | 0.0078122 | 0.0078122 | 0.0078122 | [11 empty] | Florida Power & Light Co | 100 | NextEra Energy Inc | 100
natural gas combined cycle | West County Energy Center | 56407_G_2B | 56407 | G | 2B | 89730 | Combined Cycle |  | FRCC | Florida | 12 | Palm Beach | 99 | 12099 | 257.7 | 7060 | 2009 | 9999 |  |  | N | Natural Gas, Distillate Fuel Oil |  |  |  | DLNB + H2O + NH3 | SCR | [8 empty] | 0.0078122 | 0.0078122 | 0.0078122 | 0.0078122 | [11 empty] | Florida Power & Light Co | 100 | NextEra Energy Inc | 100
natural gas combined cycle | West County Energy Center | 56407_G_2C | 56407 | G | 2C | 89731 | Combined Cycle |  | FRCC | Florida | 12 | Palm Beach | 99 | 12099 | 257.7 | 7060 | 2009 | 9999 |  |  | N | Natural Gas, Distillate Fuel Oil |  |  |  | DLNB + H2O + NH3 | SCR | [8 empty] | 0.0078122 | 0.0078122 | 0.0078122 | 0.0078122 | [11 empty] | Florida Power & Light Co | 100 | NextEra Energy Inc | 100
natural gas combined cycle | West County Energy Center | 56407_G_2ST | 56407 | G | 2ST | 89729 | Combined Cycle |  | FRCC | Florida | 12 | Palm Beach | 99 | 12099 | 485.9 | 7060 | 2009 | 9999 |  |  | N | Natural Gas, Distillate Fuel Oil |  |  |  | LNB + NH3 | SCR | [8 empty] | 0.0078122 | 0.0078122 | 0.0078122 | 0.0078122 | [11 empty] | Florida Power & Light Co | 100 | NextEra Energy Inc | 100
natural gas combined cycle | West County Energy Center | 56407_G_3A | 56407 | G | 3A | 90654 | Combined Cycle |  | FRCC | Florida | 12 | Palm Beach | 99 | 12099 | 257.7 | 7060 | 2011 | 9999 |  |  | N | Natural Gas, Distillate Fuel Oil |  |  |  | DLNB + H2O | SCR | [8 empty] | 0.0077172 | 0.0077172 | 0.0077172 | 0.0077172 | [11 empty] | Florida Power & Light Co | 100 | NextEra Energy Inc | 100
natural gas combined cycle | West County Energy Center | 56407_G_3B | 56407 | G | 3B | 90655 | Combined Cycle |  | FRCC | Florida | 12 | Palm Beach | 99 | 12099 | 257.7 | 7060 | 2011 | 9999 |  |  | N | Natural Gas, Distillate Fuel Oil |  |  |  | DLNB + H2O | SCR | [8 empty] | 0.0077172 | 0.0077172 | 0.0077172 | 0.0077172 | [11 empty] | Florida Power & Light Co | 100 | NextEra Energy Inc | 100
natural gas combined cycle | West County Energy Center | 56407_G_3C | 56407 | G | 3C | 90656 | Combined Cycle |  | FRCC | Florida | 12 | Palm Beach | 99 | 12099 | 257.7 | 7060 | 2011 | 9999 |  |  | N | Natural Gas, Distillate Fuel Oil |  |  |  | DLNB + H2O | SCR | [8 empty] | 0.0077172 | 0.0077172 | 0.0077172 | 0.0077172 | [11 empty] | Florida Power & Light Co | 100 | NextEra Energy Inc | 100
natural gas combined cycle | West County Energy Center | 56407_G_3ST | 56407 | G | 3ST | 90654 | Combined Cycle |  | FRCC | Florida | 12 | Palm Beach | 99 | 12099 | 485.9 | 7060 | 2011 | 9999 |  |  | N | Natural Gas, Distillate Fuel Oil |  |  |  | LNB + NH3 | SCR | [8 empty] | 0.0077172 | 0.0077172 | 0.0077172 | 0.0077172 | [11 empty] | Florida Power & Light Co | 100 | NextEra Energy Inc | 100
onshore wind | Agriwind | 56408_G_AWND1 | 56408 | G | AWND1 |  | Onshore Wind |  | PJM_COMD | Illinois | 17 | BUREAU | 11 | 17011 | 8.4 | 0 | 2007 | 9999 |  |  | N | Wind | [13 empty] | 0 | 0 | 0 | 0 | [11 empty] | AgriWind LLC | 100 | Exelon Corp | 100
onshore wind | Stahl Wind Energy | 56409_G_1 | 56409 | G | 1 |  | Onshore Wind |  | MIS_MNWI | Minnesota | 27 | Pipestone | 117 | 27117 | 1.7 | 0 | 2004 | 9999 |  |  | N | Wind | [13 empty] | 0 | 0 | 0 | 0 | [11 empty] | Stahl Wind Energy LLC | 100 | NRG Energy Inc | 100
onshore wind | Carstensen Wind | 56410_G_1 | 56410 | G | 1 |  | Onshore Wind |  | MIS_MNWI | Minnesota | 27 | Pipestone | 117 | 27117 | 1.7 | 0 | 2004 | 9999 |  |  | N | Wind | [13 empty] | 0 | 0 | 0 | 0 | [11 empty] | Carstensen Wind LLC | 100 | NRG Energy Inc | 100
onshore wind | Northern Lights Wind LLC | 56411_G_1 | 56411 | G | 1 |  | Onshore Wind |  | MIS_MNWI | Minnesota | 27 | Pipestone | 117 | 27117 | 1.7 | 0 | 2004 | 9999 |  |  | N | Wind | [13 empty] | 0 | 0 | 0 | 0 | [11 empty] | Northern Lights Wind LLC | 100 | NRG Energy Inc | 100
onshore wind | Lucky Wind | 56412_G_1 | 56412 | G | 1 |  | Onshore Wind |  | MIS_MNWI | Minnesota | 27 | Pipestone | 117 | 27117 | 1.7 | 0 | 2004 | 9999 |  |  | N | Wind | [13 empty] | 0 | 0 | 0 | 0 | [11 empty] | Lucky Wind LLC | 100 | NRG Energy Inc | 100
onshore wind | Greenback Energy | 56413_G_1 | 56413 | G | 1 |  | Onshore Wind |  | MIS_MNWI | Minnesota | 27 | Pipestone | 117 | 27117 | 1.7 | 0 | 2004 | 9999 |  |  | N | Wind | [13 empty] | 0 | 0 | 0 | 0 | [11 empty] | Greenback Energy LLC | 100 | NRG Energy Inc | 100
onshore wind | Redwood Falls Wind | 56414_G_WND1 | 56414 | G | WND1 |  | Onshore Wind |  | MIS_MNWI | Minnesota | 27 | Redwood | 127 | 27127 | 1.7 | 0 | 2004 | 9999 |  |  | N | Wind | [13 empty] | 0 | 0 | 0 | 0 | [11 empty] | Southern Minnesota Municipal Power Agency | 100 | Southern Minnesota Municipal Power Agency | 100
onshore wind | Redwood Falls Wind | 56414_G_WND2 | 56414 | G | WND2 |  | Onshore Wind |  | MIS_MNWI | Minnesota | 27 | Redwood | 127 | 27127 | 1.7 | 0 | 2005 | 9999 |  |  | N | Wind | [13 empty] | 0 | 0 | 0 | 0 | [11 empty] | Southern Minnesota Municipal Power Agency | 100 | Southern Minnesota Municipal Power Agency | 100
onshore wind | Fairmont Wind | 56415_G_WND1 | 56415 | G | WND1 |  | Onshore Wind |  | MIS_MNWI | Minnesota | 27 | Martin | 91 | 27091 | 0.9 | 0 | 2003 | 9999 |  |  | N | Wind | [13 empty] | 0 | 0 | 0 | 0 | [11 empty] | Southern Minnesota Municipal Power Agency | 100 | Southern Minnesota Municipal Power Agency | 100
onshore wind | Fairmont Wind | 56415_G_WND2 | 56415 | G | WND2 |  | Onshore Wind |  | MIS_MNWI | Minnesota | 27 | Martin | 91 | 27091 | 0.9 | 0 | 2003 | 9999 |  |  | N | Wind | [13 empty] | 0 | 0 | 0 | 0 | [11 empty] | Southern Minnesota Municipal Power Agency | 100 | Southern Minnesota Municipal Power Agency | 100
onshore wind | Fairmont Wind | 56415_G_WND3 | 56415 | G | WND3 |  | Onshore Wind |  | MIS_MNWI | Minnesota | 27 | Martin | 91 | 27091 | 1.7 | 0 | 2004 | 9999 |  |  | N | Wind | [13 empty] | 0 | 0 | 0 | 0 | [11 empty] | Southern Minnesota Municipal Power Agency | 100 | Southern Minnesota Municipal Power Agency | 100
onshore wind | Fairmont Wind | 56415_G_WND4 | 56415 | G | WND4 |  | Onshore Wind |  | MIS_MNWI | Minnesota | 27 | Martin | 91 | 27091 | 1.7 | 0 | 2005 | 9999 |  |  | N | Wind | [13 empty] | 0 | 0 | 0 | 0 | [11 empty] | Southern Minnesota Municipal Power Agency | 100 | Southern Minnesota Municipal Power Agency | 100
onshore wind | Michigan Wind 1 | 56416_G_1 | 56416 | G | 1 |  | Onshore Wind |  | MIS_LMI | Michigan | 26 | Huron | 63 | 26063 | 69 | 0 | 2008 | 9999 |  |  | N | Wind | [13 empty] | 0 | 0 | 0 | 0 | [11 empty] | Michigan Wind 1 LLC | 100 | Exelon Corp | 100
biomass | Beecher Gas Recovery | 56419_G_B1 | 56419 | G | B1 |  | Landfill Gas |  | PJM_COMD | Illinois | 17 | Will | 197 | 17197 | 1.1 | 13500 | 2006 | 9999 |  |  | N | Landfill Gas | [13 empty] | 0.22117 | 0.22117 | 0.22117 | 0.22117 | [11 empty] | Beecher Energy LLC | 100 | Beecher Energy LLC | 100
biomass | Beecher Gas Recovery | 56419_G_B2 | 56419 | G | B2 |  | Landfill Gas |  | PJM_COMD | Illinois | 17 | Will | 197 | 17197 | 1.1 | 13500 | 2006 | 9999 |  |  | N | Landfill Gas | [13 empty] | 0.22117 | 0.22117 | 0.22117 | 0.22117 | [11 empty] | Beecher Energy LLC | 100 | Beecher Energy LLC | 100
biomass | Beecher Gas Recovery | 56419_G_B3 | 56419 | G | B3 |  | Landfill Gas |  | PJM_COMD | Illinois | 17 | Will | 197 | 17197 | 1.1 | 13500 | 2008 | 9999 |  |  | N | Landfill Gas | [13 empty] | 0.22117 | 0.22117 | 0.22117 | 0.22117 | [11 empty] | Beecher Energy LLC | 100 | Beecher Energy LLC | 100
natural gas peaker | Renick Run Pumping Station 03-04 | 56420_G_0003 | 56420 | G | 0003 |  | Combustion Turbine | IC Engine | PJM_West | Ohio | 39 | Franklin | 49 | 39049 | 1.1 | 11666 | 2006 | 9999 |  |  | N | Distillate Fuel Oil | [12 empty] | 3.6 | 1.6498 | 1.6498 | 1.6498 | 1.6498 | [11 empty] | Columbus OH (City of) | 100 | Columbus OH (City of) | 100
natural gas peaker | Renick Run Pumping Station 03-04 | 56420_G_0004 | 56420 | G | 0004 |  | Combustion Turbine | IC Engine | PJM_West | Ohio | 39 | Franklin | 49 | 39049 | 1.1 | 11657 | 2006 | 9999 |  |  | N | Distillate Fuel Oil | [12 empty] | 3.6 | 1.6498 | 1.6498 | 1.6498 | 1.6498 | [11 empty] | Columbus OH (City of) | 100 | Columbus OH (City of) | 100
natural gas peaker | PS ST-8 Engine No 1 | 56421_G_0005 | 56421 | G | 0005 |  | Combustion Turbine | IC Engine | PJM_West | Ohio | 39 | Franklin | 49 | 39049 | 1.8 | 12511 | 2008 | 9999 |  |  | N | Distillate Fuel Oil | [12 empty] | 3.6 | 1.6498 | 1.6498 | 1.6498 | 1.6498 | [11 empty] | Columbus OH (City of) | 100 | Columbus OH (City of) | 100
natural gas peaker | ST-1/1A Engine No 1 | 56422_G_0006 | 56422 | G | 0006 |  | Combustion Turbine | IC Engine | PJM_West | Ohio | 39 | Franklin | 49 | 39049 | 1.1 | 25000 | 2008 | 9999 |  |  | N | Distillate Fuel Oil | [12 empty] | 3.6 | 1.6498 | 1.6498 | 1.6498 | 1.6498 | [11 empty] | Columbus OH (City of) | 100 | Columbus OH (City of) | 100
natural gas peaker | Dodge Park Engine No 1 | 56423_G_0007 | 56423 | G | 0007 |  | Combustion Turbine | IC Engine | PJM_West | Ohio | 39 | Franklin | 49 | 39049 | 1.8 | 13120 | 2008 | 9999 |  |  | N | Distillate Fuel Oil | [12 empty] | 3.6 | 1.6498 | 1.6498 | 1.6498 | 1.6498 | [11 empty] | Columbus OH (City of) | 100 | Columbus OH (City of) | 100
onshore wind | Mower County Wind Energy Center | 56424_G_1 | 56424 | G | 1 |  | Onshore Wind |  | MIS_IA | Minnesota | 27 | Mower | 99 | 27099 | 98.9 | 0 | 2006 | 9999 |  |  | N | Wind | [13 empty] | 0 | 0 | 0 | 0 | [11 empty] | FPL Energy Mower County LLC | 100 | Xcel Energy Inc | 100
biomass | Ameresco Chicopee Energy | 56426_G_Unit1 | 56426 | G | Unit1 |  | Landfill Gas |  | NENGREST | Massachusetts | 25 | Hampden | 13 | 25013 | 1.9 | 13500 | 2004 | 9999 |  |  | N | Landfill Gas | [13 empty] | 0.17292 | 0.17292 | 0.17292 | 0.17292 | [11 empty] | Ameresco Chicopee Energy LLC | 100 | Ameresco Inc | 100
biomass | Ameresco Chicopee Energy | 56426_G_Unit2 | 56426 | G | Unit2 |  | Landfill Gas |  | NENGREST | Massachusetts | 25 | Hampden | 13 | 25013 | 1.9 | 13500 | 2004 | 9999 |  |  | N | Landfill Gas | [13 empty] | 0.17551 | 0.17551 | 0.17551 | 0.17551 | [11 empty] | Ameresco Chicopee Energy LLC | 100 | Ameresco Inc | 100
biomass | Ameresco Chicopee Energy | 56426_G_Unit3 | 56426 | G | Unit3 |  | Landfill Gas |  | NENGREST | Massachusetts | 25 | Hampden | 13 | 25013 | 1.9 | 13500 | 2004 | 9999 |  |  | N | Landfill Gas | [13 empty] | 0.16204 | 0.16204 | 0.16204 | 0.16204 | [11 empty] | Ameresco Chicopee Energy LLC | 100 | Ameresco Inc | 100
biomass | Ameresco Chicopee Energy | 56426_G_UNIT4 | 56426 | G | UNIT4 |  | Landfill Gas |  | NENGREST | Massachusetts | 25 | Hampden | 13 | 25013 | 2 | 13500 | 2010 | 9999 |  |  | N | Landfill Gas | [13 empty] | 0.14772 | 0.14772 | 0.14772 | 0.14772 | [11 empty] | Ameresco Chicopee Energy LLC | 100 | Ameresco Inc | 100
biomass | Ameresco Janesville | 56427_G_Unit1 | 56427 | G | Unit1 |  | Landfill Gas |  | MIS_WUMS | Wisconsin | 55 | Rock | 105 | 55105 | 1 | 13500 | 2004 | 9999 |  |  | N | Landfill Gas | [13 empty] | 0.22117 | 0.22117 | 0.22117 | 0.22117 | [11 empty] | Ameresco Janesville LLC | 100 | Ameresco Inc | 100
biomass | Ameresco Janesville | 56427_G_Unit2 | 56427 | G | Unit2 |  | Landfill Gas |  | MIS_WUMS | Wisconsin | 55 | Rock | 105 | 55105 | 1 | 13500 | 2004 | 9999 |  |  | N | Landfill Gas | [13 empty] | 0.22117 | 0.22117 | 0.22117 | 0.22117 | [11 empty] | Ameresco Janesville LLC | 100 | Ameresco Inc | 100
biomass | Ameresco Janesville | 56427_G_Unit3 | 56427 | G | Unit3 |  | Landfill Gas |  | MIS_WUMS | Wisconsin | 55 | Rock | 105 | 55105 | 1 | 13500 | 2004 | 9999 |  |  | N | Landfill Gas | [13 empty] | 0.22117 | 0.22117 | 0.22117 | 0.22117 | [11 empty] | Ameresco Janesville LLC | 100 | Ameresco Inc | 100
biomass | Ameresco Santa Cruz Energy | 56428_G_Unit1 | 56428 | G | Unit1 |  | Landfill Gas |  | WEC_CALN | California | 6 | Santa Cruz | 87 | 06087 | 1 | 13500 | 2006 | 9999 |  |  | N | Landfill Gas | [13 empty] | 0.14914 | 0.14914 | 0.14914 | 0.14914 | [11 empty] | Ameresco Santa Cruz Energy LLC | 100 | Ameresco Inc | 100
biomass | Ameresco Santa Cruz Energy | 56428_G_Unit2 | 56428 | G | Unit2 |  | Landfill Gas |  | WEC_CALN | California | 6 | Santa Cruz | 87 | 06087 | 1 | 13500 | 2006 | 9999 |  |  | N | Landfill Gas | [13 empty] | 0.14914 | 0.14914 | 0.14914 | 0.14914 | [11 empty] | Ameresco Santa Cruz Energy LLC | 100 | Ameresco Inc | 100
biomass | Ameresco Santa Cruz Energy | 56428_G_Unit3 | 56428 | G | Unit3 |  | Landfill Gas |  | WEC_CALN | California | 6 | Santa Cruz | 87 | 06087 | 1 | 13500 | 2006 | 9999 |  |  | N | Landfill Gas | [13 empty] | 0.14914 | 0.14914 | 0.14914 | 0.14914 | [11 empty] | Ameresco Santa Cruz Energy LLC | 100 | Ameresco Inc | 100
biomass | Ameresco Delaware South | 56429_G_1 | 56429 | G | 1 |  | Landfill Gas |  | PJM_EMAC | Delaware | 10 | Sussex | 5 | 10005 | 1 | 13500 | 2006 | 9999 |  |  | N | Landfill Gas | [12 empty] | 0.2 | 0.1697 | 0.1697 | 0.1697 | 0.1697 | [11 empty] | Ameresco Delaware South | 100 | Ameresco Inc | 100
biomass | Ameresco Delaware South | 56429_G_2 | 56429 | G | 2 |  | Landfill Gas |  | PJM_EMAC | Delaware | 10 | Sussex | 5 | 10005 | 1 | 13500 | 2006 | 9999 |  |  | N | Landfill Gas | [12 empty] | 0.2 | 0.1697 | 0.1697 | 0.1697 | 0.1697 | [11 empty] | Ameresco Delaware South | 100 | Ameresco Inc | 100
biomass | Ameresco Delaware South | 56429_G_3 | 56429 | G | 3 |  | Landfill Gas |  | PJM_EMAC | Delaware | 10 | Sussex | 5 | 10005 | 1 | 13500 | 2006 | 9999 |  |  | N | Landfill Gas | [12 empty] | 0.2 | 0.1697 | 0.1697 | 0.1697 | 0.1697 | [11 empty] | Ameresco Delaware South | 100 | Ameresco Inc | 100
biomass | Ameresco Delaware South | 56429_G_4 | 56429 | G | 4 |  | Landfill Gas |  | PJM_EMAC | Delaware | 10 | Sussex | 5 | 10005 | 1 | 13500 | 2006 | 9999 |  |  | N | Landfill Gas | [12 empty] | 0.2 | 0.1697 | 0.1697 | 0.1697 | 0.1697 | [11 empty] | Ameresco Delaware South | 100 | Ameresco Inc | 100
biomass | Ameresco Delaware South | 56429_G_5 | 56429 | G | 5 |  | Landfill Gas |  | PJM_EMAC | Delaware | 10 | Sussex | 5 | 10005 | 1 | 13500 | 2010 | 9999 |  |  | N | Landfill Gas | [12 empty] | 0.2 | 0.1697 | 0.1697 | 0.1697 | 0.1697 | [11 empty] | Ameresco Delaware South | 100 | Ameresco Inc | 100
biomass | Ameresco Delaware Central | 56430_G_1C | 56430 | G | 1C |  | Landfill Gas |  | PJM_EMAC | Delaware | 10 | Kent | 1 | 10001 | 1 | 13500 | 2006 | 9999 |  |  | N | Landfill Gas | [12 empty] | 0.14 | 0.1697 | 0.1697 | 0.1697 | 0.1697 | [11 empty] | Ameresco Delaware Energy LLC | 100 | Ameresco Inc | 100
biomass | Ameresco Delaware Central | 56430_G_2C | 56430 | G | 2C |  | Landfill Gas |  | PJM_EMAC | Delaware | 10 | Kent | 1 | 10001 | 1 | 13500 | 2006 | 9999 |  |  | N | Landfill Gas | [12 empty] | 0.14 | 0.1697 | 0.1697 | 0.1697 | 0.1697 | [11 empty] | Ameresco Delaware Energy LLC | 100 | Ameresco Inc | 100
biomass | Ameresco Delaware Central | 56430_G_3C | 56430 | G | 3C |  | Landfill Gas |  | PJM_EMAC | Delaware | 10 | Kent | 1 | 10001 | 1 | 13500 | 2006 | 9999 |  |  | N | Landfill Gas | [12 empty] | 0.14 | 0.1697 | 0.1697 | 0.1697 | 0.1697 | [11 empty] | Ameresco Delaware Energy LLC | 100 | Ameresco Inc | 100
biomass | Ameresco Delaware Central | 56430_G_4C | 56430 | G | 4C |  | Landfill Gas |  | PJM_EMAC | Delaware | 10 | Kent | 1 | 10001 | 1 | 13500 | 2014 | 9999 |  |  | N | Landfill Gas | [13 empty] | 0.27112 | 0.27112 | 0.27112 | 0.27112 | [11 empty] | Ameresco Delaware Energy LLC | 100 | Ameresco Inc | 100
biomass | Ameresco Delaware Central | 56430_G_5C | 56430 | G | 5C |  | Landfill Gas |  | PJM_EMAC | Delaware | 10 | Kent | 1 | 10001 | 1 | 13500 | 2014 | 9999 |  |  | N | Landfill Gas | [13 empty] | 0.26714 | 0.26714 | 0.26714 | 0.26714 | [11 empty] | Ameresco Delaware Energy LLC | 100 | Ameresco Inc | 100
onshore wind | Wildorado Wind LLC | 56432_G_1 | 56432 | G | 1 |  | Onshore Wind |  | SPP_SPS | Texas | 48 | Oldham | 359 | 48359 | 161 | 0 | 2007 | 9999 |  |  | N | Wind | [13 empty] | 0 | 0 | 0 | 0 | [11 empty] | Wildorado Wind LLC | 100 | Global Infrastructure Partners | 100
onshore wind | Pine Tree Wind Power Project | 56433_G_1 | 56433 | G | 1 |  | Onshore Wind |  | WEC_LADW | California | 6 | Kern | 29 | 06029 | 135 | 0 | 2009 | 9999 |  |  | N | Wind | [13 empty] | 0 | 0 | 0 | 0 | [11 empty] | Los Angeles Dept of Water & Power | 100 | Los Angeles Dept of Water & Power | 100
onshore wind | Burley Butte Windpark | 56434_G_BBWP | 56434 | G | BBWP |  | Onshore Wind |  | WECC_ID | Idaho | 16 | Cassia | 31 | 16031 | 21.3 | 0 | 2011 | 9999 |  |  | N | Wind | [13 empty] | 0 | 0 | 0 | 0 | [11 empty] | Burley Butte Wind Park LLC | 100 | Atlantic Power Corp | 100
onshore wind | Golden Valley Wind Park LLC | 56435_G_GVWP | 56435 | G | GVWP |  | Onshore Wind |  | WECC_ID | Idaho | 16 | Cassia | 31 | 16031 | 12 | 0 | 2011 | 9999 |  |  | N | Wind | [13 empty] | 0 | 0 | 0 | 0 | [11 empty] | Golden Valley Wind Park LLC | 100 | Atlantic Power Corp | 100
onshore wind | Milner Dam Wind Park LLC | 56437_G_MDWP | 56437 | G | MDWP |  | Onshore Wind |  | WECC_ID | Idaho | 16 | Cassia | 31 | 16031 | 19.5 | 0 | 2011 | 9999 |  |  | N | Wind | [13 empty] | 0 | 0 | 0 | 0 | [11 empty] | Milner Dam Wind Park LLC | 100 | Atlantic Power Corp | 100
onshore wind | Oregon Trail Wind Park | 56439_G_OTWP | 56439 | G | OTWP |  | Onshore Wind |  | WECC_ID | Idaho | 16 | Twin Falls | 83 | 16083 | 13.5 | 0 | 2011 | 9999 |  |  | N | Wind | [13 empty] | 0 | 0 | 0 | 0 | [11 empty] | Oregon Trail Wind Park LLC | 100 | Atlantic Power Corp | 100
onshore wind | Pilgrim Stage Wind Park | 56440_G_PSWP | 56440 | G | PSWP |  | Onshore Wind |  | WECC_ID | Idaho | 16 | Twin Falls | 83 | 16083 | 10.5 | 0 | 2011 | 9999 |  |  | N | Wind | [13 empty] | 0 | 0 | 0 | 0 | [11 empty] | Pilgrim Stage Station Wind Park LLC | 100 | Atlantic Power Corp | 100
onshore wind | Salmon Falls Wind Park | 56441_G_SFWP | 56441 | G | SFWP |  | Onshore Wind |  | WECC_ID | Idaho | 16 | Twin Falls | 83 | 16083 | 21 | 0 | 2011 | 9999 |  |  | N | Wind | [13 empty] | 0 | 0 | 0 | 0 | [11 empty] | Salmon Falls Wind Park LLC | 100 | Atlantic Power Corp | 100
onshore wind | Thousand Springs Wind Park | 56442_G_TSWP | 56442 | G | TSWP |  | Onshore Wind |  | WECC_ID | Idaho | 16 | Twin Falls | 83 | 16083 | 12 | 0 | 2011 | 9999 |  |  | N | Wind | [13 empty] | 0 | 0 | 0 | 0 | [11 empty] | Thousand Springs Wind Park LLC | 100 | Atlantic Power Corp | 100
onshore wind | Tuana Gulch Wind Park | 56443_G_TGWP | 56443 | G | TGWP |  | Onshore Wind |  | WECC_ID | Idaho | 16 | Twin Falls | 83 | 16083 | 10.5 | 0 | 2011 | 9999 |  |  | N | Wind | [13 empty] | 0 | 0 | 0 | 0 | [11 empty] | Tuana Gulch Wind Park LLC | 100 | Atlantic Power Corp | 100
natural gas peaker | Spindle Hill Energy Center | 56445_G_GEN1 | 56445 | G | GEN1 | 89736 | Combustion Turbine |  | WECC_CO | Colorado | 8 | Weld | 123 | 08123 | 135 | 11234 | 2007 | 9999 |  |  | N | Natural Gas, Distillate Fuel Oil |  |  |  | DLNB + H2O | [8 empty] | 0.8 | 0.04811 | 0.04811 | 0.04811 | 0.04811 | [11 empty] | Spindle Hill Energy LLC | 100 | Invenergy LLC | 100
natural gas peaker | Spindle Hill Energy Center | 56445_G_GEN2 | 56445 | G | GEN2 | 89737 | Combustion Turbine |  | WECC_CO | Colorado | 8 | Weld | 123 | 08123 | 135 | 11234 | 2007 | 9999 |  |  | N | Natural Gas, Distillate Fuel Oil |  |  |  | DLNB + H2O | [8 empty] | 0.8 | 0.05566 | 0.05566 | 0.05566 | 0.05566 | [11 empty] | Spindle Hill Energy LLC | 100 | Invenergy LLC | 100
onshore wind | Buena Vista Energy LLC | 56446_G_1 | 56446 | G | 1 |  | Onshore Wind |  | WEC_CALN | California | 6 | Contra Costa | 13 | 06013 | 38 | 0 | 2006 | 9999 |  |  | N | Wind | [13 empty] | 0 | 0 | 0 | 0 | [11 empty] | Buena Vista Energy LLC | 100 | ArcLight Capital Partners LLC | 100
onshore wind | Mars Hill Wind Farm Project | 56448_G_1 | 56448 | G | 1 |  | Onshore Wind |  | NENG_ME | Maine | 23 | Aroostook | 3 | 23003 | 42 | 0 | 2007 | 9999 |  |  | N | Wind | [13 empty] | 0 | 0 | 0 | 0 | [11 empty] | Evergreen Wind Power LLC | 100 | Brookfield Asset Management Inc | 100
onshore wind | GSG LLC | 56450_G_1 | 56450 | G | 1 |  | Onshore Wind |  | PJM_COMD | Illinois | 17 | Lee | 103 | 17103 | 80 | 0 | 2007 | 9999 |  |  | N | Wind | [13 empty] | 0 | 0 | 0 | 0 | [11 empty] | GSG LLC | 100 | Babcock & Brown | 100
onshore wind | Allegheny Ridge Wind Farm | 56451_G_1 | 56451 | G | 1 |  | Onshore Wind |  | PJM_PENE | Pennsylvania | 42 | Cambria | 21 | 42021 | 80 | 0 | 2007 | 9999 |  |  | N | Wind | [13 empty] | 0 | 0 | 0 | 0 | [11 empty] | Allegheny Ridge Wind Farm LLC | 100 | ArcLight Capital Partners LLC | 100
hard coal | Plum Point Energy Station | 56456_B_BLR1 | 56456 | B | BLR1 | 90208 | Coal Steam |  | MIS_AR | Arkansas | 5 | Mississippi | 93 | 05093 | 680 | 9682 | 2010 | 9999 | wall | dry | N | Subbituminous | Dry Scrubber | 2010 | 0.9 | LNB + OFA | SCR | 2010 |  | B | NA | ACI | 2010 |  | 0.16 | 0.07339 | 0.07339 | 0.07339 | 0.07339 | 0.1 | 0.1 | 0.1 | 0.95 | [7 empty] | Plum Point Energy Associates LLC | 63 | Starwood Capital Group Global LLC | 63
onshore wind | Post Wind Farm LP | 56457_G_1 | 56457 | G | 1 |  | Onshore Wind |  | ERC_WEST | Texas | 48 | Borden | 33 | 48033 | 84 | 0 | 2006 | 9999 |  |  | N | Wind | [13 empty] | 0 | 0 | 0 | 0 | [11 empty] | Post Wind LLC | 100 | NextEra Energy Inc | 100
natural gas combined cycle | Hobbs Generating Station | 56458_G_CHW-T | 56458 | G | CHW-T |  | Combined Cycle |  | SPP_SPS | New Mexico | 35 | Lea | 25 | 35025 | 4.3 | 7503 | 2008 | 9999 |  |  | N | Natural Gas |  |  |  |  | SCR | [8 empty] | 0.0064939 | 0.0064939 | 0.0064939 | 0.0064939 | [11 empty] | Lea Power Partners LLC | 100 | ContourGlobal PLC | 100
natural gas combined cycle | Hobbs Generating Station | 56458_G_GT1 | 56458 | G | GT1 | 89738 | Combined Cycle |  | SPP_SPS | New Mexico | 35 | Lea | 25 | 35025 | 164.5 | 7503 | 2008 | 9999 |  |  | N | Natural Gas |  |  |  | DLNB | SCR | [8 empty] | 0.0064939 | 0.0064939 | 0.0064939 | 0.0064939 | [11 empty] | Lea Power Partners LLC | 100 | ContourGlobal PLC | 100
natural gas combined cycle | Hobbs Generating Station | 56458_G_GT2 | 56458 | G | GT2 | 89739 | Combined Cycle |  | SPP_SPS | New Mexico | 35 | Lea | 25 | 35025 | 164.9 | 7503 | 2008 | 9999 |  |  | N | Natural Gas |  |  |  | DLNB | SCR | [8 empty] | 0.0064939 | 0.0064939 | 0.0064939 | 0.0064939 | [11 empty] | Lea Power Partners LLC | 100 | ContourGlobal PLC | 100
natural gas combined cycle | Hobbs Generating Station | 56458_G_ST3 | 56458 | G | ST3 | 89738 | Combined Cycle |  | SPP_SPS | New Mexico | 35 | Lea | 25 | 35025 | 251.3 | 7503 | 2008 | 9999 |  |  | N | Natural Gas |  |  |  | NH3 | SCR | [8 empty] | 0.0064939 | 0.0064939 | 0.0064939 | 0.0064939 | [11 empty] | Lea Power Partners LLC | 100 | ContourGlobal PLC | 100
onshore wind | MinnDakota Wind LLC | 56459_G_2 | 56459 | G | 2 |  | Onshore Wind |  | MIS_MNWI | Minnesota | 27 | Lincoln | 81 | 27081 | 150 | 0 | 2008 | 9999 |  |  | N | Wind | [13 empty] | 0 | 0 | 0 | 0 | [11 empty] | MinnDakota Wind LLC | 100 | Iberdrola SA | 100
onshore wind | Twin Buttes Wind Project | 56460_G_WT1 | 56460 | G | WT1 |  | Onshore Wind |  | WECC_CO | Colorado | 8 | Bent | 11 | 08011 | 75 | 0 | 2007 | 9999 |  |  | N | Wind | [13 empty] | 0 | 0 | 0 | 0 | [11 empty] | Twin Buttes Wind LLC | 80 | Iberdrola SA | 80
biomass | Dry Creek LFG to Energy Project | 56461_G_DC1 | 56461 | G | DC1 |  | Landfill Gas |  | WECC_PNW | Oregon | 41 | Jackson | 29 | 41029 | 1.5 | 14103 | 2007 | 9999 |  |  | N | Landfill Gas | [13 empty] | 0.22117 | 0.22117 | 0.22117 | 0.22117 | [11 empty] | Oregon Environmental Industries | 100 | Oregon Environmental Industries | 100
biomass | Dry Creek LFG to Energy Project | 56461_G_DC2 | 56461 | G | DC2 |  | Landfill Gas |  | WECC_PNW | Oregon | 41 | Jackson | 29 | 41029 | 1.5 | 14103 | 2007 | 9999 |  |  | N | Landfill Gas | [13 empty] | 0.22117 | 0.22117 | 0.22117 | 0.22117 | [11 empty] | Oregon Environmental Industries | 100 | Oregon Environmental Industries | 100
natural gas peaker | Geneva Generation Facility | 56462_G_GEN 1 | 56462 | G | GEN 1 |  | Combustion Turbine | IC Engine | PJM_COMD | Illinois | 17 | Kane | 89 | 17089 | 5.4 | 10745 | 2005 | 2045 |  |  | N | Natural Gas | [13 empty] | 0.26077 | 0.26077 | 0.26077 | 0.26077 | [11 empty] | Geneva IL (City of) | 100 | Geneva Electric Dept | 100
natural gas peaker | Geneva Generation Facility | 56462_G_GEN 2 | 56462 | G | GEN 2 |  | Combustion Turbine | IC Engine | PJM_COMD | Illinois | 17 | Kane | 89 | 17089 | 5.4 | 10745 | 2005 | 2045 |  |  | N | Natural Gas | [13 empty] | 0.26387 | 0.26387 | 0.26387 | 0.26387 | [11 empty] | Geneva IL (City of) | 100 | Geneva Electric Dept | 100
natural gas peaker | Geneva Generation Facility | 56462_G_GEN 3 | 56462 | G | GEN 3 |  | Combustion Turbine | IC Engine | PJM_COMD | Illinois | 17 | Kane | 89 | 17089 | 5.4 | 10745 | 2005 | 2045 |  |  | N | Natural Gas | [13 empty] | 0.24606 | 0.24606 | 0.24606 | 0.24606 | [11 empty] | Geneva IL (City of) | 100 | Geneva Electric Dept | 100
natural gas peaker | Geneva Generation Facility | 56462_G_GEN 4 | 56462 | G | GEN 4 |  | Combustion Turbine | IC Engine | PJM_COMD | Illinois | 17 | Kane | 89 | 17089 | 5.4 | 10745 | 2005 | 2045 |  |  | N | Natural Gas | [13 empty] | 0.21064 | 0.21064 | 0.21064 | 0.21064 | [11 empty] | Geneva IL (City of) | 100 | Geneva Electric Dept | 100
natural gas peaker | Geneva Generation Facility | 56462_G_GEN 5 | 56462 | G | GEN 5 |  | Combustion Turbine | IC Engine | PJM_COMD | Illinois | 17 | Kane | 89 | 17089 | 5.4 | 10745 | 2005 | 2045 |  |  | N | Natural Gas | [13 empty] | 0.2223 | 0.2223 | 0.2223 | 0.2223 | [11 empty] | Geneva IL (City of) | 100 | Geneva Electric Dept | 100
biomass | Oak Ridge LFGTE | 56463_G_1 | 56463 | G | 1 |  | Landfill Gas |  | MIS_INKY | Indiana | 18 | Cass | 17 | 18017 | 0.8 | 13500 | 2003 | 9999 |  |  | N | Landfill Gas | [13 empty] | 0.22117 | 0.22117 | 0.22117 | 0.22117 | [11 empty] | Wabash Valley Power Association Inc | 100 | Wabash Valley Power Association Inc | 100
biomass | Oak Ridge LFGTE | 56463_G_2 | 56463 | G | 2 |  | Landfill Gas |  | MIS_INKY | Indiana | 18 | Cass | 17 | 18017 | 0.8 | 13500 | 2003 | 9999 |  |  | N | Landfill Gas | [13 empty] | 0.22117 | 0.22117 | 0.22117 | 0.22117 | [11 empty] | Wabash Valley Power Association Inc | 100 | Wabash Valley Power Association Inc | 100
biomass | Oak Ridge LFGTE | 56463_G_3 | 56463 | G | 3 |  | Landfill Gas |  | MIS_INKY | Indiana | 18 | Cass | 17 | 18017 | 0.8 | 13500 | 2003 | 9999 |  |  | N | Landfill Gas | [13 empty] | 0.22117 | 0.22117 | 0.22117 | 0.22117 | [11 empty] | Wabash Valley Power Association Inc | 100 | Wabash Valley Power Association Inc | 100
biomass | Oak Ridge LFGTE | 56463_G_4 | 56463 | G | 4 |  | Landfill Gas |  | MIS_INKY | Indiana | 18 | Cass | 17 | 18017 | 0.8 | 13500 | 2003 | 9999 |  |  | N | Landfill Gas | [13 empty] | 0.22117 | 0.22117 | 0.22117 | 0.22117 | [11 empty] | Wabash Valley Power Association Inc | 100 | Wabash Valley Power Association Inc | 100
biomass | Jay County LFGTE | 56464_G_1 | 56464 | G | 1 |  | Landfill Gas |  | MIS_INKY | Indiana | 18 | Jay | 75 | 18075 | 0.8 | 13500 | 2005 | 9999 |  |  | N | Landfill Gas | [13 empty] | 0.22117 | 0.22117 | 0.22117 | 0.22117 | [11 empty] | Wabash Valley Power Association Inc | 100 | Wabash Valley Power Association Inc | 100
biomass | Jay County LFGTE | 56464_G_2 | 56464 | G | 2 |  | Landfill Gas |  | MIS_INKY | Indiana | 18 | Jay | 75 | 18075 | 0.8 | 13500 | 2005 | 9999 |  |  | N | Landfill Gas | [13 empty] | 0.22117 | 0.22117 | 0.22117 | 0.22117 | [11 empty] | Wabash Valley Power Association Inc | 100 | Wabash Valley Power Association Inc | 100
biomass | Jay County LFGTE | 56464_G_3 | 56464 | G | 3 |  | Landfill Gas |  | MIS_INKY | Indiana | 18 | Jay | 75 | 18075 | 0.8 | 13500 | 2005 | 9999 |  |  | N | Landfill Gas | [13 empty] | 0.22117 | 0.22117 | 0.22117 | 0.22117 | [11 empty] | Wabash Valley Power Association Inc | 100 | Wabash Valley Power Association Inc | 100
biomass | Jay County LFGTE | 56464_G_4 | 56464 | G | 4 |  | Landfill Gas |  | MIS_INKY | Indiana | 18 | Jay | 75 | 18075 | 0.8 | 13500 | 2005 | 9999 |  |  | N | Landfill Gas | [13 empty] | 0.22117 | 0.22117 | 0.22117 | 0.22117 | [11 empty] | Wabash Valley Power Association Inc | 100 | Wabash Valley Power Association Inc | 100
biomass | Liberty I & II LFGTE | 56465_G_1 | 56465 | G | 1 |  | Landfill Gas |  | MIS_INKY | Indiana | 18 | White | 181 | 18181 | 0.8 | 13500 | 2005 | 9999 |  |  | N | Landfill Gas | [13 empty] | 0.22117 | 0.22117 | 0.22117 | 0.22117 | [11 empty] | Wabash Valley Power Association Inc | 100 | Wabash Valley Power Association Inc | 100
biomass | Liberty I & II LFGTE | 56465_G_2 | 56465 | G | 2 |  | Landfill Gas |  | MIS_INKY | Indiana | 18 | White | 181 | 18181 | 0.8 | 13500 | 2005 | 9999 |  |  | N | Landfill Gas | [13 empty] | 0.22117 | 0.22117 | 0.22117 | 0.22117 | [11 empty] | Wabash Valley Power Association Inc | 100 | Wabash Valley Power Association Inc | 100
biomass | Liberty I & II LFGTE | 56465_G_3 | 56465 | G | 3 |  | Landfill Gas |  | MIS_INKY | Indiana | 18 | White | 181 | 18181 | 0.8 | 13500 | 2005 | 9999 |  |  | N | Landfill Gas | [13 empty] | 0.22117 | 0.22117 | 0.22117 | 0.22117 | [11 empty] | Wabash Valley Power Association Inc | 100 | Wabash Valley Power Association Inc | 100
biomass | Liberty I & II LFGTE | 56465_G_4 | 56465 | G | 4 |  | Landfill Gas |  | MIS_INKY | Indiana | 18 | White | 181 | 18181 | 0.8 | 13500 | 2005 | 9999 |  |  | N | Landfill Gas | [13 empty] | 0.22117 | 0.22117 | 0.22117 | 0.22117 | [11 empty] | Wabash Valley Power Association Inc | 100 | Wabash Valley Power Association Inc | 100
biomass | Liberty I & II LFGTE | 56465_G_1-II | 56465 | G | 1-II |  | Landfill Gas |  | MIS_INKY | Indiana | 18 | White | 181 | 18181 | 0.8 | 13500 | 2010 | 9999 |  |  | N | Landfill Gas | [13 empty] | 0.22117 | 0.22117 | 0.22117 | 0.22117 | [11 empty] | Wabash Valley Power Association Inc | 100 | Wabash Valley Power Association Inc | 100
biomass | Liberty I & II LFGTE | 56465_G_2-II | 56465 | G | 2-II |  | Landfill Gas |  | MIS_INKY | Indiana | 18 | White | 181 | 18181 | 0.8 | 13500 | 2010 | 9999 |  |  | N | Landfill Gas | [13 empty] | 0.22117 | 0.22117 | 0.22117 | 0.22117 | [11 empty] | Wabash Valley Power Association Inc | 100 | Wabash Valley Power Association Inc | 100
biomass | Liberty I & II LFGTE | 56465_G_3-II | 56465 | G | 3-II |  | Landfill Gas |  | MIS_INKY | Indiana | 18 | White | 181 | 18181 | 0.8 | 13500 | 2010 | 9999 |  |  | N | Landfill Gas | [13 empty] | 0.22117 | 0.22117 | 0.22117 | 0.22117 | [11 empty] | Wabash Valley Power Association Inc | 100 | Wabash Valley Power Association Inc | 100
biomass | Liberty I & II LFGTE | 56465_G_4-II | 56465 | G | 4-II |  | Landfill Gas |  | MIS_INKY | Indiana | 18 | White | 181 | 18181 | 0.8 | 13500 | 2010 | 9999 |  |  | N | Landfill Gas | [13 empty] | 0.22117 | 0.22117 | 0.22117 | 0.22117 | [11 empty] | Wabash Valley Power Association Inc | 100 | Wabash Valley Power Association Inc | 100
biomass | Liberty I & II LFGTE | 56465_G_1-III | 56465 | G | 1-III |  | Landfill Gas |  | MIS_INKY | Indiana | 18 | White | 181 | 18181 | 1.6 | 13500 | 2017 | 9999 |  |  | N | Landfill Gas | [13 empty] | 0.09 | 0.09 | 0.09 | 0.09 | [11 empty] | Wabash Valley Power Association Inc | 100 | Wabash Valley Power Association Inc | 100
biomass | Liberty I & II LFGTE | 56465_G_2-III | 56465 | G | 2-III |  | Landfill Gas |  | MIS_INKY | Indiana | 18 | White | 181 | 18181 | 1.6 | 13500 | 2017 | 9999 |  |  | N | Landfill Gas | [13 empty] | 0.09 | 0.09 | 0.09 | 0.09 | [11 empty] | Wabash Valley Power Association Inc | 100 | Wabash Valley Power Association Inc | 100
biomass | Liberty I & II LFGTE | 56465_G_3-III | 56465 | G | 3-III |  | Landfill Gas |  | MIS_INKY | Indiana | 18 | White | 181 | 18181 | 1.6 | 13500 | 2017 | 9999 |  |  | N | Landfill Gas | [13 empty] | 0.09 | 0.09 | 0.09 | 0.09 | [11 empty] | Wabash Valley Power Association Inc | 100 | Wabash Valley Power Association Inc | 100
biomass | Liberty I & II LFGTE | 56465_G_4-III | 56465 | G | 4-III |  | Landfill Gas |  | MIS_INKY | Indiana | 18 | White | 181 | 18181 | 1.6 | 13500 | 2017 | 9999 |  |  | N | Landfill Gas | [13 empty] | 0.09 | 0.09 | 0.09 | 0.09 | [11 empty] | Wabash Valley Power Association Inc | 100 | Wabash Valley Power Association Inc | 100
onshore wind | Marengo Wind Plant | 56466_G_1 | 56466 | G | 1 |  | Onshore Wind |  | WECC_PNW | Washington | 53 | Columbia | 13 | 53013 | 140.4 | 0 | 2007 | 9999 |  |  | N | Wind | [13 empty] | 0 | 0 | 0 | 0 | [11 empty] | PacifiCorp | 100 | Berkshire Hathaway Inc | 100
onshore wind | Marengo Wind Plant | 56466_G_2 | 56466 | G | 2 |  | Onshore Wind |  | WECC_PNW | Washington | 53 | Columbia | 13 | 53013 | 70.2 | 0 | 2008 | 9999 |  |  | N | Wind | [13 empty] | 0 | 0 | 0 | 0 | [11 empty] | PacifiCorp | 100 | Berkshire Hathaway Inc | 100
natural gas combined cycle | Russell City Energy Center | 56467_G_CTG1 | 56467 | G | CTG1 | 89932 | Combined Cycle |  | WEC_CALN | California | 6 | Alameda | 1 | 06001 | 185 | 7317 | 2013 | 9999 |  |  | N | Natural Gas |  |  |  | DLNB | SCR | [8 empty] | 0.007564 | 0.007564 | 0.007564 | 0.007564 | [11 empty] | Russell City Energy Co LLC | 100 | Energy Capital Partners | 100
natural gas combined cycle | Russell City Energy Center | 56467_G_CTG2 | 56467 | G | CTG2 | 89933 | Combined Cycle |  | WEC_CALN | California | 6 | Alameda | 1 | 06001 | 185 | 7317 | 2013 | 9999 |  |  | N | Natural Gas |  |  |  | DLNB | SCR | [8 empty] | 0.007564 | 0.007564 | 0.007564 | 0.007564 | [11 empty] | Russell City Energy Co LLC | 100 | Energy Capital Partners | 100
natural gas combined cycle | Russell City Energy Center | 56467_G_STG1 | 56467 | G | STG1 | 89932 | Combined Cycle |  | WEC_CALN | California | 6 | Alameda | 1 | 06001 | 245 | 7317 | 2013 | 9999 |  |  | N | Natural Gas |  |  |  | LNB + NH3 | SCR | [8 empty] | 0.007564 | 0.007564 | 0.007564 | 0.007564 | [11 empty] | Russell City Energy Co LLC | 100 | Energy Capital Partners | 100
onshore wind | Klondike Windpower III | 56468_G_1 | 56468 | G | 1 |  | Onshore Wind |  | WECC_PNW | Oregon | 41 | Sherman | 55 | 41055 | 221 | 0 | 2007 | 9999 |  |  | N | Wind | [13 empty] | 0 | 0 | 0 | 0 | [11 empty] | Klondike Wind Power III LLC | 100 | Iberdrola SA | 100
onshore wind | Klondike Windpower III | 56468_G_2 | 56468 | G | 2 |  | Onshore Wind |  | WECC_PNW | Oregon | 41 | Sherman | 55 | 41055 | 76.5 | 0 | 2008 | 9999 |  |  | N | Wind | [13 empty] | 0 | 0 | 0 | 0 | [11 empty] | Klondike Wind Power III LLC | 100 | Iberdrola SA | 100
biomass | Roseburg Forest Products Biomass | 56469_B_FW-1 | 56469 | B | FW-1 |  | Biomass |  | WECC_PNW | California | 6 | Siskiyou | 93 | 06093 | 9 | 5004 | 1996 | 9999 |  |  | Y | Biomass |  |  |  | NH3 | SNCR |  |  | ESPC | Yes |  |  |  |  | 0.0321 | 0.0321 | 0.0321 | 0.0321 | [11 empty] | Roseburg Forest Products Co | 100 | Roseburg Forest Products Co | 100
onshore wind | Locust Ridge | 56470_G_LRWF | 56470 | G | LRWF |  | Onshore Wind |  | PJM_WMAC | Pennsylvania | 42 | Schuylkill | 107 | 42107 | 26 | 0 | 2007 | 9999 |  |  | N | Wind | [13 empty] | 0 | 0 | 0 | 0 | [11 empty] | Locust Ridge Wind Farm LLC | 100 | Iberdrola SA | 100
natural gas peaker | McGrath Peaker | 56471_G_1 | 56471 | G | 1 | 90074 | Combustion Turbine |  | WECC_SCE | California | 6 | Ventura | 111 | 06111 | 49 | 10745 | 2012 | 9999 |  |  | N | Natural Gas |  |  |  | DLNB | SCR | [8 empty] | 0.01191 | 0.01191 | 0.01191 | 0.01191 | [11 empty] | Southern California Edison Co | 100 | Edison International | 100
natural gas peaker | Grapeland Hybrid | 56472_G_1 | 56472 | G | 1 | 90070 | Combustion Turbine |  | WECC_SCE | California | 6 | San Bernardino | 71 | 06071 | 46 | 10745 | 2007 | 9999 |  |  | N | Natural Gas |  |  |  | DLNB | [9 empty] | 0.01489 | 0.01489 | 0.01489 | 0.01489 | [11 empty] | Southern California Edison Co | 100 | Edison International | 100
0 | Grapeland Hybrid | 56472_G_BA1 | 56472 | G | BA1 |  | Energy Storage |  | WECC_SCE | California | 6 | San Bernardino | 71 | 06071 | 10 | 0 | 2016 | 9999 |  |  | N | Energy Storage | [13 empty] | 0 | 0 | 0 | 0 | [11 empty] | Southern California Edison Co | 100 | Edison International | 100
natural gas peaker | Mira Loma Peaker | 56473_G_1 | 56473 | G | 1 | 90071 | Combustion Turbine |  | WECC_SCE | California | 6 | San Bernardino | 71 | 06071 | 49 | 10745 | 2007 | 9999 |  |  | N | Natural Gas |  |  |  | DLNB | [9 empty] | 0.01338 | 0.01338 | 0.01338 | 0.01338 | [11 empty] | Southern California Edison Co | 100 | Edison International | 100
natural gas peaker | Barre Peaker | 56474_G_1 | 56474 | G | 1 | 90072 | Combustion Turbine |  | WECC_SCE | California | 6 | Orange | 59 | 06059 | 49 | 10745 | 2007 | 9999 |  |  | N | Natural Gas |  |  |  | DLNB | [9 empty] | 0.00989 | 0.00989 | 0.00989 | 0.00989 | [11 empty] | Southern California Edison Co | 100 | Edison International | 100
natural gas peaker | Center Hybrid | 56475_G_1 | 56475 | G | 1 | 90073 | Combustion Turbine |  | WECC_SCE | California | 6 | Los Angeles | 37 | 06037 | 47 | 10745 | 2007 | 9999 |  |  | N | Natural Gas |  |  |  | DLNB | [9 empty] | 0.00919 | 0.00919 | 0.00919 | 0.00919 | [11 empty] | Southern California Edison Co | 100 | Edison International | 100
0 | Center Hybrid | 56475_G_BA1 | 56475 | G | BA1 |  | Energy Storage |  | WECC_SCE | California | 6 | Los Angeles | 37 | 06037 | 10 | 0 | 2016 | 9999 |  |  | N | Energy Storage | [13 empty] | 0 | 0 | 0 | 0 | [11 empty] | Southern California Edison Co | 100 | Edison International | 100
natural gas combined cycle | Gateway Generating Station | 56476_G_A | 56476 | G | A | 89759 | Combined Cycle |  | WEC_CALN | California | 6 | Contra Costa | 13 | 06013 | 177 | 7223 | 2009 | 9999 |  |  | N | Natural Gas |  |  |  | DLNB | SCR | [8 empty] | 0.006252 | 0.006252 | 0.006252 | 0.006252 | [11 empty] | Pacific Gas & Electric Co | 100 | PG&E Corp | 100
natural gas combined cycle | Gateway Generating Station | 56476_G_B | 56476 | G | B | 89760 | Combined Cycle |  | WEC_CALN | California | 6 | Contra Costa | 13 | 06013 | 177 | 7223 | 2009 | 9999 |  |  | N | Natural Gas |  |  |  | DLNB | SCR | [8 empty] | 0.006252 | 0.006252 | 0.006252 | 0.006252 | [11 empty] | Pacific Gas & Electric Co | 100 | PG&E Corp | 100
natural gas combined cycle | Gateway Generating Station | 56476_G_C | 56476 | G | C | 89759 | Combined Cycle |  | WEC_CALN | California | 6 | Contra Costa | 13 | 06013 | 209.4 | 7223 | 2009 | 9999 |  |  | N | Natural Gas |  |  |  | LNB | SCR | [8 empty] | 0.006252 | 0.006252 | 0.006252 | 0.006252 | [11 empty] | Pacific Gas & Electric Co | 100 | PG&E Corp | 100
natural gas peaker | MJMEUC Generating Station #1 | 56478_G_0001 | 56478 | G | 0001 |  | Combustion Turbine |  | MIS_MO | Missouri | 29 | Audrain | 7 | 29007 | 11.3 | 8700 | 2007 | 9999 |  |  | Y | Natural Gas | [13 empty] | 0.23894 | 0.23894 | 0.23894 | 0.23894 | [11 empty] | Missouri Joint Municipal Electric Utility Commission | 100 | Missouri Joint Municipal Electric Utility Commission | 100
onshore wind | Sand Bluff Wind Farm | 56479_G_2 | 56479 | G | 2 |  | Onshore Wind |  | ERC_WEST | Texas | 48 | Glasscock | 173 | 48173 | 90 | 0 | 2007 | 9999 |  |  | N | Wind | [13 empty] | 0 | 0 | 0 | 0 | [11 empty] | Sand Bluff Wind Farm LLC | 100 | RWE Group | 100
natural gas peaker | Marshfield Utilities Gas Plant | 56480_G_M1 | 56480 | G | M1 | 89761 | Combustion Turbine |  | MIS_WUMS | Wisconsin | 55 | Wood | 141 | 55141 | 53.3 | 11858 | 2011 | 9999 |  |  | N | Natural Gas, Distillate Fuel Oil |  |  |  | H2O | [9 empty] | 0.08052 | 0.08052 | 0.08052 | 0.08052 | [11 empty] | Wisconsin Public Service Corp | 100 | WEC Energy Group Inc | 100
solar pv | SunE Alamosa | 56481_G_1 | 56481 | G | 1 |  | Solar PV |  | WECC_CO | Colorado | 8 | Alamosa | 3 | 08003 | 1 | 0 | 2007 | 9999 |  |  | N | Solar | [13 empty] | 0 | 0 | 0 | 0 | [11 empty] | SunE Alamosa 1 LLC | 100 | SunEdison | 100
solar pv | SunE Alamosa | 56481_G_2 | 56481 | G | 2 |  | Solar PV |  | WECC_CO | Colorado | 8 | Alamosa | 3 | 08003 | 6.7 | 0 | 2007 | 9999 |  |  | N | Solar | [13 empty] | 0 | 0 | 0 | 0 | [11 empty] | SunE Alamosa 1 LLC | 100 | SunEdison | 100
natural gas peaker | Black Mountain Generating Station | 56482_G_1 | 56482 | G | 1 | 89755 | Combustion Turbine |  | WECC_AZ | Arizona | 4 | Mohave | 15 | 04015 | 45 | 10745 | 2008 | 9999 |  |  | N | Natural Gas |  |  |  | H2O | [9 empty] | 0.09453 | 0.09453 | 0.09453 | 0.09453 | [11 empty] | UNS Electric Inc | 100 | Uns Energy Corp | 100
natural gas peaker | Black Mountain Generating Station | 56482_G_2 | 56482 | G | 2 | 89756 | Combustion Turbine |  | WECC_AZ | Arizona | 4 | Mohave | 15 | 04015 | 45 | 10745 | 2008 | 9999 |  |  | N | Natural Gas |  |  |  | H2O | [9 empty] | 0.08687 | 0.08687 | 0.08687 | 0.08687 | [11 empty] | UNS Electric Inc | 100 | Uns Energy Corp | 100
onshore wind | Post Oak Wind LLC | 56483_G_1 | 56483 | G | 1 |  | Onshore Wind |  | ERC_WEST | Texas | 48 | Shackelford | 417 | 48417 | 200 | 0 | 2008 | 9999 |  |  | N | Wind | [13 empty] | 0 | 0 | 0 | 0 | [11 empty] | Post Oak Wind LLC | 100 | Energias de Portugal SA | 100
onshore wind | Buffalo Gap 2 Wind Farm | 56484_G_1 | 56484 | G | 1 |  | Onshore Wind |  | ERC_WEST | Texas | 48 | Nolan | 353 | 48353 | 232.5 | 0 | 2007 | 9999 |  |  | N | Wind | [13 empty] | 0 | 0 | 0 | 0 | [11 empty] | Buffalo Gap Wind Farm 2 LLC | 100 | AES Corp (The) | 100
onshore wind | Biglow Canyon Wind Farm | 56485_G_1 | 56485 | G | 1 |  | Onshore Wind |  | WECC_PNW | Oregon | 41 | Sherman | 55 | 41055 | 125.4 | 0 | 2007 | 9999 |  |  | N | Wind | [13 empty] | 0 | 0 | 0 | 0 | [11 empty] | Portland General Electric Co | 100 | Portland General Electric Co | 100
onshore wind | Biglow Canyon Wind Farm | 56485_G_2 | 56485 | G | 2 |  | Onshore Wind |  | WECC_PNW | Oregon | 41 | Sherman | 55 | 41055 | 163.3 | 0 | 2009 | 9999 |  |  | N | Wind | [13 empty] | 0 | 0 | 0 | 0 | [11 empty] | Portland General Electric Co | 100 | Portland General Electric Co | 100
onshore wind | Biglow Canyon Wind Farm | 56485_G_3 | 56485 | G | 3 |  | Onshore Wind |  | WECC_PNW | Oregon | 41 | Sherman | 55 | 41055 | 161 | 0 | 2010 | 9999 |  |  | N | Wind | [13 empty] | 0 | 0 | 0 | 0 | [11 empty] | Portland General Electric Co | 100 | Portland General Electric Co | 100
onshore wind | White Creek Wind Farm | 56487_G_1 | 56487 | G | 1 |  | Onshore Wind |  | WECC_PNW | Washington | 53 | Klickitat | 39 | 53039 | 204 | 0 | 2007 | 9999 |  |  | N | Wind | [13 empty] | 0 | 0 | 0 | 0 | [11 empty] | White Creek Wind I LLC | 100 | Lehman Brothers Holdings Inc | 100
onshore wind | Smoky Hills Wind Project Phase I | 56488_G_1 | 56488 | G | 1 |  | Onshore Wind |  | SPP_N | Kansas | 20 | Lincoln | 105 | 20105 | 100.8 | 0 | 2008 | 9999 |  |  | N | Wind | [13 empty] | 0 | 0 | 0 | 0 | [11 empty] | Smoky Hills Wind Farm LLC | 100 | Enel SpA | 100
natural gas peaker | Elkins Generating Center | 56489_G_A | 56489 | G | A |  | Combustion Turbine |  | SPP_WEST | Arkansas | 5 | Washington | 143 | 05143 | 20 | 11986 | 2010 | 9999 |  |  | N | Natural Gas | [13 empty] | 0.23894 | 0.23894 | 0.23894 | 0.23894 | [11 empty] | Arkansas Electric Coop Corp | 100 | Arkansas Electric Coop Corp | 100
natural gas peaker | Elkins Generating Center | 56489_G_B | 56489 | G | B |  | Combustion Turbine |  | SPP_WEST | Arkansas | 5 | Washington | 143 | 05143 | 20 | 11985 | 2010 | 9999 |  |  | N | Natural Gas | [13 empty] | 0.23894 | 0.23894 | 0.23894 | 0.23894 | [11 empty] | Arkansas Electric Coop Corp | 100 | Arkansas Electric Coop Corp | 100
natural gas peaker | Elkins Generating Center | 56489_G_C | 56489 | G | C |  | Combustion Turbine |  | SPP_WEST | Arkansas | 5 | Washington | 143 | 05143 | 20 | 11985 | 2013 | 9999 |  |  | N | Natural Gas | [13 empty] | 0.23894 | 0.23894 | 0.23894 | 0.23894 | [11 empty] | Arkansas Electric Coop Corp | 100 | Arkansas Electric Coop Corp | 100
onshore wind | Buffalo Mountain Energy Center | 56493_G_4 | 56493 | G | 4 |  | Onshore Wind |  | S_C_TVA | Tennessee | 47 | Anderson | 1 | 47001 | 27 | 0 | 2004 | 9999 |  |  | N | Wind | [13 empty] | 0 | 0 | 0 | 0 | [11 empty] | Invenergy TN LLC | 100 | Invenergy LLC | 100
onshore wind | Prairie Star Wind Farm | 56494_G_HP2 | 56494 | G | HP2 |  | Onshore Wind |  | MIS_MNWI | Minnesota | 27 | Mower | 99 | 27099 | 100.6 | 0 | 2007 | 9999 |  |  | N | Wind | [13 empty] | 0 | 0 | 0 | 0 | [11 empty] | High Prairie Wind Farm II LLC | 100 | Energias de Portugal SA | 100
onshore wind | NedPower Mount Storm | 56495_G_MS1 | 56495 | G | MS1 |  | Onshore Wind |  | PJM_AP | West Virginia | 54 | Grant | 23 | 54023 | 164 | 0 | 2008 | 9999 |  |  | N | Wind | [13 empty] | 0 | 0 | 0 | 0 | [11 empty] | NedPower Mount Storm Inc | 100 | Global Infrastructure Partners | 100
onshore wind | NedPower Mount Storm | 56495_G_MS2 | 56495 | G | MS2 |  | Onshore Wind |  | PJM_AP | West Virginia | 54 | Grant | 23 | 54023 | 100 | 0 | 2008 | 9999 |  |  | N | Wind | [13 empty] | 0 | 0 | 0 | 0 | [11 empty] | NedPower Mount Storm Inc | 100 | Global Infrastructure Partners | 100
hard coal | Phillips 66 Billings Refinery | 56496_G_3701 | 56496 | G | 3701 |  | Fossil Waste |  | WECC_MT | Montana | 30 | Yellowstone | 111 | 30111 | 1.5 | 10994 | 2007 | 9999 |  |  | N | Fossil Waste | [13 empty] | 0.05352 | 0.05352 | 0.05352 | 0.05352 | [11 empty] | ConocoPhillips Billings Refinery | 100 | ConocoPhillips | 100
natural gas peaker | Goodman Energy Center | 56497_G_1 | 56497 | G | 1 |  | Combustion Turbine | IC Engine | SPP_WEST | Kansas | 20 | Ellis | 51 | 20051 | 8.2 | 10745 | 2008 | 9999 |  |  | N | Natural Gas |  |  |  |  | SCR | [8 empty] | 0.01247 | 0.01247 | 0.01247 | 0.01247 | [11 empty] | Midwest Energy Inc | 100 | Midwest Energy Inc | 100
natural gas peaker | Goodman Energy Center | 56497_G_2 | 56497 | G | 2 |  | Combustion Turbine | IC Engine | SPP_WEST | Kansas | 20 | Ellis | 51 | 20051 | 8.2 | 10745 | 2008 | 9999 |  |  | N | Natural Gas |  |  |  |  | SCR | [8 empty] | 0.01538 | 0.01538 | 0.01538 | 0.01538 | [11 empty] | Midwest Energy Inc | 100 | Midwest Energy Inc | 100
natural gas peaker | Goodman Energy Center | 56497_G_3 | 56497 | G | 3 |  | Combustion Turbine | IC Engine | SPP_WEST | Kansas | 20 | Ellis | 51 | 20051 | 8.2 | 10745 | 2008 | 9999 |  |  | N | Natural Gas |  |  |  |  | SCR | [8 empty] | 0.01347 | 0.01347 | 0.01347 | 0.01347 | [11 empty] | Midwest Energy Inc | 100 | Midwest Energy Inc | 100
natural gas peaker | Goodman Energy Center | 56497_G_4 | 56497 | G | 4 |  | Combustion Turbine | IC Engine | SPP_WEST | Kansas | 20 | Ellis | 51 | 20051 | 8.2 | 10745 | 2008 | 9999 |  |  | N | Natural Gas |  |  |  |  | SCR | [8 empty] | 0.01219 | 0.01219 | 0.01219 | 0.01219 | [11 empty] | Midwest Energy Inc | 100 | Midwest Energy Inc | 100
natural gas peaker | Goodman Energy Center | 56497_G_5 | 56497 | G | 5 |  | Combustion Turbine | IC Engine | SPP_WEST | Kansas | 20 | Ellis | 51 | 20051 | 8.2 | 10745 | 2008 | 9999 |  |  | N | Natural Gas |  |  |  |  | SCR | [8 empty] | 0.00968 | 0.00968 | 0.00968 | 0.00968 | [11 empty] | Midwest Energy Inc | 100 | Midwest Energy Inc | 100
natural gas peaker | Goodman Energy Center | 56497_G_6 | 56497 | G | 6 |  | Combustion Turbine | IC Engine | SPP_WEST | Kansas | 20 | Ellis | 51 | 20051 | 8.2 | 10745 | 2008 | 9999 |  |  | N | Natural Gas |  |  |  |  | SCR | [8 empty] | 0.01002 | 0.01002 | 0.01002 | 0.01002 | [11 empty] | Midwest Energy Inc | 100 | Midwest Energy Inc | 100
natural gas peaker | Goodman Energy Center | 56497_G_7 | 56497 | G | 7 |  | Combustion Turbine | IC Engine | SPP_WEST | Kansas | 20 | Ellis | 51 | 20051 | 8.2 | 10745 | 2008 | 9999 |  |  | N | Natural Gas |  |  |  |  | SCR | [8 empty] | 0.01807 | 0.01807 | 0.01807 | 0.01807 | [11 empty] | Midwest Energy Inc | 100 | Midwest Energy Inc | 100
natural gas peaker | Goodman Energy Center | 56497_G_8 | 56497 | G | 8 |  | Combustion Turbine | IC Engine | SPP_WEST | Kansas | 20 | Ellis | 51 | 20051 | 8.2 | 10745 | 2008 | 9999 |  |  | N | Natural Gas |  |  |  |  | SCR | [8 empty] | 0.01349 | 0.01349 | 0.01349 | 0.01349 | [11 empty] | Midwest Energy Inc | 100 | Midwest Energy Inc | 100
natural gas peaker | Goodman Energy Center | 56497_G_9 | 56497 | G | 9 |  | Combustion Turbine | IC Engine | SPP_WEST | Kansas | 20 | Ellis | 51 | 20051 | 8.2 | 10745 | 2008 | 9999 |  |  | N | Natural Gas |  |  |  |  | SCR | [8 empty] | 0.00997 | 0.00997 | 0.00997 | 0.00997 | [11 empty] | Midwest Energy Inc | 100 | Midwest Energy Inc | 100
natural gas peaker | Goodman Energy Center | 56497_G_10 | 56497 | G | 10 |  | Combustion Turbine | IC Engine | SPP_WEST | Kansas | 20 | Ellis | 51 | 20051 | 9.2 | 10745 | 2016 | 9999 |  |  | N | Natural Gas | [13 empty] | 1.061 | 1.061 | 1.061 | 1.061 | [11 empty] | Midwest Energy Inc | 100 | Midwest Energy Inc | 100
natural gas peaker | Goodman Energy Center | 56497_G_11 | 56497 | G | 11 |  | Combustion Turbine | IC Engine | SPP_WEST | Kansas | 20 | Ellis | 51 | 20051 | 9.2 | 10745 | 2016 | 9999 |  |  | N | Natural Gas | [13 empty] | 1.061 | 1.061 | 1.061 | 1.061 | [11 empty] | Midwest Energy Inc | 100 | Midwest Energy Inc | 100
natural gas peaker | Goodman Energy Center | 56497_G_12 | 56497 | G | 12 |  | Combustion Turbine | IC Engine | SPP_WEST | Kansas | 20 | Ellis | 51 | 20051 | 9.2 | 10745 | 2016 | 9999 |  |  | N | Natural Gas | [13 empty] | 1.061 | 1.061 | 1.061 | 1.061 | [11 empty] | Midwest Energy Inc | 100 | Midwest Energy Inc | 100
hydro | Mora Drop Hydroelectric Project | 56498_G_1 | 56498 | G | 1 |  | Hydro |  | WECC_ID | Idaho | 16 | Ada | 1 | 16001 | 0.8 | 0 | 2006 | 9999 |  |  | N | Hydro | [13 empty] | 0 | 0 | 0 | 0 | [11 empty] | Riverside Electric Co | 100 | Gravity Renewables Inc | 100
hydro | Tiber Dam Hydroelectric Plant | 56499_G_HY1 | 56499 | G | HY1 |  | Hydro |  | WECC_MT | Montana | 30 | Liberty | 51 | 30051 | 7.5 | 0 | 2004 | 9999 |  |  | N | Hydro | [13 empty] | 0 | 0 | 0 | 0 | [11 empty] | Tiber Montana LLC | 100 | Tiber Montana LLC | 100
natural gas peaker | Western 102 Power Plant | 56500_G_A101 | 56500 | G | A101 |  | Combustion Turbine | IC Engine | WECC_NNV | Nevada | 32 | Storey | 29 | 32029 | 7.9 | 10872 | 2005 | 9999 |  |  | N | Natural Gas | [13 empty] | 1.061 | 1.061 | 1.061 | 1.061 | [11 empty] | Barrick Gold Corp | 100 | Barrick Gold Corp | 100
natural gas peaker | Western 102 Power Plant | 56500_G_B102 | 56500 | G | B102 |  | Combustion Turbine | IC Engine | WECC_NNV | Nevada | 32 | Storey | 29 | 32029 | 7.9 | 10872 | 2005 | 9999 |  |  | N | Natural Gas | [13 empty] | 1.061 | 1.061 | 1.061 | 1.061 | [11 empty] | Barrick Gold Corp | 100 | Barrick Gold Corp | 100
natural gas peaker | Western 102 Power Plant | 56500_G_B202 | 56500 | G | B202 |  | Combustion Turbine | IC Engine | WECC_NNV | Nevada | 32 | Storey | 29 | 32029 | 7.9 | 10872 | 2005 | 9999 |  |  | N | Natural Gas | [13 empty] | 1.061 | 1.061 | 1.061 | 1.061 | [11 empty] | Barrick Gold Corp | 100 | Barrick Gold Corp | 100
natural gas peaker | Western 102 Power Plant | 56500_G_C102 | 56500 | G | C102 |  | Combustion Turbine | IC Engine | WECC_NNV | Nevada | 32 | Storey | 29 | 32029 | 7.9 | 10872 | 2005 | 9999 |  |  | N | Natural Gas | [13 empty] | 1.061 | 1.061 | 1.061 | 1.061 | [11 empty] | Barrick Gold Corp | 100 | Barrick Gold Corp | 100
natural gas peaker | Western 102 Power Plant | 56500_G_C202 | 56500 | G | C202 |  | Combustion Turbine | IC Engine | WECC_NNV | Nevada | 32 | Storey | 29 | 32029 | 7.9 | 10872 | 2005 | 9999 |  |  | N | Natural Gas | [13 empty] | 1.061 | 1.061 | 1.061 | 1.061 | [11 empty] | Barrick Gold Corp | 100 | Barrick Gold Corp | 100
natural gas peaker | Western 102 Power Plant | 56500_G_D101 | 56500 | G | D101 |  | Combustion Turbine | IC Engine | WECC_NNV | Nevada | 32 | Storey | 29 | 32029 | 7.9 | 10872 | 2005 | 9999 |  |  | N | Natural Gas | [13 empty] | 1.061 | 1.061 | 1.061 | 1.061 | [11 empty] | Barrick Gold Corp | 100 | Barrick Gold Corp | 100
natural gas peaker | Western 102 Power Plant | 56500_G_E102 | 56500 | G | E102 |  | Combustion Turbine | IC Engine | WECC_NNV | Nevada | 32 | Storey | 29 | 32029 | 7.9 | 10872 | 2005 | 9999 |  |  | N | Natural Gas | [13 empty] | 1.061 | 1.061 | 1.061 | 1.061 | [11 empty] | Barrick Gold Corp | 100 | Barrick Gold Corp | 100
natural gas peaker | Western 102 Power Plant | 56500_G_E202 | 56500 | G | E202 |  | Combustion Turbine | IC Engine | WECC_NNV | Nevada | 32 | Storey | 29 | 32029 | 7.9 | 10872 | 2005 | 9999 |  |  | N | Natural Gas | [13 empty] | 1.061 | 1.061 | 1.061 | 1.061 | [11 empty] | Barrick Gold Corp | 100 | Barrick Gold Corp | 100
natural gas peaker | Western 102 Power Plant | 56500_G_F102 | 56500 | G | F102 |  | Combustion Turbine | IC Engine | WECC_NNV | Nevada | 32 | Storey | 29 | 32029 | 7.9 | 10872 | 2005 | 9999 |  |  | N | Natural Gas | [13 empty] | 1.061 | 1.061 | 1.061 | 1.061 | [11 empty] | Barrick Gold Corp | 100 | Barrick Gold Corp | 100
natural gas peaker | Western 102 Power Plant | 56500_G_F202 | 56500 | G | F202 |  | Combustion Turbine | IC Engine | WECC_NNV | Nevada | 32 | Storey | 29 | 32029 | 7.9 | 10872 | 2005 | 9999 |  |  | N | Natural Gas | [13 empty] | 1.061 | 1.061 | 1.061 | 1.061 | [11 empty] | Barrick Gold Corp | 100 | Barrick Gold Corp | 100
natural gas peaker | Western 102 Power Plant | 56500_G_G102 | 56500 | G | G102 |  | Combustion Turbine | IC Engine | WECC_NNV | Nevada | 32 | Storey | 29 | 32029 | 7.9 | 10872 | 2005 | 9999 |  |  | N | Natural Gas | [13 empty] | 1.061 | 1.061 | 1.061 | 1.061 | [11 empty] | Barrick Gold Corp | 100 | Barrick Gold Corp | 100
natural gas peaker | Western 102 Power Plant | 56500_G_G202 | 56500 | G | G202 |  | Combustion Turbine | IC Engine | WECC_NNV | Nevada | 32 | Storey | 29 | 32029 | 7.9 | 10872 | 2005 | 9999 |  |  | N | Natural Gas | [13 empty] | 1.061 | 1.061 | 1.061 | 1.061 | [11 empty] | Barrick Gold Corp | 100 | Barrick Gold Corp | 100
natural gas peaker | Western 102 Power Plant | 56500_G_H102 | 56500 | G | H102 |  | Combustion Turbine | IC Engine | WECC_NNV | Nevada | 32 | Storey | 29 | 32029 | 7.9 | 10872 | 2005 | 9999 |  |  | N | Natural Gas | [13 empty] | 1.061 | 1.061 | 1.061 | 1.061 | [11 empty] | Barrick Gold Corp | 100 | Barrick Gold Corp | 100
natural gas peaker | Western 102 Power Plant | 56500_G_H202 | 56500 | G | H202 |  | Combustion Turbine | IC Engine | WECC_NNV | Nevada | 32 | Storey | 29 | 32029 | 7.9 | 10872 | 2005 | 9999 |  |  | N | Natural Gas | [13 empty] | 1.061 | 1.061 | 1.061 | 1.061 | [11 empty] | Barrick Gold Corp | 100 | Barrick Gold Corp | 100
solar pv | Western 102 Power Plant | 56500_G_PV1 | 56500 | G | PV1 |  | Solar PV |  | WECC_NNV | Nevada | 32 | Storey | 29 | 32029 | 1 | 0 | 2007 | 9999 |  |  | N | Solar | [13 empty] | 0 | 0 | 0 | 0 | [11 empty] | Barrick Gold Corp | 100 | Barrick Gold Corp | 100
onshore wind | Pomeroy Wind Farm | 56501_G_PWF | 56501 | G | PWF |  | Onshore Wind |  | MIS_MIDA | Iowa | 19 | Pocahontas | 151 | 19151 | 123 | 0 | 2007 | 9999 |  |  | N | Wind | [13 empty] | 0 | 0 | 0 | 0 | [11 empty] | MidAmerican Energy Co | 100 | Berkshire Hathaway Inc | 100
onshore wind | Pomeroy Wind Farm | 56501_G_PWF2 | 56501 | G | PWF2 |  | Onshore Wind |  | MIS_MIDA | Iowa | 19 | Pocahontas | 151 | 19151 | 75 | 0 | 2007 | 9999 |  |  | N | Wind | [13 empty] | 0 | 0 | 0 | 0 | [11 empty] | MidAmerican Energy Co | 100 | Berkshire Hathaway Inc | 100
onshore wind | Pomeroy Wind Farm | 56501_G_PWF3 | 56501 | G | PWF3 |  | Onshore Wind |  | MIS_MIDA | Iowa | 19 | Pocahontas | 151 | 19151 | 58.5 | 0 | 2008 | 9999 |  |  | N | Wind | [13 empty] | 0 | 0 | 0 | 0 | [11 empty] | MidAmerican Energy Co | 100 | Berkshire Hathaway Inc | 100
onshore wind | Pomeroy Wind Farm | 56501_G_PWF4 | 56501 | G | PWF4 |  | Onshore Wind |  | MIS_MIDA | Iowa | 19 | Pocahontas | 151 | 19151 | 29.9 | 0 | 2011 | 9999 |  |  | N | Wind | [13 empty] | 0 | 0 | 0 | 0 | [11 empty] | MidAmerican Energy Co | 100 | Berkshire Hathaway Inc | 100
natural gas peaker | Emporia Energy Center | 56502_G_1 | 56502 | G | 1 | 89850 | Combustion Turbine |  | SPP_N | Kansas | 20 | Lyon | 111 | 20111 | 45 | 11390 | 2008 | 9999 |  |  | N | Natural Gas |  |  |  | H2O | [9 empty] | 0.09611 | 0.09611 | 0.09611 | 0.09611 | [11 empty] | Evergy Kansas Central Inc | 100 | Evergy Inc | 100
natural gas peaker | Emporia Energy Center | 56502_G_2 | 56502 | G | 2 | 89851 | Combustion Turbine |  | SPP_N | Kansas | 20 | Lyon | 111 | 20111 | 44 | 11393 | 2008 | 9999 |  |  | N | Natural Gas |  |  |  | H2O | [9 empty] | 0.09695 | 0.09695 | 0.09695 | 0.09695 | [11 empty] | Evergy Kansas Central Inc | 100 | Evergy Inc | 100
natural gas peaker | Emporia Energy Center | 56502_G_3 | 56502 | G | 3 | 89852 | Combustion Turbine |  | SPP_N | Kansas | 20 | Lyon | 111 | 20111 | 43 | 11393 | 2008 | 9999 |  |  | N | Natural Gas |  |  |  | H2O | [9 empty] | 0.09346 | 0.09346 | 0.09346 | 0.09346 | [11 empty] | Evergy Kansas Central Inc | 100 | Evergy Inc | 100
natural gas peaker | Emporia Energy Center | 56502_G_4 | 56502 | G | 4 | 89853 | Combustion Turbine |  | SPP_N | Kansas | 20 | Lyon | 111 | 20111 | 44 | 11395 | 2008 | 9999 |  |  | N | Natural Gas |  |  |  | H2O | [9 empty] | 0.09757 | 0.09757 | 0.09757 | 0.09757 | [11 empty] | Evergy Kansas Central Inc | 100 | Evergy Inc | 100
natural gas peaker | Emporia Energy Center | 56502_G_5 | 56502 | G | 5 | 89854 | Combustion Turbine |  | SPP_N | Kansas | 20 | Lyon | 111 | 20111 | 158 | 11389 | 2008 | 9999 |  |  | N | Natural Gas |  |  |  | DLNB | [9 empty] | 0.03272 | 0.03272 | 0.03272 | 0.03272 | [11 empty] | Evergy Kansas Central Inc | 100 | Evergy Inc | 100
natural gas peaker | Emporia Energy Center | 56502_G_6 | 56502 | G | 6 | 89855 | Combustion Turbine |  | SPP_N | Kansas | 20 | Lyon | 111 | 20111 | 155 | 11389 | 2009 | 9999 |  |  | N | Natural Gas |  |  |  | DLNB | [9 empty] | 0.0328 | 0.0328 | 0.0328 | 0.0328 | [11 empty] | Evergy Kansas Central Inc | 100 | Evergy Inc | 100
natural gas peaker | Emporia Energy Center | 56502_G_7 | 56502 | G | 7 | 89856 | Combustion Turbine |  | SPP_N | Kansas | 20 | Lyon | 111 | 20111 | 157 | 11389 | 2009 | 9999 |  |  | N | Natural Gas |  |  |  | DLNB | [9 empty] | 0.03507 | 0.03507 | 0.03507 | 0.03507 | [11 empty] | Evergy Kansas Central Inc | 100 | Evergy Inc | 100
natural gas peaker | Riley Generating Station | 56503_G_1 | 56503 | G | 1 |  | Combustion Turbine | IC Engine | MIS_LMI | Michigan | 26 | Ottawa | 139 | 26139 | 2 | 13438 | 2006 | 9999 |  |  | N | Natural Gas | [13 empty] | 0.03562 | 0.03562 | 0.03562 | 0.03562 | [11 empty] | Zeeland MI (City of) | 100 | Zeeland MI (City of) | 100
natural gas peaker | Riley Generating Station | 56503_G_2 | 56503 | G | 2 |  | Combustion Turbine | IC Engine | MIS_LMI | Michigan | 26 | Ottawa | 139 | 26139 | 2 | 13418 | 2006 | 9999 |  |  | N | Natural Gas | [13 empty] | 0.03524 | 0.03524 | 0.03524 | 0.03524 | [11 empty] | Zeeland MI (City of) | 100 | Zeeland MI (City of) | 100
natural gas peaker | Riley Generating Station | 56503_G_3 | 56503 | G | 3 |  | Combustion Turbine | IC Engine | MIS_LMI | Michigan | 26 | Ottawa | 139 | 26139 | 2 | 13418 | 2006 | 9999 |  |  | N | Natural Gas |  |  |  |  | SCR | [8 empty] | 1.061 | 0.21219 | 1.061 | 0.21219 | [11 empty] | Zeeland MI (City of) | 100 | Zeeland MI (City of) | 100
natural gas peaker | Riley Generating Station | 56503_G_4 | 56503 | G | 4 |  | Combustion Turbine | IC Engine | MIS_LMI | Michigan | 26 | Ottawa | 139 | 26139 | 2 | 13418 | 2006 | 9999 |  |  | N | Natural Gas |  |  |  |  | SCR | [8 empty] | 1.061 | 0.21219 | 1.061 | 0.21219 | [11 empty] | Zeeland MI (City of) | 100 | Zeeland MI (City of) | 100
natural gas peaker | Riley Generating Station | 56503_G_5 | 56503 | G | 5 |  | Combustion Turbine | IC Engine | MIS_LMI | Michigan | 26 | Ottawa | 139 | 26139 | 2 | 13418 | 2006 | 9999 |  |  | N | Natural Gas | [13 empty] | 1.061 | 1.061 | 1.061 | 1.061 | [11 empty] | Zeeland MI (City of) | 100 | Zeeland MI (City of) | 100
natural gas peaker | Municipal Power Plant | 56504_G_1 | 56504 | G | 1 |  | Combustion Turbine | IC Engine | MIS_LMI | Michigan | 26 | Ottawa | 139 | 26139 | 1 | 11772 | 2002 | 9999 |  |  | N | Natural Gas | [13 empty] | 1.061 | 1.061 | 1.061 | 1.061 | [11 empty] | Zeeland MI (City of) | 100 | Zeeland MI (City of) | 100
natural gas peaker | Municipal Power Plant | 56504_G_2 | 56504 | G | 2 |  | Combustion Turbine | IC Engine | MIS_LMI | Michigan | 26 | Ottawa | 139 | 26139 | 1 | 11863 | 2002 | 9999 |  |  | N | Natural Gas | [13 empty] | 1.061 | 1.061 | 1.061 | 1.061 | [11 empty] | Zeeland MI (City of) | 100 | Zeeland MI (City of) | 100
natural gas peaker | Jonesboro City Water & Light Plant | 56505_G_SN01 | 56505 | G | SN01 |  | Combustion Turbine |  | MIS_AR | Arkansas | 5 | Craighead | 31 | 05031 | 20 | 11561 | 1999 | 9999 |  |  | N | Natural Gas, Distillate Fuel Oil | [13 empty] | 0.23894 | 0.23894 | 0.23894 | 0.23894 | [11 empty] | Jonesboro Water & Light | 100 | Jonesboro Water & Light | 100
natural gas peaker | Jonesboro City Water & Light Plant | 56505_G_SN02 | 56505 | G | SN02 |  | Combustion Turbine |  | MIS_AR | Arkansas | 5 | Craighead | 31 | 05031 | 19 | 11562 | 1999 | 9999 |  |  | N | Natural Gas, Distillate Fuel Oil | [13 empty] | 0.23894 | 0.23894 | 0.23894 | 0.23894 | [11 empty] | Jonesboro Water & Light | 100 | Jonesboro Water & Light | 100
natural gas peaker | Jonesboro City Water & Light Plant | 56505_G_SN04 | 56505 | G | SN04 | 89827 | Combustion Turbine |  | MIS_AR | Arkansas | 5 | Craighead | 31 | 05031 | 46 | 11560 | 2000 | 9999 |  |  | N | Natural Gas, Distillate Fuel Oil |  |  |  | H2O | [9 empty] | 0.1535 | 0.1535 | 0.1535 | 0.1535 | [11 empty] | Jonesboro Water & Light | 100 | Jonesboro Water & Light | 100
natural gas peaker | Jonesboro City Water & Light Plant | 56505_G_SN06 | 56505 | G | SN06 | 89828 | Combustion Turbine |  | MIS_AR | Arkansas | 5 | Craighead | 31 | 05031 | 46 | 11562 | 2003 | 9999 |  |  | N | Natural Gas, Distillate Fuel Oil |  |  |  | H2O | [9 empty] | 0.113 | 0.113 | 0.113 | 0.113 | [11 empty] | Jonesboro Water & Light | 100 | Jonesboro Water & Light | 100
natural gas peaker | Jonesboro City Water & Light Plant | 56505_G_SN07 | 56505 | G | SN07 | 89829 | Combustion Turbine |  | MIS_AR | Arkansas | 5 | Craighead | 31 | 05031 | 46 | 11562 | 2007 | 9999 |  |  | N | Natural Gas |  |  |  | H2O | [9 empty] | 0.08299 | 0.08299 | 0.08299 | 0.08299 | [11 empty] | Jonesboro Water & Light | 100 | Jonesboro Water & Light | 100
onshore wind | Scurry County Wind LP | 56506_G_SCW | 56506 | G | SCW |  | Onshore Wind |  | ERC_WEST | Texas | 48 | Scurry | 415 | 48415 | 130.5 | 0 | 2007 | 9999 |  |  | N | Wind | [13 empty] | 0 | 0 | 0 | 0 | [11 empty] | Scurry County Wind LP | 100 | Invenergy LLC | 100
natural gas peaker | Tesoro SLC Cogeneration Plant | 56509_G_1 | 56509 | G | 1 |  | Combustion Turbine |  | WECC_UT | Utah | 49 | Salt Lake | 35 | 49035 | 11.6 | 11409 | 2004 | 9999 |  |  | Y | Natural Gas | [13 empty] | 0.23894 | 0.23894 | 0.23894 | 0.23894 | [11 empty] | Tesoro Petroleum Corp | 100 | Andeavor | 100
natural gas peaker | Tesoro SLC Cogeneration Plant | 56509_G_2 | 56509 | G | 2 |  | Combustion Turbine |  | WECC_UT | Utah | 49 | Salt Lake | 35 | 49035 | 11.6 | 11409 | 2004 | 9999 |  |  | Y | Natural Gas | [13 empty] | 0.23894 | 0.23894 | 0.23894 | 0.23894 | [11 empty] | Tesoro Petroleum Corp | 100 | Andeavor | 100
biomass | Frey Farm Landfill | 56510_G_GEN2 | 56510 | G | GEN2 |  | Landfill Gas |  | PJM_EMAC | Pennsylvania | 42 | Lancaster | 71 | 42071 | 1.6 | 10885 | 2006 | 9999 |  |  | Y | Landfill Gas | [13 empty] | 0.22117 | 0.22117 | 0.22117 | 0.22117 | [11 empty] | Talen Generation LLC | 100 | Riverstone Holdings LLC | 100
biomass | Pennsauken Landfill | 56511_G_GEN1 | 56511 | G | GEN1 |  | Landfill Gas |  | PJM_EMAC | New Jersey | 34 | Camden | 7 | 34007 | 0.9 | 13500 | 2004 | 9999 |  |  | N | Landfill Gas | [13 empty] | 0.22117 | 0.22117 | 0.22117 | 0.22117 | [11 empty] | EPP New Jersey Biogas LLC | 100 | Exelon Corp | 100
biomass | Pennsauken Landfill | 56511_G_GEN2 | 56511 | G | GEN2 |  | Landfill Gas |  | PJM_EMAC | New Jersey | 34 | Camden | 7 | 34007 | 0.9 | 13500 | 2004 | 9999 |  |  | N | Landfill Gas | [13 empty] | 0.22117 | 0.22117 | 0.22117 | 0.22117 | [11 empty] | EPP New Jersey Biogas LLC | 100 | Exelon Corp | 100
biomass | GLRA Landfill | 56512_G_GEN1 | 56512 | G | GEN1 |  | Landfill Gas |  | PJM_WMAC | Pennsylvania | 42 | Lebanon | 75 | 42075 | 1.6 | 13500 | 2007 | 9999 |  |  | N | Landfill Gas | [13 empty] | 0.22117 | 0.22117 | 0.22117 | 0.22117 | [11 empty] | Lebanon Methane Recovery Inc | 100 | Lebanon Methane Recovery Inc | 100
biomass | GLRA Landfill | 56512_G_GEN2 | 56512 | G | GEN2 |  | Landfill Gas |  | PJM_WMAC | Pennsylvania | 42 | Lebanon | 75 | 42075 | 1.6 | 13500 | 2007 | 9999 |  |  | N | Landfill Gas | [13 empty] | 0.22117 | 0.22117 | 0.22117 | 0.22117 | [11 empty] | Lebanon Methane Recovery Inc | 100 | Lebanon Methane Recovery Inc | 100
natural gas peaker | Whitemarsh Central Utility Plant | 56513_G_CGE | 56513 | G | CGE |  | Combustion Turbine | IC Engine | PJM_EMAC | Pennsylvania | 42 | Montgomery | 91 | 42091 | 1.6 | 15215 | 2007 | 9999 |  |  | N | Natural Gas | [13 empty] | 0.2883 | 0.2883 | 0.2883 | 0.2883 | [11 empty] | EPP Renewable Energy LLC | 100 | Exelon Corp | 100
natural gas peaker | Plains End II LLC | 56516_G_2G01 | 56516 | G | 2G01 |  | Combustion Turbine | IC Engine | WECC_CO | Colorado | 8 | Jefferson | 59 | 08059 | 8.3 | 10745 | 2008 | 9999 |  |  | N | Natural Gas | [13 empty] | 4.3026 | 4.3026 | 4.3026 | 4.3026 | [11 empty] | Plains End II LLC | 100 | Ares Management LP | 100
natural gas peaker | Plains End II LLC | 56516_G_2G02 | 56516 | G | 2G02 |  | Combustion Turbine | IC Engine | WECC_CO | Colorado | 8 | Jefferson | 59 | 08059 | 8.3 | 10745 | 2008 | 9999 |  |  | N | Natural Gas | [13 empty] | 4.3026 | 4.3026 | 4.3026 | 4.3026 | [11 empty] | Plains End II LLC | 100 | Ares Management LP | 100
natural gas peaker | Plains End II LLC | 56516_G_2G03 | 56516 | G | 2G03 |  | Combustion Turbine | IC Engine | WECC_CO | Colorado | 8 | Jefferson | 59 | 08059 | 8.3 | 10745 | 2008 | 9999 |  |  | N | Natural Gas | [13 empty] | 4.3026 | 4.3026 | 4.3026 | 4.3026 | [11 empty] | Plains End II LLC | 100 | Ares Management LP | 100
natural gas peaker | Plains End II LLC | 56516_G_2G04 | 56516 | G | 2G04 |  | Combustion Turbine | IC Engine | WECC_CO | Colorado | 8 | Jefferson | 59 | 08059 | 8.3 | 10745 | 2008 | 9999 |  |  | N | Natural Gas | [13 empty] | 4.3026 | 4.3026 | 4.3026 | 4.3026 | [11 empty] | Plains End II LLC | 100 | Ares Management LP | 100
natural gas peaker | Plains End II LLC | 56516_G_2G05 | 56516 | G | 2G05 |  | Combustion Turbine | IC Engine | WECC_CO | Colorado | 8 | Jefferson | 59 | 08059 | 8.3 | 10745 | 2008 | 9999 |  |  | N | Natural Gas | [13 empty] | 4.3026 | 4.3026 | 4.3026 | 4.3026 | [11 empty] | Plains End II LLC | 100 | Ares Management LP | 100
natural gas peaker | Plains End II LLC | 56516_G_2G06 | 56516 | G | 2G06 |  | Combustion Turbine | IC Engine | WECC_CO | Colorado | 8 | Jefferson | 59 | 08059 | 8.3 | 10745 | 2008 | 9999 |  |  | N | Natural Gas | [13 empty] | 4.3026 | 4.3026 | 4.3026 | 4.3026 | [11 empty] | Plains End II LLC | 100 | Ares Management LP | 100
natural gas peaker | Plains End II LLC | 56516_G_2G07 | 56516 | G | 2G07 |  | Combustion Turbine | IC Engine | WECC_CO | Colorado | 8 | Jefferson | 59 | 08059 | 8.3 | 10745 | 2008 | 9999 |  |  | N | Natural Gas | [13 empty] | 4.3026 | 4.3026 | 4.3026 | 4.3026 | [11 empty] | Plains End II LLC | 100 | Ares Management LP | 100
natural gas peaker | Plains End II LLC | 56516_G_2G08 | 56516 | G | 2G08 |  | Combustion Turbine | IC Engine | WECC_CO | Colorado | 8 | Jefferson | 59 | 08059 | 8.3 | 10745 | 2008 | 9999 |  |  | N | Natural Gas | [13 empty] | 4.3026 | 4.3026 | 4.3026 | 4.3026 | [11 empty] | Plains End II LLC | 100 | Ares Management LP | 100
natural gas peaker | Plains End II LLC | 56516_G_2G09 | 56516 | G | 2G09 |  | Combustion Turbine | IC Engine | WECC_CO | Colorado | 8 | Jefferson | 59 | 08059 | 8.3 | 10745 | 2008 | 9999 |  |  | N | Natural Gas | [13 empty] | 4.3026 | 4.3026 | 4.3026 | 4.3026 | [11 empty] | Plains End II LLC | 100 | Ares Management LP | 100
natural gas peaker | Plains End II LLC | 56516_G_2G10 | 56516 | G | 2G10 |  | Combustion Turbine | IC Engine | WECC_CO | Colorado | 8 | Jefferson | 59 | 08059 | 8.3 | 10745 | 2008 | 9999 |  |  | N | Natural Gas | [13 empty] | 4.3026 | 4.3026 | 4.3026 | 4.3026 | [11 empty] | Plains End II LLC | 100 | Ares Management LP | 100
natural gas peaker | Plains End II LLC | 56516_G_2G11 | 56516 | G | 2G11 |  | Combustion Turbine | IC Engine | WECC_CO | Colorado | 8 | Jefferson | 59 | 08059 | 8.3 | 10745 | 2008 | 9999 |  |  | N | Natural Gas | [13 empty] | 4.3026 | 4.3026 | 4.3026 | 4.3026 | [11 empty] | Plains End II LLC | 100 | Ares Management LP | 100
natural gas peaker | Plains End II LLC | 56516_G_2G12 | 56516 | G | 2G12 |  | Combustion Turbine | IC Engine | WECC_CO | Colorado | 8 | Jefferson | 59 | 08059 | 8.3 | 10745 | 2008 | 9999 |  |  | N | Natural Gas | [13 empty] | 4.3026 | 4.3026 | 4.3026 | 4.3026 | [11 empty] | Plains End II LLC | 100 | Ares Management LP | 100
natural gas peaker | Plains End II LLC | 56516_G_2G13 | 56516 | G | 2G13 |  | Combustion Turbine | IC Engine | WECC_CO | Colorado | 8 | Jefferson | 59 | 08059 | 8.3 | 10745 | 2008 | 9999 |  |  | N | Natural Gas | [13 empty] | 4.3026 | 4.3026 | 4.3026 | 4.3026 | [11 empty] | Plains End II LLC | 100 | Ares Management LP | 100
natural gas peaker | Plains End II LLC | 56516_G_2G14 | 56516 | G | 2G14 |  | Combustion Turbine | IC Engine | WECC_CO | Colorado | 8 | Jefferson | 59 | 08059 | 8.3 | 10745 | 2008 | 9999 |  |  | N | Natural Gas | [13 empty] | 4.3026 | 4.3026 | 4.3026 | 4.3026 | [11 empty] | Plains End II LLC | 100 | Ares Management LP | 100
natural gas peaker | West Diesel Generation Unit | 56517_G_East | 56517 | G | East |  | Combustion Turbine | IC Engine | MIS_MIDA | Iowa | 19 | Pocahontas | 151 | 19151 | 1.9 | 15448 | 2006 | 9999 |  |  | N | Distillate Fuel Oil | [13 empty] | 1.6498 | 1.6498 | 1.6498 | 1.6498 | [11 empty] | Pocahontas City (IA) | 100 | Pocahontas City (IA) | 100
natural gas peaker | West Diesel Generation Unit | 56517_G_West | 56517 | G | West |  | Combustion Turbine | IC Engine | MIS_MIDA | Iowa | 19 | Pocahontas | 151 | 19151 | 1.9 | 15442 | 2006 | 9999 |  |  | N | Distillate Fuel Oil | [13 empty] | 1.6498 | 1.6498 | 1.6498 | 1.6498 | [11 empty] | Pocahontas City (IA) | 100 | Pocahontas City (IA) | 100
natural gas peaker | South Energy Center | 56518_G_GT1 | 56518 | G | GT1 |  | Combustion Turbine |  | FRCC | Florida | 12 | Alachua | 1 | 12001 | 4.3 | 8700 | 2009 | 9999 |  |  | Y | Natural Gas | [13 empty] | 0.17799 | 0.17799 | 0.17799 | 0.17799 | [11 empty] | Gainesville Regional Utilities | 100 | Gainesville Regional Utilities | 100
natural gas peaker | South Energy Center | 56518_G_REG1 | 56518 | G | REG1 |  | Combustion Turbine | IC Engine | FRCC | Florida | 12 | Alachua | 1 | 12001 | 7.4 | 10745 | 2017 | 9999 |  |  | N | Natural Gas | [13 empty] | 0.17799 | 0.17799 | 0.17799 | 0.17799 | [11 empty] | Gainesville Regional Utilities | 100 | Gainesville Regional Utilities | 100
natural gas peaker | Salem Electric Department | 56519_G_1 | 56519 | G | 1 |  | Combustion Turbine | IC Engine | PJM_West | Virginia | 51 | Salem City | 775 | 51775 | 1.3 | 10745 | 2007 | 9999 |  |  | N | Distillate Fuel Oil | [13 empty] | 1.6498 | 1.6498 | 1.6498 | 1.6498 | [11 empty] | Salem VA (City of) | 100 | Salem VA (City of) | 100
biomass | Deertrack Park Gas Recovery | 56520_G_GEN1 | 56520 | G | GEN1 |  | Landfill Gas |  | MIS_WUMS | Wisconsin | 55 | Jefferson | 55 | 55055 | 0.8 | 13500 | 2006 | 9999 |  |  | N | Landfill Gas | [13 empty] | 0.22117 | 0.22117 | 0.22117 | 0.22117 | [11 empty] | WM Renewable Energy LLC | 100 | Waste Management Inc | 100
biomass | Deertrack Park Gas Recovery | 56520_G_GEN2 | 56520 | G | GEN2 |  | Landfill Gas |  | MIS_WUMS | Wisconsin | 55 | Jefferson | 55 | 55055 | 0.8 | 13500 | 2006 | 9999 |  |  | N | Landfill Gas | [13 empty] | 0.22117 | 0.22117 | 0.22117 | 0.22117 | [11 empty] | WM Renewable Energy LLC | 100 | Waste Management Inc | 100
biomass | Deertrack Park Gas Recovery | 56520_G_GEN3 | 56520 | G | GEN3 |  | Landfill Gas |  | MIS_WUMS | Wisconsin | 55 | Jefferson | 55 | 55055 | 0.8 | 13500 | 2006 | 9999 |  |  | N | Landfill Gas | [13 empty] | 0.22117 | 0.22117 | 0.22117 | 0.22117 | [11 empty] | WM Renewable Energy LLC | 100 | Waste Management Inc | 100
biomass | Deertrack Park Gas Recovery | 56520_G_GEN4 | 56520 | G | GEN4 |  | Landfill Gas |  | MIS_WUMS | Wisconsin | 55 | Jefferson | 55 | 55055 | 0.8 | 13500 | 2006 | 9999 |  |  | N | Landfill Gas | [13 empty] | 0.22117 | 0.22117 | 0.22117 | 0.22117 | [11 empty] | WM Renewable Energy LLC | 100 | Waste Management Inc | 100
biomass | Deertrack Park Gas Recovery | 56520_G_GEN5 | 56520 | G | GEN5 |  | Landfill Gas |  | MIS_WUMS | Wisconsin | 55 | Jefferson | 55 | 55055 | 0.8 | 13500 | 2007 | 9999 |  |  | N | Landfill Gas | [13 empty] | 0.22117 | 0.22117 | 0.22117 | 0.22117 | [11 empty] | WM Renewable Energy LLC | 100 | Waste Management Inc | 100
biomass | Deertrack Park Gas Recovery | 56520_G_GEN6 | 56520 | G | GEN6 |  | Landfill Gas |  | MIS_WUMS | Wisconsin | 55 | Jefferson | 55 | 55055 | 0.8 | 13500 | 2007 | 9999 |  |  | N | Landfill Gas | [13 empty] | 0.22117 | 0.22117 | 0.22117 | 0.22117 | [11 empty] | WM Renewable Energy LLC | 100 | Waste Management Inc | 100
biomass | Deertrack Park Gas Recovery | 56520_G_GEN7 | 56520 | G | GEN7 |  | Landfill Gas |  | MIS_WUMS | Wisconsin | 55 | Jefferson | 55 | 55055 | 0.8 | 13500 | 2007 | 9999 |  |  | N | Landfill Gas | [13 empty] | 0.22117 | 0.22117 | 0.22117 | 0.22117 | [11 empty] | WM Renewable Energy LLC | 100 | Waste Management Inc | 100
biomass | Deertrack Park Gas Recovery | 56520_G_GEN8 | 56520 | G | GEN8 |  | Landfill Gas |  | MIS_WUMS | Wisconsin | 55 | Jefferson | 55 | 55055 | 0.8 | 13500 | 2007 | 9999 |  |  | N | Landfill Gas | [13 empty] | 0.22117 | 0.22117 | 0.22117 | 0.22117 | [11 empty] | WM Renewable Energy LLC | 100 | Waste Management Inc | 100
biomass | Lake Mills Gas Recovery | 56521_G_GEN1 | 56521 | G | GEN1 |  | Landfill Gas |  | MIS_IA | Iowa | 19 | Winnebago | 189 | 19189 | 0.8 | 13500 | 2006 | 9999 |  |  | N | Landfill Gas | [13 empty] | 0.22117 | 0.22117 | 0.22117 | 0.22117 | [11 empty] | Waste Management Inc | 100 | Waste Management Inc | 100
biomass | Lake Mills Gas Recovery | 56521_G_GEN2 | 56521 | G | GEN2 |  | Landfill Gas |  | MIS_IA | Iowa | 19 | Winnebago | 189 | 19189 | 0.8 | 13500 | 2006 | 9999 |  |  | N | Landfill Gas | [13 empty] | 0.22117 | 0.22117 | 0.22117 | 0.22117 | [11 empty] | Waste Management Inc | 100 | Waste Management Inc | 100
biomass | Lake Mills Gas Recovery | 56521_G_GEN3 | 56521 | G | GEN3 |  | Landfill Gas |  | MIS_IA | Iowa | 19 | Winnebago | 189 | 19189 | 0.8 | 13500 | 2006 | 9999 |  |  | N | Landfill Gas | [13 empty] | 0.22117 | 0.22117 | 0.22117 | 0.22117 | [11 empty] | Waste Management Inc | 100 | Waste Management Inc | 100
biomass | Lake Mills Gas Recovery | 56521_G_GEN4 | 56521 | G | GEN4 |  | Landfill Gas |  | MIS_IA | Iowa | 19 | Winnebago | 189 | 19189 | 0.8 | 13500 | 2006 | 9999 |  |  | N | Landfill Gas | [13 empty] | 0.22117 | 0.22117 | 0.22117 | 0.22117 | [11 empty] | Waste Management Inc | 100 | Waste Management Inc | 100
biomass | Lake Mills Gas Recovery | 56521_G_GEN5 | 56521 | G | GEN5 |  | Landfill Gas |  | MIS_IA | Iowa | 19 | Winnebago | 189 | 19189 | 0.8 | 13500 | 2006 | 9999 |  |  | N | Landfill Gas | [13 empty] | 0.22117 | 0.22117 | 0.22117 | 0.22117 | [11 empty] | Waste Management Inc | 100 | Waste Management Inc | 100
biomass | Springhill Gas Recovery Plant | 56522_G_GEN1 | 56522 | G | GEN1 |  | Landfill Gas |  | S_SOU | Florida | 12 | Jackson | 63 | 12063 | 0.8 | 13500 | 2006 | 9999 |  |  | N | Landfill Gas | [13 empty] | 0.22117 | 0.22117 | 0.22117 | 0.22117 | [11 empty] | WM Renewable Energy LLC | 100 | Waste Management Inc | 100
biomass | Springhill Gas Recovery Plant | 56522_G_GEN2 | 56522 | G | GEN2 |  | Landfill Gas |  | S_SOU | Florida | 12 | Jackson | 63 | 12063 | 0.8 | 13500 | 2006 | 9999 |  |  | N | Landfill Gas | [13 empty] | 0.22117 | 0.22117 | 0.22117 | 0.22117 | [11 empty] | WM Renewable Energy LLC | 100 | Waste Management Inc | 100
biomass | Springhill Gas Recovery Plant | 56522_G_GEN3 | 56522 | G | GEN3 |  | Landfill Gas |  | S_SOU | Florida | 12 | Jackson | 63 | 12063 | 0.8 | 13500 | 2006 | 9999 |  |  | N | Landfill Gas | [13 empty] | 0.22117 | 0.22117 | 0.22117 | 0.22117 | [11 empty] | WM Renewable Energy LLC | 100 | Waste Management Inc | 100
biomass | Springhill Gas Recovery Plant | 56522_G_GEN4 | 56522 | G | GEN4 |  | Landfill Gas |  | S_SOU | Florida | 12 | Jackson | 63 | 12063 | 0.8 | 13500 | 2006 | 9999 |  |  | N | Landfill Gas | [13 empty] | 0.22117 | 0.22117 | 0.22117 | 0.22117 | [11 empty] | WM Renewable Energy LLC | 100 | Waste Management Inc | 100
biomass | Springhill Gas Recovery Plant | 56522_G_GEN5 | 56522 | G | GEN5 |  | Landfill Gas |  | S_SOU | Florida | 12 | Jackson | 63 | 12063 | 0.8 | 13500 | 2006 | 9999 |  |  | N | Landfill Gas | [13 empty] | 0.22117 | 0.22117 | 0.22117 | 0.22117 | [11 empty] | WM Renewable Energy LLC | 100 | Waste Management Inc | 100
biomass | Springhill Gas Recovery Plant | 56522_G_GEN6 | 56522 | G | GEN6 |  | Landfill Gas |  | S_SOU | Florida | 12 | Jackson | 63 | 12063 | 0.8 | 13500 | 2006 | 9999 |  |  | N | Landfill Gas | [13 empty] | 0.22117 | 0.22117 | 0.22117 | 0.22117 | [11 empty] | WM Renewable Energy LLC | 100 | Waste Management Inc | 100
biomass | Two Pine Landfill Gas Recovery | 56523_G_GEN1 | 56523 | G | GEN1 |  | Landfill Gas |  | MIS_AR | Arkansas | 5 | Pulaski | 119 | 05119 | 0.8 | 13500 | 2006 | 9999 |  |  | N | Landfill Gas | [13 empty] | 0.23013 | 0.23013 | 0.23013 | 0.23013 | [11 empty] | WM Renewable Energy LLC | 100 | Waste Management Inc | 100
biomass | Two Pine Landfill Gas Recovery | 56523_G_GEN2 | 56523 | G | GEN2 |  | Landfill Gas |  | MIS_AR | Arkansas | 5 | Pulaski | 119 | 05119 | 0.8 | 13500 | 2006 | 9999 |  |  | N | Landfill Gas | [13 empty] | 0.23013 | 0.23013 | 0.23013 | 0.23013 | [11 empty] | WM Renewable Energy LLC | 100 | Waste Management Inc | 100
biomass | Two Pine Landfill Gas Recovery | 56523_G_GEN3 | 56523 | G | GEN3 |  | Landfill Gas |  | MIS_AR | Arkansas | 5 | Pulaski | 119 | 05119 | 0.8 | 13500 | 2006 | 9999 |  |  | N | Landfill Gas | [13 empty] | 0.23013 | 0.23013 | 0.23013 | 0.23013 | [11 empty] | WM Renewable Energy LLC | 100 | Waste Management Inc | 100
biomass | Two Pine Landfill Gas Recovery | 56523_G_GEN4 | 56523 | G | GEN4 |  | Landfill Gas |  | MIS_AR | Arkansas | 5 | Pulaski | 119 | 05119 | 0.8 | 13500 | 2006 | 9999 |  |  | N | Landfill Gas | [13 empty] | 0.23013 | 0.23013 | 0.23013 | 0.23013 | [11 empty] | WM Renewable Energy LLC | 100 | Waste Management Inc | 100
biomass | Two Pine Landfill Gas Recovery | 56523_G_GEN5 | 56523 | G | GEN5 |  | Landfill Gas |  | MIS_AR | Arkansas | 5 | Pulaski | 119 | 05119 | 0.8 | 13500 | 2006 | 9999 |  |  | N | Landfill Gas | [13 empty] | 0.23013 | 0.23013 | 0.23013 | 0.23013 | [11 empty] | WM Renewable Energy LLC | 100 | Waste Management Inc | 100
biomass | Austin Gas Recovery | 56524_G_GEN1 | 56524 | G | GEN1 |  | Landfill Gas |  | ERC_REST | Texas | 48 | Travis | 453 | 48453 | 1.6 | 13500 | 2007 | 9999 |  |  | N | Landfill Gas | [13 empty] | 0.22117 | 0.22117 | 0.22117 | 0.22117 | [11 empty] | WM Renewable Energy LLC | 100 | Waste Management Inc | 100
biomass | Austin Gas Recovery | 56524_G_GEN2 | 56524 | G | GEN2 |  | Landfill Gas |  | ERC_REST | Texas | 48 | Travis | 453 | 48453 | 1.6 | 13500 | 2007 | 9999 |  |  | N | Landfill Gas | [13 empty] | 0.22117 | 0.22117 | 0.22117 | 0.22117 | [11 empty] | WM Renewable Energy LLC | 100 | Waste Management Inc | 100
biomass | Austin Gas Recovery | 56524_G_GEN3 | 56524 | G | GEN3 |  | Landfill Gas |  | ERC_REST | Texas | 48 | Travis | 453 | 48453 | 1.6 | 13500 | 2007 | 9999 |  |  | N | Landfill Gas | [13 empty] | 0.22117 | 0.22117 | 0.22117 | 0.22117 | [11 empty] | WM Renewable Energy LLC | 100 | Waste Management Inc | 100
biomass | Timberline Trail Gas Recovery | 56525_G_GEN2 | 56525 | G | GEN2 |  | Landfill Gas |  | MIS_MNWI | Wisconsin | 55 | Rusk | 107 | 55107 | 0.8 | 13500 | 2006 | 9999 |  |  | N | Landfill Gas | [13 empty] | 0.22117 | 0.22117 | 0.22117 | 0.22117 | [11 empty] | Waste Management Inc | 100 | Waste Management Inc | 100
biomass | Timberline Trail Gas Recovery | 56525_G_GEN3 | 56525 | G | GEN3 |  | Landfill Gas |  | MIS_MNWI | Wisconsin | 55 | Rusk | 107 | 55107 | 0.8 | 13500 | 2006 | 9999 |  |  | N | Landfill Gas | [13 empty] | 0.22117 | 0.22117 | 0.22117 | 0.22117 | [11 empty] | Waste Management Inc | 100 | Waste Management Inc | 100
biomass | Timberline Trail Gas Recovery | 56525_G_GEN4 | 56525 | G | GEN4 |  | Landfill Gas |  | MIS_MNWI | Wisconsin | 55 | Rusk | 107 | 55107 | 0.8 | 13500 | 2006 | 9999 |  |  | N | Landfill Gas | [13 empty] | 0.22117 | 0.22117 | 0.22117 | 0.22117 | [11 empty] | Waste Management Inc | 100 | Waste Management Inc | 100
biomass | Timberline Trail Gas Recovery | 56525_G_GEN5 | 56525 | G | GEN5 |  | Landfill Gas |  | MIS_MNWI | Wisconsin | 55 | Rusk | 107 | 55107 | 0.8 | 13500 | 2007 | 9999 |  |  | N | Landfill Gas | [13 empty] | 0.22117 | 0.22117 | 0.22117 | 0.22117 | [11 empty] | Waste Management Inc | 100 | Waste Management Inc | 100
biomass | Chaffee Gas Recovery | 56526_G_GEN1 | 56526 | G | GEN1 |  | Landfill Gas |  | NY_Z_A | New York | 36 | Erie | 29 | 36029 | 0.8 | 13500 | 2007 | 9999 |  |  | N | Landfill Gas | [13 empty] | 0.22117 | 0.22117 | 0.22117 | 0.22117 | [11 empty] | Waste Management Inc | 100 | Waste Management Inc | 100
biomass | Chaffee Gas Recovery | 56526_G_GEN2 | 56526 | G | GEN2 |  | Landfill Gas |  | NY_Z_A | New York | 36 | Erie | 29 | 36029 | 0.8 | 13500 | 2007 | 9999 |  |  | N | Landfill Gas | [13 empty] | 0.22117 | 0.22117 | 0.22117 | 0.22117 | [11 empty] | Waste Management Inc | 100 | Waste Management Inc | 100
biomass | Chaffee Gas Recovery | 56526_G_GEN3 | 56526 | G | GEN3 |  | Landfill Gas |  | NY_Z_A | New York | 36 | Erie | 29 | 36029 | 0.8 | 13500 | 2007 | 9999 |  |  | N | Landfill Gas | [13 empty] | 0.22117 | 0.22117 | 0.22117 | 0.22117 | [11 empty] | Waste Management Inc | 100 | Waste Management Inc | 100
biomass | Chaffee Gas Recovery | 56526_G_GEN4 | 56526 | G | GEN4 |  | Landfill Gas |  | NY_Z_A | New York | 36 | Erie | 29 | 36029 | 0.8 | 13500 | 2007 | 9999 |  |  | N | Landfill Gas | [13 empty] | 0.22117 | 0.22117 | 0.22117 | 0.22117 | [11 empty] | Waste Management Inc | 100 | Waste Management Inc | 100
biomass | Chaffee Gas Recovery | 56526_G_GEN5 | 56526 | G | GEN5 |  | Landfill Gas |  | NY_Z_A | New York | 36 | Erie | 29 | 36029 | 0.8 | 13500 | 2007 | 9999 |  |  | N | Landfill Gas | [13 empty] | 0.22117 | 0.22117 | 0.22117 | 0.22117 | [11 empty] | Waste Management Inc | 100 | Waste Management Inc | 100
biomass | Chaffee Gas Recovery | 56526_G_GEN6 | 56526 | G | GEN6 |  | Landfill Gas |  | NY_Z_A | New York | 36 | Erie | 29 | 36029 | 0.8 | 13500 | 2007 | 9999 |  |  | N | Landfill Gas | [13 empty] | 0.22117 | 0.22117 | 0.22117 | 0.22117 | [11 empty] | Waste Management Inc | 100 | Waste Management Inc | 100
biomass | Chaffee Gas Recovery | 56526_G_GEN7 | 56526 | G | GEN7 |  | Landfill Gas |  | NY_Z_A | New York | 36 | Erie | 29 | 36029 | 0.8 | 13500 | 2009 | 9999 |  |  | N | Landfill Gas | [13 empty] | 0.22117 | 0.22117 | 0.22117 | 0.22117 | [11 empty] | Waste Management Inc | 100 | Waste Management Inc | 100
biomass | Chaffee Gas Recovery | 56526_G_GEN8 | 56526 | G | GEN8 |  | Landfill Gas |  | NY_Z_A | New York | 36 | Erie | 29 | 36029 | 0.8 | 13500 | 2009 | 9999 |  |  | N | Landfill Gas | [13 empty] | 0.22117 | 0.22117 | 0.22117 | 0.22117 | [11 empty] | Waste Management Inc | 100 | Waste Management Inc | 100
biomass | Fitchburg Gas Recovery | 56527_G_GEN1 | 56527 | G | GEN1 |  | Landfill Gas |  | NENGREST | Massachusetts | 25 | Worcester | 27 | 25027 | 1.6 | 13500 | 2007 | 9999 |  |  | N | Landfill Gas | [13 empty] | 0.10047 | 0.10047 | 0.10047 | 0.10047 | [11 empty] | WM Renewable Energy LLC | 100 | Waste Management Inc | 100
biomass | Fitchburg Gas Recovery | 56527_G_GEN2 | 56527 | G | GEN2 |  | Landfill Gas |  | NENGREST | Massachusetts | 25 | Worcester | 27 | 25027 | 1.6 | 13500 | 2007 | 9999 |  |  | N | Landfill Gas | [13 empty] | 0.0973 | 0.0973 | 0.0973 | 0.0973 | [11 empty] | WM Renewable Energy LLC | 100 | Waste Management Inc | 100
biomass | Fitchburg Gas Recovery | 56527_G_GEN3 | 56527 | G | GEN3 |  | Landfill Gas |  | NENGREST | Massachusetts | 25 | Worcester | 27 | 25027 | 1.6 | 13500 | 2009 | 9999 |  |  | N | Landfill Gas | [13 empty] | 0.09567 | 0.09567 | 0.09567 | 0.09567 | [11 empty] | WM Renewable Energy LLC | 100 | Waste Management Inc | 100
biomass | Five Oaks Gas Recovery | 56529_G_GEN1 | 56529 | G | GEN1 |  | Landfill Gas |  | MIS_IL | Illinois | 17 | Christian | 21 | 17021 | 0.8 | 13500 | 2008 | 9999 |  |  | N | Landfill Gas | [13 empty] | 0.22117 | 0.22117 | 0.22117 | 0.22117 | [11 empty] | WM Renewable Energy LLC | 100 | Waste Management Inc | 100
biomass | Five Oaks Gas Recovery | 56529_G_GEN2 | 56529 | G | GEN2 |  | Landfill Gas |  | MIS_IL | Illinois | 17 | Christian | 21 | 17021 | 0.8 | 13500 | 2008 | 9999 |  |  | N | Landfill Gas | [13 empty] | 0.22117 | 0.22117 | 0.22117 | 0.22117 | [11 empty] | WM Renewable Energy LLC | 100 | Waste Management Inc | 100
biomass | Five Oaks Gas Recovery | 56529_G_GEN3 | 56529 | G | GEN3 |  | Landfill Gas |  | MIS_IL | Illinois | 17 | Christian | 21 | 17021 | 0.8 | 13500 | 2008 | 9999 |  |  | N | Landfill Gas | [13 empty] | 0.22117 | 0.22117 | 0.22117 | 0.22117 | [11 empty] | WM Renewable Energy LLC | 100 | Waste Management Inc | 100
biomass | Five Oaks Gas Recovery | 56529_G_GEN4 | 56529 | G | GEN4 |  | Landfill Gas |  | MIS_IL | Illinois | 17 | Christian | 21 | 17021 | 0.8 | 13500 | 2008 | 9999 |  |  | N | Landfill Gas | [13 empty] | 0.22117 | 0.22117 | 0.22117 | 0.22117 | [11 empty] | WM Renewable Energy LLC | 100 | Waste Management Inc | 100
biomass | DADS Gas Recovery | 56530_G_GEN1 | 56530 | G | GEN1 |  | Landfill Gas |  | WECC_CO | Colorado | 8 | Arapahoe | 5 | 08005 | 0.8 | 13500 | 2008 | 9999 |  |  | N | Landfill Gas | [13 empty] | 0.22117 | 0.22117 | 0.22117 | 0.22117 | [11 empty] | Waste Management Inc | 100 | Waste Management Inc | 100
biomass | DADS Gas Recovery | 56530_G_GEN2 | 56530 | G | GEN2 |  | Landfill Gas |  | WECC_CO | Colorado | 8 | Arapahoe | 5 | 08005 | 0.8 | 13500 | 2008 | 9999 |  |  | N | Landfill Gas | [13 empty] | 0.22117 | 0.22117 | 0.22117 | 0.22117 | [11 empty] | Waste Management Inc | 100 | Waste Management Inc | 100
biomass | DADS Gas Recovery | 56530_G_GEN3 | 56530 | G | GEN3 |  | Landfill Gas |  | WECC_CO | Colorado | 8 | Arapahoe | 5 | 08005 | 0.8 | 13500 | 2008 | 9999 |  |  | N | Landfill Gas | [13 empty] | 0.22117 | 0.22117 | 0.22117 | 0.22117 | [11 empty] | Waste Management Inc | 100 | Waste Management Inc | 100
biomass | DADS Gas Recovery | 56530_G_GEN4 | 56530 | G | GEN4 |  | Landfill Gas |  | WECC_CO | Colorado | 8 | Arapahoe | 5 | 08005 | 0.8 | 13500 | 2008 | 9999 |  |  | N | Landfill Gas | [13 empty] | 0.22117 | 0.22117 | 0.22117 | 0.22117 | [11 empty] | Waste Management Inc | 100 | Waste Management Inc | 100
biomass | Waste Management Bethel LFGTE | 56531_G_GEN1 | 56531 | G | GEN1 |  | Landfill Gas |  | PJM_Dom | Virginia | 51 | Hampton City | 650 | 51650 | 0.8 | 13500 | 2008 | 9999 |  |  | N | Landfill Gas | [13 empty] | 0.6 | 0.6 | 0.6 | 0.6 | [11 empty] | WM Renewable Energy LLC | 100 | Waste Management Inc | 100
biomass | Waste Management Bethel LFGTE | 56531_G_GEN2 | 56531 | G | GEN2 |  | Landfill Gas |  | PJM_Dom | Virginia | 51 | Hampton City | 650 | 51650 | 0.8 | 13500 | 2008 | 9999 |  |  | N | Landfill Gas | [13 empty] | 0.6 | 0.6 | 0.6 | 0.6 | [11 empty] | WM Renewable Energy LLC | 100 | Waste Management Inc | 100
biomass | Waste Management Bethel LFGTE | 56531_G_GEN3 | 56531 | G | GEN3 |  | Landfill Gas |  | PJM_Dom | Virginia | 51 | Hampton City | 650 | 51650 | 0.8 | 13500 | 2008 | 9999 |  |  | N | Landfill Gas | [13 empty] | 0.6 | 0.6 | 0.6 | 0.6 | [11 empty] | WM Renewable Energy LLC | 100 | Waste Management Inc | 100
biomass | Waste Management Bethel LFGTE | 56531_G_GEN4 | 56531 | G | GEN4 |  | Landfill Gas |  | PJM_Dom | Virginia | 51 | Hampton City | 650 | 51650 | 0.8 | 13500 | 2008 | 9999 |  |  | N | Landfill Gas | [13 empty] | 0.6 | 0.6 | 0.6 | 0.6 | [11 empty] | WM Renewable Energy LLC | 100 | Waste Management Inc | 100
biomass | Waste Management Bethel LFGTE | 56531_G_GEN5 | 56531 | G | GEN5 |  | Landfill Gas |  | PJM_Dom | Virginia | 51 | Hampton City | 650 | 51650 | 0.8 | 13500 | 2008 | 9999 |  |  | N | Landfill Gas | [13 empty] | 0.6 | 0.6 | 0.6 | 0.6 | [11 empty] | WM Renewable Energy LLC | 100 | Waste Management Inc | 100
biomass | Waste Management Bethel LFGTE | 56531_G_GEN6 | 56531 | G | GEN6 |  | Landfill Gas |  | PJM_Dom | Virginia | 51 | Hampton City | 650 | 51650 | 0.8 | 13500 | 2008 | 9999 |  |  | N | Landfill Gas | [13 empty] | 0.6 | 0.6 | 0.6 | 0.6 | [11 empty] | WM Renewable Energy LLC | 100 | Waste Management Inc | 100
natural gas combined cycle | Colusa Generating Station | 56532_G_A | 56532 | G | A | 90561 | Combined Cycle |  | WEC_CALN | California | 6 | Colusa | 11 | 06011 | 167 | 7212 | 2010 | 9999 |  |  | N | Natural Gas |  |  |  | DLNB | SCR | [8 empty] | 0.0039813 | 0.0039813 | 0.0039813 | 0.0039813 | [11 empty] | Pacific Gas & Electric Co | 100 | PG&E Corp | 100
natural gas combined cycle | Colusa Generating Station | 56532_G_B | 56532 | G | B | 90562 | Combined Cycle |  | WEC_CALN | California | 6 | Colusa | 11 | 06011 | 167 | 7212 | 2010 | 9999 |  |  | N | Natural Gas |  |  |  | DLNB | SCR | [8 empty] | 0.0039813 | 0.0039813 | 0.0039813 | 0.0039813 | [11 empty] | Pacific Gas & Electric Co | 100 | PG&E Corp | 100
natural gas combined cycle | Colusa Generating Station | 56532_G_C | 56532 | G | C | 90561 | Combined Cycle |  | WEC_CALN | California | 6 | Colusa | 11 | 06011 | 306 | 7212 | 2010 | 9999 |  |  | N | Natural Gas |  |  |  | LNB | SCR | [8 empty] | 0.0039813 | 0.0039813 | 0.0039813 | 0.0039813 | [11 empty] | Pacific Gas & Electric Co | 100 | PG&E Corp | 100
onshore wind | Cow Branch | 56536_G_1 | 56536 | G | 1 |  | Onshore Wind |  | S_D_AECI | Missouri | 29 | Atchison | 5 | 29005 | 50.4 | 0 | 2008 | 9999 |  |  | N | Wind | [13 empty] | 0 | 0 | 0 | 0 | [11 empty] | Cow Branch Wind Power LLC | 100 | Exelon Corp | 100
onshore wind | Conception | 56537_G_1 | 56537 | G | 1 |  | Onshore Wind |  | S_D_AECI | Missouri | 29 | Nodaway | 147 | 29147 | 50.4 | 0 | 2008 | 9999 |  |  | N | Wind | [13 empty] | 0 | 0 | 0 | 0 | [11 empty] | CR Clearing LLC | 100 | Exelon Corp | 100
onshore wind | Loess Hills | 56538_G_1 | 56538 | G | 1 |  | Onshore Wind |  | S_D_AECI | Missouri | 29 | Atchison | 5 | 29005 | 5 | 0 | 2008 | 9999 |  |  | N | Wind | [13 empty] | 0 | 0 | 0 | 0 | [11 empty] | Loess Hills Wind Farm LLC | 100 | Exelon Corp | 100
geothermal | Galena 2 Geothermal Power Plant | 56540_G_GEN1 | 56540 | G | GEN1 |  | Geothermal |  | WECC_NNV | Nevada | 32 | Washoe | 31 | 32031 | 9 | 9771 | 2007 | 9999 |  |  | N | Geothermal | [13 empty] | 0 | 0 | 0 | 0 | 0.4563 | 0.4563 | 0.4563 | [8 empty] | Steamboat Hills LLC | 100 | Ormat Technologies Inc | 100
geothermal | Galena 3 Geothermal Power Plant | 56541_G_GEN1 | 56541 | G | GEN1 |  | Geothermal |  | WECC_NNV | Nevada | 32 | Washoe | 31 | 32031 | 10 | 9771 | 2008 | 9999 |  |  | N | Geothermal | [13 empty] | 0 | 0 | 0 | 0 | 0.4563 | 0.4563 | 0.4563 | [8 empty] | ORNI 14 LLC | 100 | Ormat Technologies Inc | 100
geothermal | Galena 3 Geothermal Power Plant | 56541_G_GEN2 | 56541 | G | GEN2 |  | Geothermal |  | WECC_NNV | Nevada | 32 | Washoe | 31 | 32031 | 10 | 9771 | 2008 | 9999 |  |  | N | Geothermal | [13 empty] | 0 | 0 | 0 | 0 | 0.4563 | 0.4563 | 0.4563 | [8 empty] | ORNI 14 LLC | 100 | Ormat Technologies Inc | 100
onshore wind | Eastridge Wind Project | 56543_G_1 | 56543 | G | 1 |  | Onshore Wind |  | MIS_MNWI | Minnesota | 27 | Murray | 101 | 27101 | 10.4 | 0 | 2006 | 9999 |  |  | N | Wind | [13 empty] | 0 | 0 | 0 | 0 | [11 empty] | Bendwind LLC | 12.5 | NRG Energy Inc | 100
onshore wind | Windom Wind Project | 56544_G_1 | 56544 | G | 1 |  | Onshore Wind |  | MIS_IA | Minnesota | 27 | Cottonwood | 33 | 27033 | 15.6 | 0 | 2006 | 9999 |  |  | N | Wind | [13 empty] | 0 | 0 | 0 | 0 | [11 empty] | ALP Wind LLC | 8.3333 | NRG Energy Inc | 16.6667
natural gas peaker | Seneca City of | 56545_G_PPG1 | 56545 | G | PPG1 |  | Combustion Turbine | IC Engine | S_VACA | South Carolina | 45 | Oconee | 73 | 45073 | 1.8 | 10745 | 2004 | 9999 |  |  | N | Distillate Fuel Oil | [13 empty] | 1.6498 | 1.6498 | 1.6498 | 1.6498 | [11 empty] | Seneca SC (City of) | 100 | Seneca SC (City of) | 100
natural gas peaker | Seneca City of | 56545_G_PPG2 | 56545 | G | PPG2 |  | Combustion Turbine | IC Engine | S_VACA | South Carolina | 45 | Oconee | 73 | 45073 | 1.8 | 10745 | 2004 | 9999 |  |  | N | Distillate Fuel Oil | [13 empty] | 1.6498 | 1.6498 | 1.6498 | 1.6498 | [11 empty] | Seneca SC (City of) | 100 | Seneca SC (City of) | 100
natural gas peaker | Seneca City of | 56545_G_PPG3 | 56545 | G | PPG3 |  | Combustion Turbine | IC Engine | S_VACA | South Carolina | 45 | Oconee | 73 | 45073 | 1.8 | 10745 | 2004 | 9999 |  |  | N | Distillate Fuel Oil | [13 empty] | 1.6498 | 1.6498 | 1.6498 | 1.6498 | [11 empty] | Seneca SC (City of) | 100 | Seneca SC (City of) | 100
natural gas peaker | Seneca City of | 56545_G_WPG1 | 56545 | G | WPG1 |  | Combustion Turbine | IC Engine | S_VACA | South Carolina | 45 | Oconee | 73 | 45073 | 1.8 | 10745 | 2004 | 9999 |  |  | N | Distillate Fuel Oil | [13 empty] | 1.6498 | 1.6498 | 1.6498 | 1.6498 | [11 empty] | Seneca SC (City of) | 100 | Seneca SC (City of) | 100
natural gas peaker | Seneca City of | 56545_G_WPG2 | 56545 | G | WPG2 |  | Combustion Turbine | IC Engine | S_VACA | South Carolina | 45 | Oconee | 73 | 45073 | 1.8 | 10745 | 2004 | 9999 |  |  | N | Distillate Fuel Oil | [13 empty] | 1.6498 | 1.6498 | 1.6498 | 1.6498 | [11 empty] | Seneca SC (City of) | 100 | Seneca SC (City of) | 100
natural gas peaker | Cornelius Delivery No 1 | 56546_G_1 | 56546 | G | 1 |  | Combustion Turbine | IC Engine | S_VACA | North Carolina | 37 | Mecklenburg | 119 | 37119 | 2 | 12283 | 2007 | 9999 |  |  | N | Distillate Fuel Oil | [13 empty] | 1.6498 | 1.6498 | 1.6498 | 1.6498 | [11 empty] | North Carolina Municipal Power Agency No 1 | 100 | North Carolina Municipal Power Agency No 1 | 100
natural gas peaker | Bostic Delivery No 2 | 56547_G_1 | 56547 | G | 1 |  | Combustion Turbine | IC Engine | S_VACA | North Carolina | 37 | Rutherford | 161 | 37161 | 1 | 12283 | 2007 | 9999 |  |  | N | Distillate Fuel Oil | [13 empty] | 1.6498 | 1.6498 | 1.6498 | 1.6498 | [11 empty] | North Carolina Municipal Power Agency No 1 | 100 | North Carolina Municipal Power Agency No 1 | 100
natural gas peaker | Drexel Operations Center | 56548_G_1 | 56548 | G | 1 |  | Combustion Turbine | IC Engine | S_VACA | North Carolina | 37 | Burke | 23 | 37023 | 2 | 25000 | 2007 | 9999 |  |  | N | Distillate Fuel Oil | [13 empty] | 1.6498 | 1.6498 | 1.6498 | 1.6498 | [11 empty] | North Carolina Municipal Power Agency No 1 | 100 | North Carolina Municipal Power Agency No 1 | 100
natural gas peaker | Granite Falls Walmart | 56549_G_1 | 56549 | G | 1 |  | Combustion Turbine | IC Engine | S_VACA | North Carolina | 37 | Caldwell | 27 | 37027 | 2 | 22434 | 2007 | 9999 |  |  | N | Distillate Fuel Oil | [13 empty] | 1.6498 | 1.6498 | 1.6498 | 1.6498 | [11 empty] | North Carolina Municipal Power Agency No 1 | 100 | North Carolina Municipal Power Agency No 1 | 100
natural gas peaker | Huntersville Delivery No 2 | 56550_G_1 | 56550 | G | 1 |  | Combustion Turbine | IC Engine | S_VACA | North Carolina | 37 | Mecklenburg | 119 | 37119 | 2 | 12283 | 2007 | 9999 |  |  | N | Distillate Fuel Oil | [13 empty] | 1.6498 | 1.6498 | 1.6498 | 1.6498 | [11 empty] | North Carolina Municipal Power Agency No 1 | 100 | North Carolina Municipal Power Agency No 1 | 100
natural gas peaker | Landis Delivery No 2 | 56551_G_1 | 56551 | G | 1 |  | Combustion Turbine | IC Engine | S_VACA | North Carolina | 37 | Rowan | 159 | 37159 | 2 | 12283 | 2007 | 9999 |  |  | N | Distillate Fuel Oil | [13 empty] | 1.6498 | 1.6498 | 1.6498 | 1.6498 | [11 empty] | North Carolina Municipal Power Agency No 1 | 100 | North Carolina Municipal Power Agency No 1 | 100
natural gas peaker | Statesville Delivery No 3 | 56552_G_1 | 56552 | G | 1 |  | Combustion Turbine | IC Engine | S_VACA | North Carolina | 37 | Iredell | 97 | 37097 | 2 | 12283 | 2007 | 9999 |  |  | N | Distillate Fuel Oil | [13 empty] | 1.6498 | 1.6498 | 1.6498 | 1.6498 | [11 empty] | North Carolina Municipal Power Agency No 1 | 100 | North Carolina Municipal Power Agency No 1 | 100
natural gas peaker | Catawba River Pollution Control | 56553_G_1234 | 56553 | G | 1234 |  | Combustion Turbine | IC Engine | S_VACA | North Carolina | 37 | Burke | 23 | 37023 | 1.1 | 13469 | 2009 | 9999 |  |  | N | Distillate Fuel Oil | [13 empty] | 1.6498 | 1.6498 | 1.6498 | 1.6498 | [11 empty] | Morganton NC (City of) | 100 | Morganton NC (City of) | 100
biomass | Salt Lake Energy Systems | 56554_G_Unit1 | 56554 | G | Unit1 |  | Landfill Gas |  | WECC_UT | Utah | 49 | Salt Lake | 35 | 49035 | 0.8 | 13500 | 2006 | 9999 |  |  | N | Landfill Gas | [13 empty] | 0.22117 | 0.22117 | 0.22117 | 0.22117 | [11 empty] | Salt Lake Energy Systems | 100 | DTE Energy Co | 100
biomass | Salt Lake Energy Systems | 56554_G_Unit2 | 56554 | G | Unit2 |  | Landfill Gas |  | WECC_UT | Utah | 49 | Salt Lake | 35 | 49035 | 0.8 | 13500 | 2006 | 9999 |  |  | N | Landfill Gas | [13 empty] | 0.22117 | 0.22117 | 0.22117 | 0.22117 | [11 empty] | Salt Lake Energy Systems | 100 | DTE Energy Co | 100
biomass | Salt Lake Energy Systems | 56554_G_Unit3 | 56554 | G | Unit3 |  | Landfill Gas |  | WECC_UT | Utah | 49 | Salt Lake | 35 | 49035 | 1.5 | 13500 | 2006 | 9999 |  |  | N | Landfill Gas | [13 empty] | 0.22117 | 0.22117 | 0.22117 | 0.22117 | [11 empty] | Salt Lake Energy Systems | 100 | DTE Energy Co | 100
onshore wind | Bluegrass Ridge | 56555_G_1 | 56555 | G | 1 |  | Onshore Wind |  | S_D_AECI | Missouri | 29 | Gentry | 75 | 29075 | 56.7 | 0 | 2007 | 9999 |  |  | N | Wind | [13 empty] | 0 | 0 | 0 | 0 | [11 empty] | Wind Capital Holdings LLC | 100 | Exelon Corp | 100
natural gas peaker | PPS Power Plant No 1 | 56556_G_1 | 56556 | G | 1 | 90590 | Combustion Turbine |  | S_C_KY | Kentucky | 21 | McCracken | 145 | 21145 | 55 | 11653 | 2010 | 9999 |  |  | N | Natural Gas |  |  |  | H2O | [9 empty] | 0.10606 | 0.10606 | 0.10606 | 0.10606 | [11 empty] | Paducah Energy LLC | 100 | Paducah Power | 100
natural gas peaker | PPS Power Plant No 1 | 56556_G_2 | 56556 | G | 2 | 90592 | Combustion Turbine |  | S_C_KY | Kentucky | 21 | McCracken | 145 | 21145 | 55 | 11654 | 2010 | 9999 |  |  | N | Natural Gas |  |  |  | H2O | [9 empty] | 0.10591 | 0.10591 | 0.10591 | 0.10591 | [11 empty] | Paducah Energy LLC | 100 | Paducah Power | 100
onshore wind | Porterhouse Wind (4) LLC | 56560_G_JDW4 | 56560 | G | JDW4 |  | Onshore Wind |  | SPP_SPS | Texas | 48 | Hansford | 195 | 48195 | 79.8 | 0 | 2008 | 9999 |  |  | N | Wind | [13 empty] | 0 | 0 | 0 | 0 | [11 empty] | Porterhouse Wind 4 LLC | 100 | Quinbrook Infrastructure Partners | 100
onshore wind | Filet Wind (5) LLC | 56561_G_JDW5 | 56561 | G | JDW5 |  | Onshore Wind |  | SPP_SPS | Texas | 48 | Sherman | 421 | 48421 | 10 | 0 | 2006 | 9999 |  |  | N | Wind | [13 empty] | 0 | 0 | 0 | 0 | [11 empty] | Exelon Wind 5 LLC | 100 | Quinbrook Infrastructure Partners | 100
onshore wind | Tenderloin Wind (6) LLC | 56562_G_JDW6 | 56562 | G | JDW6 |  | Onshore Wind |  | SPP_SPS | Texas | 48 | Sherman | 421 | 48421 | 10 | 0 | 2007 | 9999 |  |  | N | Wind | [13 empty] | 0 | 0 | 0 | 0 | [11 empty] | Exelon Wind 6 LLC | 100 | Quinbrook Infrastructure Partners | 100
onshore wind | Peetz Table Wind Energy | 56563_G_GE | 56563 | G | GE |  | Onshore Wind |  | WECC_CO | Colorado | 8 | Logan | 75 | 08075 | 199.5 | 0 | 2007 | 9999 |  |  | N | Wind | [13 empty] | 0 | 0 | 0 | 0 | [11 empty] | Peetz Table Wind LLC | 100 | NextEra Energy Inc | 100
hard coal | John W Turk Jr Power Plant | 56564_B_1 | 56564 | B | 1 | 90325 | Coal Steam |  | SPP_WEST | Arkansas | 5 | Hempstead | 57 | 05057 | 609 | 9102 | 2012 | 9999 | wall | dry | N | Subbituminous | Dry Scrubber | 2012 | 0.961 | LNBO | SCR | 2012 |  | B | NA | ACI | 2012 |  | 0.065 | 0.03875 | 0.03875 | 0.03875 | 0.03875 | 0.1 | 0.1 | 0.1 | 0.99 | [7 empty] | Southwestern Electric Power Co | 73 | American Electric Power Co Inc | 73
natural gas combined cycle | J Lamar Stall Unit | 56565_G_6A | 56565 | G | 6A | 90566 | Combined Cycle |  | SPP_WEST | Louisiana | 22 | Caddo | 17 | 22017 | 160 | 7187 | 2010 | 9999 |  |  | N | Natural Gas |  |  |  | DLNB | SCR | [8 empty] | 0.01086 | 0.01086 | 0.01086 | 0.01086 | [11 empty] | Southwestern Electric Power Co | 100 | American Electric Power Co Inc | 100
natural gas combined cycle | J Lamar Stall Unit | 56565_G_6B | 56565 | G | 6B | 90567 | Combined Cycle |  | SPP_WEST | Louisiana | 22 | Caddo | 17 | 22017 | 160 | 7187 | 2010 | 9999 |  |  | N | Natural Gas |  |  |  | DLNB | SCR | [8 empty] | 0.01086 | 0.01086 | 0.01086 | 0.01086 | [11 empty] | Southwestern Electric Power Co | 100 | American Electric Power Co Inc | 100
natural gas combined cycle | J Lamar Stall Unit | 56565_G_6STG | 56565 | G | 6STG | 90566 | Combined Cycle |  | SPP_WEST | Louisiana | 22 | Caddo | 17 | 22017 | 187 | 7187 | 2010 | 9999 |  |  | N | Natural Gas |  |  |  | DLNB | SCR | [8 empty] | 0.01086 | 0.01086 | 0.01086 | 0.01086 | [11 empty] | Southwestern Electric Power Co | 100 | American Electric Power Co Inc | 100
solar pv | Nellis Air Force Base Solar Array | 56568_G_NS1 | 56568 | G | NS1 |  | Solar PV |  | WECC_SNV | Nevada | 32 | Clark | 3 | 32003 | 4.9 | 0 | 2007 | 9999 |  |  | N | Solar | [13 empty] | 0 | 0 | 0 | 0 | [11 empty] | Solar Star NAFB LLC | 100 | SunEdison | 100
solar pv | Nellis Air Force Base Solar Array | 56568_G_NS2 | 56568 | G | NS2 |  | Solar PV |  | WECC_SNV | Nevada | 32 | Clark | 3 | 32003 | 5.2 | 0 | 2007 | 9999 |  |  | N | Solar | [13 empty] | 0 | 0 | 0 | 0 | [11 empty] | Solar Star NAFB LLC | 100 | SunEdison | 100
solar pv | Nellis Air Force Base Solar Array | 56568_G_NS3 | 56568 | G | NS3 |  | Solar PV |  | WECC_SNV | Nevada | 32 | Clark | 3 | 32003 | 3.9 | 0 | 2007 | 9999 |  |  | N | Solar | [13 empty] | 0 | 0 | 0 | 0 | [11 empty] | Solar Star NAFB LLC | 100 | SunEdison | 100
natural gas peaker | Niland Gas Turbine Plant | 56569_G_1 | 56569 | G | 1 | 90279 | Combustion Turbine |  | WECC_IID | California | 6 | Imperial | 25 | 06025 | 47.5 | 10745 | 2008 | 9999 |  |  | N | Natural Gas |  |  |  | DLNB | SCR | [8 empty] | 0.00618 | 0.00618 | 0.00618 | 0.00618 | [11 empty] | Imperial Irrigation District | 100 | Imperial Irrigation District | 100
natural gas peaker | Niland Gas Turbine Plant | 56569_G_2 | 56569 | G | 2 | 90280 | Combustion Turbine |  | WECC_IID | California | 6 | Imperial | 25 | 06025 | 47.5 | 10745 | 2008 | 9999 |  |  | N | Natural Gas |  |  |  | DLNB | SCR | [8 empty] | 0.00787 | 0.00787 | 0.00787 | 0.00787 | [11 empty] | Imperial Irrigation District | 100 | Imperial Irrigation District | 100
onshore wind | Terra-Gen VG Wind LLC | 56570_G_WGNS | 56570 | G | WGNS |  | Onshore Wind |  | WECC_SCE | California | 6 | Kern | 29 | 06029 | 7.4 | 0 | 1984 | 9999 |  |  | N | Wind | [13 empty] | 0 | 0 | 0 | 0 | [11 empty] | Terra Gen VG Wind LLC | 100 | Energy Capital Partners | 100
biomass | Eastern Landfill Gas LLC | 56571_G_1 | 56571 | G | 1 |  | Landfill Gas |  | PJM_SMAC | Maryland | 24 | Baltimore | 5 | 24005 | 1.3 | 14103 | 2006 | 9999 |  |  | N | Landfill Gas | [13 empty] | 0.14607 | 0.14607 | 0.14607 | 0.14607 | [11 empty] | Energy Power Partners | 100 | Energy Power Partners | 100
biomass | Eastern Landfill Gas LLC | 56571_G_2 | 56571 | G | 2 |  | Landfill Gas |  | PJM_SMAC | Maryland | 24 | Baltimore | 5 | 24005 | 1.3 | 14103 | 2006 | 9999 |  |  | N | Landfill Gas | [13 empty] | 0.23762 | 0.23762 | 0.23762 | 0.23762 | [11 empty] | Energy Power Partners | 100 | Energy Power Partners | 100
biomass | Eastern Landfill Gas LLC | 56571_G_3 | 56571 | G | 3 |  | Landfill Gas |  | PJM_SMAC | Maryland | 24 | Baltimore | 5 | 24005 | 1.3 | 14103 | 2006 | 9999 |  |  | N | Landfill Gas | [13 empty] | 0.16489 | 0.16489 | 0.16489 | 0.16489 | [11 empty] | Energy Power Partners | 100 | Energy Power Partners | 100
onshore wind | FPL Energy Oliver Wind II LLC | 56573_G_2 | 56573 | G | 2 |  | Onshore Wind |  | MIS_MAPP | North Dakota | 38 | Oliver | 65 | 38065 | 48 | 0 | 2007 | 9999 |  |  | N | Wind | [13 empty] | 0 | 0 | 0 | 0 | [11 empty] | Oliver Wind Energy Center II LLC | 100 | NextEra Energy Inc | 100
onshore wind | Steel Winds Wind Farm | 56575_G_1 | 56575 | G | 1 |  | Onshore Wind |  | NY_Z_A | New York | 36 | Erie | 29 | 36029 | 20 | 0 | 2007 | 9999 |  |  | N | Wind | [13 empty] | 0 | 0 | 0 | 0 | [11 empty] | Niagara Wind Power LLC | 100 | BQ Energy LLC | 100
onshore wind | Shane's Wind Machine | 56577_G_1 | 56577 | G | 1 |  | Onshore Wind |  | MIS_MNWI | Minnesota | 27 | Pipestone | 117 | 27117 | 1.3 | 0 | 2006 | 9999 |  |  | N | Wind | [13 empty] | 0 | 0 | 0 | 0 | [11 empty] | Shanes Wind Machine LLC | 100 | Exelon Corp | 100
onshore wind | Blue Breezes LLC | 56580_G_1 | 56580 | G | 1 |  | Onshore Wind |  | MIS_MNWI | Minnesota | 27 | Faribault | 43 | 27043 | 1.3 | 0 | 2006 | 9999 |  |  | N | Wind | [13 empty] | 0 | 0 | 0 | 0 | [11 empty] | Blue Breezes LLC | 100 | Exelon Corp | 100
onshore wind | Blue Breezes II LLC | 56581_G_1 | 56581 | G | 1 |  | Onshore Wind |  | MIS_MNWI | Minnesota | 27 | Faribault | 43 | 27043 | 1.3 | 0 | 2006 | 9999 |  |  | N | Wind | [13 empty] | 0 | 0 | 0 | 0 | [11 empty] | Blue Breezes II LLC | 100 | Exelon Corp | 100
onshore wind | Sunset Breeze LLC | 56586_G_1 | 56586 | G | 1 |  | Onshore Wind |  | MIS_MNWI | Minnesota | 27 | Nobles | 105 | 27105 | 1.3 | 0 | 2006 | 9999 |  |  | N | Wind | [13 empty] | 0 | 0 | 0 | 0 | [11 empty] | Sunset Breeze LLC | 100 | Exelon Corp | 100
onshore wind | Minnesota Breeze LLC | 56587_G_1 | 56587 | G | 1 |  | Onshore Wind |  | MIS_MNWI | Minnesota | 27 | Nobles | 105 | 27105 | 1.3 | 0 | 2006 | 9999 |  |  | N | Wind | [13 empty] | 0 | 0 | 0 | 0 | [11 empty] | Minnesota Breeze LLC | 100 | Exelon Corp | 100
onshore wind | G Flow Wind LLC | 56588_G_1 | 56588 | G | 1 |  | Onshore Wind |  | MIS_MNWI | Minnesota | 27 | Nobles | 105 | 27105 | 1.3 | 0 | 2006 | 9999 |  |  | N | Wind | [13 empty] | 0 | 0 | 0 | 0 | [11 empty] | Green Acres Breeze LLC | 100 | Exelon Corp | 100
onshore wind | Wolf Wind Enterprises LLC | 56589_G_1 | 56589 | G | 1 |  | Onshore Wind |  | MIS_IA | Minnesota | 27 | Nobles | 105 | 27105 | 1.3 | 0 | 2006 | 9999 |  |  | N | Wind | [13 empty] | 0 | 0 | 0 | 0 | [11 empty] | Wolf Wind Enterprises LLC | 100 | Exelon Corp | 100
onshore wind | Green Acres Breeze LLC | 56590_G_1 | 56590 | G | 1 |  | Onshore Wind |  | MIS_MNWI | Minnesota | 27 | Nobles | 105 | 27105 | 1.3 | 0 | 2006 | 9999 |  |  | N | Wind | [13 empty] | 0 | 0 | 0 | 0 | [11 empty] | Green Acres Breeze LLC | 100 | Exelon Corp | 100
onshore wind | Horseshoe Bend Wind Park | 56591_G_HBWP | 56591 | G | HBWP |  | Onshore Wind |  | WECC_MT | Montana | 30 | Cascade | 13 | 30013 | 9 | 0 | 2006 | 9999 |  |  | N | Wind | [13 empty] | 0 | 0 | 0 | 0 | [11 empty] | Cycle Horseshoe Bend Wind LLC | 100 | Cycle Horseshoe Bend Wind LLC | 100
onshore wind | Champion Wind Farm LLC | 56592_G_CH1 | 56592 | G | CH1 |  | Onshore Wind |  | ERC_WEST | Texas | 48 | Nolan | 353 | 48353 | 126.5 | 0 | 2008 | 9999 |  |  | N | Wind | [13 empty] | 0 | 0 | 0 | 0 | [11 empty] | Airtricity Champion Wind LLC | 100 | E.ON Group | 100
onshore wind | Roscoe Wind Farm LLC | 56593_G_RO1 | 56593 | G | RO1 |  | Onshore Wind |  | ERC_WEST | Texas | 48 | Nolan | 353 | 48353 | 209 | 0 | 2008 | 9999 |  |  | N | Wind | [13 empty] | 0 | 0 | 0 | 0 | [11 empty] | Airtricity Roscoe Wind Farm LLC | 100 | E.ON Group | 100
onshore wind | Munnsville Wind Farm LLC | 56594_G_MU1 | 56594 | G | MU1 |  | Onshore Wind |  | NY_Z_C&E | New York | 36 | Madison | 53 | 36053 | 34.5 | 0 | 2007 | 9999 |  |  | N | Wind | [13 empty] | 0 | 0 | 0 | 0 | [11 empty] | Munnsville Wind Farm LLC | 100 | RWE Group | 100
hard coal | Wygen III | 56596_B_1 | 56596 | B | 1 | 90109 | Coal Steam |  | WECC_WY | Wyoming | 56 | Campbell | 5 | 56005 | 100 | 11509 | 2010 | 9999 | wall | dry | N | Subbituminous | Dry Scrubber | 2010 | 0.933 | LNB + OFA | SCR | 2010 |  | B | NA | ACI | 2016 |  | 0.09 | 0.04261 | 0.04261 | 0.04261 | 0.04261 | 0.1 | 0.1 | 0.1 | 0.983 | [7 empty] | Black Hills Power Inc | 52 | Black Hills Corp | 52
natural gas peaker | Elm Street Substation Generators | 56597_G_EP01 | 56597 | G | EP01 |  | Combustion Turbine | IC Engine | MIS_MO | Missouri | 29 | St Francois | 187 | 29187 | 1.3 | 15990 | 2002 | 9999 |  |  | N | Distillate Fuel Oil | [13 empty] | 1.6498 | 1.6498 | 1.6498 | 1.6498 | [11 empty] | Farmington Light & Power | 100 | Farmington Light & Power | 100
natural gas peaker | Elm Street Substation Generators | 56597_G_EP02 | 56597 | G | EP02 |  | Combustion Turbine | IC Engine | MIS_MO | Missouri | 29 | St Francois | 187 | 29187 | 1.3 | 15425 | 2002 | 9999 |  |  | N | Distillate Fuel Oil | [13 empty] | 1.6498 | 1.6498 | 1.6498 | 1.6498 | [11 empty] | Farmington Light & Power | 100 | Farmington Light & Power | 100
natural gas peaker | Elm Street Substation Generators | 56597_G_EP03 | 56597 | G | EP03 |  | Combustion Turbine | IC Engine | MIS_MO | Missouri | 29 | St Francois | 187 | 29187 | 1.3 | 15425 | 2002 | 9999 |  |  | N | Distillate Fuel Oil | [13 empty] | 1.6498 | 1.6498 | 1.6498 | 1.6498 | [11 empty] | Farmington Light & Power | 100 | Farmington Light & Power | 100
natural gas peaker | Walton Street Substation | 56598_G_EP07 | 56598 | G | EP07 |  | Combustion Turbine | IC Engine | MIS_MO | Missouri | 29 | St Francois | 187 | 29187 | 1.3 | 20180 | 2003 | 9999 |  |  | N | Distillate Fuel Oil | [13 empty] | 1.6498 | 1.6498 | 1.6498 | 1.6498 | [11 empty] | Farmington Light & Power | 100 | Farmington Light & Power | 100
natural gas peaker | Overall Road Station | 56600_G_EP11 | 56600 | G | EP11 |  | Combustion Turbine | IC Engine | MIS_MO | Missouri | 29 | St Francois | 187 | 29187 | 1.3 | 20013 | 2003 | 9999 |  |  | N | Distillate Fuel Oil | [13 empty] | 1.6498 | 1.6498 | 1.6498 | 1.6498 | [11 empty] | Farmington Light & Power | 100 | Farmington Light & Power | 100
natural gas peaker | Overall Road Station | 56600_G_EP12 | 56600 | G | EP12 |  | Combustion Turbine | IC Engine | MIS_MO | Missouri | 29 | St Francois | 187 | 29187 | 1.3 | 18677 | 2003 | 9999 |  |  | N | Distillate Fuel Oil | [13 empty] | 1.6498 | 1.6498 | 1.6498 | 1.6498 | [11 empty] | Farmington Light & Power | 100 | Farmington Light & Power | 100
natural gas peaker | Overall Road Station | 56600_G_EP13 | 56600 | G | EP13 |  | Combustion Turbine | IC Engine | MIS_MO | Missouri | 29 | St Francois | 187 | 29187 | 1.3 | 18677 | 2003 | 9999 |  |  | N | Distillate Fuel Oil | [13 empty] | 1.6498 | 1.6498 | 1.6498 | 1.6498 | [11 empty] | Farmington Light & Power | 100 | Farmington Light & Power | 100
natural gas peaker | Overall Road Station | 56600_G_EP14 | 56600 | G | EP14 |  | Combustion Turbine | IC Engine | MIS_MO | Missouri | 29 | St Francois | 187 | 29187 | 1.3 | 18677 | 2003 | 9999 |  |  | N | Distillate Fuel Oil | [13 empty] | 1.6498 | 1.6498 | 1.6498 | 1.6498 | [11 empty] | Farmington Light & Power | 100 | Farmington Light & Power | 100
onshore wind | Snyder Wind Farm | 56602_G_SNY1 | 56602 | G | SNY1 |  | Onshore Wind |  | ERC_WEST | Texas | 48 | Scurry | 415 | 48415 | 63 | 0 | 2007 | 9999 |  |  | N | Wind | [13 empty] | 0 | 0 | 0 | 0 | [11 empty] | Snyder Wind Project | 100 | Enel SpA | 100
natural gas peaker | San Jacinto County Peaking Facility | 56603_G_SJC1 | 56603 | G | SJC1 | 91257 | Combustion Turbine |  | MIS_WOTA | Texas | 48 | San Jacinto | 407 | 48407 | 73 | 12649 | 2001 | 9999 |  |  | N | Natural Gas |  |  |  | DLNB | [9 empty] | 0.02729 | 0.02729 | 0.02729 | 0.02729 | [11 empty] | East Texas Electric Coop Inc | 100 | East Texas Electric Coop Inc | 100
natural gas peaker | San Jacinto County Peaking Facility | 56603_G_SJC2 | 56603 | G | SJC2 | 91258 | Combustion Turbine |  | MIS_WOTA | Texas | 48 | San Jacinto | 407 | 48407 | 73 | 12649 | 2001 | 9999 |  |  | N | Natural Gas |  |  |  | DLNB | [9 empty] | 0.02655 | 0.02655 | 0.02655 | 0.02655 | [11 empty] | East Texas Electric Coop Inc | 100 | East Texas Electric Coop Inc | 100
natural gas peaker | Hardin County Peaking Facility | 56604_G_HC1 | 56604 | G | HC1 | 91256 | Combustion Turbine |  | MIS_WOTA | Texas | 48 | Hardin | 199 | 48199 | 73 | 12230 | 2001 | 9999 |  |  | N | Natural Gas |  |  |  | DLNB | [9 empty] | 0.03001 | 0.03001 | 0.03001 | 0.03001 | [11 empty] | Entergy Texas Inc | 100 | Entergy Corp | 100
natural gas peaker | Hardin County Peaking Facility | 56604_G_HC2 | 56604 | G | HC2 | 91259 | Combustion Turbine |  | MIS_WOTA | Texas | 48 | Hardin | 199 | 48199 | 73 | 12230 | 2001 | 9999 |  |  | N | Natural Gas |  |  |  | DLNB | [9 empty] | 0.03445 | 0.03445 | 0.03445 | 0.03445 | [11 empty] | Entergy Texas Inc | 100 | Entergy Corp | 100
onshore wind | Langdon Renewables, LLC | 56605_G_GE15 | 56605 | G | GE15 |  | Onshore Wind |  | MIS_MAPP | North Dakota | 38 | Cavalier | 19 | 38019 | 118.5 | 0 | 2007 | 9999 |  |  | N | Wind | [13 empty] | 0 | 0 | 0 | 0 | [11 empty] | Langdon Renewables LLC | 100 | NextEra Energy Inc | 100
natural gas peaker | Culbertson Generation Station | 56606_G_01 | 56606 | G | 01 | 90550 | Combustion Turbine |  | SPP_WAUE | Montana | 30 | Roosevelt | 85 | 30085 | 90.8 | 10745 | 2010 | 9999 |  |  | N | Natural Gas |  |  |  | H2O | [9 empty] | 0.09126 | 0.09126 | 0.09126 | 0.09126 | [11 empty] | Basin Electric Power Coop | 100 | Basin Electric Power Coop | 100
onshore wind | Prairie Winds ND1 | 56607_G_ND1 | 56607 | G | ND1 |  | Onshore Wind |  | SPP_WAUE | North Dakota | 38 | Ward | 101 | 38101 | 115.5 | 0 | 2009 | 9999 |  |  | N | Wind | [13 empty] | 0 | 0 | 0 | 0 | [11 empty] | PrairieWinds ND1 Inc | 100 | Basin Electric Power Coop | 100
onshore wind | Prairie Winds SD1 | 56608_G_SD1 | 56608 | G | SD1 |  | Onshore Wind |  | SPP_WAUE | South Dakota | 46 | Jerauld | 73 | 46073 | 150 | 0 | 2011 | 9999 |  |  | N | Wind | [13 empty] | 0 | 0 | 0 | 0 | [11 empty] | PrairieWinds SD 1 Inc | 100 | Basin Electric Power Coop | 100
onshore wind | Prairie Winds SD1 | 56608_G_SD2 | 56608 | G | SD2 |  | Onshore Wind |  | SPP_WAUE | South Dakota | 46 | Jerauld | 73 | 46073 | 10.5 | 0 | 2011 | 9999 |  |  | N | Wind | [13 empty] | 0 | 0 | 0 | 0 | [11 empty] | PrairieWinds SD 1 Inc | 100 | Basin Electric Power Coop | 100
onshore wind | Prairie Winds SD1 | 56608_G_SD3 | 56608 | G | SD3 |  | Onshore Wind |  | SPP_WAUE | South Dakota | 46 | Jerauld | 73 | 46073 | 1.5 | 0 | 2011 | 9999 |  |  | N | Wind | [13 empty] | 0 | 0 | 0 | 0 | [11 empty] | PrairieWinds SD 1 Inc | 100 | Basin Electric Power Coop | 100
hard coal | Dry Fork Station | 56609_B_1 | 56609 | B | 1 | 90531 | Coal Steam |  | WECC_WY | Wyoming | 56 | Campbell | 5 | 56005 | 380 | 10552 | 2011 | 9999 | wall | dry | N | Subbituminous | Dry Scrubber | 2011 | 0.95 | LNB + OFA | SCR | 2011 |  | B | NA | ACI | 2011 |  | 0.07 | 0.04179 | 0.04179 | 0.04179 | 0.04179 | 0.1 | 0.1 | 0.1 | 0.99 | [7 empty] | Basin Electric Power Coop | 92.9 | Basin Electric Power Coop | 92.9
natural gas combined cycle | Deer Creek Station | 56610_G_01 | 56610 | G | 01 | 90691 | Combined Cycle |  | SPP_WAUE | South Dakota | 46 | Brookings | 11 | 46011 | 150 | 7539 | 2012 | 9999 |  |  | N | Natural Gas |  |  |  |  | SCR | [8 empty] | 0.01816 | 0.01816 | 0.01816 | 0.01816 | [11 empty] | Basin Electric Power Coop | 100 | Basin Electric Power Coop | 100
natural gas combined cycle | Deer Creek Station | 56610_G_02 | 56610 | G | 02 | 90691 | Combined Cycle |  | SPP_WAUE | South Dakota | 46 | Brookings | 11 | 46011 | 140 | 7539 | 2012 | 9999 |  |  | N | Natural Gas |  |  |  |  | SCR | [8 empty] | 0.01816 | 0.01816 | 0.01816 | 0.01816 | [11 empty] | Basin Electric Power Coop | 100 | Basin Electric Power Coop | 100
hard coal | Sandy Creek Energy Station | 56611_B_S01 | 56611 | B | S01 | 90551 | Coal Steam |  | ERC_REST | Texas | 48 | McLennan | 309 | 48309 | 933 | 9330 | 2013 | 9999 | wall | dry | N | Subbituminous | Dry Scrubber | 2013 | 0.9 | LNB + OFA | SCR | 2013 |  | B | NA | ACI | 2013 |  | 0.1 | 0.0455 | 0.0455 | 0.0455 | 0.0455 | 0.1 | 0.1 | 0.1 | 0.95 | [7 empty] | Sandy Creek Energy Associates | 100 | LS Power Group | 100
onshore wind | Logan Wind Energy | 56613_G_1 | 56613 | G | 1 |  | Onshore Wind |  | WECC_CO | Colorado | 8 | Logan | 75 | 08075 | 201 | 0 | 2007 | 9999 |  |  | N | Wind | [13 empty] | 0 | 0 | 0 | 0 | [11 empty] | Logan Wind Energy LLC | 100 | NextEra Energy Inc | 100
onshore wind | Old Trail Wind Farm | 56614_G_2 | 56614 | G | 2 |  | Onshore Wind |  | PJM_COMD | Illinois | 17 | McLean | 113 | 17113 | 198 | 0 | 2007 | 9999 |  |  | N | Wind | [13 empty] | 0 | 0 | 0 | 0 | [11 empty] | Old Trail Wind Farm LLC | 100 | Energias de Portugal SA | 100
biomass | Novo BioPower Plant | 56616_B_4PB | 56616 | B | 4PB |  | Biomass |  | WECC_AZ | Arizona | 4 | Navajo | 17 | 04017 | 22.2 | 18088 | 2008 | 9999 |  |  | N | Biomass |  |  |  |  | SNCR |  |  | B + C | NA |  |  |  |  | 0.14274 | 0.14274 | 0.14274 | 0.14274 | [11 empty] | Novo Biopower LLC | 100 | Robert M Worsley | 100
onshore wind | Fenton Wind Farm | 56617_G_1 | 56617 | G | 1 |  | Onshore Wind |  | MIS_MNWI | Minnesota | 27 | Murray | 101 | 27101 | 205.5 | 0 | 2007 | 9999 |  |  | N | Wind | [13 empty] | 0 | 0 | 0 | 0 | [11 empty] | Fenton Power Partners LLC | 100 | General Electric Co | 100
onshore wind | Noble Clinton Windpark LLC | 56618_G_1 | 56618 | G | 1 |  | Onshore Wind |  | NY_Z_D | New York | 36 | Clinton | 19 | 36019 | 100.5 | 0 | 2008 | 9999 |  |  | N | Wind | [13 empty] | 0 | 0 | 0 | 0 | [11 empty] | Valcour Clinton Windpark LLC | 100 | AES Corp (The) | 100
onshore wind | Noble Ellenburg Windpark LLC | 56619_G_1 | 56619 | G | 1 |  | Onshore Wind |  | NY_Z_D | New York | 36 | Clinton | 19 | 36019 | 81 | 0 | 2008 | 9999 |  |  | N | Wind | [13 empty] | 0 | 0 | 0 | 0 | [11 empty] | Valcour Ellenburg Windpark LLC | 100 | AES Corp (The) | 100
onshore wind | Noble Bliss Windpark LLC | 56620_G_1 | 56620 | G | 1 |  | Onshore Wind |  | NY_Z_A | New York | 36 | Wyoming | 121 | 36121 | 100.5 | 0 | 2008 | 9999 |  |  | N | Wind | [13 empty] | 0 | 0 | 0 | 0 | [11 empty] | Valcour Bliss Windpark LLC | 100 | AES Corp (The) | 100
onshore wind | Sleeping Bear LLC | 56621_G_1 | 56621 | G | 1 |  | Onshore Wind |  | SPP_WEST | Oklahoma | 40 | Harper | 59 | 40059 | 94.5 | 0 | 2007 | 9999 |  |  | N | Wind | [13 empty] | 0 | 0 | 0 | 0 | [11 empty] | Sleeping Bear LLC | 100 | Global Infrastructure Partners | 100
onshore wind | Providence Heights Wind LLC | 56622_G_1 | 56622 | G | 1 |  | Onshore Wind |  | PJM_COMD | Illinois | 17 | Bureau | 11 | 17011 | 72 | 0 | 2008 | 9999 |  |  | N | Wind | [13 empty] | 0 | 0 | 0 | 0 | [11 empty] | Providence Heights Wind LLC | 100 | Iberdrola SA | 100
onshore wind | Elkhorn Valley Wind Farm | 56623_G_EH1 | 56623 | G | EH1 |  | Onshore Wind |  | WECC_PNW | Oregon | 41 | Union | 61 | 41061 | 100.7 | 0 | 2007 | 9999 |  |  | N | Wind | [13 empty] | 0 | 0 | 0 | 0 | [11 empty] | Telocaset Wind Power Partners LLC | 100 | Energias de Portugal SA | 100
onshore wind | K&D Energy LLC | 56626_G_1 | 56626 | G | 1 |  | Onshore Wind |  | MIS_IA | Minnesota | 27 | Jackson | 63 | 27063 | 4 | 0 | 2008 | 9999 |  |  | N | Wind | [13 empty] | 0 | 0 | 0 | 0 | [11 empty] | BC Energy LLC | 20 | Exelon Corp | 100
natural gas peaker | Waterbury Generation | 56629_G_10 | 56629 | G | 10 | 90207 | Combustion Turbine |  | NENG_CT | Connecticut | 9 | New Haven | 9 | 09009 | 95 | 10745 | 2009 | 9999 |  |  | N | Natural Gas, Distillate Fuel Oil |  |  |  | H2O | SCR | [8 empty] | 0.0196 | 0.0196 | 0.0196 | 0.0196 | [11 empty] | Waterbury Generation LLC | 100 | Hull Street Energy LLC | 100
onshore wind | Taconite Ridge 1 Wind Energy Center | 56630_G_1 | 56630 | G | 1 |  | Onshore Wind |  | MIS_MNWI | Minnesota | 27 | St Louis | 137 | 27137 | 25 | 0 | 2008 | 9999 |  |  | N | Wind | [13 empty] | 0 | 0 | 0 | 0 | [11 empty] | ALLETE Inc | 100 | ALLETE Inc | 100
onshore wind | Dutch Hill Wind Project | 56633_G_1 | 56633 | G | 1 |  | Onshore Wind |  | NY_Z_C&E | New York | 36 | Steuben | 101 | 36101 | 37.5 | 0 | 2009 | 9999 |  |  | N | Wind | [13 empty] | 0 | 0 | 0 | 0 | [11 empty] | Canandaigua Power Partners II LLC | 100 | Brookfield Asset Management Inc | 100
onshore wind | Cohocton Wind Project | 56634_G_1 | 56634 | G | 1 |  | Onshore Wind |  | NY_Z_C&E | New York | 36 | Steuben | 101 | 36101 | 87.5 | 0 | 2009 | 9999 |  |  | N | Wind | [13 empty] | 0 | 0 | 0 | 0 | [11 empty] | Canandaigua Power Partners LLC | 100 | Brookfield Asset Management Inc | 100
onshore wind | Harvest | 56635_G_1 | 56635 | G | 1 |  | Onshore Wind |  | MIS_LMI | Michigan | 26 | Huron | 63 | 26063 | 52.8 | 0 | 2008 | 9999 |  |  | N | Wind | [13 empty] | 0 | 0 | 0 | 0 | [11 empty] | Harvest Windfarm LLC | 100 | Exelon Corp | 100
onshore wind | Mountain Home | 56636_G_1 | 56636 | G | 1 |  | Onshore Wind |  | WECC_ID | Idaho | 16 | Elmore | 39 | 16039 | 21 | 0 | 2008 | 9999 |  |  | N | Wind | [13 empty] | 0 | 0 | 0 | 0 | [11 empty] | Hot Springs Windfarm LLC | 100 | Exelon Corp | 100
onshore wind | Bennett Creek Windfarm LLC - Mountain Home | 56637_G_1 | 56637 | G | 1 |  | Onshore Wind |  | WECC_ID | Idaho | 16 | Elmore | 39 | 16039 | 21 | 0 | 2008 | 9999 |  |  | N | Wind | [13 empty] | 0 | 0 | 0 | 0 | [11 empty] | Bennett Creek Windfarm LLC | 100 | Exelon Corp | 100
onshore wind | Buffalo Gap 3 Wind Farm | 56638_G_GEN1 | 56638 | G | GEN1 |  | Onshore Wind |  | ERC_WEST | Texas | 48 | Nolan | 353 | 48353 | 170.2 | 0 | 2008 | 9999 |  |  | N | Wind | [13 empty] | 0 | 0 | 0 | 0 | [11 empty] | Buffalo Gap Wind Farm 3 LLC | 100 | AES Corp (The) | 100
natural gas peaker | Midway Peaking LLC | 56639_G_1 | 56639 | G | 1 | 90382 | Combustion Turbine |  | WEC_CALN | California | 6 | Fresno | 19 | 06019 | 55.6 | 10959 | 2009 | 9999 |  |  | N | Natural Gas |  |  |  | H2O + NH3 | SCR | [8 empty] | 0.01898 | 0.01898 | 0.01898 | 0.01898 | [11 empty] | Midway Peaking LLC | 100 | Carlyle Group (The) | 100
natural gas peaker | Midway Peaking LLC | 56639_G_2 | 56639 | G | 2 | 90383 | Combustion Turbine |  | WEC_CALN | California | 6 | Fresno | 19 | 06019 | 55.6 | 10960 | 2009 | 9999 |  |  | N | Natural Gas |  |  |  | H2O + NH3 | SCR | [8 empty] | 0.01771 | 0.01771 | 0.01771 | 0.01771 | [11 empty] | Midway Peaking LLC | 100 | Carlyle Group (The) | 100
onshore wind | Camp Grove Wind Farm | 56640_G_1 | 56640 | G | 1 |  | Onshore Wind |  | PJM_COMD | Illinois | 17 | STARK | 175 | 17175 | 150 | 0 | 2007 | 9999 |  |  | N | Wind | [13 empty] | 0 | 0 | 0 | 0 | [11 empty] | Camp Grove Wind Farm LLC | 100 | General Electric Co | 100
biomass | St Paul Cogeneration | 56643_B_7 | 56643 | B | 7 |  | Biomass |  | MIS_MNWI | Minnesota | 27 | Ramsey | 123 | 27123 | 33 | 8176 | 2003 | 9999 |  |  | Y | Biomass |  |  |  |  | SNCR |  |  | ESPC + C | No |  |  |  |  | 0.13178 | 0.13178 | 0.13178 | 0.13178 | [11 empty] | St Paul Cogeneration LLC | 100 | DTE Energy Co | 100
onshore wind | Stanton Wind Energy LLC | 56644_G_1 | 56644 | G | 1 |  | Onshore Wind |  | ERC_WEST | Texas | 48 | Martin | 317 | 48317 | 120 | 0 | 2008 | 9999 |  |  | N | Wind | [13 empty] | 0 | 0 | 0 | 0 | [11 empty] | Stanton Wind Energy LLC | 100 | General Electric Co | 100
onshore wind | Osceola Windpower LLC | 56645_G_CL25 | 56645 | G | CL25 |  | Onshore Wind |  | MIS_IA | Iowa | 19 | Osceola | 143 | 19143 | 100 | 0 | 2008 | 9999 |  |  | N | Wind | [13 empty] | 0 | 0 | 0 | 0 | [11 empty] | Endeavor Wind I LLC | 100 | NextEra Energy Inc | 100
onshore wind | Butler Ridge | 56647_G_1 | 56647 | G | 1 |  | Onshore Wind |  | MIS_WUMS | Wisconsin | 55 | Dodge | 27 | 55027 | 54 | 0 | 2009 | 9999 |  |  | N | Wind | [13 empty] | 0 | 0 | 0 | 0 | [11 empty] | Butler Ridge Wind Energy Center LLC | 100 | NextEra Energy Inc | 100
onshore wind | Majestic 1 Wind Farm | 56648_G_1 | 56648 | G | 1 |  | Onshore Wind |  | SPP_SPS | Texas | 48 | Carson | 65 | 48065 | 79.5 | 0 | 2009 | 9999 |  |  | N | Wind | [13 empty] | 0 | 0 | 0 | 0 | [11 empty] | High Majestic Wind I LLC | 100 | NextEra Energy Inc | 100
onshore wind | South Trent Wind Farm | 56649_G_1 | 56649 | G | 1 |  | Onshore Wind |  | ERC_WEST | Texas | 48 | Nolan | 353 | 48353 | 101.2 | 0 | 2009 | 9999 |  |  | N | Wind | [13 empty] | 0 | 0 | 0 | 0 | [11 empty] | Clearway Yield Operating LLC | 100 | Global Infrastructure Partners | 100
onshore wind | Wessington Springs | 56650_G_1 | 56650 | G | 1 |  | Onshore Wind |  | SPP_WAUE | South Dakota | 46 | Jerauld | 73 | 46073 | 51 | 0 | 2009 | 9999 |  |  | N | Wind | [13 empty] | 0 | 0 | 0 | 0 | [11 empty] | Wessington Wind Energy Center LLC | 100 | NextEra Energy Inc | 100
onshore wind | North Allegheny Windpower Project | 56651_G_1 | 56651 | G | 1 |  | Onshore Wind |  | PJM_PENE | Pennsylvania | 42 | Blair | 13 | 42013 | 70 | 0 | 2009 | 9999 |  |  | N | Wind | [13 empty] | 0 | 0 | 0 | 0 | [11 empty] | DEGS Wind I LLC | 100 | Duke Energy Corp | 100