Industrial Sector Energy Related Emissions before CCS[hydrogen if,textiles apparel and leather 13T15,PM10] | NoSettings | 0 | 0 | 0 | 0 | 0 | 0 | 0 | 0 | 0 | 0 | 0 | 0 | 0 | 0 | 0 | 0 | 0 | 0 | 0 | 0 | 0 | 0 | 0 | 0 | 0 | 0 | 0 | 0 | 0 | 0 | 0
Industrial Sector Energy Related Emissions before CCS[hydrogen if,textiles apparel and leather 13T15,PM25] | NoSettings | 0 | 0 | 0 | 0 | 0 | 0 | 0 | 0 | 0 | 0 | 0 | 0 | 0 | 0 | 0 | 0 | 0 | 0 | 0 | 0 | 0 | 0 | 0 | 0 | 0 | 0 | 0 | 0 | 0 | 0 | 0
Industrial Sector Energy Related Emissions before CCS[hydrogen if,textiles apparel and leather 13T15,SOx] | NoSettings | 0 | 0 | 0 | 0 | 0 | 0 | 0 | 0 | 0 | 0 | 0 | 0 | 0 | 0 | 0 | 0 | 0 | 0 | 0 | 0 | 0 | 0 | 0 | 0 | 0 | 0 | 0 | 0 | 0 | 0 | 0
Industrial Sector Energy Related Emissions before CCS[hydrogen if,textiles apparel and leather 13T15,BC] | NoSettings | 0 | 0 | 0 | 0 | 0 | 0 | 0 | 0 | 0 | 0 | 0 | 0 | 0 | 0 | 0 | 0 | 0 | 0 | 0 | 0 | 0 | 0 | 0 | 0 | 0 | 0 | 0 | 0 | 0 | 0 | 0
Industrial Sector Energy Related Emissions before CCS[hydrogen if,textiles apparel and leather 13T15,OC] | NoSettings | 0 | 0 | 0 | 0 | 0 | 0 | 0 | 0 | 0 | 0 | 0 | 0 | 0 | 0 | 0 | 0 | 0 | 0 | 0 | 0 | 0 | 0 | 0 | 0 | 0 | 0 | 0 | 0 | 0 | 0 | 0
Industrial Sector Energy Related Emissions before CCS[hydrogen if,textiles apparel and leather 13T15,CH4] | NoSettings | 0 | 0 | 0 | 0 | 0 | 0 | 0 | 0 | 0 | 0 | 0 | 0 | 0 | 0 | 0 | 0 | 0 | 0 | 0 | 0 | 0 | 0 | 0 | 0 | 0 | 0 | 0 | 0 | 0 | 0 | 0
Industrial Sector Energy Related Emissions before CCS[hydrogen if,textiles apparel and leather 13T15,N2O] | NoSettings | 0 | 0 | 0 | 0 | 0 | 0 | 0 | 0 | 0 | 0 | 0 | 0 | 0 | 0 | 0 | 0 | 0 | 0 | 0 | 0 | 0 | 0 | 0 | 0 | 0 | 0 | 0 | 0 | 0 | 0 | 0
Industrial Sector Energy Related Emissions before CCS[hydrogen if,textiles apparel and leather 13T15,F gases] | NoSettings | 0 | 0 | 0 | 0 | 0 | 0 | 0 | 0 | 0 | 0 | 0 | 0 | 0 | 0 | 0 | 0 | 0 | 0 | 0 | 0 | 0 | 0 | 0 | 0 | 0 | 0 | 0 | 0 | 0 | 0 | 0
Industrial Sector Energy Related Emissions before CCS[hydrogen if,wood products 16,CO2] | NoSettings | 0 | 0 | 0 | 0 | 0 | 0 | 0 | 0 | 0 | 0 | 0 | 0 | 0 | 0 | 0 | 0 | 0 | 0 | 0 | 0 | 0 | 0 | 0 | 0 | 0 | 0 | 0 | 0 | 0 | 0 | 0
Industrial Sector Energy Related Emissions before CCS[hydrogen if,wood products 16,VOC] | NoSettings | 0 | 0 | 0 | 0 | 0 | 0 | 0 | 0 | 0 | 0 | 0 | 0 | 0 | 0 | 0 | 0 | 0 | 0 | 0 | 0 | 0 | 0 | 0 | 0 | 0 | 0 | 0 | 0 | 0 | 0 | 0
Industrial Sector Energy Related Emissions before CCS[hydrogen if,wood products 16,CO] | NoSettings | 0 | 0 | 0 | 0 | 0 | 0 | 0 | 0 | 0 | 0 | 0 | 0 | 0 | 0 | 0 | 0 | 0 | 0 | 0 | 0 | 0 | 0 | 0 | 0 | 0 | 0 | 0 | 0 | 0 | 0 | 0
Industrial Sector Energy Related Emissions before CCS[hydrogen if,wood products 16,NOx] | NoSettings | 0 | 0 | 0 | 0 | 0 | 0 | 0 | 0 | 0 | 0 | 0 | 0 | 0 | 0 | 0 | 0 | 0 | 0 | 0 | 0 | 0 | 0 | 0 | 0 | 0 | 0 | 0 | 0 | 0 | 0 | 0
Industrial Sector Energy Related Emissions before CCS[hydrogen if,wood products 16,PM10] | NoSettings | 0 | 0 | 0 | 0 | 0 | 0 | 0 | 0 | 0 | 0 | 0 | 0 | 0 | 0 | 0 | 0 | 0 | 0 | 0 | 0 | 0 | 0 | 0 | 0 | 0 | 0 | 0 | 0 | 0 | 0 | 0
Industrial Sector Energy Related Emissions before CCS[hydrogen if,wood products 16,PM25] | NoSettings | 0 | 0 | 0 | 0 | 0 | 0 | 0 | 0 | 0 | 0 | 0 | 0 | 0 | 0 | 0 | 0 | 0 | 0 | 0 | 0 | 0 | 0 | 0 | 0 | 0 | 0 | 0 | 0 | 0 | 0 | 0
Industrial Sector Energy Related Emissions before CCS[hydrogen if,wood products 16,SOx] | NoSettings | 0 | 0 | 0 | 0 | 0 | 0 | 0 | 0 | 0 | 0 | 0 | 0 | 0 | 0 | 0 | 0 | 0 | 0 | 0 | 0 | 0 | 0 | 0 | 0 | 0 | 0 | 0 | 0 | 0 | 0 | 0
Industrial Sector Energy Related Emissions before CCS[hydrogen if,wood products 16,BC] | NoSettings | 0 | 0 | 0 | 0 | 0 | 0 | 0 | 0 | 0 | 0 | 0 | 0 | 0 | 0 | 0 | 0 | 0 | 0 | 0 | 0 | 0 | 0 | 0 | 0 | 0 | 0 | 0 | 0 | 0 | 0 | 0
Industrial Sector Energy Related Emissions before CCS[hydrogen if,wood products 16,OC] | NoSettings | 0 | 0 | 0 | 0 | 0 | 0 | 0 | 0 | 0 | 0 | 0 | 0 | 0 | 0 | 0 | 0 | 0 | 0 | 0 | 0 | 0 | 0 | 0 | 0 | 0 | 0 | 0 | 0 | 0 | 0 | 0
Industrial Sector Energy Related Emissions before CCS[hydrogen if,wood products 16,CH4] | NoSettings | 0 | 0 | 0 | 0 | 0 | 0 | 0 | 0 | 0 | 0 | 0 | 0 | 0 | 0 | 0 | 0 | 0 | 0 | 0 | 0 | 0 | 0 | 0 | 0 | 0 | 0 | 0 | 0 | 0 | 0 | 0
Industrial Sector Energy Related Emissions before CCS[hydrogen if,wood products 16,N2O] | NoSettings | 0 | 0 | 0 | 0 | 0 | 0 | 0 | 0 | 0 | 0 | 0 | 0 | 0 | 0 | 0 | 0 | 0 | 0 | 0 | 0 | 0 | 0 | 0 | 0 | 0 | 0 | 0 | 0 | 0 | 0 | 0
Industrial Sector Energy Related Emissions before CCS[hydrogen if,wood products 16,F gases] | NoSettings | 0 | 0 | 0 | 0 | 0 | 0 | 0 | 0 | 0 | 0 | 0 | 0 | 0 | 0 | 0 | 0 | 0 | 0 | 0 | 0 | 0 | 0 | 0 | 0 | 0 | 0 | 0 | 0 | 0 | 0 | 0
Industrial Sector Energy Related Emissions before CCS[hydrogen if,pulp paper and printing 17T18,CO2] | NoSettings | 0 | 0 | 0 | 0 | 0 | 0 | 0 | 0 | 0 | 0 | 0 | 0 | 0 | 0 | 0 | 0 | 0 | 0 | 0 | 0 | 0 | 0 | 0 | 0 | 0 | 0 | 0 | 0 | 0 | 0 | 0
Industrial Sector Energy Related Emissions before CCS[hydrogen if,pulp paper and printing 17T18,VOC] | NoSettings | 0 | 0 | 0 | 0 | 0 | 0 | 0 | 0 | 0 | 0 | 0 | 0 | 0 | 0 | 0 | 0 | 0 | 0 | 0 | 0 | 0 | 0 | 0 | 0 | 0 | 0 | 0 | 0 | 0 | 0 | 0
Industrial Sector Energy Related Emissions before CCS[hydrogen if,pulp paper and printing 17T18,CO] | NoSettings | 0 | 0 | 0 | 0 | 0 | 0 | 0 | 0 | 0 | 0 | 0 | 0 | 0 | 0 | 0 | 0 | 0 | 0 | 0 | 0 | 0 | 0 | 0 | 0 | 0 | 0 | 0 | 0 | 0 | 0 | 0
Industrial Sector Energy Related Emissions before CCS[hydrogen if,pulp paper and printing 17T18,NOx] | NoSettings | 0 | 0 | 0 | 0 | 0 | 0 | 0 | 0 | 0 | 0 | 0 | 0 | 0 | 0 | 0 | 0 | 0 | 0 | 0 | 0 | 0 | 0 | 0 | 0 | 0 | 0 | 0 | 0 | 0 | 0 | 0
Industrial Sector Energy Related Emissions before CCS[hydrogen if,pulp paper and printing 17T18,PM10] | NoSettings | 0 | 0 | 0 | 0 | 0 | 0 | 0 | 0 | 0 | 0 | 0 | 0 | 0 | 0 | 0 | 0 | 0 | 0 | 0 | 0 | 0 | 0 | 0 | 0 | 0 | 0 | 0 | 0 | 0 | 0 | 0
Industrial Sector Energy Related Emissions before CCS[hydrogen if,pulp paper and printing 17T18,PM25] | NoSettings | 0 | 0 | 0 | 0 | 0 | 0 | 0 | 0 | 0 | 0 | 0 | 0 | 0 | 0 | 0 | 0 | 0 | 0 | 0 | 0 | 0 | 0 | 0 | 0 | 0 | 0 | 0 | 0 | 0 | 0 | 0
Industrial Sector Energy Related Emissions before CCS[hydrogen if,pulp paper and printing 17T18,SOx] | NoSettings | 0 | 0 | 0 | 0 | 0 | 0 | 0 | 0 | 0 | 0 | 0 | 0 | 0 | 0 | 0 | 0 | 0 | 0 | 0 | 0 | 0 | 0 | 0 | 0 | 0 | 0 | 0 | 0 | 0 | 0 | 0
Industrial Sector Energy Related Emissions before CCS[hydrogen if,pulp paper and printing 17T18,BC] | NoSettings | 0 | 0 | 0 | 0 | 0 | 0 | 0 | 0 | 0 | 0 | 0 | 0 | 0 | 0 | 0 | 0 | 0 | 0 | 0 | 0 | 0 | 0 | 0 | 0 | 0 | 0 | 0 | 0 | 0 | 0 | 0
Industrial Sector Energy Related Emissions before CCS[hydrogen if,pulp paper and printing 17T18,OC] | NoSettings | 0 | 0 | 0 | 0 | 0 | 0 | 0 | 0 | 0 | 0 | 0 | 0 | 0 | 0 | 0 | 0 | 0 | 0 | 0 | 0 | 0 | 0 | 0 | 0 | 0 | 0 | 0 | 0 | 0 | 0 | 0
Industrial Sector Energy Related Emissions before CCS[hydrogen if,pulp paper and printing 17T18,CH4] | NoSettings | 0 | 0 | 0 | 0 | 0 | 0 | 0 | 0 | 0 | 0 | 0 | 0 | 0 | 0 | 0 | 0 | 0 | 0 | 0 | 0 | 0 | 0 | 0 | 0 | 0 | 0 | 0 | 0 | 0 | 0 | 0
Industrial Sector Energy Related Emissions before CCS[hydrogen if,pulp paper and printing 17T18,N2O] | NoSettings | 0 | 0 | 0 | 0 | 0 | 0 | 0 | 0 | 0 | 0 | 0 | 0 | 0 | 0 | 0 | 0 | 0 | 0 | 0 | 0 | 0 | 0 | 0 | 0 | 0 | 0 | 0 | 0 | 0 | 0 | 0
Industrial Sector Energy Related Emissions before CCS[hydrogen if,pulp paper and printing 17T18,F gases] | NoSettings | 0 | 0 | 0 | 0 | 0 | 0 | 0 | 0 | 0 | 0 | 0 | 0 | 0 | 0 | 0 | 0 | 0 | 0 | 0 | 0 | 0 | 0 | 0 | 0 | 0 | 0 | 0 | 0 | 0 | 0 | 0
Industrial Sector Energy Related Emissions before CCS[hydrogen if,refined petroleum and coke 19,CO2] | NoSettings | 0 | 0 | 0 | 0 | 0 | 0 | 0 | 0 | 0 | 0 | 0 | 0 | 0 | 0 | 0 | 0 | 0 | 0 | 0 | 0 | 0 | 0 | 0 | 0 | 0 | 0 | 0 | 0 | 0 | 0 | 0
Industrial Sector Energy Related Emissions before CCS[hydrogen if,refined petroleum and coke 19,VOC] | NoSettings | 0 | 0 | 0 | 0 | 0 | 0 | 0 | 0 | 0 | 0 | 0 | 0 | 0 | 0 | 0 | 0 | 0 | 0 | 0 | 0 | 0 | 0 | 0 | 0 | 0 | 0 | 0 | 0 | 0 | 0 | 0
Industrial Sector Energy Related Emissions before CCS[hydrogen if,refined petroleum and coke 19,CO] | NoSettings | 0 | 0 | 0 | 0 | 0 | 0 | 0 | 0 | 0 | 0 | 0 | 0 | 0 | 0 | 0 | 0 | 0 | 0 | 0 | 0 | 0 | 0 | 0 | 0 | 0 | 0 | 0 | 0 | 0 | 0 | 0
Industrial Sector Energy Related Emissions before CCS[hydrogen if,refined petroleum and coke 19,NOx] | NoSettings | 0 | 0 | 0 | 0 | 0 | 0 | 0 | 0 | 0 | 0 | 0 | 0 | 0 | 0 | 0 | 0 | 0 | 0 | 0 | 0 | 0 | 0 | 0 | 0 | 0 | 0 | 0 | 0 | 0 | 0 | 0
Industrial Sector Energy Related Emissions before CCS[hydrogen if,refined petroleum and coke 19,PM10] | NoSettings | 0 | 0 | 0 | 0 | 0 | 0 | 0 | 0 | 0 | 0 | 0 | 0 | 0 | 0 | 0 | 0 | 0 | 0 | 0 | 0 | 0 | 0 | 0 | 0 | 0 | 0 | 0 | 0 | 0 | 0 | 0
Industrial Sector Energy Related Emissions before CCS[hydrogen if,refined petroleum and coke 19,PM25] | NoSettings | 0 | 0 | 0 | 0 | 0 | 0 | 0 | 0 | 0 | 0 | 0 | 0 | 0 | 0 | 0 | 0 | 0 | 0 | 0 | 0 | 0 | 0 | 0 | 0 | 0 | 0 | 0 | 0 | 0 | 0 | 0
Industrial Sector Energy Related Emissions before CCS[hydrogen if,refined petroleum and coke 19,SOx] | NoSettings | 0 | 0 | 0 | 0 | 0 | 0 | 0 | 0 | 0 | 0 | 0 | 0 | 0 | 0 | 0 | 0 | 0 | 0 | 0 | 0 | 0 | 0 | 0 | 0 | 0 | 0 | 0 | 0 | 0 | 0 | 0
Industrial Sector Energy Related Emissions before CCS[hydrogen if,refined petroleum and coke 19,BC] | NoSettings | 0 | 0 | 0 | 0 | 0 | 0 | 0 | 0 | 0 | 0 | 0 | 0 | 0 | 0 | 0 | 0 | 0 | 0 | 0 | 0 | 0 | 0 | 0 | 0 | 0 | 0 | 0 | 0 | 0 | 0 | 0
Industrial Sector Energy Related Emissions before CCS[hydrogen if,refined petroleum and coke 19,OC] | NoSettings | 0 | 0 | 0 | 0 | 0 | 0 | 0 | 0 | 0 | 0 | 0 | 0 | 0 | 0 | 0 | 0 | 0 | 0 | 0 | 0 | 0 | 0 | 0 | 0 | 0 | 0 | 0 | 0 | 0 | 0 | 0
Industrial Sector Energy Related Emissions before CCS[hydrogen if,refined petroleum and coke 19,CH4] | NoSettings | 0 | 0 | 0 | 0 | 0 | 0 | 0 | 0 | 0 | 0 | 0 | 0 | 0 | 0 | 0 | 0 | 0 | 0 | 0 | 0 | 0 | 0 | 0 | 0 | 0 | 0 | 0 | 0 | 0 | 0 | 0
Industrial Sector Energy Related Emissions before CCS[hydrogen if,refined petroleum and coke 19,N2O] | NoSettings | 0 | 0 | 0 | 0 | 0 | 0 | 0 | 0 | 0 | 0 | 0 | 0 | 0 | 0 | 0 | 0 | 0 | 0 | 0 | 0 | 0 | 0 | 0 | 0 | 0 | 0 | 0 | 0 | 0 | 0 | 0
Industrial Sector Energy Related Emissions before CCS[hydrogen if,refined petroleum and coke 19,F gases] | NoSettings | 0 | 0 | 0 | 0 | 0 | 0 | 0 | 0 | 0 | 0 | 0 | 0 | 0 | 0 | 0 | 0 | 0 | 0 | 0 | 0 | 0 | 0 | 0 | 0 | 0 | 0 | 0 | 0 | 0 | 0 | 0
Industrial Sector Energy Related Emissions before CCS[hydrogen if,chemicals 20,CO2] | NoSettings | 0 | 0 | 0 | 0 | 0 | 0 | 0 | 0 | 0 | 0 | 0 | 0 | 0 | 0 | 0 | 0 | 0 | 0 | 0 | 0 | 0 | 0 | 0 | 0 | 0 | 0 | 0 | 0 | 0 | 0 | 0
Industrial Sector Energy Related Emissions before CCS[hydrogen if,chemicals 20,VOC] | NoSettings | 0 | 0 | 0 | 0 | 0 | 0 | 0 | 0 | 0 | 0 | 0 | 0 | 0 | 0 | 0 | 0 | 0 | 0 | 0 | 0 | 0 | 0 | 0 | 0 | 0 | 0 | 0 | 0 | 0 | 0 | 0
Industrial Sector Energy Related Emissions before CCS[hydrogen if,chemicals 20,CO] | NoSettings | 0 | 0 | 0 | 0 | 0 | 0 | 0 | 0 | 0 | 0 | 0 | 0 | 0 | 0 | 0 | 0 | 0 | 0 | 0 | 0 | 0 | 0 | 0 | 0 | 0 | 0 | 0 | 0 | 0 | 0 | 0
Industrial Sector Energy Related Emissions before CCS[hydrogen if,chemicals 20,NOx] | NoSettings | 0 | 0 | 0 | 0 | 0 | 0 | 0 | 0 | 0 | 0 | 0 | 0 | 0 | 0 | 0 | 0 | 0 | 0 | 0 | 0 | 0 | 0 | 0 | 0 | 0 | 0 | 0 | 0 | 0 | 0 | 0
Industrial Sector Energy Related Emissions before CCS[hydrogen if,chemicals 20,PM10] | NoSettings | 0 | 0 | 0 | 0 | 0 | 0 | 0 | 0 | 0 | 0 | 0 | 0 | 0 | 0 | 0 | 0 | 0 | 0 | 0 | 0 | 0 | 0 | 0 | 0 | 0 | 0 | 0 | 0 | 0 | 0 | 0
Industrial Sector Energy Related Emissions before CCS[hydrogen if,chemicals 20,PM25] | NoSettings | 0 | 0 | 0 | 0 | 0 | 0 | 0 | 0 | 0 | 0 | 0 | 0 | 0 | 0 | 0 | 0 | 0 | 0 | 0 | 0 | 0 | 0 | 0 | 0 | 0 | 0 | 0 | 0 | 0 | 0 | 0
Industrial Sector Energy Related Emissions before CCS[hydrogen if,chemicals 20,SOx] | NoSettings | 0 | 0 | 0 | 0 | 0 | 0 | 0 | 0 | 0 | 0 | 0 | 0 | 0 | 0 | 0 | 0 | 0 | 0 | 0 | 0 | 0 | 0 | 0 | 0 | 0 | 0 | 0 | 0 | 0 | 0 | 0
Industrial Sector Energy Related Emissions before CCS[hydrogen if,chemicals 20,BC] | NoSettings | 0 | 0 | 0 | 0 | 0 | 0 | 0 | 0 | 0 | 0 | 0 | 0 | 0 | 0 | 0 | 0 | 0 | 0 | 0 | 0 | 0 | 0 | 0 | 0 | 0 | 0 | 0 | 0 | 0 | 0 | 0
Industrial Sector Energy Related Emissions before CCS[hydrogen if,chemicals 20,OC] | NoSettings | 0 | 0 | 0 | 0 | 0 | 0 | 0 | 0 | 0 | 0 | 0 | 0 | 0 | 0 | 0 | 0 | 0 | 0 | 0 | 0 | 0 | 0 | 0 | 0 | 0 | 0 | 0 | 0 | 0 | 0 | 0
Industrial Sector Energy Related Emissions before CCS[hydrogen if,chemicals 20,CH4] | NoSettings | 0 | 0 | 0 | 0 | 0 | 0 | 0 | 0 | 0 | 0 | 0 | 0 | 0 | 0 | 0 | 0 | 0 | 0 | 0 | 0 | 0 | 0 | 0 | 0 | 0 | 0 | 0 | 0 | 0 | 0 | 0
Industrial Sector Energy Related Emissions before CCS[hydrogen if,chemicals 20,N2O] | NoSettings | 0 | 0 | 0 | 0 | 0 | 0 | 0 | 0 | 0 | 0 | 0 | 0 | 0 | 0 | 0 | 0 | 0 | 0 | 0 | 0 | 0 | 0 | 0 | 0 | 0 | 0 | 0 | 0 | 0 | 0 | 0
Industrial Sector Energy Related Emissions before CCS[hydrogen if,chemicals 20,F gases] | NoSettings | 0 | 0 | 0 | 0 | 0 | 0 | 0 | 0 | 0 | 0 | 0 | 0 | 0 | 0 | 0 | 0 | 0 | 0 | 0 | 0 | 0 | 0 | 0 | 0 | 0 | 0 | 0 | 0 | 0 | 0 | 0
Industrial Sector Energy Related Emissions before CCS[hydrogen if,rubber and plastic products 22,CO2] | NoSettings | 0 | 0 | 0 | 0 | 0 | 0 | 0 | 0 | 0 | 0 | 0 | 0 | 0 | 0 | 0 | 0 | 0 | 0 | 0 | 0 | 0 | 0 | 0 | 0 | 0 | 0 | 0 | 0 | 0 | 0 | 0
Industrial Sector Energy Related Emissions before CCS[hydrogen if,rubber and plastic products 22,VOC] | NoSettings | 0 | 0 | 0 | 0 | 0 | 0 | 0 | 0 | 0 | 0 | 0 | 0 | 0 | 0 | 0 | 0 | 0 | 0 | 0 | 0 | 0 | 0 | 0 | 0 | 0 | 0 | 0 | 0 | 0 | 0 | 0
Industrial Sector Energy Related Emissions before CCS[hydrogen if,rubber and plastic products 22,CO] | NoSettings | 0 | 0 | 0 | 0 | 0 | 0 | 0 | 0 | 0 | 0 | 0 | 0 | 0 | 0 | 0 | 0 | 0 | 0 | 0 | 0 | 0 | 0 | 0 | 0 | 0 | 0 | 0 | 0 | 0 | 0 | 0
Industrial Sector Energy Related Emissions before CCS[hydrogen if,rubber and plastic products 22,NOx] | NoSettings | 0 | 0 | 0 | 0 | 0 | 0 | 0 | 0 | 0 | 0 | 0 | 0 | 0 | 0 | 0 | 0 | 0 | 0 | 0 | 0 | 0 | 0 | 0 | 0 | 0 | 0 | 0 | 0 | 0 | 0 | 0
Industrial Sector Energy Related Emissions before CCS[hydrogen if,rubber and plastic products 22,PM10] | NoSettings | 0 | 0 | 0 | 0 | 0 | 0 | 0 | 0 | 0 | 0 | 0 | 0 | 0 | 0 | 0 | 0 | 0 | 0 | 0 | 0 | 0 | 0 | 0 | 0 | 0 | 0 | 0 | 0 | 0 | 0 | 0
Industrial Sector Energy Related Emissions before CCS[hydrogen if,rubber and plastic products 22,PM25] | NoSettings | 0 | 0 | 0 | 0 | 0 | 0 | 0 | 0 | 0 | 0 | 0 | 0 | 0 | 0 | 0 | 0 | 0 | 0 | 0 | 0 | 0 | 0 | 0 | 0 | 0 | 0 | 0 | 0 | 0 | 0 | 0
Industrial Sector Energy Related Emissions before CCS[hydrogen if,rubber and plastic products 22,SOx] | NoSettings | 0 | 0 | 0 | 0 | 0 | 0 | 0 | 0 | 0 | 0 | 0 | 0 | 0 | 0 | 0 | 0 | 0 | 0 | 0 | 0 | 0 | 0 | 0 | 0 | 0 | 0 | 0 | 0 | 0 | 0 | 0
Industrial Sector Energy Related Emissions before CCS[hydrogen if,rubber and plastic products 22,BC] | NoSettings | 0 | 0 | 0 | 0 | 0 | 0 | 0 | 0 | 0 | 0 | 0 | 0 | 0 | 0 | 0 | 0 | 0 | 0 | 0 | 0 | 0 | 0 | 0 | 0 | 0 | 0 | 0 | 0 | 0 | 0 | 0
Industrial Sector Energy Related Emissions before CCS[hydrogen if,rubber and plastic products 22,OC] | NoSettings | 0 | 0 | 0 | 0 | 0 | 0 | 0 | 0 | 0 | 0 | 0 | 0 | 0 | 0 | 0 | 0 | 0 | 0 | 0 | 0 | 0 | 0 | 0 | 0 | 0 | 0 | 0 | 0 | 0 | 0 | 0
Industrial Sector Energy Related Emissions before CCS[hydrogen if,rubber and plastic products 22,CH4] | NoSettings | 0 | 0 | 0 | 0 | 0 | 0 | 0 | 0 | 0 | 0 | 0 | 0 | 0 | 0 | 0 | 0 | 0 | 0 | 0 | 0 | 0 | 0 | 0 | 0 | 0 | 0 | 0 | 0 | 0 | 0 | 0
Industrial Sector Energy Related Emissions before CCS[hydrogen if,rubber and plastic products 22,N2O] | NoSettings | 0 | 0 | 0 | 0 | 0 | 0 | 0 | 0 | 0 | 0 | 0 | 0 | 0 | 0 | 0 | 0 | 0 | 0 | 0 | 0 | 0 | 0 | 0 | 0 | 0 | 0 | 0 | 0 | 0 | 0 | 0
Industrial Sector Energy Related Emissions before CCS[hydrogen if,rubber and plastic products 22,F gases] | NoSettings | 0 | 0 | 0 | 0 | 0 | 0 | 0 | 0 | 0 | 0 | 0 | 0 | 0 | 0 | 0 | 0 | 0 | 0 | 0 | 0 | 0 | 0 | 0 | 0 | 0 | 0 | 0 | 0 | 0 | 0 | 0
Industrial Sector Energy Related Emissions before CCS[hydrogen if,glass and glass products 231,CO2] | NoSettings | 0 | 0 | 0 | 0 | 0 | 0 | 0 | 0 | 0 | 0 | 0 | 0 | 0 | 0 | 0 | 0 | 0 | 0 | 0 | 0 | 0 | 0 | 0 | 0 | 0 | 0 | 0 | 0 | 0 | 0 | 0
Industrial Sector Energy Related Emissions before CCS[hydrogen if,glass and glass products 231,VOC] | NoSettings | 0 | 0 | 0 | 0 | 0 | 0 | 0 | 0 | 0 | 0 | 0 | 0 | 0 | 0 | 0 | 0 | 0 | 0 | 0 | 0 | 0 | 0 | 0 | 0 | 0 | 0 | 0 | 0 | 0 | 0 | 0
Industrial Sector Energy Related Emissions before CCS[hydrogen if,glass and glass products 231,CO] | NoSettings | 0 | 0 | 0 | 0 | 0 | 0 | 0 | 0 | 0 | 0 | 0 | 0 | 0 | 0 | 0 | 0 | 0 | 0 | 0 | 0 | 0 | 0 | 0 | 0 | 0 | 0 | 0 | 0 | 0 | 0 | 0
Industrial Sector Energy Related Emissions before CCS[hydrogen if,glass and glass products 231,NOx] | NoSettings | 0 | 0 | 0 | 0 | 0 | 0 | 0 | 0 | 0 | 0 | 0 | 0 | 0 | 0 | 0 | 0 | 0 | 0 | 0 | 0 | 0 | 0 | 0 | 0 | 0 | 0 | 0 | 0 | 0 | 0 | 0
Industrial Sector Energy Related Emissions before CCS[hydrogen if,glass and glass products 231,PM10] | NoSettings | 0 | 0 | 0 | 0 | 0 | 0 | 0 | 0 | 0 | 0 | 0 | 0 | 0 | 0 | 0 | 0 | 0 | 0 | 0 | 0 | 0 | 0 | 0 | 0 | 0 | 0 | 0 | 0 | 0 | 0 | 0
Industrial Sector Energy Related Emissions before CCS[hydrogen if,glass and glass products 231,PM25] | NoSettings | 0 | 0 | 0 | 0 | 0 | 0 | 0 | 0 | 0 | 0 | 0 | 0 | 0 | 0 | 0 | 0 | 0 | 0 | 0 | 0 | 0 | 0 | 0 | 0 | 0 | 0 | 0 | 0 | 0 | 0 | 0
Industrial Sector Energy Related Emissions before CCS[hydrogen if,glass and glass products 231,SOx] | NoSettings | 0 | 0 | 0 | 0 | 0 | 0 | 0 | 0 | 0 | 0 | 0 | 0 | 0 | 0 | 0 | 0 | 0 | 0 | 0 | 0 | 0 | 0 | 0 | 0 | 0 | 0 | 0 | 0 | 0 | 0 | 0
Industrial Sector Energy Related Emissions before CCS[hydrogen if,glass and glass products 231,BC] | NoSettings | 0 | 0 | 0 | 0 | 0 | 0 | 0 | 0 | 0 | 0 | 0 | 0 | 0 | 0 | 0 | 0 | 0 | 0 | 0 | 0 | 0 | 0 | 0 | 0 | 0 | 0 | 0 | 0 | 0 | 0 | 0
Industrial Sector Energy Related Emissions before CCS[hydrogen if,glass and glass products 231,OC] | NoSettings | 0 | 0 | 0 | 0 | 0 | 0 | 0 | 0 | 0 | 0 | 0 | 0 | 0 | 0 | 0 | 0 | 0 | 0 | 0 | 0 | 0 | 0 | 0 | 0 | 0 | 0 | 0 | 0 | 0 | 0 | 0
Industrial Sector Energy Related Emissions before CCS[hydrogen if,glass and glass products 231,CH4] | NoSettings | 0 | 0 | 0 | 0 | 0 | 0 | 0 | 0 | 0 | 0 | 0 | 0 | 0 | 0 | 0 | 0 | 0 | 0 | 0 | 0 | 0 | 0 | 0 | 0 | 0 | 0 | 0 | 0 | 0 | 0 | 0
Industrial Sector Energy Related Emissions before CCS[hydrogen if,glass and glass products 231,N2O] | NoSettings | 0 | 0 | 0 | 0 | 0 | 0 | 0 | 0 | 0 | 0 | 0 | 0 | 0 | 0 | 0 | 0 | 0 | 0 | 0 | 0 | 0 | 0 | 0 | 0 | 0 | 0 | 0 | 0 | 0 | 0 | 0
Industrial Sector Energy Related Emissions before CCS[hydrogen if,glass and glass products 231,F gases] | NoSettings | 0 | 0 | 0 | 0 | 0 | 0 | 0 | 0 | 0 | 0 | 0 | 0 | 0 | 0 | 0 | 0 | 0 | 0 | 0 | 0 | 0 | 0 | 0 | 0 | 0 | 0 | 0 | 0 | 0 | 0 | 0
Industrial Sector Energy Related Emissions before CCS[hydrogen if,cement and other nonmetallic minerals 239,CO2] | NoSettings | 0 | 0 | 0 | 0 | 0 | 0 | 0 | 0 | 0 | 0 | 0 | 0 | 0 | 0 | 0 | 0 | 0 | 0 | 0 | 0 | 0 | 0 | 0 | 0 | 0 | 0 | 0 | 0 | 0 | 0 | 0
Industrial Sector Energy Related Emissions before CCS[hydrogen if,cement and other nonmetallic minerals 239,VOC] | NoSettings | 0 | 0 | 0 | 0 | 0 | 0 | 0 | 0 | 0 | 0 | 0 | 0 | 0 | 0 | 0 | 0 | 0 | 0 | 0 | 0 | 0 | 0 | 0 | 0 | 0 | 0 | 0 | 0 | 0 | 0 | 0
Industrial Sector Energy Related Emissions before CCS[hydrogen if,cement and other nonmetallic minerals 239,CO] | NoSettings | 0 | 0 | 0 | 0 | 0 | 0 | 0 | 0 | 0 | 0 | 0 | 0 | 0 | 0 | 0 | 0 | 0 | 0 | 0 | 0 | 0 | 0 | 0 | 0 | 0 | 0 | 0 | 0 | 0 | 0 | 0
Industrial Sector Energy Related Emissions before CCS[hydrogen if,cement and other nonmetallic minerals 239,NOx] | NoSettings | 0 | 0 | 0 | 0 | 0 | 0 | 0 | 0 | 0 | 0 | 0 | 0 | 0 | 0 | 0 | 0 | 0 | 0 | 0 | 0 | 0 | 0 | 0 | 0 | 0 | 0 | 0 | 0 | 0 | 0 | 0
Industrial Sector Energy Related Emissions before CCS[hydrogen if,cement and other nonmetallic minerals 239,PM10] | NoSettings | 0 | 0 | 0 | 0 | 0 | 0 | 0 | 0 | 0 | 0 | 0 | 0 | 0 | 0 | 0 | 0 | 0 | 0 | 0 | 0 | 0 | 0 | 0 | 0 | 0 | 0 | 0 | 0 | 0 | 0 | 0
Industrial Sector Energy Related Emissions before CCS[hydrogen if,cement and other nonmetallic minerals 239,PM25] | NoSettings | 0 | 0 | 0 | 0 | 0 | 0 | 0 | 0 | 0 | 0 | 0 | 0 | 0 | 0 | 0 | 0 | 0 | 0 | 0 | 0 | 0 | 0 | 0 | 0 | 0 | 0 | 0 | 0 | 0 | 0 | 0
Industrial Sector Energy Related Emissions before CCS[hydrogen if,cement and other nonmetallic minerals 239,SOx] | NoSettings | 0 | 0 | 0 | 0 | 0 | 0 | 0 | 0 | 0 | 0 | 0 | 0 | 0 | 0 | 0 | 0 | 0 | 0 | 0 | 0 | 0 | 0 | 0 | 0 | 0 | 0 | 0 | 0 | 0 | 0 | 0
Industrial Sector Energy Related Emissions before CCS[hydrogen if,cement and other nonmetallic minerals 239,BC] | NoSettings | 0 | 0 | 0 | 0 | 0 | 0 | 0 | 0 | 0 | 0 | 0 | 0 | 0 | 0 | 0 | 0 | 0 | 0 | 0 | 0 | 0 | 0 | 0 | 0 | 0 | 0 | 0 | 0 | 0 | 0 | 0
Industrial Sector Energy Related Emissions before CCS[hydrogen if,cement and other nonmetallic minerals 239,OC] | NoSettings | 0 | 0 | 0 | 0 | 0 | 0 | 0 | 0 | 0 | 0 | 0 | 0 | 0 | 0 | 0 | 0 | 0 | 0 | 0 | 0 | 0 | 0 | 0 | 0 | 0 | 0 | 0 | 0 | 0 | 0 | 0
Industrial Sector Energy Related Emissions before CCS[hydrogen if,cement and other nonmetallic minerals 239,CH4] | NoSettings | 0 | 0 | 0 | 0 | 0 | 0 | 0 | 0 | 0 | 0 | 0 | 0 | 0 | 0 | 0 | 0 | 0 | 0 | 0 | 0 | 0 | 0 | 0 | 0 | 0 | 0 | 0 | 0 | 0 | 0 | 0
Industrial Sector Energy Related Emissions before CCS[hydrogen if,cement and other nonmetallic minerals 239,N2O] | NoSettings | 0 | 0 | 0 | 0 | 0 | 0 | 0 | 0 | 0 | 0 | 0 | 0 | 0 | 0 | 0 | 0 | 0 | 0 | 0 | 0 | 0 | 0 | 0 | 0 | 0 | 0 | 0 | 0 | 0 | 0 | 0
Industrial Sector Energy Related Emissions before CCS[hydrogen if,cement and other nonmetallic minerals 239,F gases] | NoSettings | 0 | 0 | 0 | 0 | 0 | 0 | 0 | 0 | 0 | 0 | 0 | 0 | 0 | 0 | 0 | 0 | 0 | 0 | 0 | 0 | 0 | 0 | 0 | 0 | 0 | 0 | 0 | 0 | 0 | 0 | 0
Industrial Sector Energy Related Emissions before CCS[hydrogen if,iron and steel 241,CO2] | NoSettings | 0 | 0 | 0 | 0 | 0 | 0 | 0 | 0 | 0 | 0 | 0 | 0 | 0 | 0 | 0 | 0 | 0 | 0 | 0 | 0 | 0 | 0 | 0 | 0 | 0 | 0 | 0 | 0 | 0 | 0 | 0
Industrial Sector Energy Related Emissions before CCS[hydrogen if,iron and steel 241,VOC] | NoSettings | 0 | 0 | 0 | 0 | 0 | 0 | 0 | 0 | 0 | 0 | 0 | 0 | 0 | 0 | 0 | 0 | 0 | 0 | 0 | 0 | 0 | 0 | 0 | 0 | 0 | 0 | 0 | 0 | 0 | 0 | 0
Industrial Sector Energy Related Emissions before CCS[hydrogen if,iron and steel 241,CO] | NoSettings | 0 | 0 | 0 | 0 | 0 | 0 | 0 | 0 | 0 | 0 | 0 | 0 | 0 | 0 | 0 | 0 | 0 | 0 | 0 | 0 | 0 | 0 | 0 | 0 | 0 | 0 | 0 | 0 | 0 | 0 | 0
Industrial Sector Energy Related Emissions before CCS[hydrogen if,iron and steel 241,NOx] | NoSettings | 0 | 0 | 0 | 0 | 0 | 0 | 0 | 0 | 0 | 0 | 0 | 0 | 0 | 0 | 0 | 0 | 0 | 0 | 0 | 0 | 0 | 0 | 0 | 0 | 0 | 0 | 0 | 0 | 0 | 0 | 0
Industrial Sector Energy Related Emissions before CCS[hydrogen if,iron and steel 241,PM10] | NoSettings | 0 | 0 | 0 | 0 | 0 | 0 | 0 | 0 | 0 | 0 | 0 | 0 | 0 | 0 | 0 | 0 | 0 | 0 | 0 | 0 | 0 | 0 | 0 | 0 | 0 | 0 | 0 | 0 | 0 | 0 | 0
Industrial Sector Energy Related Emissions before CCS[hydrogen if,iron and steel 241,PM25] | NoSettings | 0 | 0 | 0 | 0 | 0 | 0 | 0 | 0 | 0 | 0 | 0 | 0 | 0 | 0 | 0 | 0 | 0 | 0 | 0 | 0 | 0 | 0 | 0 | 0 | 0 | 0 | 0 | 0 | 0 | 0 | 0
Industrial Sector Energy Related Emissions before CCS[hydrogen if,iron and steel 241,SOx] | NoSettings | 0 | 0 | 0 | 0 | 0 | 0 | 0 | 0 | 0 | 0 | 0 | 0 | 0 | 0 | 0 | 0 | 0 | 0 | 0 | 0 | 0 | 0 | 0 | 0 | 0 | 0 | 0 | 0 | 0 | 0 | 0
Industrial Sector Energy Related Emissions before CCS[hydrogen if,iron and steel 241,BC] | NoSettings | 0 | 0 | 0 | 0 | 0 | 0 | 0 | 0 | 0 | 0 | 0 | 0 | 0 | 0 | 0 | 0 | 0 | 0 | 0 | 0 | 0 | 0 | 0 | 0 | 0 | 0 | 0 | 0 | 0 | 0 | 0
Industrial Sector Energy Related Emissions before CCS[hydrogen if,iron and steel 241,OC] | NoSettings | 0 | 0 | 0 | 0 | 0 | 0 | 0 | 0 | 0 | 0 | 0 | 0 | 0 | 0 | 0 | 0 | 0 | 0 | 0 | 0 | 0 | 0 | 0 | 0 | 0 | 0 | 0 | 0 | 0 | 0 | 0
Industrial Sector Energy Related Emissions before CCS[hydrogen if,iron and steel 241,CH4] | NoSettings | 0 | 0 | 0 | 0 | 0 | 0 | 0 | 0 | 0 | 0 | 0 | 0 | 0 | 0 | 0 | 0 | 0 | 0 | 0 | 0 | 0 | 0 | 0 | 0 | 0 | 0 | 0 | 0 | 0 | 0 | 0
Industrial Sector Energy Related Emissions before CCS[hydrogen if,iron and steel 241,N2O] | NoSettings | 0 | 0 | 0 | 0 | 0 | 0 | 0 | 0 | 0 | 0 | 0 | 0 | 0 | 0 | 0 | 0 | 0 | 0 | 0 | 0 | 0 | 0 | 0 | 0 | 0 | 0 | 0 | 0 | 0 | 0 | 0
Industrial Sector Energy Related Emissions before CCS[hydrogen if,iron and steel 241,F gases] | NoSettings | 0 | 0 | 0 | 0 | 0 | 0 | 0 | 0 | 0 | 0 | 0 | 0 | 0 | 0 | 0 | 0 | 0 | 0 | 0 | 0 | 0 | 0 | 0 | 0 | 0 | 0 | 0 | 0 | 0 | 0 | 0
Industrial Sector Energy Related Emissions before CCS[hydrogen if,other metals 242,CO2] | NoSettings | 0 | 0 | 0 | 0 | 0 | 0 | 0 | 0 | 0 | 0 | 0 | 0 | 0 | 0 | 0 | 0 | 0 | 0 | 0 | 0 | 0 | 0 | 0 | 0 | 0 | 0 | 0 | 0 | 0 | 0 | 0
Industrial Sector Energy Related Emissions before CCS[hydrogen if,other metals 242,VOC] | NoSettings | 0 | 0 | 0 | 0 | 0 | 0 | 0 | 0 | 0 | 0 | 0 | 0 | 0 | 0 | 0 | 0 | 0 | 0 | 0 | 0 | 0 | 0 | 0 | 0 | 0 | 0 | 0 | 0 | 0 | 0 | 0
Industrial Sector Energy Related Emissions before CCS[hydrogen if,other metals 242,CO] | NoSettings | 0 | 0 | 0 | 0 | 0 | 0 | 0 | 0 | 0 | 0 | 0 | 0 | 0 | 0 | 0 | 0 | 0 | 0 | 0 | 0 | 0 | 0 | 0 | 0 | 0 | 0 | 0 | 0 | 0 | 0 | 0
Industrial Sector Energy Related Emissions before CCS[hydrogen if,other metals 242,NOx] | NoSettings | 0 | 0 | 0 | 0 | 0 | 0 | 0 | 0 | 0 | 0 | 0 | 0 | 0 | 0 | 0 | 0 | 0 | 0 | 0 | 0 | 0 | 0 | 0 | 0 | 0 | 0 | 0 | 0 | 0 | 0 | 0
Industrial Sector Energy Related Emissions before CCS[hydrogen if,other metals 242,PM10] | NoSettings | 0 | 0 | 0 | 0 | 0 | 0 | 0 | 0 | 0 | 0 | 0 | 0 | 0 | 0 | 0 | 0 | 0 | 0 | 0 | 0 | 0 | 0 | 0 | 0 | 0 | 0 | 0 | 0 | 0 | 0 | 0
Industrial Sector Energy Related Emissions before CCS[hydrogen if,other metals 242,PM25] | NoSettings | 0 | 0 | 0 | 0 | 0 | 0 | 0 | 0 | 0 | 0 | 0 | 0 | 0 | 0 | 0 | 0 | 0 | 0 | 0 | 0 | 0 | 0 | 0 | 0 | 0 | 0 | 0 | 0 | 0 | 0 | 0
Industrial Sector Energy Related Emissions before CCS[hydrogen if,other metals 242,SOx] | NoSettings | 0 | 0 | 0 | 0 | 0 | 0 | 0 | 0 | 0 | 0 | 0 | 0 | 0 | 0 | 0 | 0 | 0 | 0 | 0 | 0 | 0 | 0 | 0 | 0 | 0 | 0 | 0 | 0 | 0 | 0 | 0
Industrial Sector Energy Related Emissions before CCS[hydrogen if,other metals 242,BC] | NoSettings | 0 | 0 | 0 | 0 | 0 | 0 | 0 | 0 | 0 | 0 | 0 | 0 | 0 | 0 | 0 | 0 | 0 | 0 | 0 | 0 | 0 | 0 | 0 | 0 | 0 | 0 | 0 | 0 | 0 | 0 | 0
Industrial Sector Energy Related Emissions before CCS[hydrogen if,other metals 242,OC] | NoSettings | 0 | 0 | 0 | 0 | 0 | 0 | 0 | 0 | 0 | 0 | 0 | 0 | 0 | 0 | 0 | 0 | 0 | 0 | 0 | 0 | 0 | 0 | 0 | 0 | 0 | 0 | 0 | 0 | 0 | 0 | 0
Industrial Sector Energy Related Emissions before CCS[hydrogen if,other metals 242,CH4] | NoSettings | 0 | 0 | 0 | 0 | 0 | 0 | 0 | 0 | 0 | 0 | 0 | 0 | 0 | 0 | 0 | 0 | 0 | 0 | 0 | 0 | 0 | 0 | 0 | 0 | 0 | 0 | 0 | 0 | 0 | 0 | 0
Industrial Sector Energy Related Emissions before CCS[hydrogen if,other metals 242,N2O] | NoSettings | 0 | 0 | 0 | 0 | 0 | 0 | 0 | 0 | 0 | 0 | 0 | 0 | 0 | 0 | 0 | 0 | 0 | 0 | 0 | 0 | 0 | 0 | 0 | 0 | 0 | 0 | 0 | 0 | 0 | 0 | 0
Industrial Sector Energy Related Emissions before CCS[hydrogen if,other metals 242,F gases] | NoSettings | 0 | 0 | 0 | 0 | 0 | 0 | 0 | 0 | 0 | 0 | 0 | 0 | 0 | 0 | 0 | 0 | 0 | 0 | 0 | 0 | 0 | 0 | 0 | 0 | 0 | 0 | 0 | 0 | 0 | 0 | 0
Industrial Sector Energy Related Emissions before CCS[hydrogen if,metal products except machinery and vehicles 25,CO2] | NoSettings | 0 | 0 | 0 | 0 | 0 | 0 | 0 | 0 | 0 | 0 | 0 | 0 | 0 | 0 | 0 | 0 | 0 | 0 | 0 | 0 | 0 | 0 | 0 | 0 | 0 | 0 | 0 | 0 | 0 | 0 | 0
Industrial Sector Energy Related Emissions before CCS[hydrogen if,metal products except machinery and vehicles 25,VOC] | NoSettings | 0 | 0 | 0 | 0 | 0 | 0 | 0 | 0 | 0 | 0 | 0 | 0 | 0 | 0 | 0 | 0 | 0 | 0 | 0 | 0 | 0 | 0 | 0 | 0 | 0 | 0 | 0 | 0 | 0 | 0 | 0
Industrial Sector Energy Related Emissions before CCS[hydrogen if,metal products except machinery and vehicles 25,CO] | NoSettings | 0 | 0 | 0 | 0 | 0 | 0 | 0 | 0 | 0 | 0 | 0 | 0 | 0 | 0 | 0 | 0 | 0 | 0 | 0 | 0 | 0 | 0 | 0 | 0 | 0 | 0 | 0 | 0 | 0 | 0 | 0
Industrial Sector Energy Related Emissions before CCS[hydrogen if,metal products except machinery and vehicles 25,NOx] | NoSettings | 0 | 0 | 0 | 0 | 0 | 0 | 0 | 0 | 0 | 0 | 0 | 0 | 0 | 0 | 0 | 0 | 0 | 0 | 0 | 0 | 0 | 0 | 0 | 0 | 0 | 0 | 0 | 0 | 0 | 0 | 0
Industrial Sector Energy Related Emissions before CCS[hydrogen if,metal products except machinery and vehicles 25,PM10] | NoSettings | 0 | 0 | 0 | 0 | 0 | 0 | 0 | 0 | 0 | 0 | 0 | 0 | 0 | 0 | 0 | 0 | 0 | 0 | 0 | 0 | 0 | 0 | 0 | 0 | 0 | 0 | 0 | 0 | 0 | 0 | 0
Industrial Sector Energy Related Emissions before CCS[hydrogen if,metal products except machinery and vehicles 25,PM25] | NoSettings | 0 | 0 | 0 | 0 | 0 | 0 | 0 | 0 | 0 | 0 | 0 | 0 | 0 | 0 | 0 | 0 | 0 | 0 | 0 | 0 | 0 | 0 | 0 | 0 | 0 | 0 | 0 | 0 | 0 | 0 | 0
Industrial Sector Energy Related Emissions before CCS[hydrogen if,metal products except machinery and vehicles 25,SOx] | NoSettings | 0 | 0 | 0 | 0 | 0 | 0 | 0 | 0 | 0 | 0 | 0 | 0 | 0 | 0 | 0 | 0 | 0 | 0 | 0 | 0 | 0 | 0 | 0 | 0 | 0 | 0 | 0 | 0 | 0 | 0 | 0
Industrial Sector Energy Related Emissions before CCS[hydrogen if,metal products except machinery and vehicles 25,BC] | NoSettings | 0 | 0 | 0 | 0 | 0 | 0 | 0 | 0 | 0 | 0 | 0 | 0 | 0 | 0 | 0 | 0 | 0 | 0 | 0 | 0 | 0 | 0 | 0 | 0 | 0 | 0 | 0 | 0 | 0 | 0 | 0
Industrial Sector Energy Related Emissions before CCS[hydrogen if,metal products except machinery and vehicles 25,OC] | NoSettings | 0 | 0 | 0 | 0 | 0 | 0 | 0 | 0 | 0 | 0 | 0 | 0 | 0 | 0 | 0 | 0 | 0 | 0 | 0 | 0 | 0 | 0 | 0 | 0 | 0 | 0 | 0 | 0 | 0 | 0 | 0
Industrial Sector Energy Related Emissions before CCS[hydrogen if,metal products except machinery and vehicles 25,CH4] | NoSettings | 0 | 0 | 0 | 0 | 0 | 0 | 0 | 0 | 0 | 0 | 0 | 0 | 0 | 0 | 0 | 0 | 0 | 0 | 0 | 0 | 0 | 0 | 0 | 0 | 0 | 0 | 0 | 0 | 0 | 0 | 0
Industrial Sector Energy Related Emissions before CCS[hydrogen if,metal products except machinery and vehicles 25,N2O] | NoSettings | 0 | 0 | 0 | 0 | 0 | 0 | 0 | 0 | 0 | 0 | 0 | 0 | 0 | 0 | 0 | 0 | 0 | 0 | 0 | 0 | 0 | 0 | 0 | 0 | 0 | 0 | 0 | 0 | 0 | 0 | 0
Industrial Sector Energy Related Emissions before CCS[hydrogen if,metal products except machinery and vehicles 25,F gases] | NoSettings | 0 | 0 | 0 | 0 | 0 | 0 | 0 | 0 | 0 | 0 | 0 | 0 | 0 | 0 | 0 | 0 | 0 | 0 | 0 | 0 | 0 | 0 | 0 | 0 | 0 | 0 | 0 | 0 | 0 | 0 | 0
Industrial Sector Energy Related Emissions before CCS[hydrogen if,computers and electronics 26,CO2] | NoSettings | 0 | 0 | 0 | 0 | 0 | 0 | 0 | 0 | 0 | 0 | 0 | 0 | 0 | 0 | 0 | 0 | 0 | 0 | 0 | 0 | 0 | 0 | 0 | 0 | 0 | 0 | 0 | 0 | 0 | 0 | 0
Industrial Sector Energy Related Emissions before CCS[hydrogen if,computers and electronics 26,VOC] | NoSettings | 0 | 0 | 0 | 0 | 0 | 0 | 0 | 0 | 0 | 0 | 0 | 0 | 0 | 0 | 0 | 0 | 0 | 0 | 0 | 0 | 0 | 0 | 0 | 0 | 0 | 0 | 0 | 0 | 0 | 0 | 0
Industrial Sector Energy Related Emissions before CCS[hydrogen if,computers and electronics 26,CO] | NoSettings | 0 | 0 | 0 | 0 | 0 | 0 | 0 | 0 | 0 | 0 | 0 | 0 | 0 | 0 | 0 | 0 | 0 | 0 | 0 | 0 | 0 | 0 | 0 | 0 | 0 | 0 | 0 | 0 | 0 | 0 | 0
Industrial Sector Energy Related Emissions before CCS[hydrogen if,computers and electronics 26,NOx] | NoSettings | 0 | 0 | 0 | 0 | 0 | 0 | 0 | 0 | 0 | 0 | 0 | 0 | 0 | 0 | 0 | 0 | 0 | 0 | 0 | 0 | 0 | 0 | 0 | 0 | 0 | 0 | 0 | 0 | 0 | 0 | 0
Industrial Sector Energy Related Emissions before CCS[hydrogen if,computers and electronics 26,PM10] | NoSettings | 0 | 0 | 0 | 0 | 0 | 0 | 0 | 0 | 0 | 0 | 0 | 0 | 0 | 0 | 0 | 0 | 0 | 0 | 0 | 0 | 0 | 0 | 0 | 0 | 0 | 0 | 0 | 0 | 0 | 0 | 0
Industrial Sector Energy Related Emissions before CCS[hydrogen if,computers and electronics 26,PM25] | NoSettings | 0 | 0 | 0 | 0 | 0 | 0 | 0 | 0 | 0 | 0 | 0 | 0 | 0 | 0 | 0 | 0 | 0 | 0 | 0 | 0 | 0 | 0 | 0 | 0 | 0 | 0 | 0 | 0 | 0 | 0 | 0
Industrial Sector Energy Related Emissions before CCS[hydrogen if,computers and electronics 26,SOx] | NoSettings | 0 | 0 | 0 | 0 | 0 | 0 | 0 | 0 | 0 | 0 | 0 | 0 | 0 | 0 | 0 | 0 | 0 | 0 | 0 | 0 | 0 | 0 | 0 | 0 | 0 | 0 | 0 | 0 | 0 | 0 | 0
Industrial Sector Energy Related Emissions before CCS[hydrogen if,computers and electronics 26,BC] | NoSettings | 0 | 0 | 0 | 0 | 0 | 0 | 0 | 0 | 0 | 0 | 0 | 0 | 0 | 0 | 0 | 0 | 0 | 0 | 0 | 0 | 0 | 0 | 0 | 0 | 0 | 0 | 0 | 0 | 0 | 0 | 0
Industrial Sector Energy Related Emissions before CCS[hydrogen if,computers and electronics 26,OC] | NoSettings | 0 | 0 | 0 | 0 | 0 | 0 | 0 | 0 | 0 | 0 | 0 | 0 | 0 | 0 | 0 | 0 | 0 | 0 | 0 | 0 | 0 | 0 | 0 | 0 | 0 | 0 | 0 | 0 | 0 | 0 | 0
Industrial Sector Energy Related Emissions before CCS[hydrogen if,computers and electronics 26,CH4] | NoSettings | 0 | 0 | 0 | 0 | 0 | 0 | 0 | 0 | 0 | 0 | 0 | 0 | 0 | 0 | 0 | 0 | 0 | 0 | 0 | 0 | 0 | 0 | 0 | 0 | 0 | 0 | 0 | 0 | 0 | 0 | 0
Industrial Sector Energy Related Emissions before CCS[hydrogen if,computers and electronics 26,N2O] | NoSettings | 0 | 0 | 0 | 0 | 0 | 0 | 0 | 0 | 0 | 0 | 0 | 0 | 0 | 0 | 0 | 0 | 0 | 0 | 0 | 0 | 0 | 0 | 0 | 0 | 0 | 0 | 0 | 0 | 0 | 0 | 0
Industrial Sector Energy Related Emissions before CCS[hydrogen if,computers and electronics 26,F gases] | NoSettings | 0 | 0 | 0 | 0 | 0 | 0 | 0 | 0 | 0 | 0 | 0 | 0 | 0 | 0 | 0 | 0 | 0 | 0 | 0 | 0 | 0 | 0 | 0 | 0 | 0 | 0 | 0 | 0 | 0 | 0 | 0
Industrial Sector Energy Related Emissions before CCS[hydrogen if,appliances and electrical equipment 27,CO2] | NoSettings | 0 | 0 | 0 | 0 | 0 | 0 | 0 | 0 | 0 | 0 | 0 | 0 | 0 | 0 | 0 | 0 | 0 | 0 | 0 | 0 | 0 | 0 | 0 | 0 | 0 | 0 | 0 | 0 | 0 | 0 | 0
Industrial Sector Energy Related Emissions before CCS[hydrogen if,appliances and electrical equipment 27,VOC] | NoSettings | 0 | 0 | 0 | 0 | 0 | 0 | 0 | 0 | 0 | 0 | 0 | 0 | 0 | 0 | 0 | 0 | 0 | 0 | 0 | 0 | 0 | 0 | 0 | 0 | 0 | 0 | 0 | 0 | 0 | 0 | 0
Industrial Sector Energy Related Emissions before CCS[hydrogen if,appliances and electrical equipment 27,CO] | NoSettings | 0 | 0 | 0 | 0 | 0 | 0 | 0 | 0 | 0 | 0 | 0 | 0 | 0 | 0 | 0 | 0 | 0 | 0 | 0 | 0 | 0 | 0 | 0 | 0 | 0 | 0 | 0 | 0 | 0 | 0 | 0
Industrial Sector Energy Related Emissions before CCS[hydrogen if,appliances and electrical equipment 27,NOx] | NoSettings | 0 | 0 | 0 | 0 | 0 | 0 | 0 | 0 | 0 | 0 | 0 | 0 | 0 | 0 | 0 | 0 | 0 | 0 | 0 | 0 | 0 | 0 | 0 | 0 | 0 | 0 | 0 | 0 | 0 | 0 | 0
Industrial Sector Energy Related Emissions before CCS[hydrogen if,appliances and electrical equipment 27,PM10] | NoSettings | 0 | 0 | 0 | 0 | 0 | 0 | 0 | 0 | 0 | 0 | 0 | 0 | 0 | 0 | 0 | 0 | 0 | 0 | 0 | 0 | 0 | 0 | 0 | 0 | 0 | 0 | 0 | 0 | 0 | 0 | 0
Industrial Sector Energy Related Emissions before CCS[hydrogen if,appliances and electrical equipment 27,PM25] | NoSettings | 0 | 0 | 0 | 0 | 0 | 0 | 0 | 0 | 0 | 0 | 0 | 0 | 0 | 0 | 0 | 0 | 0 | 0 | 0 | 0 | 0 | 0 | 0 | 0 | 0 | 0 | 0 | 0 | 0 | 0 | 0
Industrial Sector Energy Related Emissions before CCS[hydrogen if,appliances and electrical equipment 27,SOx] | NoSettings | 0 | 0 | 0 | 0 | 0 | 0 | 0 | 0 | 0 | 0 | 0 | 0 | 0 | 0 | 0 | 0 | 0 | 0 | 0 | 0 | 0 | 0 | 0 | 0 | 0 | 0 | 0 | 0 | 0 | 0 | 0
Industrial Sector Energy Related Emissions before CCS[hydrogen if,appliances and electrical equipment 27,BC] | NoSettings | 0 | 0 | 0 | 0 | 0 | 0 | 0 | 0 | 0 | 0 | 0 | 0 | 0 | 0 | 0 | 0 | 0 | 0 | 0 | 0 | 0 | 0 | 0 | 0 | 0 | 0 | 0 | 0 | 0 | 0 | 0
Industrial Sector Energy Related Emissions before CCS[hydrogen if,appliances and electrical equipment 27,OC] | NoSettings | 0 | 0 | 0 | 0 | 0 | 0 | 0 | 0 | 0 | 0 | 0 | 0 | 0 | 0 | 0 | 0 | 0 | 0 | 0 | 0 | 0 | 0 | 0 | 0 | 0 | 0 | 0 | 0 | 0 | 0 | 0
Industrial Sector Energy Related Emissions before CCS[hydrogen if,appliances and electrical equipment 27,CH4] | NoSettings | 0 | 0 | 0 | 0 | 0 | 0 | 0 | 0 | 0 | 0 | 0 | 0 | 0 | 0 | 0 | 0 | 0 | 0 | 0 | 0 | 0 | 0 | 0 | 0 | 0 | 0 | 0 | 0 | 0 | 0 | 0
Industrial Sector Energy Related Emissions before CCS[hydrogen if,appliances and electrical equipment 27,N2O] | NoSettings | 0 | 0 | 0 | 0 | 0 | 0 | 0 | 0 | 0 | 0 | 0 | 0 | 0 | 0 | 0 | 0 | 0 | 0 | 0 | 0 | 0 | 0 | 0 | 0 | 0 | 0 | 0 | 0 | 0 | 0 | 0
Industrial Sector Energy Related Emissions before CCS[hydrogen if,appliances and electrical equipment 27,F gases] | NoSettings | 0 | 0 | 0 | 0 | 0 | 0 | 0 | 0 | 0 | 0 | 0 | 0 | 0 | 0 | 0 | 0 | 0 | 0 | 0 | 0 | 0 | 0 | 0 | 0 | 0 | 0 | 0 | 0 | 0 | 0 | 0
Industrial Sector Energy Related Emissions before CCS[hydrogen if,other machinery 28,CO2] | NoSettings | 0 | 0 | 0 | 0 | 0 | 0 | 0 | 0 | 0 | 0 | 0 | 0 | 0 | 0 | 0 | 0 | 0 | 0 | 0 | 0 | 0 | 0 | 0 | 0 | 0 | 0 | 0 | 0 | 0 | 0 | 0
Industrial Sector Energy Related Emissions before CCS[hydrogen if,other machinery 28,VOC] | NoSettings | 0 | 0 | 0 | 0 | 0 | 0 | 0 | 0 | 0 | 0 | 0 | 0 | 0 | 0 | 0 | 0 | 0 | 0 | 0 | 0 | 0 | 0 | 0 | 0 | 0 | 0 | 0 | 0 | 0 | 0 | 0
Industrial Sector Energy Related Emissions before CCS[hydrogen if,other machinery 28,CO] | NoSettings | 0 | 0 | 0 | 0 | 0 | 0 | 0 | 0 | 0 | 0 | 0 | 0 | 0 | 0 | 0 | 0 | 0 | 0 | 0 | 0 | 0 | 0 | 0 | 0 | 0 | 0 | 0 | 0 | 0 | 0 | 0
Industrial Sector Energy Related Emissions before CCS[hydrogen if,other machinery 28,NOx] | NoSettings | 0 | 0 | 0 | 0 | 0 | 0 | 0 | 0 | 0 | 0 | 0 | 0 | 0 | 0 | 0 | 0 | 0 | 0 | 0 | 0 | 0 | 0 | 0 | 0 | 0 | 0 | 0 | 0 | 0 | 0 | 0
Industrial Sector Energy Related Emissions before CCS[hydrogen if,other machinery 28,PM10] | NoSettings | 0 | 0 | 0 | 0 | 0 | 0 | 0 | 0 | 0 | 0 | 0 | 0 | 0 | 0 | 0 | 0 | 0 | 0 | 0 | 0 | 0 | 0 | 0 | 0 | 0 | 0 | 0 | 0 | 0 | 0 | 0
Industrial Sector Energy Related Emissions before CCS[hydrogen if,other machinery 28,PM25] | NoSettings | 0 | 0 | 0 | 0 | 0 | 0 | 0 | 0 | 0 | 0 | 0 | 0 | 0 | 0 | 0 | 0 | 0 | 0 | 0 | 0 | 0 | 0 | 0 | 0 | 0 | 0 | 0 | 0 | 0 | 0 | 0
Industrial Sector Energy Related Emissions before CCS[hydrogen if,other machinery 28,SOx] | NoSettings | 0 | 0 | 0 | 0 | 0 | 0 | 0 | 0 | 0 | 0 | 0 | 0 | 0 | 0 | 0 | 0 | 0 | 0 | 0 | 0 | 0 | 0 | 0 | 0 | 0 | 0 | 0 | 0 | 0 | 0 | 0
Industrial Sector Energy Related Emissions before CCS[hydrogen if,other machinery 28,BC] | NoSettings | 0 | 0 | 0 | 0 | 0 | 0 | 0 | 0 | 0 | 0 | 0 | 0 | 0 | 0 | 0 | 0 | 0 | 0 | 0 | 0 | 0 | 0 | 0 | 0 | 0 | 0 | 0 | 0 | 0 | 0 | 0
Industrial Sector Energy Related Emissions before CCS[hydrogen if,other machinery 28,OC] | NoSettings | 0 | 0 | 0 | 0 | 0 | 0 | 0 | 0 | 0 | 0 | 0 | 0 | 0 | 0 | 0 | 0 | 0 | 0 | 0 | 0 | 0 | 0 | 0 | 0 | 0 | 0 | 0 | 0 | 0 | 0 | 0
Industrial Sector Energy Related Emissions before CCS[hydrogen if,other machinery 28,CH4] | NoSettings | 0 | 0 | 0 | 0 | 0 | 0 | 0 | 0 | 0 | 0 | 0 | 0 | 0 | 0 | 0 | 0 | 0 | 0 | 0 | 0 | 0 | 0 | 0 | 0 | 0 | 0 | 0 | 0 | 0 | 0 | 0
Industrial Sector Energy Related Emissions before CCS[hydrogen if,other machinery 28,N2O] | NoSettings | 0 | 0 | 0 | 0 | 0 | 0 | 0 | 0 | 0 | 0 | 0 | 0 | 0 | 0 | 0 | 0 | 0 | 0 | 0 | 0 | 0 | 0 | 0 | 0 | 0 | 0 | 0 | 0 | 0 | 0 | 0
Industrial Sector Energy Related Emissions before CCS[hydrogen if,other machinery 28,F gases] | NoSettings | 0 | 0 | 0 | 0 | 0 | 0 | 0 | 0 | 0 | 0 | 0 | 0 | 0 | 0 | 0 | 0 | 0 | 0 | 0 | 0 | 0 | 0 | 0 | 0 | 0 | 0 | 0 | 0 | 0 | 0 | 0
Industrial Sector Energy Related Emissions before CCS[hydrogen if,road vehicles 29,CO2] | NoSettings | 0 | 0 | 0 | 0 | 0 | 0 | 0 | 0 | 0 | 0 | 0 | 0 | 0 | 0 | 0 | 0 | 0 | 0 | 0 | 0 | 0 | 0 | 0 | 0 | 0 | 0 | 0 | 0 | 0 | 0 | 0
Industrial Sector Energy Related Emissions before CCS[hydrogen if,road vehicles 29,VOC] | NoSettings | 0 | 0 | 0 | 0 | 0 | 0 | 0 | 0 | 0 | 0 | 0 | 0 | 0 | 0 | 0 | 0 | 0 | 0 | 0 | 0 | 0 | 0 | 0 | 0 | 0 | 0 | 0 | 0 | 0 | 0 | 0
Industrial Sector Energy Related Emissions before CCS[hydrogen if,road vehicles 29,CO] | NoSettings | 0 | 0 | 0 | 0 | 0 | 0 | 0 | 0 | 0 | 0 | 0 | 0 | 0 | 0 | 0 | 0 | 0 | 0 | 0 | 0 | 0 | 0 | 0 | 0 | 0 | 0 | 0 | 0 | 0 | 0 | 0
Industrial Sector Energy Related Emissions before CCS[hydrogen if,road vehicles 29,NOx] | NoSettings | 0 | 0 | 0 | 0 | 0 | 0 | 0 | 0 | 0 | 0 | 0 | 0 | 0 | 0 | 0 | 0 | 0 | 0 | 0 | 0 | 0 | 0 | 0 | 0 | 0 | 0 | 0 | 0 | 0 | 0 | 0
Industrial Sector Energy Related Emissions before CCS[hydrogen if,road vehicles 29,PM10] | NoSettings | 0 | 0 | 0 | 0 | 0 | 0 | 0 | 0 | 0 | 0 | 0 | 0 | 0 | 0 | 0 | 0 | 0 | 0 | 0 | 0 | 0 | 0 | 0 | 0 | 0 | 0 | 0 | 0 | 0 | 0 | 0
Industrial Sector Energy Related Emissions before CCS[hydrogen if,road vehicles 29,PM25] | NoSettings | 0 | 0 | 0 | 0 | 0 | 0 | 0 | 0 | 0 | 0 | 0 | 0 | 0 | 0 | 0 | 0 | 0 | 0 | 0 | 0 | 0 | 0 | 0 | 0 | 0 | 0 | 0 | 0 | 0 | 0 | 0
Industrial Sector Energy Related Emissions before CCS[hydrogen if,road vehicles 29,SOx] | NoSettings | 0 | 0 | 0 | 0 | 0 | 0 | 0 | 0 | 0 | 0 | 0 | 0 | 0 | 0 | 0 | 0 | 0 | 0 | 0 | 0 | 0 | 0 | 0 | 0 | 0 | 0 | 0 | 0 | 0 | 0 | 0
Industrial Sector Energy Related Emissions before CCS[hydrogen if,road vehicles 29,BC] | NoSettings | 0 | 0 | 0 | 0 | 0 | 0 | 0 | 0 | 0 | 0 | 0 | 0 | 0 | 0 | 0 | 0 | 0 | 0 | 0 | 0 | 0 | 0 | 0 | 0 | 0 | 0 | 0 | 0 | 0 | 0 | 0
Industrial Sector Energy Related Emissions before CCS[hydrogen if,road vehicles 29,OC] | NoSettings | 0 | 0 | 0 | 0 | 0 | 0 | 0 | 0 | 0 | 0 | 0 | 0 | 0 | 0 | 0 | 0 | 0 | 0 | 0 | 0 | 0 | 0 | 0 | 0 | 0 | 0 | 0 | 0 | 0 | 0 | 0
Industrial Sector Energy Related Emissions before CCS[hydrogen if,road vehicles 29,CH4] | NoSettings | 0 | 0 | 0 | 0 | 0 | 0 | 0 | 0 | 0 | 0 | 0 | 0 | 0 | 0 | 0 | 0 | 0 | 0 | 0 | 0 | 0 | 0 | 0 | 0 | 0 | 0 | 0 | 0 | 0 | 0 | 0
Industrial Sector Energy Related Emissions before CCS[hydrogen if,road vehicles 29,N2O] | NoSettings | 0 | 0 | 0 | 0 | 0 | 0 | 0 | 0 | 0 | 0 | 0 | 0 | 0 | 0 | 0 | 0 | 0 | 0 | 0 | 0 | 0 | 0 | 0 | 0 | 0 | 0 | 0 | 0 | 0 | 0 | 0
Industrial Sector Energy Related Emissions before CCS[hydrogen if,road vehicles 29,F gases] | NoSettings | 0 | 0 | 0 | 0 | 0 | 0 | 0 | 0 | 0 | 0 | 0 | 0 | 0 | 0 | 0 | 0 | 0 | 0 | 0 | 0 | 0 | 0 | 0 | 0 | 0 | 0 | 0 | 0 | 0 | 0 | 0
Industrial Sector Energy Related Emissions before CCS[hydrogen if,nonroad vehicles 30,CO2] | NoSettings | 0 | 0 | 0 | 0 | 0 | 0 | 0 | 0 | 0 | 0 | 0 | 0 | 0 | 0 | 0 | 0 | 0 | 0 | 0 | 0 | 0 | 0 | 0 | 0 | 0 | 0 | 0 | 0 | 0 | 0 | 0
Industrial Sector Energy Related Emissions before CCS[hydrogen if,nonroad vehicles 30,VOC] | NoSettings | 0 | 0 | 0 | 0 | 0 | 0 | 0 | 0 | 0 | 0 | 0 | 0 | 0 | 0 | 0 | 0 | 0 | 0 | 0 | 0 | 0 | 0 | 0 | 0 | 0 | 0 | 0 | 0 | 0 | 0 | 0
Industrial Sector Energy Related Emissions before CCS[hydrogen if,nonroad vehicles 30,CO] | NoSettings | 0 | 0 | 0 | 0 | 0 | 0 | 0 | 0 | 0 | 0 | 0 | 0 | 0 | 0 | 0 | 0 | 0 | 0 | 0 | 0 | 0 | 0 | 0 | 0 | 0 | 0 | 0 | 0 | 0 | 0 | 0
Industrial Sector Energy Related Emissions before CCS[hydrogen if,nonroad vehicles 30,NOx] | NoSettings | 0 | 0 | 0 | 0 | 0 | 0 | 0 | 0 | 0 | 0 | 0 | 0 | 0 | 0 | 0 | 0 | 0 | 0 | 0 | 0 | 0 | 0 | 0 | 0 | 0 | 0 | 0 | 0 | 0 | 0 | 0
Industrial Sector Energy Related Emissions before CCS[hydrogen if,nonroad vehicles 30,PM10] | NoSettings | 0 | 0 | 0 | 0 | 0 | 0 | 0 | 0 | 0 | 0 | 0 | 0 | 0 | 0 | 0 | 0 | 0 | 0 | 0 | 0 | 0 | 0 | 0 | 0 | 0 | 0 | 0 | 0 | 0 | 0 | 0
Industrial Sector Energy Related Emissions before CCS[hydrogen if,nonroad vehicles 30,PM25] | NoSettings | 0 | 0 | 0 | 0 | 0 | 0 | 0 | 0 | 0 | 0 | 0 | 0 | 0 | 0 | 0 | 0 | 0 | 0 | 0 | 0 | 0 | 0 | 0 | 0 | 0 | 0 | 0 | 0 | 0 | 0 | 0
Industrial Sector Energy Related Emissions before CCS[hydrogen if,nonroad vehicles 30,SOx] | NoSettings | 0 | 0 | 0 | 0 | 0 | 0 | 0 | 0 | 0 | 0 | 0 | 0 | 0 | 0 | 0 | 0 | 0 | 0 | 0 | 0 | 0 | 0 | 0 | 0 | 0 | 0 | 0 | 0 | 0 | 0 | 0
Industrial Sector Energy Related Emissions before CCS[hydrogen if,nonroad vehicles 30,BC] | NoSettings | 0 | 0 | 0 | 0 | 0 | 0 | 0 | 0 | 0 | 0 | 0 | 0 | 0 | 0 | 0 | 0 | 0 | 0 | 0 | 0 | 0 | 0 | 0 | 0 | 0 | 0 | 0 | 0 | 0 | 0 | 0
Industrial Sector Energy Related Emissions before CCS[hydrogen if,nonroad vehicles 30,OC] | NoSettings | 0 | 0 | 0 | 0 | 0 | 0 | 0 | 0 | 0 | 0 | 0 | 0 | 0 | 0 | 0 | 0 | 0 | 0 | 0 | 0 | 0 | 0 | 0 | 0 | 0 | 0 | 0 | 0 | 0 | 0 | 0
Industrial Sector Energy Related Emissions before CCS[hydrogen if,nonroad vehicles 30,CH4] | NoSettings | 0 | 0 | 0 | 0 | 0 | 0 | 0 | 0 | 0 | 0 | 0 | 0 | 0 | 0 | 0 | 0 | 0 | 0 | 0 | 0 | 0 | 0 | 0 | 0 | 0 | 0 | 0 | 0 | 0 | 0 | 0
Industrial Sector Energy Related Emissions before CCS[hydrogen if,nonroad vehicles 30,N2O] | NoSettings | 0 | 0 | 0 | 0 | 0 | 0 | 0 | 0 | 0 | 0 | 0 | 0 | 0 | 0 | 0 | 0 | 0 | 0 | 0 | 0 | 0 | 0 | 0 | 0 | 0 | 0 | 0 | 0 | 0 | 0 | 0
Industrial Sector Energy Related Emissions before CCS[hydrogen if,nonroad vehicles 30,F gases] | NoSettings | 0 | 0 | 0 | 0 | 0 | 0 | 0 | 0 | 0 | 0 | 0 | 0 | 0 | 0 | 0 | 0 | 0 | 0 | 0 | 0 | 0 | 0 | 0 | 0 | 0 | 0 | 0 | 0 | 0 | 0 | 0
Industrial Sector Energy Related Emissions before CCS[hydrogen if,other manufacturing 31T33,CO2] | NoSettings | 0 | 0 | 0 | 0 | 0 | 0 | 0 | 0 | 0 | 0 | 0 | 0 | 0 | 0 | 0 | 0 | 0 | 0 | 0 | 0 | 0 | 0 | 0 | 0 | 0 | 0 | 0 | 0 | 0 | 0 | 0
Industrial Sector Energy Related Emissions before CCS[hydrogen if,other manufacturing 31T33,VOC] | NoSettings | 0 | 0 | 0 | 0 | 0 | 0 | 0 | 0 | 0 | 0 | 0 | 0 | 0 | 0 | 0 | 0 | 0 | 0 | 0 | 0 | 0 | 0 | 0 | 0 | 0 | 0 | 0 | 0 | 0 | 0 | 0
Industrial Sector Energy Related Emissions before CCS[hydrogen if,other manufacturing 31T33,CO] | NoSettings | 0 | 0 | 0 | 0 | 0 | 0 | 0 | 0 | 0 | 0 | 0 | 0 | 0 | 0 | 0 | 0 | 0 | 0 | 0 | 0 | 0 | 0 | 0 | 0 | 0 | 0 | 0 | 0 | 0 | 0 | 0
Industrial Sector Energy Related Emissions before CCS[hydrogen if,other manufacturing 31T33,NOx] | NoSettings | 0 | 0 | 0 | 0 | 0 | 0 | 0 | 0 | 0 | 0 | 0 | 0 | 0 | 0 | 0 | 0 | 0 | 0 | 0 | 0 | 0 | 0 | 0 | 0 | 0 | 0 | 0 | 0 | 0 | 0 | 0
Industrial Sector Energy Related Emissions before CCS[hydrogen if,other manufacturing 31T33,PM10] | NoSettings | 0 | 0 | 0 | 0 | 0 | 0 | 0 | 0 | 0 | 0 | 0 | 0 | 0 | 0 | 0 | 0 | 0 | 0 | 0 | 0 | 0 | 0 | 0 | 0 | 0 | 0 | 0 | 0 | 0 | 0 | 0
Industrial Sector Energy Related Emissions before CCS[hydrogen if,other manufacturing 31T33,PM25] | NoSettings | 0 | 0 | 0 | 0 | 0 | 0 | 0 | 0 | 0 | 0 | 0 | 0 | 0 | 0 | 0 | 0 | 0 | 0 | 0 | 0 | 0 | 0 | 0 | 0 | 0 | 0 | 0 | 0 | 0 | 0 | 0
Industrial Sector Energy Related Emissions before CCS[hydrogen if,other manufacturing 31T33,SOx] | NoSettings | 0 | 0 | 0 | 0 | 0 | 0 | 0 | 0 | 0 | 0 | 0 | 0 | 0 | 0 | 0 | 0 | 0 | 0 | 0 | 0 | 0 | 0 | 0 | 0 | 0 | 0 | 0 | 0 | 0 | 0 | 0
Industrial Sector Energy Related Emissions before CCS[hydrogen if,other manufacturing 31T33,BC] | NoSettings | 0 | 0 | 0 | 0 | 0 | 0 | 0 | 0 | 0 | 0 | 0 | 0 | 0 | 0 | 0 | 0 | 0 | 0 | 0 | 0 | 0 | 0 | 0 | 0 | 0 | 0 | 0 | 0 | 0 | 0 | 0
Industrial Sector Energy Related Emissions before CCS[hydrogen if,other manufacturing 31T33,OC] | NoSettings | 0 | 0 | 0 | 0 | 0 | 0 | 0 | 0 | 0 | 0 | 0 | 0 | 0 | 0 | 0 | 0 | 0 | 0 | 0 | 0 | 0 | 0 | 0 | 0 | 0 | 0 | 0 | 0 | 0 | 0 | 0
Industrial Sector Energy Related Emissions before CCS[hydrogen if,other manufacturing 31T33,CH4] | NoSettings | 0 | 0 | 0 | 0 | 0 | 0 | 0 | 0 | 0 | 0 | 0 | 0 | 0 | 0 | 0 | 0 | 0 | 0 | 0 | 0 | 0 | 0 | 0 | 0 | 0 | 0 | 0 | 0 | 0 | 0 | 0
Industrial Sector Energy Related Emissions before CCS[hydrogen if,other manufacturing 31T33,N2O] | NoSettings | 0 | 0 | 0 | 0 | 0 | 0 | 0 | 0 | 0 | 0 | 0 | 0 | 0 | 0 | 0 | 0 | 0 | 0 | 0 | 0 | 0 | 0 | 0 | 0 | 0 | 0 | 0 | 0 | 0 | 0 | 0
Industrial Sector Energy Related Emissions before CCS[hydrogen if,other manufacturing 31T33,F gases] | NoSettings | 0 | 0 | 0 | 0 | 0 | 0 | 0 | 0 | 0 | 0 | 0 | 0 | 0 | 0 | 0 | 0 | 0 | 0 | 0 | 0 | 0 | 0 | 0 | 0 | 0 | 0 | 0 | 0 | 0 | 0 | 0
Industrial Sector Energy Related Emissions before CCS[hydrogen if,energy pipelines and gas processing 352T353,CO2] | NoSettings | 0 | 0 | 0 | 0 | 0 | 0 | 0 | 0 | 0 | 0 | 0 | 0 | 0 | 0 | 0 | 0 | 0 | 0 | 0 | 0 | 0 | 0 | 0 | 0 | 0 | 0 | 0 | 0 | 0 | 0 | 0
Industrial Sector Energy Related Emissions before CCS[hydrogen if,energy pipelines and gas processing 352T353,VOC] | NoSettings | 0 | 0 | 0 | 0 | 0 | 0 | 0 | 0 | 0 | 0 | 0 | 0 | 0 | 0 | 0 | 0 | 0 | 0 | 0 | 0 | 0 | 0 | 0 | 0 | 0 | 0 | 0 | 0 | 0 | 0 | 0
Industrial Sector Energy Related Emissions before CCS[hydrogen if,energy pipelines and gas processing 352T353,CO] | NoSettings | 0 | 0 | 0 | 0 | 0 | 0 | 0 | 0 | 0 | 0 | 0 | 0 | 0 | 0 | 0 | 0 | 0 | 0 | 0 | 0 | 0 | 0 | 0 | 0 | 0 | 0 | 0 | 0 | 0 | 0 | 0
Industrial Sector Energy Related Emissions before CCS[hydrogen if,energy pipelines and gas processing 352T353,NOx] | NoSettings | 0 | 0 | 0 | 0 | 0 | 0 | 0 | 0 | 0 | 0 | 0 | 0 | 0 | 0 | 0 | 0 | 0 | 0 | 0 | 0 | 0 | 0 | 0 | 0 | 0 | 0 | 0 | 0 | 0 | 0 | 0
Industrial Sector Energy Related Emissions before CCS[hydrogen if,energy pipelines and gas processing 352T353,PM10] | NoSettings | 0 | 0 | 0 | 0 | 0 | 0 | 0 | 0 | 0 | 0 | 0 | 0 | 0 | 0 | 0 | 0 | 0 | 0 | 0 | 0 | 0 | 0 | 0 | 0 | 0 | 0 | 0 | 0 | 0 | 0 | 0
Industrial Sector Energy Related Emissions before CCS[hydrogen if,energy pipelines and gas processing 352T353,PM25] | NoSettings | 0 | 0 | 0 | 0 | 0 | 0 | 0 | 0 | 0 | 0 | 0 | 0 | 0 | 0 | 0 | 0 | 0 | 0 | 0 | 0 | 0 | 0 | 0 | 0 | 0 | 0 | 0 | 0 | 0 | 0 | 0
Industrial Sector Energy Related Emissions before CCS[hydrogen if,energy pipelines and gas processing 352T353,SOx] | NoSettings | 0 | 0 | 0 | 0 | 0 | 0 | 0 | 0 | 0 | 0 | 0 | 0 | 0 | 0 | 0 | 0 | 0 | 0 | 0 | 0 | 0 | 0 | 0 | 0 | 0 | 0 | 0 | 0 | 0 | 0 | 0
Industrial Sector Energy Related Emissions before CCS[hydrogen if,energy pipelines and gas processing 352T353,BC] | NoSettings | 0 | 0 | 0 | 0 | 0 | 0 | 0 | 0 | 0 | 0 | 0 | 0 | 0 | 0 | 0 | 0 | 0 | 0 | 0 | 0 | 0 | 0 | 0 | 0 | 0 | 0 | 0 | 0 | 0 | 0 | 0
Industrial Sector Energy Related Emissions before CCS[hydrogen if,energy pipelines and gas processing 352T353,OC] | NoSettings | 0 | 0 | 0 | 0 | 0 | 0 | 0 | 0 | 0 | 0 | 0 | 0 | 0 | 0 | 0 | 0 | 0 | 0 | 0 | 0 | 0 | 0 | 0 | 0 | 0 | 0 | 0 | 0 | 0 | 0 | 0
Industrial Sector Energy Related Emissions before CCS[hydrogen if,energy pipelines and gas processing 352T353,CH4] | NoSettings | 0 | 0 | 0 | 0 | 0 | 0 | 0 | 0 | 0 | 0 | 0 | 0 | 0 | 0 | 0 | 0 | 0 | 0 | 0 | 0 | 0 | 0 | 0 | 0 | 0 | 0 | 0 | 0 | 0 | 0 | 0
Industrial Sector Energy Related Emissions before CCS[hydrogen if,energy pipelines and gas processing 352T353,N2O] | NoSettings | 0 | 0 | 0 | 0 | 0 | 0 | 0 | 0 | 0 | 0 | 0 | 0 | 0 | 0 | 0 | 0 | 0 | 0 | 0 | 0 | 0 | 0 | 0 | 0 | 0 | 0 | 0 | 0 | 0 | 0 | 0
Industrial Sector Energy Related Emissions before CCS[hydrogen if,energy pipelines and gas processing 352T353,F gases] | NoSettings | 0 | 0 | 0 | 0 | 0 | 0 | 0 | 0 | 0 | 0 | 0 | 0 | 0 | 0 | 0 | 0 | 0 | 0 | 0 | 0 | 0 | 0 | 0 | 0 | 0 | 0 | 0 | 0 | 0 | 0 | 0
Industrial Sector Energy Related Emissions before CCS[hydrogen if,water and waste 36T39,CO2] | NoSettings | 0 | 0 | 0 | 0 | 0 | 0 | 0 | 0 | 0 | 0 | 0 | 0 | 0 | 0 | 0 | 0 | 0 | 0 | 0 | 0 | 0 | 0 | 0 | 0 | 0 | 0 | 0 | 0 | 0 | 0 | 0
Industrial Sector Energy Related Emissions before CCS[hydrogen if,water and waste 36T39,VOC] | NoSettings | 0 | 0 | 0 | 0 | 0 | 0 | 0 | 0 | 0 | 0 | 0 | 0 | 0 | 0 | 0 | 0 | 0 | 0 | 0 | 0 | 0 | 0 | 0 | 0 | 0 | 0 | 0 | 0 | 0 | 0 | 0
Industrial Sector Energy Related Emissions before CCS[hydrogen if,water and waste 36T39,CO] | NoSettings | 0 | 0 | 0 | 0 | 0 | 0 | 0 | 0 | 0 | 0 | 0 | 0 | 0 | 0 | 0 | 0 | 0 | 0 | 0 | 0 | 0 | 0 | 0 | 0 | 0 | 0 | 0 | 0 | 0 | 0 | 0
Industrial Sector Energy Related Emissions before CCS[hydrogen if,water and waste 36T39,NOx] | NoSettings | 0 | 0 | 0 | 0 | 0 | 0 | 0 | 0 | 0 | 0 | 0 | 0 | 0 | 0 | 0 | 0 | 0 | 0 | 0 | 0 | 0 | 0 | 0 | 0 | 0 | 0 | 0 | 0 | 0 | 0 | 0
Industrial Sector Energy Related Emissions before CCS[hydrogen if,water and waste 36T39,PM10] | NoSettings | 0 | 0 | 0 | 0 | 0 | 0 | 0 | 0 | 0 | 0 | 0 | 0 | 0 | 0 | 0 | 0 | 0 | 0 | 0 | 0 | 0 | 0 | 0 | 0 | 0 | 0 | 0 | 0 | 0 | 0 | 0
Industrial Sector Energy Related Emissions before CCS[hydrogen if,water and waste 36T39,PM25] | NoSettings | 0 | 0 | 0 | 0 | 0 | 0 | 0 | 0 | 0 | 0 | 0 | 0 | 0 | 0 | 0 | 0 | 0 | 0 | 0 | 0 | 0 | 0 | 0 | 0 | 0 | 0 | 0 | 0 | 0 | 0 | 0
Industrial Sector Energy Related Emissions before CCS[hydrogen if,water and waste 36T39,SOx] | NoSettings | 0 | 0 | 0 | 0 | 0 | 0 | 0 | 0 | 0 | 0 | 0 | 0 | 0 | 0 | 0 | 0 | 0 | 0 | 0 | 0 | 0 | 0 | 0 | 0 | 0 | 0 | 0 | 0 | 0 | 0 | 0
Industrial Sector Energy Related Emissions before CCS[hydrogen if,water and waste 36T39,BC] | NoSettings | 0 | 0 | 0 | 0 | 0 | 0 | 0 | 0 | 0 | 0 | 0 | 0 | 0 | 0 | 0 | 0 | 0 | 0 | 0 | 0 | 0 | 0 | 0 | 0 | 0 | 0 | 0 | 0 | 0 | 0 | 0
Industrial Sector Energy Related Emissions before CCS[hydrogen if,water and waste 36T39,OC] | NoSettings | 0 | 0 | 0 | 0 | 0 | 0 | 0 | 0 | 0 | 0 | 0 | 0 | 0 | 0 | 0 | 0 | 0 | 0 | 0 | 0 | 0 | 0 | 0 | 0 | 0 | 0 | 0 | 0 | 0 | 0 | 0
Industrial Sector Energy Related Emissions before CCS[hydrogen if,water and waste 36T39,CH4] | NoSettings | 0 | 0 | 0 | 0 | 0 | 0 | 0 | 0 | 0 | 0 | 0 | 0 | 0 | 0 | 0 | 0 | 0 | 0 | 0 | 0 | 0 | 0 | 0 | 0 | 0 | 0 | 0 | 0 | 0 | 0 | 0
Industrial Sector Energy Related Emissions before CCS[hydrogen if,water and waste 36T39,N2O] | NoSettings | 0 | 0 | 0 | 0 | 0 | 0 | 0 | 0 | 0 | 0 | 0 | 0 | 0 | 0 | 0 | 0 | 0 | 0 | 0 | 0 | 0 | 0 | 0 | 0 | 0 | 0 | 0 | 0 | 0 | 0 | 0
Industrial Sector Energy Related Emissions before CCS[hydrogen if,water and waste 36T39,F gases] | NoSettings | 0 | 0 | 0 | 0 | 0 | 0 | 0 | 0 | 0 | 0 | 0 | 0 | 0 | 0 | 0 | 0 | 0 | 0 | 0 | 0 | 0 | 0 | 0 | 0 | 0 | 0 | 0 | 0 | 0 | 0 | 0
Industrial Sector Energy Related Emissions before CCS[hydrogen if,construction 41T43,CO2] | NoSettings | 0 | 0 | 0 | 0 | 0 | 0 | 0 | 0 | 0 | 0 | 0 | 0 | 0 | 0 | 0 | 0 | 0 | 0 | 0 | 0 | 0 | 0 | 0 | 0 | 0 | 0 | 0 | 0 | 0 | 0 | 0
Industrial Sector Energy Related Emissions before CCS[hydrogen if,construction 41T43,VOC] | NoSettings | 0 | 0 | 0 | 0 | 0 | 0 | 0 | 0 | 0 | 0 | 0 | 0 | 0 | 0 | 0 | 0 | 0 | 0 | 0 | 0 | 0 | 0 | 0 | 0 | 0 | 0 | 0 | 0 | 0 | 0 | 0
Industrial Sector Energy Related Emissions before CCS[hydrogen if,construction 41T43,CO] | NoSettings | 0 | 0 | 0 | 0 | 0 | 0 | 0 | 0 | 0 | 0 | 0 | 0 | 0 | 0 | 0 | 0 | 0 | 0 | 0 | 0 | 0 | 0 | 0 | 0 | 0 | 0 | 0 | 0 | 0 | 0 | 0
Industrial Sector Energy Related Emissions before CCS[hydrogen if,construction 41T43,NOx] | NoSettings | 0 | 0 | 0 | 0 | 0 | 0 | 0 | 0 | 0 | 0 | 0 | 0 | 0 | 0 | 0 | 0 | 0 | 0 | 0 | 0 | 0 | 0 | 0 | 0 | 0 | 0 | 0 | 0 | 0 | 0 | 0
Industrial Sector Energy Related Emissions before CCS[hydrogen if,construction 41T43,PM10] | NoSettings | 0 | 0 | 0 | 0 | 0 | 0 | 0 | 0 | 0 | 0 | 0 | 0 | 0 | 0 | 0 | 0 | 0 | 0 | 0 | 0 | 0 | 0 | 0 | 0 | 0 | 0 | 0 | 0 | 0 | 0 | 0
Industrial Sector Energy Related Emissions before CCS[hydrogen if,construction 41T43,PM25] | NoSettings | 0 | 0 | 0 | 0 | 0 | 0 | 0 | 0 | 0 | 0 | 0 | 0 | 0 | 0 | 0 | 0 | 0 | 0 | 0 | 0 | 0 | 0 | 0 | 0 | 0 | 0 | 0 | 0 | 0 | 0 | 0
Industrial Sector Energy Related Emissions before CCS[hydrogen if,construction 41T43,SOx] | NoSettings | 0 | 0 | 0 | 0 | 0 | 0 | 0 | 0 | 0 | 0 | 0 | 0 | 0 | 0 | 0 | 0 | 0 | 0 | 0 | 0 | 0 | 0 | 0 | 0 | 0 | 0 | 0 | 0 | 0 | 0 | 0
Industrial Sector Energy Related Emissions before CCS[hydrogen if,construction 41T43,BC] | NoSettings | 0 | 0 | 0 | 0 | 0 | 0 | 0 | 0 | 0 | 0 | 0 | 0 | 0 | 0 | 0 | 0 | 0 | 0 | 0 | 0 | 0 | 0 | 0 | 0 | 0 | 0 | 0 | 0 | 0 | 0 | 0
Industrial Sector Energy Related Emissions before CCS[hydrogen if,construction 41T43,OC] | NoSettings | 0 | 0 | 0 | 0 | 0 | 0 | 0 | 0 | 0 | 0 | 0 | 0 | 0 | 0 | 0 | 0 | 0 | 0 | 0 | 0 | 0 | 0 | 0 | 0 | 0 | 0 | 0 | 0 | 0 | 0 | 0
Industrial Sector Energy Related Emissions before CCS[hydrogen if,construction 41T43,CH4] | NoSettings | 0 | 0 | 0 | 0 | 0 | 0 | 0 | 0 | 0 | 0 | 0 | 0 | 0 | 0 | 0 | 0 | 0 | 0 | 0 | 0 | 0 | 0 | 0 | 0 | 0 | 0 | 0 | 0 | 0 | 0 | 0
Industrial Sector Energy Related Emissions before CCS[hydrogen if,construction 41T43,N2O] | NoSettings | 0 | 0 | 0 | 0 | 0 | 0 | 0 | 0 | 0 | 0 | 0 | 0 | 0 | 0 | 0 | 0 | 0 | 0 | 0 | 0 | 0 | 0 | 0 | 0 | 0 | 0 | 0 | 0 | 0 | 0 | 0
Industrial Sector Energy Related Emissions before CCS[hydrogen if,construction 41T43,F gases] | NoSettings | 0 | 0 | 0 | 0 | 0 | 0 | 0 | 0 | 0 | 0 | 0 | 0 | 0 | 0 | 0 | 0 | 0 | 0 | 0 | 0 | 0 | 0 | 0 | 0 | 0 | 0 | 0 | 0 | 0 | 0 | 0
Electricity Sector Pollutant Emissions[CO2,hard coal es] | NoSettings | 9920040000000 | 7932010000000 | 5954030000000 | 3966010000000 | 1988020000000 | 0 | 0 | 0 | 0 | 0 | 0 | 0 | 0 | 0 | 0 | 0 | 0 | 0 | 0 | 0 | 0 | 0 | 0 | 0 | 0 | 0 | 0 | 0 | 0 | 0 | 0
Electricity Sector Pollutant Emissions[CO2,natural gas nonpeaker es] | NoSettings | 41098500000000 | 38988600000000 | 39182200000000 | 39055700000000 | 39304500000000 | 39151800000000 | 38225400000000 | 36935400000000 | 35546400000000 | 33548500000000 | 30989700000000 | 26912000000000 | 27129800000000 | 26211100000000 | 24423400000000 | 21556000000000 | 16326700000000 | 15330700000000 | 13365700000000 | 11879600000000 | 10107600000000 | 8342440000000 | 5296970000000 | 2288710000000 | 321480000000 | 0 | 0 | 0 | 0 | 0 | 0
Electricity Sector Pollutant Emissions[CO2,nuclear es] | NoSettings | 0 | 0 | 0 | 0 | 0 | 0 | 0 | 0 | 0 | 0 | 0 | 0 | 0 | 0 | 0 | 0 | 0 | 0 | 0 | 0 | 0 | 0 | 0 | 0 | 0 | 0 | 0 | 0 | 0 | 0 | 0
Electricity Sector Pollutant Emissions[CO2,hydro es] | NoSettings | 0 | 0 | 0 | 0 | 0 | 0 | 0 | 0 | 0 | 0 | 0 | 0 | 0 | 0 | 0 | 0 | 0 | 0 | 0 | 0 | 0 | 0 | 0 | 0 | 0 | 0 | 0 | 0 | 0 | 0 | 0
Electricity Sector Pollutant Emissions[CO2,onshore wind es] | NoSettings | 0 | 0 | 0 | 0 | 0 | 0 | 0 | 0 | 0 | 0 | 0 | 0 | 0 | 0 | 0 | 0 | 0 | 0 | 0 | 0 | 0 | 0 | 0 | 0 | 0 | 0 | 0 | 0 | 0 | 0 | 0
Electricity Sector Pollutant Emissions[CO2,solar PV es] | NoSettings | 0 | 0 | 0 | 0 | 0 | 0 | 0 | 0 | 0 | 0 | 0 | 0 | 0 | 0 | 0 | 0 | 0 | 0 | 0 | 0 | 0 | 0 | 0 | 0 | 0 | 0 | 0 | 0 | 0 | 0 | 0
Electricity Sector Pollutant Emissions[CO2,solar thermal es] | NoSettings | 0 | 0 | 0 | 0 | 0 | 0 | 0 | 0 | 0 | 0 | 0 | 0 | 0 | 0 | 0 | 0 | 0 | 0 | 0 | 0 | 0 | 0 | 0 | 0 | 0 | 0 | 0 | 0 | 0 | 0 | 0
Electricity Sector Pollutant Emissions[CO2,biomass es] | NoSettings | 0 | 0 | 0 | 0 | 0 | 0 | 0 | 0 | 0 | 0 | 0 | 0 | 0 | 0 | 0 | 0 | 0 | 0 | 0 | 0 | 0 | 0 | 0 | 0 | 0 | 0 | 0 | 0 | 0 | 0 | 0
Electricity Sector Pollutant Emissions[CO2,geothermal es] | NoSettings | 0 | 0 | 0 | 0 | 0 | 0 | 0 | 0 | 0 | 0 | 0 | 0 | 0 | 0 | 0 | 0 | 0 | 0 | 0 | 0 | 0 | 0 | 0 | 0 | 0 | 0 | 0 | 0 | 0 | 0 | 0
Electricity Sector Pollutant Emissions[CO2,petroleum es] | NoSettings | 148542000000 | 142766000000 | 136989000000 | 131212000000 | 125436000000 | 119558000000 | 113781000000 | 108004000000 | 102228000000 | 95625700000 | 89849100000 | 84072500000 | 78130800000 | 72189100000 | 66247400000 | 60305700000 | 54364000000 | 48339800000 | 42398100000 | 36456400000 | 30514700000 | 24573000000 | 18631300000 | 12607100000 | 6681860000 | 723664000 | 723664000 | 723664000 | 723664000 | 723664000 | 723664000
Electricity Sector Pollutant Emissions[CO2,natural gas peaker es] | NoSettings | 6704500000000 | 6704500000000 | 6704500000000 | 6704500000000 | 6704500000000 | 6506350000000 | 6466720000000 | 6466720000000 | 6466720000000 | 6466720000000 | 6466720000000 | 6466720000000 | 6466720000000 | 6466720000000 | 6466720000000 | 6466720000000 | 6466720000000 | 6466720000000 | 6466720000000 | 6466720000000 | 6466720000000 | 6466720000000 | 6466720000000 | 6466720000000 | 6466720000000 | 6466720000000 | 6466720000000 | 6466720000000 | 6466720000000 | 6466720000000 | 6466720000000
Electricity Sector Pollutant Emissions[CO2,lignite es] | NoSettings | 0 | 0 | 0 | 0 | 0 | 0 | 0 | 0 | 0 | 0 | 0 | 0 | 0 | 0 | 0 | 0 | 0 | 0 | 0 | 0 | 0 | 0 | 0 | 0 | 0 | 0 | 0 | 0 | 0 | 0 | 0
Electricity Sector Pollutant Emissions[CO2,offshore wind es] | NoSettings | 0 | 0 | 0 | 0 | 0 | 0 | 0 | 0 | 0 | 0 | 0 | 0 | 0 | 0 | 0 | 0 | 0 | 0 | 0 | 0 | 0 | 0 | 0 | 0 | 0 | 0 | 0 | 0 | 0 | 0 | 0
Electricity Sector Pollutant Emissions[CO2,crude oil es] | NoSettings | 0 | 0 | 0 | 0 | 0 | 0 | 0 | 0 | 0 | 0 | 0 | 0 | 0 | 0 | 0 | 0 | 0 | 0 | 0 | 0 | 0 | 0 | 0 | 0 | 0 | 0 | 0 | 0 | 0 | 0 | 0
Electricity Sector Pollutant Emissions[CO2,heavy or residual fuel oil es] | NoSettings | 0 | 0 | 0 | 0 | 0 | 0 | 0 | 0 | 0 | 0 | 0 | 0 | 0 | 0 | 0 | 0 | 0 | 0 | 0 | 0 | 0 | 0 | 0 | 0 | 0 | 0 | 0 | 0 | 0 | 0 | 0
Electricity Sector Pollutant Emissions[CO2,municipal solid waste es] | NoSettings | 0 | 0 | 0 | 0 | 0 | 0 | 0 | 0 | 0 | 0 | 0 | 0 | 0 | 0 | 0 | 0 | 0 | 0 | 0 | 0 | 0 | 0 | 0 | 0 | 0 | 0 | 0 | 0 | 0 | 0 | 0
Electricity Sector Pollutant Emissions[VOC,hard coal es] | NoSettings | 87963500 | 70335200 | 52795900 | 35167600 | 17628300 | 0 | 0 | 0 | 0 | 0 | 0 | 0 | 0 | 0 | 0 | 0 | 0 | 0 | 0 | 0 | 0 | 0 | 0 | 0 | 0 | 0 | 0 | 0 | 0 | 0 | 0
Electricity Sector Pollutant Emissions[VOC,natural gas nonpeaker es] | NoSettings | 374116000 | 354910000 | 356672000 | 355520000 | 357785000 | 356395000 | 347962000 | 336220000 | 323575000 | 305388000 | 282096000 | 244978000 | 246960000 | 238597000 | 222324000 | 196222000 | 148620000 | 139553000 | 121667000 | 108138000 | 92008600 | 75940400 | 48217800 | 20833900 | 2926400 | 0 | 0 | 0 | 0 | 0 | 0
Electricity Sector Pollutant Emissions[VOC,nuclear es] | NoSettings | 0 | 0 | 0 | 0 | 0 | 0 | 0 | 0 | 0 | 0 | 0 | 0 | 0 | 0 | 0 | 0 | 0 | 0 | 0 | 0 | 0 | 0 | 0 | 0 | 0 | 0 | 0 | 0 | 0 | 0 | 0
Electricity Sector Pollutant Emissions[VOC,hydro es] | NoSettings | 0 | 0 | 0 | 0 | 0 | 0 | 0 | 0 | 0 | 0 | 0 | 0 | 0 | 0 | 0 | 0 | 0 | 0 | 0 | 0 | 0 | 0 | 0 | 0 | 0 | 0 | 0 | 0 | 0 | 0 | 0
Electricity Sector Pollutant Emissions[VOC,onshore wind es] | NoSettings | 0 | 0 | 0 | 0 | 0 | 0 | 0 | 0 | 0 | 0 | 0 | 0 | 0 | 0 | 0 | 0 | 0 | 0 | 0 | 0 | 0 | 0 | 0 | 0 | 0 | 0 | 0 | 0 | 0 | 0 | 0
Electricity Sector Pollutant Emissions[VOC,solar PV es] | NoSettings | 0 | 0 | 0 | 0 | 0 | 0 | 0 | 0 | 0 | 0 | 0 | 0 | 0 | 0 | 0 | 0 | 0 | 0 | 0 | 0 | 0 | 0 | 0 | 0 | 0 | 0 | 0 | 0 | 0 | 0 | 0
Electricity Sector Pollutant Emissions[VOC,solar thermal es] | NoSettings | 0 | 0 | 0 | 0 | 0 | 0 | 0 | 0 | 0 | 0 | 0 | 0 | 0 | 0 | 0 | 0 | 0 | 0 | 0 | 0 | 0 | 0 | 0 | 0 | 0 | 0 | 0 | 0 | 0 | 0 | 0
Electricity Sector Pollutant Emissions[VOC,biomass es] | NoSettings | 556944000 | 573196000 | 590072000 | 601323000 | 619449000 | 648827000 | 659453000 | 671328000 | 673829000 | 688205000 | 703206000 | 726958000 | 735084000 | 745710000 | 758836000 | 776337000 | 804464000 | 818841000 | 836342000 | 851343000 | 868220000 | 884471000 | 906348000 | 927599000 | 925445000 | 891092000 | 852401000 | 870599000 | 867292000 | 877527000 | 880792000
Electricity Sector Pollutant Emissions[VOC,geothermal es] | NoSettings | 0 | 0 | 0 | 0 | 0 | 0 | 0 | 0 | 0 | 0 | 0 | 0 | 0 | 0 | 0 | 0 | 0 | 0 | 0 | 0 | 0 | 0 | 0 | 0 | 0 | 0 | 0 | 0 | 0 | 0 | 0
Electricity Sector Pollutant Emissions[VOC,petroleum es] | NoSettings | 3184460 | 3060620 | 2936780 | 2812940 | 2689100 | 2563090 | 2439240 | 2315400 | 2191560 | 2050030 | 1926190 | 1802350 | 1674970 | 1547600 | 1420220 | 1292840 | 1165460 | 1036310 | 908933 | 781554 | 654176 | 526797 | 399419 | 270271 | 143246 | 15514 | 15514 | 15514 | 15514 | 15514 | 15514
Electricity Sector Pollutant Emissions[VOC,natural gas peaker es] | NoSettings | 1669930000 | 1669930000 | 1669930000 | 1669930000 | 1669930000 | 1620580000 | 1610710000 | 1610710000 | 1610710000 | 1610710000 | 1610710000 | 1610710000 | 1610710000 | 1610710000 | 1610710000 | 1610710000 | 1610710000 | 1610710000 | 1610710000 | 1610710000 | 1610710000 | 1610710000 | 1610710000 | 1610710000 | 1610710000 | 1610710000 | 1610710000 | 1610710000 | 1610710000 | 1610710000 | 1610710000
Electricity Sector Pollutant Emissions[VOC,lignite es] | NoSettings | 0 | 0 | 0 | 0 | 0 | 0 | 0 | 0 | 0 | 0 | 0 | 0 | 0 | 0 | 0 | 0 | 0 | 0 | 0 | 0 | 0 | 0 | 0 | 0 | 0 | 0 | 0 | 0 | 0 | 0 | 0
Electricity Sector Pollutant Emissions[VOC,offshore wind es] | NoSettings | 0 | 0 | 0 | 0 | 0 | 0 | 0 | 0 | 0 | 0 | 0 | 0 | 0 | 0 | 0 | 0 | 0 | 0 | 0 | 0 | 0 | 0 | 0 | 0 | 0 | 0 | 0 | 0 | 0 | 0 | 0
Electricity Sector Pollutant Emissions[VOC,crude oil es] | NoSettings | 0 | 0 | 0 | 0 | 0 | 0 | 0 | 0 | 0 | 0 | 0 | 0 | 0 | 0 | 0 | 0 | 0 | 0 | 0 | 0 | 0 | 0 | 0 | 0 | 0 | 0 | 0 | 0 | 0 | 0 | 0
Electricity Sector Pollutant Emissions[VOC,heavy or residual fuel oil es] | NoSettings | 0 | 0 | 0 | 0 | 0 | 0 | 0 | 0 | 0 | 0 | 0 | 0 | 0 | 0 | 0 | 0 | 0 | 0 | 0 | 0 | 0 | 0 | 0 | 0 | 0 | 0 | 0 | 0 | 0 | 0 | 0
Electricity Sector Pollutant Emissions[VOC,municipal solid waste es] | NoSettings | 0 | 0 | 0 | 0 | 0 | 0 | 0 | 0 | 0 | 0 | 0 | 0 | 0 | 0 | 0 | 0 | 0 | 0 | 0 | 0 | 0 | 0 | 0 | 0 | 0 | 0 | 0 | 0 | 0 | 0 | 0
Electricity Sector Pollutant Emissions[CO,hard coal es] | NoSettings | 573892000 | 458881000 | 344451000 | 229440000 | 115011000 | 0 | 0 | 0 | 0 | 0 | 0 | 0 | 0 | 0 | 0 | 0 | 0 | 0 | 0 | 0 | 0 | 0 | 0 | 0 | 0 | 0 | 0 | 0 | 0 | 0 | 0
Electricity Sector Pollutant Emissions[CO,natural gas nonpeaker es] | NoSettings | 9404020000 | 8921240000 | 8965530000 | 8936590000 | 8993500000 | 8958580000 | 8746600000 | 8451440000 | 8133600000 | 7676440000 | 7090950000 | 6157910000 | 6207750000 | 5997520000 | 5588470000 | 4932360000 | 3735810000 | 3507910000 | 3058290000 | 2718240000 | 2312790000 | 1908890000 | 1212030000 | 523694000 | 73559900 | 0 | 0 | 0 | 0 | 0 | 0
Electricity Sector Pollutant Emissions[CO,nuclear es] | NoSettings | 0 | 0 | 0 | 0 | 0 | 0 | 0 | 0 | 0 | 0 | 0 | 0 | 0 | 0 | 0 | 0 | 0 | 0 | 0 | 0 | 0 | 0 | 0 | 0 | 0 | 0 | 0 | 0 | 0 | 0 | 0
Electricity Sector Pollutant Emissions[CO,hydro es] | NoSettings | 0 | 0 | 0 | 0 | 0 | 0 | 0 | 0 | 0 | 0 | 0 | 0 | 0 | 0 | 0 | 0 | 0 | 0 | 0 | 0 | 0 | 0 | 0 | 0 | 0 | 0 | 0 | 0 | 0 | 0 | 0
Electricity Sector Pollutant Emissions[CO,onshore wind es] | NoSettings | 0 | 0 | 0 | 0 | 0 | 0 | 0 | 0 | 0 | 0 | 0 | 0 | 0 | 0 | 0 | 0 | 0 | 0 | 0 | 0 | 0 | 0 | 0 | 0 | 0 | 0 | 0 | 0 | 0 | 0 | 0
Electricity Sector Pollutant Emissions[CO,solar PV es] | NoSettings | 0 | 0 | 0 | 0 | 0 | 0 | 0 | 0 | 0 | 0 | 0 | 0 | 0 | 0 | 0 | 0 | 0 | 0 | 0 | 0 | 0 | 0 | 0 | 0 | 0 | 0 | 0 | 0 | 0 | 0 | 0
Electricity Sector Pollutant Emissions[CO,solar thermal es] | NoSettings | 0 | 0 | 0 | 0 | 0 | 0 | 0 | 0 | 0 | 0 | 0 | 0 | 0 | 0 | 0 | 0 | 0 | 0 | 0 | 0 | 0 | 0 | 0 | 0 | 0 | 0 | 0 | 0 | 0 | 0 | 0
Electricity Sector Pollutant Emissions[CO,biomass es] | NoSettings | 19627100000 | 20199800000 | 20794600000 | 21191100000 | 21829900000 | 22865100000 | 23239600000 | 23658100000 | 23746200000 | 24252900000 | 24781500000 | 25618600000 | 25904900000 | 26279400000 | 26741900000 | 27358700000 | 28349900000 | 28856600000 | 29473300000 | 30002000000 | 30596700000 | 31169400000 | 31940400000 | 32689300000 | 32613400000 | 31402800000 | 30039300000 | 30680600000 | 30564000000 | 30924700000 | 31039800000
Electricity Sector Pollutant Emissions[CO,geothermal es] | NoSettings | 0 | 0 | 0 | 0 | 0 | 0 | 0 | 0 | 0 | 0 | 0 | 0 | 0 | 0 | 0 | 0 | 0 | 0 | 0 | 0 | 0 | 0 | 0 | 0 | 0 | 0 | 0 | 0 | 0 | 0 | 0
Electricity Sector Pollutant Emissions[CO,petroleum es] | NoSettings | 23946800 | 23015500 | 22084200 | 21153000 | 20221700 | 19274100 | 18342800 | 17411600 | 16480300 | 15416000 | 14484700 | 13553500 | 12595600 | 11637700 | 10679900 | 9721980 | 8764110 | 7792930 | 6835060 | 5877190 | 4919320 | 3961450 | 3003580 | 2032410 | 1077190 | 116663 | 116663 | 116663 | 116663 | 116663 | 116663
Electricity Sector Pollutant Emissions[CO,natural gas peaker es] | NoSettings | 5668240000 | 5668240000 | 5668240000 | 5668240000 | 5668240000 | 5500720000 | 5467220000 | 5467220000 | 5467220000 | 5467220000 | 5467220000 | 5467220000 | 5467220000 | 5467220000 | 5467220000 | 5467220000 | 5467220000 | 5467220000 | 5467220000 | 5467220000 | 5467220000 | 5467220000 | 5467220000 | 5467220000 | 5467220000 | 5467220000 | 5467220000 | 5467220000 | 5467220000 | 5467220000 | 5467220000
Electricity Sector Pollutant Emissions[CO,lignite es] | NoSettings | 0 | 0 | 0 | 0 | 0 | 0 | 0 | 0 | 0 | 0 | 0 | 0 | 0 | 0 | 0 | 0 | 0 | 0 | 0 | 0 | 0 | 0 | 0 | 0 | 0 | 0 | 0 | 0 | 0 | 0 | 0
Electricity Sector Pollutant Emissions[CO,offshore wind es] | NoSettings | 0 | 0 | 0 | 0 | 0 | 0 | 0 | 0 | 0 | 0 | 0 | 0 | 0 | 0 | 0 | 0 | 0 | 0 | 0 | 0 | 0 | 0 | 0 | 0 | 0 | 0 | 0 | 0 | 0 | 0 | 0
Electricity Sector Pollutant Emissions[CO,crude oil es] | NoSettings | 0 | 0 | 0 | 0 | 0 | 0 | 0 | 0 | 0 | 0 | 0 | 0 | 0 | 0 | 0 | 0 | 0 | 0 | 0 | 0 | 0 | 0 | 0 | 0 | 0 | 0 | 0 | 0 | 0 | 0 | 0
Electricity Sector Pollutant Emissions[CO,heavy or residual fuel oil es] | NoSettings | 0 | 0 | 0 | 0 | 0 | 0 | 0 | 0 | 0 | 0 | 0 | 0 | 0 | 0 | 0 | 0 | 0 | 0 | 0 | 0 | 0 | 0 | 0 | 0 | 0 | 0 | 0 | 0 | 0 | 0 | 0
Electricity Sector Pollutant Emissions[CO,municipal solid waste es] | NoSettings | 0 | 0 | 0 | 0 | 0 | 0 | 0 | 0 | 0 | 0 | 0 | 0 | 0 | 0 | 0 | 0 | 0 | 0 | 0 | 0 | 0 | 0 | 0 | 0 | 0 | 0 | 0 | 0 | 0 | 0 | 0
Electricity Sector Pollutant Emissions[NOx,hard coal es] | NoSettings | 3724270000 | 2977910000 | 2235320000 | 1488950000 | 746362000 | 0 | 0 | 0 | 0 | 0 | 0 | 0 | 0 | 0 | 0 | 0 | 0 | 0 | 0 | 0 | 0 | 0 | 0 | 0 | 0 | 0 | 0 | 0 | 0 | 0 | 0
Electricity Sector Pollutant Emissions[NOx,natural gas nonpeaker es] | NoSettings | 11230500000 | 10653900000 | 10706800000 | 10672200000 | 10740200000 | 10698500000 | 10445300000 | 10092900000 | 9713290000 | 9167340000 | 8468140000 | 7353890000 | 7413410000 | 7162350000 | 6673850000 | 5890310000 | 4461370000 | 4189200000 | 3652260000 | 3246170000 | 2761970000 | 2279630000 | 1447430000 | 625405000 | 87846500 | 0 | 0 | 0 | 0 | 0 | 0
Electricity Sector Pollutant Emissions[NOx,nuclear es] | NoSettings | 0 | 0 | 0 | 0 | 0 | 0 | 0 | 0 | 0 | 0 | 0 | 0 | 0 | 0 | 0 | 0 | 0 | 0 | 0 | 0 | 0 | 0 | 0 | 0 | 0 | 0 | 0 | 0 | 0 | 0 | 0
Electricity Sector Pollutant Emissions[NOx,hydro es] | NoSettings | 0 | 0 | 0 | 0 | 0 | 0 | 0 | 0 | 0 | 0 | 0 | 0 | 0 | 0 | 0 | 0 | 0 | 0 | 0 | 0 | 0 | 0 | 0 | 0 | 0 | 0 | 0 | 0 | 0 | 0 | 0
Electricity Sector Pollutant Emissions[NOx,onshore wind es] | NoSettings | 0 | 0 | 0 | 0 | 0 | 0 | 0 | 0 | 0 | 0 | 0 | 0 | 0 | 0 | 0 | 0 | 0 | 0 | 0 | 0 | 0 | 0 | 0 | 0 | 0 | 0 | 0 | 0 | 0 | 0 | 0
Electricity Sector Pollutant Emissions[NOx,solar PV es] | NoSettings | 0 | 0 | 0 | 0 | 0 | 0 | 0 | 0 | 0 | 0 | 0 | 0 | 0 | 0 | 0 | 0 | 0 | 0 | 0 | 0 | 0 | 0 | 0 | 0 | 0 | 0 | 0 | 0 | 0 | 0 | 0
Electricity Sector Pollutant Emissions[NOx,solar thermal es] | NoSettings | 0 | 0 | 0 | 0 | 0 | 0 | 0 | 0 | 0 | 0 | 0 | 0 | 0 | 0 | 0 | 0 | 0 | 0 | 0 | 0 | 0 | 0 | 0 | 0 | 0 | 0 | 0 | 0 | 0 | 0 | 0
Electricity Sector Pollutant Emissions[NOx,biomass es] | NoSettings | 3825470000 | 3937090000 | 4053010000 | 4130290000 | 4254800000 | 4456580000 | 4529570000 | 4611140000 | 4628310000 | 4727060000 | 4830090000 | 4993240000 | 5049050000 | 5122040000 | 5212200000 | 5332410000 | 5525600000 | 5624350000 | 5744560000 | 5847600000 | 5963520000 | 6075140000 | 6225410000 | 6371380000 | 6356580000 | 6120620000 | 5854870000 | 5979870000 | 5957150000 | 6027450000 | 6049880000
Electricity Sector Pollutant Emissions[NOx,geothermal es] | NoSettings | 0 | 0 | 0 | 0 | 0 | 0 | 0 | 0 | 0 | 0 | 0 | 0 | 0 | 0 | 0 | 0 | 0 | 0 | 0 | 0 | 0 | 0 | 0 | 0 | 0 | 0 | 0 | 0 | 0 | 0 | 0
Electricity Sector Pollutant Emissions[NOx,petroleum es] | NoSettings | 748183000 | 719087000 | 689991000 | 660895000 | 631799000 | 602191000 | 573095000 | 543999000 | 514903000 | 481651000 | 452555000 | 423459000 | 393531000 | 363604000 | 333677000 | 303749000 | 273822000 | 243479000 | 213552000 | 183625000 | 153697000 | 123770000 | 93842600 | 63499600 | 33655400 | 3644970 | 3644970 | 3644970 | 3644970 | 3644970 | 3644970
Electricity Sector Pollutant Emissions[NOx,natural gas peaker es] | NoSettings | 4742170000 | 4742170000 | 4742170000 | 4742170000 | 4742170000 | 4602020000 | 4573990000 | 4573990000 | 4573990000 | 4573990000 | 4573990000 | 4573990000 | 4573990000 | 4573990000 | 4573990000 | 4573990000 | 4573990000 | 4573990000 | 4573990000 | 4573990000 | 4573990000 | 4573990000 | 4573990000 | 4573990000 | 4573990000 | 4573990000 | 4573990000 | 4573990000 | 4573990000 | 4573990000 | 4573990000
Electricity Sector Pollutant Emissions[NOx,lignite es] | NoSettings | 0 | 0 | 0 | 0 | 0 | 0 | 0 | 0 | 0 | 0 | 0 | 0 | 0 | 0 | 0 | 0 | 0 | 0 | 0 | 0 | 0 | 0 | 0 | 0 | 0 | 0 | 0 | 0 | 0 | 0 | 0
Electricity Sector Pollutant Emissions[NOx,offshore wind es] | NoSettings | 0 | 0 | 0 | 0 | 0 | 0 | 0 | 0 | 0 | 0 | 0 | 0 | 0 | 0 | 0 | 0 | 0 | 0 | 0 | 0 | 0 | 0 | 0 | 0 | 0 | 0 | 0 | 0 | 0 | 0 | 0
Electricity Sector Pollutant Emissions[NOx,crude oil es] | NoSettings | 0 | 0 | 0 | 0 | 0 | 0 | 0 | 0 | 0 | 0 | 0 | 0 | 0 | 0 | 0 | 0 | 0 | 0 | 0 | 0 | 0 | 0 | 0 | 0 | 0 | 0 | 0 | 0 | 0 | 0 | 0
Electricity Sector Pollutant Emissions[NOx,heavy or residual fuel oil es] | NoSettings | 0 | 0 | 0 | 0 | 0 | 0 | 0 | 0 | 0 | 0 | 0 | 0 | 0 | 0 | 0 | 0 | 0 | 0 | 0 | 0 | 0 | 0 | 0 | 0 | 0 | 0 | 0 | 0 | 0 | 0 | 0
Electricity Sector Pollutant Emissions[NOx,municipal solid waste es] | NoSettings | 0 | 0 | 0 | 0 | 0 | 0 | 0 | 0 | 0 | 0 | 0 | 0 | 0 | 0 | 0 | 0 | 0 | 0 | 0 | 0 | 0 | 0 | 0 | 0 | 0 | 0 | 0 | 0 | 0 | 0 | 0
Electricity Sector Pollutant Emissions[PM10,hard coal es] | NoSettings | 630595000 | 504221000 | 378485000 | 252110000 | 126374000 | 0 | 0 | 0 | 0 | 0 | 0 | 0 | 0 | 0 | 0 | 0 | 0 | 0 | 0 | 0 | 0 | 0 | 0 | 0 | 0 | 0 | 0 | 0 | 0 | 0 | 0
Electricity Sector Pollutant Emissions[PM10,natural gas nonpeaker es] | NoSettings | 281943000 | 267468000 | 268796000 | 267928000 | 269635000 | 268588000 | 262232000 | 253383000 | 243854000 | 230148000 | 212594000 | 184621000 | 186115000 | 179812000 | 167548000 | 147877000 | 112003000 | 105171000 | 91690800 | 81495600 | 69339800 | 57230400 | 36338100 | 15700900 | 2205400 | 0 | 0 | 0 | 0 | 0 | 0
Electricity Sector Pollutant Emissions[PM10,nuclear es] | NoSettings | 0 | 0 | 0 | 0 | 0 | 0 | 0 | 0 | 0 | 0 | 0 | 0 | 0 | 0 | 0 | 0 | 0 | 0 | 0 | 0 | 0 | 0 | 0 | 0 | 0 | 0 | 0 | 0 | 0 | 0 | 0
Electricity Sector Pollutant Emissions[PM10,hydro es] | NoSettings | 0 | 0 | 0 | 0 | 0 | 0 | 0 | 0 | 0 | 0 | 0 | 0 | 0 | 0 | 0 | 0 | 0 | 0 | 0 | 0 | 0 | 0 | 0 | 0 | 0 | 0 | 0 | 0 | 0 | 0 | 0
Electricity Sector Pollutant Emissions[PM10,onshore wind es] | NoSettings | 0 | 0 | 0 | 0 | 0 | 0 | 0 | 0 | 0 | 0 | 0 | 0 | 0 | 0 | 0 | 0 | 0 | 0 | 0 | 0 | 0 | 0 | 0 | 0 | 0 | 0 | 0 | 0 | 0 | 0 | 0
Electricity Sector Pollutant Emissions[PM10,solar PV es] | NoSettings | 0 | 0 | 0 | 0 | 0 | 0 | 0 | 0 | 0 | 0 | 0 | 0 | 0 | 0 | 0 | 0 | 0 | 0 | 0 | 0 | 0 | 0 | 0 | 0 | 0 | 0 | 0 | 0 | 0 | 0 | 0
Electricity Sector Pollutant Emissions[PM10,solar thermal es] | NoSettings | 0 | 0 | 0 | 0 | 0 | 0 | 0 | 0 | 0 | 0 | 0 | 0 | 0 | 0 | 0 | 0 | 0 | 0 | 0 | 0 | 0 | 0 | 0 | 0 | 0 | 0 | 0 | 0 | 0 | 0 | 0
Electricity Sector Pollutant Emissions[PM10,biomass es] | NoSettings | 8682690000 | 8936050000 | 9199150000 | 9374550000 | 9657140000 | 10115100000 | 10280800000 | 10465900000 | 10504900000 | 10729000000 | 10962900000 | 11333200000 | 11459900000 | 11625500000 | 11830200000 | 12103000000 | 12541500000 | 12765600000 | 13038500000 | 13272300000 | 13535400000 | 13788800000 | 14129900000 | 14461200000 | 14427600000 | 13892000000 | 13288800000 | 13572500000 | 13521000000 | 13680500000 | 13731400000
Electricity Sector Pollutant Emissions[PM10,geothermal es] | NoSettings | 0 | 0 | 0 | 0 | 0 | 0 | 0 | 0 | 0 | 0 | 0 | 0 | 0 | 0 | 0 | 0 | 0 | 0 | 0 | 0 | 0 | 0 | 0 | 0 | 0 | 0 | 0 | 0 | 0 | 0 | 0
Electricity Sector Pollutant Emissions[PM10,petroleum es] | NoSettings | 30250400 | 29074000 | 27897600 | 26721200 | 25544800 | 24347700 | 23171300 | 21994900 | 20818500 | 19474000 | 18297600 | 17121200 | 15911200 | 14701200 | 13491200 | 12281200 | 11071100 | 9844320 | 8634300 | 7424280 | 6214270 | 5004250 | 3794230 | 2567410 | 1360750 | 147373 | 147373 | 147373 | 147373 | 147373 | 147373
Electricity Sector Pollutant Emissions[PM10,natural gas peaker es] | NoSettings | 1920500000 | 1920500000 | 1920500000 | 1920500000 | 1920500000 | 1863740000 | 1852390000 | 1852390000 | 1852390000 | 1852390000 | 1852390000 | 1852390000 | 1852390000 | 1852390000 | 1852390000 | 1852390000 | 1852390000 | 1852390000 | 1852390000 | 1852390000 | 1852390000 | 1852390000 | 1852390000 | 1852390000 | 1852390000 | 1852390000 | 1852390000 | 1852390000 | 1852390000 | 1852390000 | 1852390000
Electricity Sector Pollutant Emissions[PM10,lignite es] | NoSettings | 0 | 0 | 0 | 0 | 0 | 0 | 0 | 0 | 0 | 0 | 0 | 0 | 0 | 0 | 0 | 0 | 0 | 0 | 0 | 0 | 0 | 0 | 0 | 0 | 0 | 0 | 0 | 0 | 0 | 0 | 0
Electricity Sector Pollutant Emissions[PM10,offshore wind es] | NoSettings | 0 | 0 | 0 | 0 | 0 | 0 | 0 | 0 | 0 | 0 | 0 | 0 | 0 | 0 | 0 | 0 | 0 | 0 | 0 | 0 | 0 | 0 | 0 | 0 | 0 | 0 | 0 | 0 | 0 | 0 | 0
Electricity Sector Pollutant Emissions[PM10,crude oil es] | NoSettings | 0 | 0 | 0 | 0 | 0 | 0 | 0 | 0 | 0 | 0 | 0 | 0 | 0 | 0 | 0 | 0 | 0 | 0 | 0 | 0 | 0 | 0 | 0 | 0 | 0 | 0 | 0 | 0 | 0 | 0 | 0
Electricity Sector Pollutant Emissions[PM10,heavy or residual fuel oil es] | NoSettings | 0 | 0 | 0 | 0 | 0 | 0 | 0 | 0 | 0 | 0 | 0 | 0 | 0 | 0 | 0 | 0 | 0 | 0 | 0 | 0 | 0 | 0 | 0 | 0 | 0 | 0 | 0 | 0 | 0 | 0 | 0
Electricity Sector Pollutant Emissions[PM10,municipal solid waste es] | NoSettings | 0 | 0 | 0 | 0 | 0 | 0 | 0 | 0 | 0 | 0 | 0 | 0 | 0 | 0 | 0 | 0 | 0 | 0 | 0 | 0 | 0 | 0 | 0 | 0 | 0 | 0 | 0 | 0 | 0 | 0 | 0
Electricity Sector Pollutant Emissions[PM25,hard coal es] | NoSettings | 442310000 | 353669000 | 265475000 | 176834000 | 88641000 | 0 | 0 | 0 | 0 | 0 | 0 | 0 | 0 | 0 | 0 | 0 | 0 | 0 | 0 | 0 | 0 | 0 | 0 | 0 | 0 | 0 | 0 | 0 | 0 | 0 | 0
Electricity Sector Pollutant Emissions[PM25,natural gas nonpeaker es] | NoSettings | 281943000 | 267468000 | 268796000 | 267928000 | 269635000 | 268588000 | 262232000 | 253383000 | 243854000 | 230148000 | 212594000 | 184621000 | 186115000 | 179812000 | 167548000 | 147877000 | 112003000 | 105171000 | 91690800 | 81495600 | 69339800 | 57230400 | 36338100 | 15700900 | 2205400 | 0 | 0 | 0 | 0 | 0 | 0
Electricity Sector Pollutant Emissions[PM25,nuclear es] | NoSettings | 0 | 0 | 0 | 0 | 0 | 0 | 0 | 0 | 0 | 0 | 0 | 0 | 0 | 0 | 0 | 0 | 0 | 0 | 0 | 0 | 0 | 0 | 0 | 0 | 0 | 0 | 0 | 0 | 0 | 0 | 0
Electricity Sector Pollutant Emissions[PM25,hydro es] | NoSettings | 0 | 0 | 0 | 0 | 0 | 0 | 0 | 0 | 0 | 0 | 0 | 0 | 0 | 0 | 0 | 0 | 0 | 0 | 0 | 0 | 0 | 0 | 0 | 0 | 0 | 0 | 0 | 0 | 0 | 0 | 0
Electricity Sector Pollutant Emissions[PM25,onshore wind es] | NoSettings | 0 | 0 | 0 | 0 | 0 | 0 | 0 | 0 | 0 | 0 | 0 | 0 | 0 | 0 | 0 | 0 | 0 | 0 | 0 | 0 | 0 | 0 | 0 | 0 | 0 | 0 | 0 | 0 | 0 | 0 | 0
Electricity Sector Pollutant Emissions[PM25,solar PV es] | NoSettings | 0 | 0 | 0 | 0 | 0 | 0 | 0 | 0 | 0 | 0 | 0 | 0 | 0 | 0 | 0 | 0 | 0 | 0 | 0 | 0 | 0 | 0 | 0 | 0 | 0 | 0 | 0 | 0 | 0 | 0 | 0
Electricity Sector Pollutant Emissions[PM25,solar thermal es] | NoSettings | 0 | 0 | 0 | 0 | 0 | 0 | 0 | 0 | 0 | 0 | 0 | 0 | 0 | 0 | 0 | 0 | 0 | 0 | 0 | 0 | 0 | 0 | 0 | 0 | 0 | 0 | 0 | 0 | 0 | 0 | 0
Electricity Sector Pollutant Emissions[PM25,biomass es] | NoSettings | 2530860000 | 2604710000 | 2681400000 | 2732530000 | 2814900000 | 2948390000 | 2996680000 | 3050650000 | 3062010000 | 3127340000 | 3195500000 | 3303440000 | 3340360000 | 3388650000 | 3448300000 | 3527830000 | 3655640000 | 3720970000 | 3800500000 | 3868670000 | 3945360000 | 4019210000 | 4118620000 | 4215190000 | 4205400000 | 4049290000 | 3873480000 | 3956170000 | 3941140000 | 3987650000 | 4002490000
Electricity Sector Pollutant Emissions[PM25,geothermal es] | NoSettings | 0 | 0 | 0 | 0 | 0 | 0 | 0 | 0 | 0 | 0 | 0 | 0 | 0 | 0 | 0 | 0 | 0 | 0 | 0 | 0 | 0 | 0 | 0 | 0 | 0 | 0 | 0 | 0 | 0 | 0 | 0
Electricity Sector Pollutant Emissions[PM25,petroleum es] | NoSettings | 21587100 | 20747600 | 19908100 | 19068600 | 18229100 | 17374900 | 16535400 | 15695900 | 14856400 | 13896900 | 13057400 | 12217900 | 11354400 | 10491000 | 9627480 | 8764000 | 7900510 | 7025030 | 6161550 | 5298070 | 4434580 | 3571100 | 2707610 | 1832140 | 971050 | 105167 | 105167 | 105167 | 105167 | 105167 | 105167
Electricity Sector Pollutant Emissions[PM25,natural gas peaker es] | NoSettings | 1920500000 | 1920500000 | 1920500000 | 1920500000 | 1920500000 | 1863740000 | 1852390000 | 1852390000 | 1852390000 | 1852390000 | 1852390000 | 1852390000 | 1852390000 | 1852390000 | 1852390000 | 1852390000 | 1852390000 | 1852390000 | 1852390000 | 1852390000 | 1852390000 | 1852390000 | 1852390000 | 1852390000 | 1852390000 | 1852390000 | 1852390000 | 1852390000 | 1852390000 | 1852390000 | 1852390000
Electricity Sector Pollutant Emissions[PM25,lignite es] | NoSettings | 0 | 0 | 0 | 0 | 0 | 0 | 0 | 0 | 0 | 0 | 0 | 0 | 0 | 0 | 0 | 0 | 0 | 0 | 0 | 0 | 0 | 0 | 0 | 0 | 0 | 0 | 0 | 0 | 0 | 0 | 0
Electricity Sector Pollutant Emissions[PM25,offshore wind es] | NoSettings | 0 | 0 | 0 | 0 | 0 | 0 | 0 | 0 | 0 | 0 | 0 | 0 | 0 | 0 | 0 | 0 | 0 | 0 | 0 | 0 | 0 | 0 | 0 | 0 | 0 | 0 | 0 | 0 | 0 | 0 | 0
Electricity Sector Pollutant Emissions[PM25,crude oil es] | NoSettings | 0 | 0 | 0 | 0 | 0 | 0 | 0 | 0 | 0 | 0 | 0 | 0 | 0 | 0 | 0 | 0 | 0 | 0 | 0 | 0 | 0 | 0 | 0 | 0 | 0 | 0 | 0 | 0 | 0 | 0 | 0
Electricity Sector Pollutant Emissions[PM25,heavy or residual fuel oil es] | NoSettings | 0 | 0 | 0 | 0 | 0 | 0 | 0 | 0 | 0 | 0 | 0 | 0 | 0 | 0 | 0 | 0 | 0 | 0 | 0 | 0 | 0 | 0 | 0 | 0 | 0 | 0 | 0 | 0 | 0 | 0 | 0
Electricity Sector Pollutant Emissions[PM25,municipal solid waste es] | NoSettings | 0 | 0 | 0 | 0 | 0 | 0 | 0 | 0 | 0 | 0 | 0 | 0 | 0 | 0 | 0 | 0 | 0 | 0 | 0 | 0 | 0 | 0 | 0 | 0 | 0 | 0 | 0 | 0 | 0 | 0 | 0
Electricity Sector Pollutant Emissions[SOx,hard coal es] | NoSettings | 24157200000 | 19316000000 | 14499200000 | 9658010000 | 4841230000 | 0 | 0 | 0 | 0 | 0 | 0 | 0 | 0 | 0 | 0 | 0 | 0 | 0 | 0 | 0 | 0 | 0 | 0 | 0 | 0 | 0 | 0 | 0 | 0 | 0 | 0
Electricity Sector Pollutant Emissions[SOx,natural gas nonpeaker es] | NoSettings | 587897000 | 557715000 | 560484000 | 558675000 | 562233000 | 560050000 | 546797000 | 528345000 | 508475000 | 479896000 | 443294000 | 384965000 | 388080000 | 374938000 | 349366000 | 308349000 | 233546000 | 219298000 | 191190000 | 169932000 | 144585000 | 119335000 | 75770900 | 32739000 | 4598630 | 0 | 0 | 0 | 0 | 0 | 0
Electricity Sector Pollutant Emissions[SOx,nuclear es] | NoSettings | 0 | 0 | 0 | 0 | 0 | 0 | 0 | 0 | 0 | 0 | 0 | 0 | 0 | 0 | 0 | 0 | 0 | 0 | 0 | 0 | 0 | 0 | 0 | 0 | 0 | 0 | 0 | 0 | 0 | 0 | 0
Electricity Sector Pollutant Emissions[SOx,hydro es] | NoSettings | 0 | 0 | 0 | 0 | 0 | 0 | 0 | 0 | 0 | 0 | 0 | 0 | 0 | 0 | 0 | 0 | 0 | 0 | 0 | 0 | 0 | 0 | 0 | 0 | 0 | 0 | 0 | 0 | 0 | 0 | 0
Electricity Sector Pollutant Emissions[SOx,onshore wind es] | NoSettings | 0 | 0 | 0 | 0 | 0 | 0 | 0 | 0 | 0 | 0 | 0 | 0 | 0 | 0 | 0 | 0 | 0 | 0 | 0 | 0 | 0 | 0 | 0 | 0 | 0 | 0 | 0 | 0 | 0 | 0 | 0
Electricity Sector Pollutant Emissions[SOx,solar PV es] | NoSettings | 0 | 0 | 0 | 0 | 0 | 0 | 0 | 0 | 0 | 0 | 0 | 0 | 0 | 0 | 0 | 0 | 0 | 0 | 0 | 0 | 0 | 0 | 0 | 0 | 0 | 0 | 0 | 0 | 0 | 0 | 0
Electricity Sector Pollutant Emissions[SOx,solar thermal es] | NoSettings | 0 | 0 | 0 | 0 | 0 | 0 | 0 | 0 | 0 | 0 | 0 | 0 | 0 | 0 | 0 | 0 | 0 | 0 | 0 | 0 | 0 | 0 | 0 | 0 | 0 | 0 | 0 | 0 | 0 | 0 | 0
Electricity Sector Pollutant Emissions[SOx,biomass es] | NoSettings | 0 | 0 | 0 | 0 | 0 | 0 | 0 | 0 | 0 | 0 | 0 | 0 | 0 | 0 | 0 | 0 | 0 | 0 | 0 | 0 | 0 | 0 | 0 | 0 | 0 | 0 | 0 | 0 | 0 | 0 | 0
Electricity Sector Pollutant Emissions[SOx,geothermal es] | NoSettings | 0 | 0 | 0 | 0 | 0 | 0 | 0 | 0 | 0 | 0 | 0 | 0 | 0 | 0 | 0 | 0 | 0 | 0 | 0 | 0 | 0 | 0 | 0 | 0 | 0 | 0 | 0 | 0 | 0 | 0 | 0
Electricity Sector Pollutant Emissions[SOx,petroleum es] | NoSettings | 542465000 | 521369000 | 500273000 | 479177000 | 458081000 | 436614000 | 415519000 | 394423000 | 373327000 | 349217000 | 328121000 | 307026000 | 285327000 | 263628000 | 241930000 | 220231000 | 198533000 | 176533000 | 154834000 | 133136000 | 111437000 | 89738500 | 68039900 | 46039900 | 24401600 | 2642760 | 2642760 | 2642760 | 2642760 | 2642760 | 2642760
Electricity Sector Pollutant Emissions[SOx,natural gas peaker es] | NoSettings | 1723510000 | 1723510000 | 1723510000 | 1723510000 | 1723510000 | 1672570000 | 1662380000 | 1662380000 | 1662380000 | 1662380000 | 1662380000 | 1662380000 | 1662380000 | 1662380000 | 1662380000 | 1662380000 | 1662380000 | 1662380000 | 1662380000 | 1662380000 | 1662380000 | 1662380000 | 1662380000 | 1662380000 | 1662380000 | 1662380000 | 1662380000 | 1662380000 | 1662380000 | 1662380000 | 1662380000
Electricity Sector Pollutant Emissions[SOx,lignite es] | NoSettings | 0 | 0 | 0 | 0 | 0 | 0 | 0 | 0 | 0 | 0 | 0 | 0 | 0 | 0 | 0 | 0 | 0 | 0 | 0 | 0 | 0 | 0 | 0 | 0 | 0 | 0 | 0 | 0 | 0 | 0 | 0
Electricity Sector Pollutant Emissions[SOx,offshore wind es] | NoSettings | 0 | 0 | 0 | 0 | 0 | 0 | 0 | 0 | 0 | 0 | 0 | 0 | 0 | 0 | 0 | 0 | 0 | 0 | 0 | 0 | 0 | 0 | 0 | 0 | 0 | 0 | 0 | 0 | 0 | 0 | 0
Electricity Sector Pollutant Emissions[SOx,crude oil es] | NoSettings | 0 | 0 | 0 | 0 | 0 | 0 | 0 | 0 | 0 | 0 | 0 | 0 | 0 | 0 | 0 | 0 | 0 | 0 | 0 | 0 | 0 | 0 | 0 | 0 | 0 | 0 | 0 | 0 | 0 | 0 | 0
Electricity Sector Pollutant Emissions[SOx,heavy or residual fuel oil es] | NoSettings | 0 | 0 | 0 | 0 | 0 | 0 | 0 | 0 | 0 | 0 | 0 | 0 | 0 | 0 | 0 | 0 | 0 | 0 | 0 | 0 | 0 | 0 | 0 | 0 | 0 | 0 | 0 | 0 | 0 | 0 | 0
Electricity Sector Pollutant Emissions[SOx,municipal solid waste es] | NoSettings | 0 | 0 | 0 | 0 | 0 | 0 | 0 | 0 | 0 | 0 | 0 | 0 | 0 | 0 | 0 | 0 | 0 | 0 | 0 | 0 | 0 | 0 | 0 | 0 | 0 | 0 | 0 | 0 | 0 | 0 | 0
Electricity Sector Pollutant Emissions[BC,hard coal es] | NoSettings | 19005100 | 15196400 | 11406900 | 7598190 | 3808710 | 0 | 0 | 0 | 0 | 0 | 0 | 0 | 0 | 0 | 0 | 0 | 0 | 0 | 0 | 0 | 0 | 0 | 0 | 0 | 0 | 0 | 0 | 0 | 0 | 0 | 0
Electricity Sector Pollutant Emissions[BC,natural gas nonpeaker es] | NoSettings | 202937000 | 192518000 | 193474000 | 192850000 | 194078000 | 193324000 | 188750000 | 182380000 | 175521000 | 165656000 | 153021000 | 132886000 | 133962000 | 129425000 | 120598000 | 106439000 | 80617900 | 75699800 | 65997200 | 58658900 | 49909400 | 41193300 | 26155400 | 11301200 | 1587410 | 0 | 0 | 0 | 0 | 0 | 0
Electricity Sector Pollutant Emissions[BC,nuclear es] | NoSettings | 0 | 0 | 0 | 0 | 0 | 0 | 0 | 0 | 0 | 0 | 0 | 0 | 0 | 0 | 0 | 0 | 0 | 0 | 0 | 0 | 0 | 0 | 0 | 0 | 0 | 0 | 0 | 0 | 0 | 0 | 0
Electricity Sector Pollutant Emissions[BC,hydro es] | NoSettings | 0 | 0 | 0 | 0 | 0 | 0 | 0 | 0 | 0 | 0 | 0 | 0 | 0 | 0 | 0 | 0 | 0 | 0 | 0 | 0 | 0 | 0 | 0 | 0 | 0 | 0 | 0 | 0 | 0 | 0 | 0
Electricity Sector Pollutant Emissions[BC,onshore wind es] | NoSettings | 0 | 0 | 0 | 0 | 0 | 0 | 0 | 0 | 0 | 0 | 0 | 0 | 0 | 0 | 0 | 0 | 0 | 0 | 0 | 0 | 0 | 0 | 0 | 0 | 0 | 0 | 0 | 0 | 0 | 0 | 0
Electricity Sector Pollutant Emissions[BC,solar PV es] | NoSettings | 0 | 0 | 0 | 0 | 0 | 0 | 0 | 0 | 0 | 0 | 0 | 0 | 0 | 0 | 0 | 0 | 0 | 0 | 0 | 0 | 0 | 0 | 0 | 0 | 0 | 0 | 0 | 0 | 0 | 0 | 0
Electricity Sector Pollutant Emissions[BC,solar thermal es] | NoSettings | 0 | 0 | 0 | 0 | 0 | 0 | 0 | 0 | 0 | 0 | 0 | 0 | 0 | 0 | 0 | 0 | 0 | 0 | 0 | 0 | 0 | 0 | 0 | 0 | 0 | 0 | 0 | 0 | 0 | 0 | 0
Electricity Sector Pollutant Emissions[BC,biomass es] | NoSettings | 349247000 | 359438000 | 370021000 | 377076000 | 388443000 | 406865000 | 413528000 | 420975000 | 422543000 | 431558000 | 440965000 | 455859000 | 460955000 | 467618000 | 475849000 | 486824000 | 504462000 | 513477000 | 524452000 | 533859000 | 544441000 | 554632000 | 568351000 | 581677000 | 580326000 | 558784000 | 534522000 | 545934000 | 543860000 | 550278000 | 552325000
Electricity Sector Pollutant Emissions[BC,geothermal es] | NoSettings | 0 | 0 | 0 | 0 | 0 | 0 | 0 | 0 | 0 | 0 | 0 | 0 | 0 | 0 | 0 | 0 | 0 | 0 | 0 | 0 | 0 | 0 | 0 | 0 | 0 | 0 | 0 | 0 | 0 | 0 | 0
Electricity Sector Pollutant Emissions[BC,petroleum es] | NoSettings | 1370700 | 1317400 | 1264090 | 1210790 | 1157480 | 1103240 | 1049940 | 996631 | 943326 | 882405 | 829100 | 775795 | 720967 | 666139 | 611311 | 556482 | 501654 | 446065 | 391236 | 336408 | 281580 | 226752 | 171924 | 116334 | 61658.2 | 6677.75 | 6677.75 | 6677.75 | 6677.75 | 6677.75 | 6677.75
Electricity Sector Pollutant Emissions[BC,natural gas peaker es] | NoSettings | 1575290000 | 1575290000 | 1575290000 | 1575290000 | 1575290000 | 1528730000 | 1519420000 | 1519420000 | 1519420000 | 1519420000 | 1519420000 | 1519420000 | 1519420000 | 1519420000 | 1519420000 | 1519420000 | 1519420000 | 1519420000 | 1519420000 | 1519420000 | 1519420000 | 1519420000 | 1519420000 | 1519420000 | 1519420000 | 1519420000 | 1519420000 | 1519420000 | 1519420000 | 1519420000 | 1519420000
Electricity Sector Pollutant Emissions[BC,lignite es] | NoSettings | 0 | 0 | 0 | 0 | 0 | 0 | 0 | 0 | 0 | 0 | 0 | 0 | 0 | 0 | 0 | 0 | 0 | 0 | 0 | 0 | 0 | 0 | 0 | 0 | 0 | 0 | 0 | 0 | 0 | 0 | 0
Electricity Sector Pollutant Emissions[BC,offshore wind es] | NoSettings | 0 | 0 | 0 | 0 | 0 | 0 | 0 | 0 | 0 | 0 | 0 | 0 | 0 | 0 | 0 | 0 | 0 | 0 | 0 | 0 | 0 | 0 | 0 | 0 | 0 | 0 | 0 | 0 | 0 | 0 | 0
Electricity Sector Pollutant Emissions[BC,crude oil es] | NoSettings | 0 | 0 | 0 | 0 | 0 | 0 | 0 | 0 | 0 | 0 | 0 | 0 | 0 | 0 | 0 | 0 | 0 | 0 | 0 | 0 | 0 | 0 | 0 | 0 | 0 | 0 | 0 | 0 | 0 | 0 | 0
Electricity Sector Pollutant Emissions[BC,heavy or residual fuel oil es] | NoSettings | 0 | 0 | 0 | 0 | 0 | 0 | 0 | 0 | 0 | 0 | 0 | 0 | 0 | 0 | 0 | 0 | 0 | 0 | 0 | 0 | 0 | 0 | 0 | 0 | 0 | 0 | 0 | 0 | 0 | 0 | 0
Electricity Sector Pollutant Emissions[BC,municipal solid waste es] | NoSettings | 0 | 0 | 0 | 0 | 0 | 0 | 0 | 0 | 0 | 0 | 0 | 0 | 0 | 0 | 0 | 0 | 0 | 0 | 0 | 0 | 0 | 0 | 0 | 0 | 0 | 0 | 0 | 0 | 0 | 0 | 0
Electricity Sector Pollutant Emissions[OC,hard coal es] | NoSettings | 35829300 | 28648900 | 21504800 | 14324500 | 7180360 | 0 | 0 | 0 | 0 | 0 | 0 | 0 | 0 | 0 | 0 | 0 | 0 | 0 | 0 | 0 | 0 | 0 | 0 | 0 | 0 | 0 | 0 | 0 | 0 | 0 | 0
Electricity Sector Pollutant Emissions[OC,natural gas nonpeaker es] | NoSettings | 255607000 | 242485000 | 243689000 | 242902000 | 244449000 | 243500000 | 237738000 | 229715000 | 221076000 | 208650000 | 192736000 | 167376000 | 168731000 | 163016000 | 151898000 | 134065000 | 101542000 | 95347100 | 83126200 | 73883400 | 62863000 | 51884700 | 32943900 | 14234300 | 1999400 | 0 | 0 | 0 | 0 | 0 | 0
Electricity Sector Pollutant Emissions[OC,nuclear es] | NoSettings | 0 | 0 | 0 | 0 | 0 | 0 | 0 | 0 | 0 | 0 | 0 | 0 | 0 | 0 | 0 | 0 | 0 | 0 | 0 | 0 | 0 | 0 | 0 | 0 | 0 | 0 | 0 | 0 | 0 | 0 | 0
Electricity Sector Pollutant Emissions[OC,hydro es] | NoSettings | 0 | 0 | 0 | 0 | 0 | 0 | 0 | 0 | 0 | 0 | 0 | 0 | 0 | 0 | 0 | 0 | 0 | 0 | 0 | 0 | 0 | 0 | 0 | 0 | 0 | 0 | 0 | 0 | 0 | 0 | 0
Electricity Sector Pollutant Emissions[OC,onshore wind es] | NoSettings | 0 | 0 | 0 | 0 | 0 | 0 | 0 | 0 | 0 | 0 | 0 | 0 | 0 | 0 | 0 | 0 | 0 | 0 | 0 | 0 | 0 | 0 | 0 | 0 | 0 | 0 | 0 | 0 | 0 | 0 | 0
Electricity Sector Pollutant Emissions[OC,solar PV es] | NoSettings | 0 | 0 | 0 | 0 | 0 | 0 | 0 | 0 | 0 | 0 | 0 | 0 | 0 | 0 | 0 | 0 | 0 | 0 | 0 | 0 | 0 | 0 | 0 | 0 | 0 | 0 | 0 | 0 | 0 | 0 | 0
Electricity Sector Pollutant Emissions[OC,solar thermal es] | NoSettings | 0 | 0 | 0 | 0 | 0 | 0 | 0 | 0 | 0 | 0 | 0 | 0 | 0 | 0 | 0 | 0 | 0 | 0 | 0 | 0 | 0 | 0 | 0 | 0 | 0 | 0 | 0 | 0 | 0 | 0 | 0
Electricity Sector Pollutant Emissions[OC,biomass es] | NoSettings | 825058000 | 849133000 | 874134000 | 890801000 | 917653000 | 961173000 | 976914000 | 994507000 | 998211000 | 1019510000 | 1041730000 | 1076920000 | 1088950000 | 1104700000 | 1124140000 | 1150070000 | 1191730000 | 1213030000 | 1238960000 | 1261180000 | 1286180000 | 1310260000 | 1342660000 | 1374150000 | 1370960000 | 1320060000 | 1262750000 | 1289710000 | 1284810000 | 1299970000 | 1304810000
Electricity Sector Pollutant Emissions[OC,geothermal es] | NoSettings | 0 | 0 | 0 | 0 | 0 | 0 | 0 | 0 | 0 | 0 | 0 | 0 | 0 | 0 | 0 | 0 | 0 | 0 | 0 | 0 | 0 | 0 | 0 | 0 | 0 | 0 | 0 | 0 | 0 | 0 | 0
Electricity Sector Pollutant Emissions[OC,petroleum es] | NoSettings | 981052 | 942900 | 904748 | 866596 | 828444 | 789621 | 751469 | 713317 | 675165 | 631563 | 593411 | 555259 | 516017 | 476775 | 437533 | 398290 | 359048 | 319261 | 280019 | 240777 | 201535 | 162293 | 123051 | 83263.6 | 44130.6 | 4779.46 | 4779.46 | 4779.46 | 4779.46 | 4779.46 | 4779.46
Electricity Sector Pollutant Emissions[OC,natural gas peaker es] | NoSettings | 1806780000 | 1806780000 | 1806780000 | 1806780000 | 1806780000 | 1753380000 | 1742700000 | 1742700000 | 1742700000 | 1742700000 | 1742700000 | 1742700000 | 1742700000 | 1742700000 | 1742700000 | 1742700000 | 1742700000 | 1742700000 | 1742700000 | 1742700000 | 1742700000 | 1742700000 | 1742700000 | 1742700000 | 1742700000 | 1742700000 | 1742700000 | 1742700000 | 1742700000 | 1742700000 | 1742700000
Electricity Sector Pollutant Emissions[OC,lignite es] | NoSettings | 0 | 0 | 0 | 0 | 0 | 0 | 0 | 0 | 0 | 0 | 0 | 0 | 0 | 0 | 0 | 0 | 0 | 0 | 0 | 0 | 0 | 0 | 0 | 0 | 0 | 0 | 0 | 0 | 0 | 0 | 0
Electricity Sector Pollutant Emissions[OC,offshore wind es] | NoSettings | 0 | 0 | 0 | 0 | 0 | 0 | 0 | 0 | 0 | 0 | 0 | 0 | 0 | 0 | 0 | 0 | 0 | 0 | 0 | 0 | 0 | 0 | 0 | 0 | 0 | 0 | 0 | 0 | 0 | 0 | 0
Electricity Sector Pollutant Emissions[OC,crude oil es] | NoSettings | 0 | 0 | 0 | 0 | 0 | 0 | 0 | 0 | 0 | 0 | 0 | 0 | 0 | 0 | 0 | 0 | 0 | 0 | 0 | 0 | 0 | 0 | 0 | 0 | 0 | 0 | 0 | 0 | 0 | 0 | 0
Electricity Sector Pollutant Emissions[OC,heavy or residual fuel oil es] | NoSettings | 0 | 0 | 0 | 0 | 0 | 0 | 0 | 0 | 0 | 0 | 0 | 0 | 0 | 0 | 0 | 0 | 0 | 0 | 0 | 0 | 0 | 0 | 0 | 0 | 0 | 0 | 0 | 0 | 0 | 0 | 0
Electricity Sector Pollutant Emissions[OC,municipal solid waste es] | NoSettings | 0 | 0 | 0 | 0 | 0 | 0 | 0 | 0 | 0 | 0 | 0 | 0 | 0 | 0 | 0 | 0 | 0 | 0 | 0 | 0 | 0 | 0 | 0 | 0 | 0 | 0 | 0 | 0 | 0 | 0 | 0
Electricity Sector Pollutant Emissions[CH4,hard coal es] | NoSettings | 1142380000 | 913444000 | 685661000 | 456722000 | 228939000 | 0 | 0 | 0 | 0 | 0 | 0 | 0 | 0 | 0 | 0 | 0 | 0 | 0 | 0 | 0 | 0 | 0 | 0 | 0 | 0 | 0 | 0 | 0 | 0 | 0 | 0
Electricity Sector Pollutant Emissions[CH4,natural gas nonpeaker es] | NoSettings | 774567000 | 734802000 | 738451000 | 736067000 | 740755000 | 737878000 | 720418000 | 696107000 | 669928000 | 632274000 | 584050000 | 507200000 | 511305000 | 493989000 | 460297000 | 406256000 | 307702000 | 288931000 | 251898000 | 223889000 | 190494000 | 157227000 | 99829900 | 43134400 | 6058800 | 0 | 0 | 0 | 0 | 0 | 0
Electricity Sector Pollutant Emissions[CH4,nuclear es] | NoSettings | 0 | 0 | 0 | 0 | 0 | 0 | 0 | 0 | 0 | 0 | 0 | 0 | 0 | 0 | 0 | 0 | 0 | 0 | 0 | 0 | 0 | 0 | 0 | 0 | 0 | 0 | 0 | 0 | 0 | 0 | 0
Electricity Sector Pollutant Emissions[CH4,hydro es] | NoSettings | 0 | 0 | 0 | 0 | 0 | 0 | 0 | 0 | 0 | 0 | 0 | 0 | 0 | 0 | 0 | 0 | 0 | 0 | 0 | 0 | 0 | 0 | 0 | 0 | 0 | 0 | 0 | 0 | 0 | 0 | 0
Electricity Sector Pollutant Emissions[CH4,onshore wind es] | NoSettings | 0 | 0 | 0 | 0 | 0 | 0 | 0 | 0 | 0 | 0 | 0 | 0 | 0 | 0 | 0 | 0 | 0 | 0 | 0 | 0 | 0 | 0 | 0 | 0 | 0 | 0 | 0 | 0 | 0 | 0 | 0
Electricity Sector Pollutant Emissions[CH4,solar PV es] | NoSettings | 0 | 0 | 0 | 0 | 0 | 0 | 0 | 0 | 0 | 0 | 0 | 0 | 0 | 0 | 0 | 0 | 0 | 0 | 0 | 0 | 0 | 0 | 0 | 0 | 0 | 0 | 0 | 0 | 0 | 0 | 0
Electricity Sector Pollutant Emissions[CH4,solar thermal es] | NoSettings | 0 | 0 | 0 | 0 | 0 | 0 | 0 | 0 | 0 | 0 | 0 | 0 | 0 | 0 | 0 | 0 | 0 | 0 | 0 | 0 | 0 | 0 | 0 | 0 | 0 | 0 | 0 | 0 | 0 | 0 | 0
Electricity Sector Pollutant Emissions[CH4,biomass es] | NoSettings | 0 | 0 | 0 | 0 | 0 | 0 | 0 | 0 | 0 | 0 | 0 | 0 | 0 | 0 | 0 | 0 | 0 | 0 | 0 | 0 | 0 | 0 | 0 | 0 | 0 | 0 | 0 | 0 | 0 | 0 | 0
Electricity Sector Pollutant Emissions[CH4,geothermal es] | NoSettings | 0 | 0 | 0 | 0 | 0 | 0 | 0 | 0 | 0 | 0 | 0 | 0 | 0 | 0 | 0 | 0 | 0 | 0 | 0 | 0 | 0 | 0 | 0 | 0 | 0 | 0 | 0 | 0 | 0 | 0 | 0
Electricity Sector Pollutant Emissions[CH4,petroleum es] | NoSettings | 5933780 | 5703030 | 5472270 | 5241510 | 5010750 | 4775940 | 4545180 | 4314420 | 4083660 | 3819940 | 3589180 | 3358420 | 3121070 | 2883720 | 2646370 | 2409010 | 2171660 | 1931020 | 1693660 | 1456310 | 1218960 | 981610 | 744259 | 503611 | 266919 | 28908 | 28908 | 28908 | 28908 | 28908 | 28908
Electricity Sector Pollutant Emissions[CH4,natural gas peaker es] | NoSettings | 126357000 | 126357000 | 126357000 | 126357000 | 126357000 | 122623000 | 121876000 | 121876000 | 121876000 | 121876000 | 121876000 | 121876000 | 121876000 | 121876000 | 121876000 | 121876000 | 121876000 | 121876000 | 121876000 | 121876000 | 121876000 | 121876000 | 121876000 | 121876000 | 121876000 | 121876000 | 121876000 | 121876000 | 121876000 | 121876000 | 121876000
Electricity Sector Pollutant Emissions[CH4,lignite es] | NoSettings | 0 | 0 | 0 | 0 | 0 | 0 | 0 | 0 | 0 | 0 | 0 | 0 | 0 | 0 | 0 | 0 | 0 | 0 | 0 | 0 | 0 | 0 | 0 | 0 | 0 | 0 | 0 | 0 | 0 | 0 | 0
Electricity Sector Pollutant Emissions[CH4,offshore wind es] | NoSettings | 0 | 0 | 0 | 0 | 0 | 0 | 0 | 0 | 0 | 0 | 0 | 0 | 0 | 0 | 0 | 0 | 0 | 0 | 0 | 0 | 0 | 0 | 0 | 0 | 0 | 0 | 0 | 0 | 0 | 0 | 0
Electricity Sector Pollutant Emissions[CH4,crude oil es] | NoSettings | 0 | 0 | 0 | 0 | 0 | 0 | 0 | 0 | 0 | 0 | 0 | 0 | 0 | 0 | 0 | 0 | 0 | 0 | 0 | 0 | 0 | 0 | 0 | 0 | 0 | 0 | 0 | 0 | 0 | 0 | 0
Electricity Sector Pollutant Emissions[CH4,heavy or residual fuel oil es] | NoSettings | 0 | 0 | 0 | 0 | 0 | 0 | 0 | 0 | 0 | 0 | 0 | 0 | 0 | 0 | 0 | 0 | 0 | 0 | 0 | 0 | 0 | 0 | 0 | 0 | 0 | 0 | 0 | 0 | 0 | 0 | 0
Electricity Sector Pollutant Emissions[CH4,municipal solid waste es] | NoSettings | 0 | 0 | 0 | 0 | 0 | 0 | 0 | 0 | 0 | 0 | 0 | 0 | 0 | 0 | 0 | 0 | 0 | 0 | 0 | 0 | 0 | 0 | 0 | 0 | 0 | 0 | 0 | 0 | 0 | 0 | 0
Electricity Sector Pollutant Emissions[N2O,hard coal es] | NoSettings | 166165000 | 132865000 | 99732500 | 66432300 | 33300200 | 0 | 0 | 0 | 0 | 0 | 0 | 0 | 0 | 0 | 0 | 0 | 0 | 0 | 0 | 0 | 0 | 0 | 0 | 0 | 0 | 0 | 0 | 0 | 0 | 0 | 0
Electricity Sector Pollutant Emissions[N2O,natural gas nonpeaker es] | NoSettings | 77456700 | 73480200 | 73845100 | 73606700 | 74075500 | 73787800 | 72041800 | 69610700 | 66992800 | 63227400 | 58405000 | 50720000 | 51130500 | 49398900 | 46029700 | 40625600 | 30770200 | 28893100 | 25189800 | 22388900 | 19049400 | 15722700 | 9982990 | 4313440 | 605880 | 0 | 0 | 0 | 0 | 0 | 0
Electricity Sector Pollutant Emissions[N2O,nuclear es] | NoSettings | 0 | 0 | 0 | 0 | 0 | 0 | 0 | 0 | 0 | 0 | 0 | 0 | 0 | 0 | 0 | 0 | 0 | 0 | 0 | 0 | 0 | 0 | 0 | 0 | 0 | 0 | 0 | 0 | 0 | 0 | 0
Electricity Sector Pollutant Emissions[N2O,hydro es] | NoSettings | 0 | 0 | 0 | 0 | 0 | 0 | 0 | 0 | 0 | 0 | 0 | 0 | 0 | 0 | 0 | 0 | 0 | 0 | 0 | 0 | 0 | 0 | 0 | 0 | 0 | 0 | 0 | 0 | 0 | 0 | 0
Electricity Sector Pollutant Emissions[N2O,onshore wind es] | NoSettings | 0 | 0 | 0 | 0 | 0 | 0 | 0 | 0 | 0 | 0 | 0 | 0 | 0 | 0 | 0 | 0 | 0 | 0 | 0 | 0 | 0 | 0 | 0 | 0 | 0 | 0 | 0 | 0 | 0 | 0 | 0
Electricity Sector Pollutant Emissions[N2O,solar PV es] | NoSettings | 0 | 0 | 0 | 0 | 0 | 0 | 0 | 0 | 0 | 0 | 0 | 0 | 0 | 0 | 0 | 0 | 0 | 0 | 0 | 0 | 0 | 0 | 0 | 0 | 0 | 0 | 0 | 0 | 0 | 0 | 0
Electricity Sector Pollutant Emissions[N2O,solar thermal es] | NoSettings | 0 | 0 | 0 | 0 | 0 | 0 | 0 | 0 | 0 | 0 | 0 | 0 | 0 | 0 | 0 | 0 | 0 | 0 | 0 | 0 | 0 | 0 | 0 | 0 | 0 | 0 | 0 | 0 | 0 | 0 | 0
Electricity Sector Pollutant Emissions[N2O,biomass es] | NoSettings | 0 | 0 | 0 | 0 | 0 | 0 | 0 | 0 | 0 | 0 | 0 | 0 | 0 | 0 | 0 | 0 | 0 | 0 | 0 | 0 | 0 | 0 | 0 | 0 | 0 | 0 | 0 | 0 | 0 | 0 | 0
Electricity Sector Pollutant Emissions[N2O,geothermal es] | NoSettings | 0 | 0 | 0 | 0 | 0 | 0 | 0 | 0 | 0 | 0 | 0 | 0 | 0 | 0 | 0 | 0 | 0 | 0 | 0 | 0 | 0 | 0 | 0 | 0 | 0 | 0 | 0 | 0 | 0 | 0 | 0
Electricity Sector Pollutant Emissions[N2O,petroleum es] | NoSettings | 1186760 | 1140610 | 1094450 | 1048300 | 1002150 | 955187 | 909035 | 862884 | 816732 | 763987 | 717836 | 671684 | 624214 | 576743 | 529273 | 481803 | 434333 | 386203 | 338733 | 291263 | 243792 | 196322 | 148852 | 100722 | 53383.7 | 5781.6 | 5781.6 | 5781.6 | 5781.6 | 5781.6 | 5781.6
Electricity Sector Pollutant Emissions[N2O,natural gas peaker es] | NoSettings | 12635700 | 12635700 | 12635700 | 12635700 | 12635700 | 12262300 | 12187600 | 12187600 | 12187600 | 12187600 | 12187600 | 12187600 | 12187600 | 12187600 | 12187600 | 12187600 | 12187600 | 12187600 | 12187600 | 12187600 | 12187600 | 12187600 | 12187600 | 12187600 | 12187600 | 12187600 | 12187600 | 12187600 | 12187600 | 12187600 | 12187600
Electricity Sector Pollutant Emissions[N2O,lignite es] | NoSettings | 0 | 0 | 0 | 0 | 0 | 0 | 0 | 0 | 0 | 0 | 0 | 0 | 0 | 0 | 0 | 0 | 0 | 0 | 0 | 0 | 0 | 0 | 0 | 0 | 0 | 0 | 0 | 0 | 0 | 0 | 0
Electricity Sector Pollutant Emissions[N2O,offshore wind es] | NoSettings | 0 | 0 | 0 | 0 | 0 | 0 | 0 | 0 | 0 | 0 | 0 | 0 | 0 | 0 | 0 | 0 | 0 | 0 | 0 | 0 | 0 | 0 | 0 | 0 | 0 | 0 | 0 | 0 | 0 | 0 | 0
Electricity Sector Pollutant Emissions[N2O,crude oil es] | NoSettings | 0 | 0 | 0 | 0 | 0 | 0 | 0 | 0 | 0 | 0 | 0 | 0 | 0 | 0 | 0 | 0 | 0 | 0 | 0 | 0 | 0 | 0 | 0 | 0 | 0 | 0 | 0 | 0 | 0 | 0 | 0
Electricity Sector Pollutant Emissions[N2O,heavy or residual fuel oil es] | NoSettings | 0 | 0 | 0 | 0 | 0 | 0 | 0 | 0 | 0 | 0 | 0 | 0 | 0 | 0 | 0 | 0 | 0 | 0 | 0 | 0 | 0 | 0 | 0 | 0 | 0 | 0 | 0 | 0 | 0 | 0 | 0
Electricity Sector Pollutant Emissions[N2O,municipal solid waste es] | NoSettings | 0 | 0 | 0 | 0 | 0 | 0 | 0 | 0 | 0 | 0 | 0 | 0 | 0 | 0 | 0 | 0 | 0 | 0 | 0 | 0 | 0 | 0 | 0 | 0 | 0 | 0 | 0 | 0 | 0 | 0 | 0
Electricity Sector Pollutant Emissions[F gases,hard coal es] | NoSettings | 0 | 0 | 0 | 0 | 0 | 0 | 0 | 0 | 0 | 0 | 0 | 0 | 0 | 0 | 0 | 0 | 0 | 0 | 0 | 0 | 0 | 0 | 0 | 0 | 0 | 0 | 0 | 0 | 0 | 0 | 0
Electricity Sector Pollutant Emissions[F gases,natural gas nonpeaker es] | NoSettings | 0 | 0 | 0 | 0 | 0 | 0 | 0 | 0 | 0 | 0 | 0 | 0 | 0 | 0 | 0 | 0 | 0 | 0 | 0 | 0 | 0 | 0 | 0 | 0 | 0 | 0 | 0 | 0 | 0 | 0 | 0
Electricity Sector Pollutant Emissions[F gases,nuclear es] | NoSettings | 0 | 0 | 0 | 0 | 0 | 0 | 0 | 0 | 0 | 0 | 0 | 0 | 0 | 0 | 0 | 0 | 0 | 0 | 0 | 0 | 0 | 0 | 0 | 0 | 0 | 0 | 0 | 0 | 0 | 0 | 0
Electricity Sector Pollutant Emissions[F gases,hydro es] | NoSettings | 0 | 0 | 0 | 0 | 0 | 0 | 0 | 0 | 0 | 0 | 0 | 0 | 0 | 0 | 0 | 0 | 0 | 0 | 0 | 0 | 0 | 0 | 0 | 0 | 0 | 0 | 0 | 0 | 0 | 0 | 0
Electricity Sector Pollutant Emissions[F gases,onshore wind es] | NoSettings | 0 | 0 | 0 | 0 | 0 | 0 | 0 | 0 | 0 | 0 | 0 | 0 | 0 | 0 | 0 | 0 | 0 | 0 | 0 | 0 | 0 | 0 | 0 | 0 | 0 | 0 | 0 | 0 | 0 | 0 | 0
Electricity Sector Pollutant Emissions[F gases,solar PV es] | NoSettings | 0 | 0 | 0 | 0 | 0 | 0 | 0 | 0 | 0 | 0 | 0 | 0 | 0 | 0 | 0 | 0 | 0 | 0 | 0 | 0 | 0 | 0 | 0 | 0 | 0 | 0 | 0 | 0 | 0 | 0 | 0
Electricity Sector Pollutant Emissions[F gases,solar thermal es] | NoSettings | 0 | 0 | 0 | 0 | 0 | 0 | 0 | 0 | 0 | 0 | 0 | 0 | 0 | 0 | 0 | 0 | 0 | 0 | 0 | 0 | 0 | 0 | 0 | 0 | 0 | 0 | 0 | 0 | 0 | 0 | 0
Electricity Sector Pollutant Emissions[F gases,biomass es] | NoSettings | 0 | 0 | 0 | 0 | 0 | 0 | 0 | 0 | 0 | 0 | 0 | 0 | 0 | 0 | 0 | 0 | 0 | 0 | 0 | 0 | 0 | 0 | 0 | 0 | 0 | 0 | 0 | 0 | 0 | 0 | 0
Electricity Sector Pollutant Emissions[F gases,geothermal es] | NoSettings | 0 | 0 | 0 | 0 | 0 | 0 | 0 | 0 | 0 | 0 | 0 | 0 | 0 | 0 | 0 | 0 | 0 | 0 | 0 | 0 | 0 | 0 | 0 | 0 | 0 | 0 | 0 | 0 | 0 | 0 | 0
Electricity Sector Pollutant Emissions[F gases,petroleum es] | NoSettings | 0 | 0 | 0 | 0 | 0 | 0 | 0 | 0 | 0 | 0 | 0 | 0 | 0 | 0 | 0 | 0 | 0 | 0 | 0 | 0 | 0 | 0 | 0 | 0 | 0 | 0 | 0 | 0 | 0 | 0 | 0
Electricity Sector Pollutant Emissions[F gases,natural gas peaker es] | NoSettings | 0 | 0 | 0 | 0 | 0 | 0 | 0 | 0 | 0 | 0 | 0 | 0 | 0 | 0 | 0 | 0 | 0 | 0 | 0 | 0 | 0 | 0 | 0 | 0 | 0 | 0 | 0 | 0 | 0 | 0 | 0
Electricity Sector Pollutant Emissions[F gases,lignite es] | NoSettings | 0 | 0 | 0 | 0 | 0 | 0 | 0 | 0 | 0 | 0 | 0 | 0 | 0 | 0 | 0 | 0 | 0 | 0 | 0 | 0 | 0 | 0 | 0 | 0 | 0 | 0 | 0 | 0 | 0 | 0 | 0
Electricity Sector Pollutant Emissions[F gases,offshore wind es] | NoSettings | 0 | 0 | 0 | 0 | 0 | 0 | 0 | 0 | 0 | 0 | 0 | 0 | 0 | 0 | 0 | 0 | 0 | 0 | 0 | 0 | 0 | 0 | 0 | 0 | 0 | 0 | 0 | 0 | 0 | 0 | 0
Electricity Sector Pollutant Emissions[F gases,crude oil es] | NoSettings | 0 | 0 | 0 | 0 | 0 | 0 | 0 | 0 | 0 | 0 | 0 | 0 | 0 | 0 | 0 | 0 | 0 | 0 | 0 | 0 | 0 | 0 | 0 | 0 | 0 | 0 | 0 | 0 | 0 | 0 | 0
Electricity Sector Pollutant Emissions[F gases,heavy or residual fuel oil es] | NoSettings | 0 | 0 | 0 | 0 | 0 | 0 | 0 | 0 | 0 | 0 | 0 | 0 | 0 | 0 | 0 | 0 | 0 | 0 | 0 | 0 | 0 | 0 | 0 | 0 | 0 | 0 | 0 | 0 | 0 | 0 | 0
Electricity Sector Pollutant Emissions[F gases,municipal solid waste es] | NoSettings | 0 | 0 | 0 | 0 | 0 | 0 | 0 | 0 | 0 | 0 | 0 | 0 | 0 | 0 | 0 | 0 | 0 | 0 | 0 | 0 | 0 | 0 | 0 | 0 | 0 | 0 | 0 | 0 | 0 | 0 | 0
BCEU BAU Components Energy Use[urban residential,electricity bf,heating] | NoSettings | 32600000000000 | 32200000000000 | 32500000000000 | 33500000000000 | 34600000000000 | 35800000000000 | 37100000000000 | 38600000000000 | 40000000000000 | 41400000000000 | 42900000000000 | 44300000000000 | 45700000000000 | 47100000000000 | 48300000000000 | 49600000000000 | 50800000000000 | 52200000000000 | 53600000000000 | 54800000000000 | 56200000000000 | 57400000000000 | 58500000000000 | 59400000000000 | 60400000000000 | 61200000000000 | 61900000000000 | 62500000000000 | 62200000000000 | 61800000000000 | 61300000000000
BCEU BAU Components Energy Use[urban residential,electricity bf,cooling and ventilation] | NoSettings | 21730000000000 | 20360000000000 | 19550000000000 | 19180000000000 | 18890000000000 | 18620000000000 | 18480000000000 | 18450000000000 | 18430000000000 | 18450000000000 | 18490000000000 | 18590000000000 | 18710000000000 | 18820000000000 | 18890000000000 | 18970000000000 | 19130000000000 | 19230000000000 | 19360000000000 | 19500000000000 | 19640000000000 | 19960000000000 | 20280000000000 | 20580000000000 | 20920000000000 | 21270000000000 | 21590000000000 | 21970000000000 | 22040000000000 | 22110000000000 | 22180000000000
BCEU BAU Components Energy Use[urban residential,electricity bf,envelope] | NoSettings | 0 | 0 | 0 | 0 | 0 | 0 | 0 | 0 | 0 | 0 | 0 | 0 | 0 | 0 | 0 | 0 | 0 | 0 | 0 | 0 | 0 | 0 | 0 | 0 | 0 | 0 | 0 | 0 | 0 | 0 | 0
BCEU BAU Components Energy Use[urban residential,electricity bf,lighting] | NoSettings | 22600000000000 | 21600000000000 | 21300000000000 | 21500000000000 | 21600000000000 | 21900000000000 | 22400000000000 | 22900000000000 | 23300000000000 | 23700000000000 | 24100000000000 | 24400000000000 | 24800000000000 | 25200000000000 | 25600000000000 | 26000000000000 | 26300000000000 | 26500000000000 | 26800000000000 | 27000000000000 | 27200000000000 | 27500000000000 | 27800000000000 | 28200000000000 | 28500000000000 | 28900000000000 | 29300000000000 | 29800000000000 | 29900000000000 | 30000000000000 | 30000000000000
BCEU BAU Components Energy Use[urban residential,electricity bf,appliances] | NoSettings | 91100000000000 | 87800000000000 | 86500000000000 | 87000000000000 | 87700000000000 | 88600000000000 | 89800000000000 | 91300000000000 | 92800000000000 | 94400000000000 | 96200000000000 | 98100000000000 | 100000000000000 | 102000000000000 | 104000000000000 | 106000000000000 | 108000000000000 | 110000000000000 | 112000000000000 | 113000000000000 | 115000000000000 | 117000000000000 | 119000000000000 | 121000000000000 | 123000000000000 | 124000000000000 | 126000000000000 | 127000000000000 | 128000000000000 | 128000000000000 | 128000000000000
BCEU BAU Components Energy Use[urban residential,electricity bf,other component] | NoSettings | 126500000000000 | 119400000000000 | 115000000000000 | 111800000000000 | 109600000000000 | 107400000000000 | 104900000000000 | 102700000000000 | 100600000000000 | 98410000000000 | 96010000000000 | 93270000000000 | 90420000000000 | 87610000000000 | 84870000000000 | 82150000000000 | 79700000000000 | 77060000000000 | 74410000000000 | 71700000000000 | 68860000000000 | 65720000000000 | 62510000000000 | 59260000000000 | 56010000000000 | 52760000000000 | 49450000000000 | 46040000000000 | 45220000000000 | 44750000000000 | 44280000000000
BCEU BAU Components Energy Use[urban residential,hard coal bf,heating] | NoSettings | 0 | 0 | 0 | 0 | 0 | 0 | 0 | 0 | 0 | 0 | 0 | 0 | 0 | 0 | 0 | 0 | 0 | 0 | 0 | 0 | 0 | 0 | 0 | 0 | 0 | 0 | 0 | 0 | 0 | 0 | 0
BCEU BAU Components Energy Use[urban residential,hard coal bf,cooling and ventilation] | NoSettings | 0 | 0 | 0 | 0 | 0 | 0 | 0 | 0 | 0 | 0 | 0 | 0 | 0 | 0 | 0 | 0 | 0 | 0 | 0 | 0 | 0 | 0 | 0 | 0 | 0 | 0 | 0 | 0 | 0 | 0 | 0
BCEU BAU Components Energy Use[urban residential,hard coal bf,envelope] | NoSettings | 0 | 0 | 0 | 0 | 0 | 0 | 0 | 0 | 0 | 0 | 0 | 0 | 0 | 0 | 0 | 0 | 0 | 0 | 0 | 0 | 0 | 0 | 0 | 0 | 0 | 0 | 0 | 0 | 0 | 0 | 0
BCEU BAU Components Energy Use[urban residential,hard coal bf,lighting] | NoSettings | 0 | 0 | 0 | 0 | 0 | 0 | 0 | 0 | 0 | 0 | 0 | 0 | 0 | 0 | 0 | 0 | 0 | 0 | 0 | 0 | 0 | 0 | 0 | 0 | 0 | 0 | 0 | 0 | 0 | 0 | 0
BCEU BAU Components Energy Use[urban residential,hard coal bf,appliances] | NoSettings | 0 | 0 | 0 | 0 | 0 | 0 | 0 | 0 | 0 | 0 | 0 | 0 | 0 | 0 | 0 | 0 | 0 | 0 | 0 | 0 | 0 | 0 | 0 | 0 | 0 | 0 | 0 | 0 | 0 | 0 | 0
BCEU BAU Components Energy Use[urban residential,hard coal bf,other component] | NoSettings | 0 | 0 | 0 | 0 | 0 | 0 | 0 | 0 | 0 | 0 | 0 | 0 | 0 | 0 | 0 | 0 | 0 | 0 | 0 | 0 | 0 | 0 | 0 | 0 | 0 | 0 | 0 | 0 | 0 | 0 | 0
BCEU BAU Components Energy Use[urban residential,natural gas bf,heating] | NoSettings | 216000000000000 | 223000000000000 | 224000000000000 | 224000000000000 | 224000000000000 | 224000000000000 | 222000000000000 | 221000000000000 | 220000000000000 | 217000000000000 | 215000000000000 | 213000000000000 | 210000000000000 | 208000000000000 | 205000000000000 | 203000000000000 | 201000000000000 | 199000000000000 | 197000000000000 | 197000000000000 | 195000000000000 | 192000000000000 | 191000000000000 | 189000000000000 | 188000000000000 | 187000000000000 | 186000000000000 | 185000000000000 | 184000000000000 | 184000000000000 | 184000000000000
BCEU BAU Components Energy Use[urban residential,natural gas bf,cooling and ventilation] | NoSettings | 200800000000 | 202200000000 | 197800000000 | 193700000000 | 189800000000 | 185700000000 | 182000000000 | 178200000000 | 174500000000 | 171000000000 | 167400000000 | 164400000000 | 161400000000 | 158500000000 | 155400000000 | 152600000000 | 150300000000 | 147500000000 | 145000000000 | 142800000000 | 140800000000 | 140800000000 | 141600000000 | 142500000000 | 144100000000 | 146100000000 | 148300000000 | 150600000000 | 152800000000 | 155100000000 | 157600000000
BCEU BAU Components Energy Use[urban residential,natural gas bf,envelope] | NoSettings | 0 | 0 | 0 | 0 | 0 | 0 | 0 | 0 | 0 | 0 | 0 | 0 | 0 | 0 | 0 | 0 | 0 | 0 | 0 | 0 | 0 | 0 | 0 | 0 | 0 | 0 | 0 | 0 | 0 | 0 | 0
BCEU BAU Components Energy Use[urban residential,natural gas bf,lighting] | NoSettings | 0 | 0 | 0 | 0 | 0 | 0 | 0 | 0 | 0 | 0 | 0 | 0 | 0 | 0 | 0 | 0 | 0 | 0 | 0 | 0 | 0 | 0 | 0 | 0 | 0 | 0 | 0 | 0 | 0 | 0 | 0
BCEU BAU Components Energy Use[urban residential,natural gas bf,appliances] | NoSettings | 238000000000000 | 246000000000000 | 246000000000000 | 247000000000000 | 246000000000000 | 246000000000000 | 247000000000000 | 246000000000000 | 245000000000000 | 245000000000000 | 243000000000000 | 242000000000000 | 240000000000000 | 239000000000000 | 237000000000000 | 234000000000000 | 233000000000000 | 232000000000000 | 230000000000000 | 229000000000000 | 227000000000000 | 228000000000000 | 228000000000000 | 229000000000000 | 230000000000000 | 230000000000000 | 231000000000000 | 232000000000000 | 233000000000000 | 234000000000000 | 235000000000000
BCEU BAU Components Energy Use[urban residential,natural gas bf,other component] | NoSettings | 0 | 0 | 0 | 0 | 0 | 0 | 0 | 0 | 0 | 0 | 0 | 0 | 0 | 0 | 0 | 0 | 0 | 0 | 0 | 0 | 0 | 0 | 0 | 0 | 0 | 0 | 0 | 0 | 0 | 0 | 0
BCEU BAU Components Energy Use[urban residential,petroleum diesel bf,heating] | NoSettings | 294000000000 | 294000000000 | 295000000000 | 295000000000 | 295000000000 | 294000000000 | 294000000000 | 293000000000 | 292000000000 | 290000000000 | 289000000000 | 287000000000 | 285000000000 | 283000000000 | 279000000000 | 276000000000 | 272000000000 | 268000000000 | 262000000000 | 259000000000 | 255000000000 | 251000000000 | 246000000000 | 241000000000 | 236000000000 | 229000000000 | 220000000000 | 211000000000 | 200000000000 | 189000000000 | 176000000000
BCEU BAU Components Energy Use[urban residential,petroleum diesel bf,cooling and ventilation] | NoSettings | 0 | 0 | 0 | 0 | 0 | 0 | 0 | 0 | 0 | 0 | 0 | 0 | 0 | 0 | 0 | 0 | 0 | 0 | 0 | 0 | 0 | 0 | 0 | 0 | 0 | 0 | 0 | 0 | 0 | 0 | 0
BCEU BAU Components Energy Use[urban residential,petroleum diesel bf,envelope] | NoSettings | 0 | 0 | 0 | 0 | 0 | 0 | 0 | 0 | 0 | 0 | 0 | 0 | 0 | 0 | 0 | 0 | 0 | 0 | 0 | 0 | 0 | 0 | 0 | 0 | 0 | 0 | 0 | 0 | 0 | 0 | 0
BCEU BAU Components Energy Use[urban residential,petroleum diesel bf,lighting] | NoSettings | 0 | 0 | 0 | 0 | 0 | 0 | 0 | 0 | 0 | 0 | 0 | 0 | 0 | 0 | 0 | 0 | 0 | 0 | 0 | 0 | 0 | 0 | 0 | 0 | 0 | 0 | 0 | 0 | 0 | 0 | 0
BCEU BAU Components Energy Use[urban residential,petroleum diesel bf,appliances] | NoSettings | 4080000000 | 3740000000 | 3440000000 | 3170000000 | 2940000000 | 2740000000 | 2600000000 | 2510000000 | 2470000000 | 2490000000 | 2540000000 | 2670000000 | 2840000000 | 3040000000 | 3350000000 | 3730000000 | 4240000000 | 4880000000 | 5730000000 | 6810000000 | 8230000000 | 10100000000 | 12800000000 | 16200000000 | 20600000000 | 26400000000 | 33700000000 | 42700000000 | 53300000000 | 65000000000 | 77300000000
BCEU BAU Components Energy Use[urban residential,petroleum diesel bf,other component] | NoSettings | 0 | 0 | 0 | 0 | 0 | 0 | 0 | 0 | 0 | 0 | 0 | 0 | 0 | 0 | 0 | 0 | 0 | 0 | 0 | 0 | 0 | 0 | 0 | 0 | 0 | 0 | 0 | 0 | 0 | 0 | 0
BCEU BAU Components Energy Use[urban residential,heat bf,heating] | NoSettings | 0 | 0 | 0 | 0 | 0 | 0 | 0 | 0 | 0 | 0 | 0 | 0 | 0 | 0 | 0 | 0 | 0 | 0 | 0 | 0 | 0 | 0 | 0 | 0 | 0 | 0 | 0 | 0 | 0 | 0 | 0
BCEU BAU Components Energy Use[urban residential,heat bf,cooling and ventilation] | NoSettings | 0 | 0 | 0 | 0 | 0 | 0 | 0 | 0 | 0 | 0 | 0 | 0 | 0 | 0 | 0 | 0 | 0 | 0 | 0 | 0 | 0 | 0 | 0 | 0 | 0 | 0 | 0 | 0 | 0 | 0 | 0
BCEU BAU Components Energy Use[urban residential,heat bf,envelope] | NoSettings | 0 | 0 | 0 | 0 | 0 | 0 | 0 | 0 | 0 | 0 | 0 | 0 | 0 | 0 | 0 | 0 | 0 | 0 | 0 | 0 | 0 | 0 | 0 | 0 | 0 | 0 | 0 | 0 | 0 | 0 | 0
BCEU BAU Components Energy Use[urban residential,heat bf,lighting] | NoSettings | 0 | 0 | 0 | 0 | 0 | 0 | 0 | 0 | 0 | 0 | 0 | 0 | 0 | 0 | 0 | 0 | 0 | 0 | 0 | 0 | 0 | 0 | 0 | 0 | 0 | 0 | 0 | 0 | 0 | 0 | 0
BCEU BAU Components Energy Use[urban residential,heat bf,appliances] | NoSettings | 0 | 0 | 0 | 0 | 0 | 0 | 0 | 0 | 0 | 0 | 0 | 0 | 0 | 0 | 0 | 0 | 0 | 0 | 0 | 0 | 0 | 0 | 0 | 0 | 0 | 0 | 0 | 0 | 0 | 0 | 0
BCEU BAU Components Energy Use[urban residential,heat bf,other component] | NoSettings | 0 | 0 | 0 | 0 | 0 | 0 | 0 | 0 | 0 | 0 | 0 | 0 | 0 | 0 | 0 | 0 | 0 | 0 | 0 | 0 | 0 | 0 | 0 | 0 | 0 | 0 | 0 | 0 | 0 | 0 | 0
BCEU BAU Components Energy Use[urban residential,biomass bf,heating] | NoSettings | 17800000000000 | 17800000000000 | 17800000000000 | 17800000000000 | 17800000000000 | 17800000000000 | 17800000000000 | 17800000000000 | 17800000000000 | 17800000000000 | 17800000000000 | 17800000000000 | 17800000000000 | 17800000000000 | 17800000000000 | 17800000000000 | 17800000000000 | 17800000000000 | 17800000000000 | 17800000000000 | 17800000000000 | 17800000000000 | 17800000000000 | 17800000000000 | 17800000000000 | 17800000000000 | 17800000000000 | 17800000000000 | 17800000000000 | 17800000000000 | 17800000000000
BCEU BAU Components Energy Use[urban residential,biomass bf,cooling and ventilation] | NoSettings | 0 | 0 | 0 | 0 | 0 | 0 | 0 | 0 | 0 | 0 | 0 | 0 | 0 | 0 | 0 | 0 | 0 | 0 | 0 | 0 | 0 | 0 | 0 | 0 | 0 | 0 | 0 | 0 | 0 | 0 | 0
BCEU BAU Components Energy Use[urban residential,biomass bf,envelope] | NoSettings | 0 | 0 | 0 | 0 | 0 | 0 | 0 | 0 | 0 | 0 | 0 | 0 | 0 | 0 | 0 | 0 | 0 | 0 | 0 | 0 | 0 | 0 | 0 | 0 | 0 | 0 | 0 | 0 | 0 | 0 | 0
BCEU BAU Components Energy Use[urban residential,biomass bf,lighting] | NoSettings | 0 | 0 | 0 | 0 | 0 | 0 | 0 | 0 | 0 | 0 | 0 | 0 | 0 | 0 | 0 | 0 | 0 | 0 | 0 | 0 | 0 | 0 | 0 | 0 | 0 | 0 | 0 | 0 | 0 | 0 | 0
BCEU BAU Components Energy Use[urban residential,biomass bf,appliances] | NoSettings | 0 | 0 | 0 | 0 | 0 | 0 | 0 | 0 | 0 | 0 | 0 | 0 | 0 | 0 | 0 | 0 | 0 | 0 | 0 | 0 | 0 | 0 | 0 | 0 | 0 | 0 | 0 | 0 | 0 | 0 | 0
BCEU BAU Components Energy Use[urban residential,biomass bf,other component] | NoSettings | 0 | 0 | 0 | 0 | 0 | 0 | 0 | 0 | 0 | 0 | 0 | 0 | 0 | 0 | 0 | 0 | 0 | 0 | 0 | 0 | 0 | 0 | 0 | 0 | 0 | 0 | 0 | 0 | 0 | 0 | 0
BCEU BAU Components Energy Use[urban residential,kerosene bf,heating] | NoSettings | 0 | 0 | 0 | 0 | 0 | 0 | 0 | 0 | 0 | 0 | 0 | 0 | 0 | 0 | 0 | 0 | 0 | 0 | 0 | 0 | 0 | 0 | 0 | 0 | 0 | 0 | 0 | 0 | 0 | 0 | 0
BCEU BAU Components Energy Use[urban residential,kerosene bf,cooling and ventilation] | NoSettings | 0 | 0 | 0 | 0 | 0 | 0 | 0 | 0 | 0 | 0 | 0 | 0 | 0 | 0 | 0 | 0 | 0 | 0 | 0 | 0 | 0 | 0 | 0 | 0 | 0 | 0 | 0 | 0 | 0 | 0 | 0
BCEU BAU Components Energy Use[urban residential,kerosene bf,envelope] | NoSettings | 0 | 0 | 0 | 0 | 0 | 0 | 0 | 0 | 0 | 0 | 0 | 0 | 0 | 0 | 0 | 0 | 0 | 0 | 0 | 0 | 0 | 0 | 0 | 0 | 0 | 0 | 0 | 0 | 0 | 0 | 0
BCEU BAU Components Energy Use[urban residential,kerosene bf,lighting] | NoSettings | 0 | 0 | 0 | 0 | 0 | 0 | 0 | 0 | 0 | 0 | 0 | 0 | 0 | 0 | 0 | 0 | 0 | 0 | 0 | 0 | 0 | 0 | 0 | 0 | 0 | 0 | 0 | 0 | 0 | 0 | 0
BCEU BAU Components Energy Use[urban residential,kerosene bf,appliances] | NoSettings | 0 | 0 | 0 | 0 | 0 | 0 | 0 | 0 | 0 | 0 | 0 | 0 | 0 | 0 | 0 | 0 | 0 | 0 | 0 | 0 | 0 | 0 | 0 | 0 | 0 | 0 | 0 | 0 | 0 | 0 | 0
BCEU BAU Components Energy Use[urban residential,kerosene bf,other component] | NoSettings | 0 | 0 | 0 | 0 | 0 | 0 | 0 | 0 | 0 | 0 | 0 | 0 | 0 | 0 | 0 | 0 | 0 | 0 | 0 | 0 | 0 | 0 | 0 | 0 | 0 | 0 | 0 | 0 | 0 | 0 | 0
BCEU BAU Components Energy Use[urban residential,heavy or residual fuel oil bf,heating] | NoSettings | 0 | 0 | 0 | 0 | 0 | 0 | 0 | 0 | 0 | 0 | 0 | 0 | 0 | 0 | 0 | 0 | 0 | 0 | 0 | 0 | 0 | 0 | 0 | 0 | 0 | 0 | 0 | 0 | 0 | 0 | 0
BCEU BAU Components Energy Use[urban residential,heavy or residual fuel oil bf,cooling and ventilation] | NoSettings | 0 | 0 | 0 | 0 | 0 | 0 | 0 | 0 | 0 | 0 | 0 | 0 | 0 | 0 | 0 | 0 | 0 | 0 | 0 | 0 | 0 | 0 | 0 | 0 | 0 | 0 | 0 | 0 | 0 | 0 | 0
BCEU BAU Components Energy Use[urban residential,heavy or residual fuel oil bf,envelope] | NoSettings | 0 | 0 | 0 | 0 | 0 | 0 | 0 | 0 | 0 | 0 | 0 | 0 | 0 | 0 | 0 | 0 | 0 | 0 | 0 | 0 | 0 | 0 | 0 | 0 | 0 | 0 | 0 | 0 | 0 | 0 | 0
BCEU BAU Components Energy Use[urban residential,heavy or residual fuel oil bf,lighting] | NoSettings | 0 | 0 | 0 | 0 | 0 | 0 | 0 | 0 | 0 | 0 | 0 | 0 | 0 | 0 | 0 | 0 | 0 | 0 | 0 | 0 | 0 | 0 | 0 | 0 | 0 | 0 | 0 | 0 | 0 | 0 | 0
BCEU BAU Components Energy Use[urban residential,heavy or residual fuel oil bf,appliances] | NoSettings | 0 | 0 | 0 | 0 | 0 | 0 | 0 | 0 | 0 | 0 | 0 | 0 | 0 | 0 | 0 | 0 | 0 | 0 | 0 | 0 | 0 | 0 | 0 | 0 | 0 | 0 | 0 | 0 | 0 | 0 | 0
BCEU BAU Components Energy Use[urban residential,heavy or residual fuel oil bf,other component] | NoSettings | 0 | 0 | 0 | 0 | 0 | 0 | 0 | 0 | 0 | 0 | 0 | 0 | 0 | 0 | 0 | 0 | 0 | 0 | 0 | 0 | 0 | 0 | 0 | 0 | 0 | 0 | 0 | 0 | 0 | 0 | 0
BCEU BAU Components Energy Use[urban residential,LPG propane or butane bf,heating] | NoSettings | 12000000000000 | 11600000000000 | 11000000000000 | 11100000000000 | 11100000000000 | 11000000000000 | 10800000000000 | 10800000000000 | 10600000000000 | 10200000000000 | 9960000000000 | 9600000000000 | 9250000000000 | 8990000000000 | 8740000000000 | 8490000000000 | 8240000000000 | 8010000000000 | 7750000000000 | 7480000000000 | 7290000000000 | 7100000000000 | 6930000000000 | 6760000000000 | 6620000000000 | 6530000000000 | 6340000000000 | 6230000000000 | 6120000000000 | 6020000000000 | 5920000000000
BCEU BAU Components Energy Use[urban residential,LPG propane or butane bf,cooling and ventilation] | NoSettings | 0 | 0 | 0 | 0 | 0 | 0 | 0 | 0 | 0 | 0 | 0 | 0 | 0 | 0 | 0 | 0 | 0 | 0 | 0 | 0 | 0 | 0 | 0 | 0 | 0 | 0 | 0 | 0 | 0 | 0 | 0
BCEU BAU Components Energy Use[urban residential,LPG propane or butane bf,envelope] | NoSettings | 0 | 0 | 0 | 0 | 0 | 0 | 0 | 0 | 0 | 0 | 0 | 0 | 0 | 0 | 0 | 0 | 0 | 0 | 0 | 0 | 0 | 0 | 0 | 0 | 0 | 0 | 0 | 0 | 0 | 0 | 0
BCEU BAU Components Energy Use[urban residential,LPG propane or butane bf,lighting] | NoSettings | 0 | 0 | 0 | 0 | 0 | 0 | 0 | 0 | 0 | 0 | 0 | 0 | 0 | 0 | 0 | 0 | 0 | 0 | 0 | 0 | 0 | 0 | 0 | 0 | 0 | 0 | 0 | 0 | 0 | 0 | 0
BCEU BAU Components Energy Use[urban residential,LPG propane or butane bf,appliances] | NoSettings | 4440000000000 | 4110000000000 | 3740000000000 | 3640000000000 | 3510000000000 | 3410000000000 | 3280000000000 | 3200000000000 | 3080000000000 | 2960000000000 | 2840000000000 | 2700000000000 | 2560000000000 | 2450000000000 | 2360000000000 | 2270000000000 | 2190000000000 | 2120000000000 | 2050000000000 | 1970000000000 | 1920000000000 | 1880000000000 | 1850000000000 | 1820000000000 | 1790000000000 | 1790000000000 | 1740000000000 | 1730000000000 | 1700000000000 | 1670000000000 | 1650000000000
BCEU BAU Components Energy Use[urban residential,LPG propane or butane bf,other component] | NoSettings | 0 | 0 | 0 | 0 | 0 | 0 | 0 | 0 | 0 | 0 | 0 | 0 | 0 | 0 | 0 | 0 | 0 | 0 | 0 | 0 | 0 | 0 | 0 | 0 | 0 | 0 | 0 | 0 | 0 | 0 | 0
BCEU BAU Components Energy Use[urban residential,hydrogen bf,heating] | NoSettings | 0 | 0 | 0 | 0 | 0 | 0 | 0 | 0 | 0 | 0 | 0 | 0 | 0 | 0 | 0 | 0 | 0 | 0 | 0 | 0 | 0 | 0 | 0 | 0 | 0 | 0 | 0 | 0 | 0 | 0 | 0
BCEU BAU Components Energy Use[urban residential,hydrogen bf,cooling and ventilation] | NoSettings | 0 | 0 | 0 | 0 | 0 | 0 | 0 | 0 | 0 | 0 | 0 | 0 | 0 | 0 | 0 | 0 | 0 | 0 | 0 | 0 | 0 | 0 | 0 | 0 | 0 | 0 | 0 | 0 | 0 | 0 | 0
BCEU BAU Components Energy Use[urban residential,hydrogen bf,envelope] | NoSettings | 0 | 0 | 0 | 0 | 0 | 0 | 0 | 0 | 0 | 0 | 0 | 0 | 0 | 0 | 0 | 0 | 0 | 0 | 0 | 0 | 0 | 0 | 0 | 0 | 0 | 0 | 0 | 0 | 0 | 0 | 0
BCEU BAU Components Energy Use[urban residential,hydrogen bf,lighting] | NoSettings | 0 | 0 | 0 | 0 | 0 | 0 | 0 | 0 | 0 | 0 | 0 | 0 | 0 | 0 | 0 | 0 | 0 | 0 | 0 | 0 | 0 | 0 | 0 | 0 | 0 | 0 | 0 | 0 | 0 | 0 | 0
BCEU BAU Components Energy Use[urban residential,hydrogen bf,appliances] | NoSettings | 0 | 0 | 0 | 0 | 0 | 0 | 0 | 0 | 0 | 0 | 0 | 0 | 0 | 0 | 0 | 0 | 0 | 0 | 0 | 0 | 0 | 0 | 0 | 0 | 0 | 0 | 0 | 0 | 0 | 0 | 0
BCEU BAU Components Energy Use[urban residential,hydrogen bf,other component] | NoSettings | 0 | 0 | 0 | 0 | 0 | 0 | 0 | 0 | 0 | 0 | 0 | 0 | 0 | 0 | 0 | 0 | 0 | 0 | 0 | 0 | 0 | 0 | 0 | 0 | 0 | 0 | 0 | 0 | 0 | 0 | 0
BCEU BAU Components Energy Use[rural residential,electricity bf,heating] | NoSettings | 1720000000000 | 1690000000000 | 1710000000000 | 1760000000000 | 1820000000000 | 1880000000000 | 1950000000000 | 2020000000000 | 2100000000000 | 2170000000000 | 2250000000000 | 2330000000000 | 2410000000000 | 2480000000000 | 2550000000000 | 2630000000000 | 2720000000000 | 2800000000000 | 2890000000000 | 2950000000000 | 3030000000000 | 3100000000000 | 3160000000000 | 3220000000000 | 3270000000000 | 3300000000000 | 3340000000000 | 3380000000000 | 3360000000000 | 3330000000000 | 3310000000000
BCEU BAU Components Energy Use[rural residential,electricity bf,cooling and ventilation] | NoSettings | 1140000000000 | 1070000000000 | 1030000000000 | 1010000000000 | 994000000000 | 980000000000 | 973000000000 | 972000000000 | 970000000000 | 971000000000 | 974000000000 | 978000000000 | 985000000000 | 991000000000 | 994000000000 | 997000000000 | 1010000000000 | 1010000000000 | 1020000000000 | 1030000000000 | 1040000000000 | 1050000000000 | 1070000000000 | 1080000000000 | 1100000000000 | 1120000000000 | 1140000000000 | 1160000000000 | 1160000000000 | 1160000000000 | 1170000000000
BCEU BAU Components Energy Use[rural residential,electricity bf,envelope] | NoSettings | 0 | 0 | 0 | 0 | 0 | 0 | 0 | 0 | 0 | 0 | 0 | 0 | 0 | 0 | 0 | 0 | 0 | 0 | 0 | 0 | 0 | 0 | 0 | 0 | 0 | 0 | 0 | 0 | 0 | 0 | 0
BCEU BAU Components Energy Use[rural residential,electricity bf,lighting] | NoSettings | 1190000000000 | 1140000000000 | 1120000000000 | 1130000000000 | 1140000000000 | 1150000000000 | 1180000000000 | 1200000000000 | 1230000000000 | 1250000000000 | 1270000000000 | 1290000000000 | 1310000000000 | 1330000000000 | 1350000000000 | 1370000000000 | 1390000000000 | 1400000000000 | 1410000000000 | 1430000000000 | 1440000000000 | 1450000000000 | 1470000000000 | 1490000000000 | 1510000000000 | 1530000000000 | 1550000000000 | 1570000000000 | 1580000000000 | 1580000000000 | 1580000000000
BCEU BAU Components Energy Use[rural residential,electricity bf,appliances] | NoSettings | 4790000000000 | 4620000000000 | 4550000000000 | 4580000000000 | 4620000000000 | 4660000000000 | 4720000000000 | 4810000000000 | 4880000000000 | 4980000000000 | 5070000000000 | 5170000000000 | 5270000000000 | 5370000000000 | 5470000000000 | 5570000000000 | 5680000000000 | 5780000000000 | 5880000000000 | 5980000000000 | 6070000000000 | 6170000000000 | 6270000000000 | 6360000000000 | 6440000000000 | 6540000000000 | 6620000000000 | 6720000000000 | 6730000000000 | 6720000000000 | 6730000000000
BCEU BAU Components Energy Use[rural residential,electricity bf,other component] | NoSettings | 6660000000000 | 6280000000000 | 6050000000000 | 5890000000000 | 5770000000000 | 5650000000000 | 5520000000000 | 5410000000000 | 5290000000000 | 5180000000000 | 5050000000000 | 4910000000000 | 4760000000000 | 4610000000000 | 4470000000000 | 4330000000000 | 4200000000000 | 4060000000000 | 3920000000000 | 3780000000000 | 3630000000000 | 3460000000000 | 3290000000000 | 3120000000000 | 2950000000000 | 2770000000000 | 2600000000000 | 2430000000000 | 2380000000000 | 2360000000000 | 2330000000000
BCEU BAU Components Energy Use[rural residential,hard coal bf,heating] | NoSettings | 0 | 0 | 0 | 0 | 0 | 0 | 0 | 0 | 0 | 0 | 0 | 0 | 0 | 0 | 0 | 0 | 0 | 0 | 0 | 0 | 0 | 0 | 0 | 0 | 0 | 0 | 0 | 0 | 0 | 0 | 0
BCEU BAU Components Energy Use[rural residential,hard coal bf,cooling and ventilation] | NoSettings | 0 | 0 | 0 | 0 | 0 | 0 | 0 | 0 | 0 | 0 | 0 | 0 | 0 | 0 | 0 | 0 | 0 | 0 | 0 | 0 | 0 | 0 | 0 | 0 | 0 | 0 | 0 | 0 | 0 | 0 | 0
BCEU BAU Components Energy Use[rural residential,hard coal bf,envelope] | NoSettings | 0 | 0 | 0 | 0 | 0 | 0 | 0 | 0 | 0 | 0 | 0 | 0 | 0 | 0 | 0 | 0 | 0 | 0 | 0 | 0 | 0 | 0 | 0 | 0 | 0 | 0 | 0 | 0 | 0 | 0 | 0
BCEU BAU Components Energy Use[rural residential,hard coal bf,lighting] | NoSettings | 0 | 0 | 0 | 0 | 0 | 0 | 0 | 0 | 0 | 0 | 0 | 0 | 0 | 0 | 0 | 0 | 0 | 0 | 0 | 0 | 0 | 0 | 0 | 0 | 0 | 0 | 0 | 0 | 0 | 0 | 0
BCEU BAU Components Energy Use[rural residential,hard coal bf,appliances] | NoSettings | 0 | 0 | 0 | 0 | 0 | 0 | 0 | 0 | 0 | 0 | 0 | 0 | 0 | 0 | 0 | 0 | 0 | 0 | 0 | 0 | 0 | 0 | 0 | 0 | 0 | 0 | 0 | 0 | 0 | 0 | 0
BCEU BAU Components Energy Use[rural residential,hard coal bf,other component] | NoSettings | 0 | 0 | 0 | 0 | 0 | 0 | 0 | 0 | 0 | 0 | 0 | 0 | 0 | 0 | 0 | 0 | 0 | 0 | 0 | 0 | 0 | 0 | 0 | 0 | 0 | 0 | 0 | 0 | 0 | 0 | 0
BCEU BAU Components Energy Use[rural residential,natural gas bf,heating] | NoSettings | 11300000000000 | 11800000000000 | 11800000000000 | 11800000000000 | 11800000000000 | 11800000000000 | 11700000000000 | 11700000000000 | 11600000000000 | 11500000000000 | 11400000000000 | 11300000000000 | 11200000000000 | 11000000000000 | 10900000000000 | 10800000000000 | 10700000000000 | 10500000000000 | 10400000000000 | 10400000000000 | 10300000000000 | 10100000000000 | 10000000000000 | 9950000000000 | 9890000000000 | 9850000000000 | 9730000000000 | 9700000000000 | 9690000000000 | 9690000000000 | 9690000000000
BCEU BAU Components Energy Use[rural residential,natural gas bf,cooling and ventilation] | NoSettings | 10600000000 | 10600000000 | 10400000000 | 10200000000 | 9970000000 | 9780000000 | 9580000000 | 9380000000 | 9190000000 | 9010000000 | 8820000000 | 8660000000 | 8510000000 | 8350000000 | 8180000000 | 8030000000 | 7910000000 | 7760000000 | 7630000000 | 7520000000 | 7410000000 | 7410000000 | 7450000000 | 7500000000 | 7590000000 | 7690000000 | 7800000000 | 7930000000 | 8040000000 | 8170000000 | 8300000000
BCEU BAU Components Energy Use[rural residential,natural gas bf,envelope] | NoSettings | 0 | 0 | 0 | 0 | 0 | 0 | 0 | 0 | 0 | 0 | 0 | 0 | 0 | 0 | 0 | 0 | 0 | 0 | 0 | 0 | 0 | 0 | 0 | 0 | 0 | 0 | 0 | 0 | 0 | 0 | 0
BCEU BAU Components Energy Use[rural residential,natural gas bf,lighting] | NoSettings | 0 | 0 | 0 | 0 | 0 | 0 | 0 | 0 | 0 | 0 | 0 | 0 | 0 | 0 | 0 | 0 | 0 | 0 | 0 | 0 | 0 | 0 | 0 | 0 | 0 | 0 | 0 | 0 | 0 | 0 | 0
BCEU BAU Components Energy Use[rural residential,natural gas bf,appliances] | NoSettings | 12500000000000 | 12900000000000 | 13000000000000 | 13000000000000 | 12900000000000 | 13000000000000 | 12900000000000 | 12900000000000 | 12900000000000 | 12900000000000 | 12700000000000 | 12700000000000 | 12600000000000 | 12600000000000 | 12400000000000 | 12400000000000 | 12200000000000 | 12200000000000 | 12100000000000 | 12000000000000 | 12000000000000 | 12000000000000 | 12000000000000 | 12100000000000 | 12100000000000 | 12200000000000 | 12200000000000 | 12200000000000 | 12200000000000 | 12300000000000 | 12300000000000
BCEU BAU Components Energy Use[rural residential,natural gas bf,other component] | NoSettings | 0 | 0 | 0 | 0 | 0 | 0 | 0 | 0 | 0 | 0 | 0 | 0 | 0 | 0 | 0 | 0 | 0 | 0 | 0 | 0 | 0 | 0 | 0 | 0 | 0 | 0 | 0 | 0 | 0 | 0 | 0
BCEU BAU Components Energy Use[rural residential,petroleum diesel bf,heating] | NoSettings | 15500000000 | 15500000000 | 15500000000 | 15500000000 | 15500000000 | 15500000000 | 15400000000 | 15500000000 | 15500000000 | 15400000000 | 15300000000 | 15200000000 | 15100000000 | 15000000000 | 14900000000 | 14700000000 | 14400000000 | 14200000000 | 13800000000 | 13700000000 | 13500000000 | 13300000000 | 13000000000 | 12700000000 | 12400000000 | 12100000000 | 11600000000 | 11100000000 | 10500000000 | 9950000000 | 9270000000
BCEU BAU Components Energy Use[rural residential,petroleum diesel bf,cooling and ventilation] | NoSettings | 0 | 0 | 0 | 0 | 0 | 0 | 0 | 0 | 0 | 0 | 0 | 0 | 0 | 0 | 0 | 0 | 0 | 0 | 0 | 0 | 0 | 0 | 0 | 0 | 0 | 0 | 0 | 0 | 0 | 0 | 0
BCEU BAU Components Energy Use[rural residential,petroleum diesel bf,envelope] | NoSettings | 0 | 0 | 0 | 0 | 0 | 0 | 0 | 0 | 0 | 0 | 0 | 0 | 0 | 0 | 0 | 0 | 0 | 0 | 0 | 0 | 0 | 0 | 0 | 0 | 0 | 0 | 0 | 0 | 0 | 0 | 0
BCEU BAU Components Energy Use[rural residential,petroleum diesel bf,lighting] | NoSettings | 0 | 0 | 0 | 0 | 0 | 0 | 0 | 0 | 0 | 0 | 0 | 0 | 0 | 0 | 0 | 0 | 0 | 0 | 0 | 0 | 0 | 0 | 0 | 0 | 0 | 0 | 0 | 0 | 0 | 0 | 0
BCEU BAU Components Energy Use[rural residential,petroleum diesel bf,appliances] | NoSettings | 215000000 | 197000000 | 181000000 | 167000000 | 155000000 | 145000000 | 137000000 | 132000000 | 129000000 | 130000000 | 134000000 | 140000000 | 149000000 | 160000000 | 176000000 | 197000000 | 223000000 | 257000000 | 301000000 | 358000000 | 433000000 | 536000000 | 670000000 | 848000000 | 1080000000 | 1390000000 | 1780000000 | 2240000000 | 2810000000 | 3430000000 | 4060000000
BCEU BAU Components Energy Use[rural residential,petroleum diesel bf,other component] | NoSettings | 0 | 0 | 0 | 0 | 0 | 0 | 0 | 0 | 0 | 0 | 0 | 0 | 0 | 0 | 0 | 0 | 0 | 0 | 0 | 0 | 0 | 0 | 0 | 0 | 0 | 0 | 0 | 0 | 0 | 0 | 0
BCEU BAU Components Energy Use[rural residential,heat bf,heating] | NoSettings | 0 | 0 | 0 | 0 | 0 | 0 | 0 | 0 | 0 | 0 | 0 | 0 | 0 | 0 | 0 | 0 | 0 | 0 | 0 | 0 | 0 | 0 | 0 | 0 | 0 | 0 | 0 | 0 | 0 | 0 | 0
BCEU BAU Components Energy Use[rural residential,heat bf,cooling and ventilation] | NoSettings | 0 | 0 | 0 | 0 | 0 | 0 | 0 | 0 | 0 | 0 | 0 | 0 | 0 | 0 | 0 | 0 | 0 | 0 | 0 | 0 | 0 | 0 | 0 | 0 | 0 | 0 | 0 | 0 | 0 | 0 | 0
BCEU BAU Components Energy Use[rural residential,heat bf,envelope] | NoSettings | 0 | 0 | 0 | 0 | 0 | 0 | 0 | 0 | 0 | 0 | 0 | 0 | 0 | 0 | 0 | 0 | 0 | 0 | 0 | 0 | 0 | 0 | 0 | 0 | 0 | 0 | 0 | 0 | 0 | 0 | 0
BCEU BAU Components Energy Use[rural residential,heat bf,lighting] | NoSettings | 0 | 0 | 0 | 0 | 0 | 0 | 0 | 0 | 0 | 0 | 0 | 0 | 0 | 0 | 0 | 0 | 0 | 0 | 0 | 0 | 0 | 0 | 0 | 0 | 0 | 0 | 0 | 0 | 0 | 0 | 0
BCEU BAU Components Energy Use[rural residential,heat bf,appliances] | NoSettings | 0 | 0 | 0 | 0 | 0 | 0 | 0 | 0 | 0 | 0 | 0 | 0 | 0 | 0 | 0 | 0 | 0 | 0 | 0 | 0 | 0 | 0 | 0 | 0 | 0 | 0 | 0 | 0 | 0 | 0 | 0
BCEU BAU Components Energy Use[rural residential,heat bf,other component] | NoSettings | 0 | 0 | 0 | 0 | 0 | 0 | 0 | 0 | 0 | 0 | 0 | 0 | 0 | 0 | 0 | 0 | 0 | 0 | 0 | 0 | 0 | 0 | 0 | 0 | 0 | 0 | 0 | 0 | 0 | 0 | 0
BCEU BAU Components Energy Use[rural residential,biomass bf,heating] | NoSettings | 4090000000000 | 4090000000000 | 4090000000000 | 4090000000000 | 4090000000000 | 4090000000000 | 4090000000000 | 4090000000000 | 4090000000000 | 4090000000000 | 4090000000000 | 4090000000000 | 4090000000000 | 4090000000000 | 4090000000000 | 4090000000000 | 4090000000000 | 4090000000000 | 4090000000000 | 4090000000000 | 4090000000000 | 4090000000000 | 4090000000000 | 4090000000000 | 4090000000000 | 4090000000000 | 4090000000000 | 4090000000000 | 4090000000000 | 4090000000000 | 4090000000000
BCEU BAU Components Energy Use[rural residential,biomass bf,cooling and ventilation] | NoSettings | 0 | 0 | 0 | 0 | 0 | 0 | 0 | 0 | 0 | 0 | 0 | 0 | 0 | 0 | 0 | 0 | 0 | 0 | 0 | 0 | 0 | 0 | 0 | 0 | 0 | 0 | 0 | 0 | 0 | 0 | 0
BCEU BAU Components Energy Use[rural residential,biomass bf,envelope] | NoSettings | 0 | 0 | 0 | 0 | 0 | 0 | 0 | 0 | 0 | 0 | 0 | 0 | 0 | 0 | 0 | 0 | 0 | 0 | 0 | 0 | 0 | 0 | 0 | 0 | 0 | 0 | 0 | 0 | 0 | 0 | 0
BCEU BAU Components Energy Use[rural residential,biomass bf,lighting] | NoSettings | 0 | 0 | 0 | 0 | 0 | 0 | 0 | 0 | 0 | 0 | 0 | 0 | 0 | 0 | 0 | 0 | 0 | 0 | 0 | 0 | 0 | 0 | 0 | 0 | 0 | 0 | 0 | 0 | 0 | 0 | 0
BCEU BAU Components Energy Use[rural residential,biomass bf,appliances] | NoSettings | 0 | 0 | 0 | 0 | 0 | 0 | 0 | 0 | 0 | 0 | 0 | 0 | 0 | 0 | 0 | 0 | 0 | 0 | 0 | 0 | 0 | 0 | 0 | 0 | 0 | 0 | 0 | 0 | 0 | 0 | 0
BCEU BAU Components Energy Use[rural residential,biomass bf,other component] | NoSettings | 0 | 0 | 0 | 0 | 0 | 0 | 0 | 0 | 0 | 0 | 0 | 0 | 0 | 0 | 0 | 0 | 0 | 0 | 0 | 0 | 0 | 0 | 0 | 0 | 0 | 0 | 0 | 0 | 0 | 0 | 0
BCEU BAU Components Energy Use[rural residential,kerosene bf,heating] | NoSettings | 0 | 0 | 0 | 0 | 0 | 0 | 0 | 0 | 0 | 0 | 0 | 0 | 0 | 0 | 0 | 0 | 0 | 0 | 0 | 0 | 0 | 0 | 0 | 0 | 0 | 0 | 0 | 0 | 0 | 0 | 0
BCEU BAU Components Energy Use[rural residential,kerosene bf,cooling and ventilation] | NoSettings | 0 | 0 | 0 | 0 | 0 | 0 | 0 | 0 | 0 | 0 | 0 | 0 | 0 | 0 | 0 | 0 | 0 | 0 | 0 | 0 | 0 | 0 | 0 | 0 | 0 | 0 | 0 | 0 | 0 | 0 | 0
BCEU BAU Components Energy Use[rural residential,kerosene bf,envelope] | NoSettings | 0 | 0 | 0 | 0 | 0 | 0 | 0 | 0 | 0 | 0 | 0 | 0 | 0 | 0 | 0 | 0 | 0 | 0 | 0 | 0 | 0 | 0 | 0 | 0 | 0 | 0 | 0 | 0 | 0 | 0 | 0
BCEU BAU Components Energy Use[rural residential,kerosene bf,lighting] | NoSettings | 0 | 0 | 0 | 0 | 0 | 0 | 0 | 0 | 0 | 0 | 0 | 0 | 0 | 0 | 0 | 0 | 0 | 0 | 0 | 0 | 0 | 0 | 0 | 0 | 0 | 0 | 0 | 0 | 0 | 0 | 0
BCEU BAU Components Energy Use[rural residential,kerosene bf,appliances] | NoSettings | 0 | 0 | 0 | 0 | 0 | 0 | 0 | 0 | 0 | 0 | 0 | 0 | 0 | 0 | 0 | 0 | 0 | 0 | 0 | 0 | 0 | 0 | 0 | 0 | 0 | 0 | 0 | 0 | 0 | 0 | 0
BCEU BAU Components Energy Use[rural residential,kerosene bf,other component] | NoSettings | 0 | 0 | 0 | 0 | 0 | 0 | 0 | 0 | 0 | 0 | 0 | 0 | 0 | 0 | 0 | 0 | 0 | 0 | 0 | 0 | 0 | 0 | 0 | 0 | 0 | 0 | 0 | 0 | 0 | 0 | 0
BCEU BAU Components Energy Use[rural residential,heavy or residual fuel oil bf,heating] | NoSettings | 0 | 0 | 0 | 0 | 0 | 0 | 0 | 0 | 0 | 0 | 0 | 0 | 0 | 0 | 0 | 0 | 0 | 0 | 0 | 0 | 0 | 0 | 0 | 0 | 0 | 0 | 0 | 0 | 0 | 0 | 0
BCEU BAU Components Energy Use[rural residential,heavy or residual fuel oil bf,cooling and ventilation] | NoSettings | 0 | 0 | 0 | 0 | 0 | 0 | 0 | 0 | 0 | 0 | 0 | 0 | 0 | 0 | 0 | 0 | 0 | 0 | 0 | 0 | 0 | 0 | 0 | 0 | 0 | 0 | 0 | 0 | 0 | 0 | 0
BCEU BAU Components Energy Use[rural residential,heavy or residual fuel oil bf,envelope] | NoSettings | 0 | 0 | 0 | 0 | 0 | 0 | 0 | 0 | 0 | 0 | 0 | 0 | 0 | 0 | 0 | 0 | 0 | 0 | 0 | 0 | 0 | 0 | 0 | 0 | 0 | 0 | 0 | 0 | 0 | 0 | 0
BCEU BAU Components Energy Use[rural residential,heavy or residual fuel oil bf,lighting] | NoSettings | 0 | 0 | 0 | 0 | 0 | 0 | 0 | 0 | 0 | 0 | 0 | 0 | 0 | 0 | 0 | 0 | 0 | 0 | 0 | 0 | 0 | 0 | 0 | 0 | 0 | 0 | 0 | 0 | 0 | 0 | 0
BCEU BAU Components Energy Use[rural residential,heavy or residual fuel oil bf,appliances] | NoSettings | 0 | 0 | 0 | 0 | 0 | 0 | 0 | 0 | 0 | 0 | 0 | 0 | 0 | 0 | 0 | 0 | 0 | 0 | 0 | 0 | 0 | 0 | 0 | 0 | 0 | 0 | 0 | 0 | 0 | 0 | 0
BCEU BAU Components Energy Use[rural residential,heavy or residual fuel oil bf,other component] | NoSettings | 0 | 0 | 0 | 0 | 0 | 0 | 0 | 0 | 0 | 0 | 0 | 0 | 0 | 0 | 0 | 0 | 0 | 0 | 0 | 0 | 0 | 0 | 0 | 0 | 0 | 0 | 0 | 0 | 0 | 0 | 0
BCEU BAU Components Energy Use[rural residential,LPG propane or butane bf,heating] | NoSettings | 2760000000000 | 2670000000000 | 2540000000000 | 2560000000000 | 2550000000000 | 2530000000000 | 2490000000000 | 2480000000000 | 2430000000000 | 2370000000000 | 2300000000000 | 2220000000000 | 2140000000000 | 2080000000000 | 2030000000000 | 1970000000000 | 1910000000000 | 1850000000000 | 1790000000000 | 1720000000000 | 1670000000000 | 1630000000000 | 1590000000000 | 1550000000000 | 1520000000000 | 1500000000000 | 1460000000000 | 1430000000000 | 1410000000000 | 1390000000000 | 1360000000000
BCEU BAU Components Energy Use[rural residential,LPG propane or butane bf,cooling and ventilation] | NoSettings | 0 | 0 | 0 | 0 | 0 | 0 | 0 | 0 | 0 | 0 | 0 | 0 | 0 | 0 | 0 | 0 | 0 | 0 | 0 | 0 | 0 | 0 | 0 | 0 | 0 | 0 | 0 | 0 | 0 | 0 | 0
BCEU BAU Components Energy Use[rural residential,LPG propane or butane bf,envelope] | NoSettings | 0 | 0 | 0 | 0 | 0 | 0 | 0 | 0 | 0 | 0 | 0 | 0 | 0 | 0 | 0 | 0 | 0 | 0 | 0 | 0 | 0 | 0 | 0 | 0 | 0 | 0 | 0 | 0 | 0 | 0 | 0
BCEU BAU Components Energy Use[rural residential,LPG propane or butane bf,lighting] | NoSettings | 0 | 0 | 0 | 0 | 0 | 0 | 0 | 0 | 0 | 0 | 0 | 0 | 0 | 0 | 0 | 0 | 0 | 0 | 0 | 0 | 0 | 0 | 0 | 0 | 0 | 0 | 0 | 0 | 0 | 0 | 0
BCEU BAU Components Energy Use[rural residential,LPG propane or butane bf,appliances] | NoSettings | 234000000000 | 216000000000 | 197000000000 | 191000000000 | 185000000000 | 179000000000 | 173000000000 | 169000000000 | 162000000000 | 155000000000 | 149000000000 | 141000000000 | 135000000000 | 129000000000 | 124000000000 | 119000000000 | 115000000000 | 111000000000 | 107000000000 | 104000000000 | 101000000000 | 99200000000 | 97100000000 | 96100000000 | 94400000000 | 94400000000 | 91800000000 | 91000000000 | 89300000000 | 88400000000 | 86700000000
BCEU BAU Components Energy Use[rural residential,LPG propane or butane bf,other component] | NoSettings | 0 | 0 | 0 | 0 | 0 | 0 | 0 | 0 | 0 | 0 | 0 | 0 | 0 | 0 | 0 | 0 | 0 | 0 | 0 | 0 | 0 | 0 | 0 | 0 | 0 | 0 | 0 | 0 | 0 | 0 | 0
BCEU BAU Components Energy Use[rural residential,hydrogen bf,heating] | NoSettings | 0 | 0 | 0 | 0 | 0 | 0 | 0 | 0 | 0 | 0 | 0 | 0 | 0 | 0 | 0 | 0 | 0 | 0 | 0 | 0 | 0 | 0 | 0 | 0 | 0 | 0 | 0 | 0 | 0 | 0 | 0
BCEU BAU Components Energy Use[rural residential,hydrogen bf,cooling and ventilation] | NoSettings | 0 | 0 | 0 | 0 | 0 | 0 | 0 | 0 | 0 | 0 | 0 | 0 | 0 | 0 | 0 | 0 | 0 | 0 | 0 | 0 | 0 | 0 | 0 | 0 | 0 | 0 | 0 | 0 | 0 | 0 | 0
BCEU BAU Components Energy Use[rural residential,hydrogen bf,envelope] | NoSettings | 0 | 0 | 0 | 0 | 0 | 0 | 0 | 0 | 0 | 0 | 0 | 0 | 0 | 0 | 0 | 0 | 0 | 0 | 0 | 0 | 0 | 0 | 0 | 0 | 0 | 0 | 0 | 0 | 0 | 0 | 0
BCEU BAU Components Energy Use[rural residential,hydrogen bf,lighting] | NoSettings | 0 | 0 | 0 | 0 | 0 | 0 | 0 | 0 | 0 | 0 | 0 | 0 | 0 | 0 | 0 | 0 | 0 | 0 | 0 | 0 | 0 | 0 | 0 | 0 | 0 | 0 | 0 | 0 | 0 | 0 | 0
BCEU BAU Components Energy Use[rural residential,hydrogen bf,appliances] | NoSettings | 0 | 0 | 0 | 0 | 0 | 0 | 0 | 0 | 0 | 0 | 0 | 0 | 0 | 0 | 0 | 0 | 0 | 0 | 0 | 0 | 0 | 0 | 0 | 0 | 0 | 0 | 0 | 0 | 0 | 0 | 0
BCEU BAU Components Energy Use[rural residential,hydrogen bf,other component] | NoSettings | 0 | 0 | 0 | 0 | 0 | 0 | 0 | 0 | 0 | 0 | 0 | 0 | 0 | 0 | 0 | 0 | 0 | 0 | 0 | 0 | 0 | 0 | 0 | 0 | 0 | 0 | 0 | 0 | 0 | 0 | 0
BCEU BAU Components Energy Use[commercial,electricity bf,heating] | NoSettings | 7360000000000 | 7000000000000 | 7110000000000 | 7100000000000 | 7060000000000 | 7040000000000 | 7050000000000 | 7070000000000 | 7100000000000 | 7140000000000 | 7170000000000 | 7200000000000 | 7210000000000 | 7220000000000 | 7200000000000 | 7150000000000 | 7170000000000 | 7140000000000 | 7110000000000 | 7070000000000 | 7030000000000 | 6980000000000 | 6910000000000 | 6820000000000 | 6700000000000 | 6580000000000 | 6450000000000 | 6300000000000 | 6140000000000 | 5970000000000 | 5790000000000
BCEU BAU Components Energy Use[commercial,electricity bf,cooling and ventilation] | NoSettings | 55000000000000 | 53100000000000 | 54700000000000 | 55200000000000 | 55200000000000 | 55200000000000 | 55200000000000 | 55000000000000 | 54600000000000 | 54200000000000 | 53500000000000 | 52900000000000 | 52100000000000 | 51200000000000 | 50300000000000 | 49200000000000 | 48600000000000 | 47700000000000 | 47000000000000 | 46200000000000 | 45500000000000 | 44800000000000 | 44200000000000 | 43600000000000 | 43100000000000 | 42700000000000 | 42300000000000 | 42000000000000 | 41700000000000 | 41400000000000 | 41100000000000
BCEU BAU Components Energy Use[commercial,electricity bf,envelope] | NoSettings | 0 | 0 | 0 | 0 | 0 | 0 | 0 | 0 | 0 | 0 | 0 | 0 | 0 | 0 | 0 | 0 | 0 | 0 | 0 | 0 | 0 | 0 | 0 | 0 | 0 | 0 | 0 | 0 | 0 | 0 | 0
BCEU BAU Components Energy Use[commercial,electricity bf,lighting] | NoSettings | 29600000000000 | 28200000000000 | 28000000000000 | 26900000000000 | 25500000000000 | 24100000000000 | 22900000000000 | 21700000000000 | 20600000000000 | 19600000000000 | 18700000000000 | 17900000000000 | 17200000000000 | 16500000000000 | 15900000000000 | 15300000000000 | 14800000000000 | 14300000000000 | 13900000000000 | 13500000000000 | 13100000000000 | 12700000000000 | 12500000000000 | 12200000000000 | 11900000000000 | 11700000000000 | 11500000000000 | 11300000000000 | 11100000000000 | 11000000000000 | 10800000000000
BCEU BAU Components Energy Use[commercial,electricity bf,appliances] | NoSettings | 55800000000000 | 55300000000000 | 58200000000000 | 60000000000000 | 61300000000000 | 62200000000000 | 62800000000000 | 63200000000000 | 63300000000000 | 63200000000000 | 63100000000000 | 63000000000000 | 62900000000000 | 62800000000000 | 62700000000000 | 62400000000000 | 62800000000000 | 62800000000000 | 62800000000000 | 62800000000000 | 62700000000000 | 62600000000000 | 62400000000000 | 62100000000000 | 61900000000000 | 61600000000000 | 61300000000000 | 61100000000000 | 60800000000000 | 60500000000000 | 60300000000000
BCEU BAU Components Energy Use[commercial,electricity bf,other component] | NoSettings | 152000000000000 | 149000000000000 | 155000000000000 | 160000000000000 | 164000000000000 | 169000000000000 | 174000000000000 | 179000000000000 | 186000000000000 | 191000000000000 | 196000000000000 | 202000000000000 | 207000000000000 | 213000000000000 | 217000000000000 | 221000000000000 | 226000000000000 | 231000000000000 | 237000000000000 | 241000000000000 | 246000000000000 | 250000000000000 | 255000000000000 | 259000000000000 | 263000000000000 | 267000000000000 | 271000000000000 | 275000000000000 | 279000000000000 | 283000000000000 | 287000000000000
BCEU BAU Components Energy Use[commercial,hard coal bf,heating] | NoSettings | 0 | 0 | 0 | 0 | 0 | 0 | 0 | 0 | 0 | 0 | 0 | 0 | 0 | 0 | 0 | 0 | 0 | 0 | 0 | 0 | 0 | 0 | 0 | 0 | 0 | 0 | 0 | 0 | 0 | 0 | 0
BCEU BAU Components Energy Use[commercial,hard coal bf,cooling and ventilation] | NoSettings | 0 | 0 | 0 | 0 | 0 | 0 | 0 | 0 | 0 | 0 | 0 | 0 | 0 | 0 | 0 | 0 | 0 | 0 | 0 | 0 | 0 | 0 | 0 | 0 | 0 | 0 | 0 | 0 | 0 | 0 | 0
BCEU BAU Components Energy Use[commercial,hard coal bf,envelope] | NoSettings | 0 | 0 | 0 | 0 | 0 | 0 | 0 | 0 | 0 | 0 | 0 | 0 | 0 | 0 | 0 | 0 | 0 | 0 | 0 | 0 | 0 | 0 | 0 | 0 | 0 | 0 | 0 | 0 | 0 | 0 | 0
BCEU BAU Components Energy Use[commercial,hard coal bf,lighting] | NoSettings | 0 | 0 | 0 | 0 | 0 | 0 | 0 | 0 | 0 | 0 | 0 | 0 | 0 | 0 | 0 | 0 | 0 | 0 | 0 | 0 | 0 | 0 | 0 | 0 | 0 | 0 | 0 | 0 | 0 | 0 | 0
BCEU BAU Components Energy Use[commercial,hard coal bf,appliances] | NoSettings | 0 | 0 | 0 | 0 | 0 | 0 | 0 | 0 | 0 | 0 | 0 | 0 | 0 | 0 | 0 | 0 | 0 | 0 | 0 | 0 | 0 | 0 | 0 | 0 | 0 | 0 | 0 | 0 | 0 | 0 | 0
BCEU BAU Components Energy Use[commercial,hard coal bf,other component] | NoSettings | 0 | 0 | 0 | 0 | 0 | 0 | 0 | 0 | 0 | 0 | 0 | 0 | 0 | 0 | 0 | 0 | 0 | 0 | 0 | 0 | 0 | 0 | 0 | 0 | 0 | 0 | 0 | 0 | 0 | 0 | 0
BCEU BAU Components Energy Use[commercial,natural gas bf,heating] | NoSettings | 46500000000000 | 46500000000000 | 47400000000000 | 47300000000000 | 46700000000000 | 45900000000000 | 45000000000000 | 44100000000000 | 43100000000000 | 42200000000000 | 41100000000000 | 40300000000000 | 39300000000000 | 38500000000000 | 37500000000000 | 36700000000000 | 36000000000000 | 35300000000000 | 34600000000000 | 33800000000000 | 33200000000000 | 32400000000000 | 31700000000000 | 31100000000000 | 30600000000000 | 30000000000000 | 29500000000000 | 29000000000000 | 28600000000000 | 28200000000000 | 27900000000000
BCEU BAU Components Energy Use[commercial,natural gas bf,cooling and ventilation] | NoSettings | 736000000000 | 752000000000 | 781000000000 | 794000000000 | 798000000000 | 794000000000 | 785000000000 | 773000000000 | 757000000000 | 739000000000 | 716000000000 | 693000000000 | 667000000000 | 639000000000 | 609000000000 | 579000000000 | 549000000000 | 518000000000 | 486000000000 | 455000000000 | 424000000000 | 396000000000 | 368000000000 | 344000000000 | 323000000000 | 303000000000 | 287000000000 | 273000000000 | 260000000000 | 249000000000 | 240000000000
BCEU BAU Components Energy Use[commercial,natural gas bf,envelope] | NoSettings | 0 | 0 | 0 | 0 | 0 | 0 | 0 | 0 | 0 | 0 | 0 | 0 | 0 | 0 | 0 | 0 | 0 | 0 | 0 | 0 | 0 | 0 | 0 | 0 | 0 | 0 | 0 | 0 | 0 | 0 | 0
BCEU BAU Components Energy Use[commercial,natural gas bf,lighting] | NoSettings | 0 | 0 | 0 | 0 | 0 | 0 | 0 | 0 | 0 | 0 | 0 | 0 | 0 | 0 | 0 | 0 | 0 | 0 | 0 | 0 | 0 | 0 | 0 | 0 | 0 | 0 | 0 | 0 | 0 | 0 | 0
BCEU BAU Components Energy Use[commercial,natural gas bf,appliances] | NoSettings | 81000000000000 | 84100000000000 | 88800000000000 | 91800000000000 | 93900000000000 | 95500000000000 | 96700000000000 | 97600000000000 | 98700000000000 | 99500000000000 | 100000000000000 | 102000000000000 | 102000000000000 | 102000000000000 | 103000000000000 | 104000000000000 | 104000000000000 | 105000000000000 | 106000000000000 | 107000000000000 | 107000000000000 | 108000000000000 | 110000000000000 | 111000000000000 | 113000000000000 | 115000000000000 | 116000000000000 | 117000000000000 | 119000000000000 | 121000000000000 | 122000000000000
BCEU BAU Components Energy Use[commercial,natural gas bf,other component] | NoSettings | 53200000000000 | 52500000000000 | 54200000000000 | 55000000000000 | 55300000000000 | 55100000000000 | 54800000000000 | 54100000000000 | 53400000000000 | 52800000000000 | 52100000000000 | 51500000000000 | 50800000000000 | 50300000000000 | 49500000000000 | 48700000000000 | 48000000000000 | 47300000000000 | 46600000000000 | 46100000000000 | 45600000000000 | 45300000000000 | 44900000000000 | 44500000000000 | 44200000000000 | 43900000000000 | 43700000000000 | 43400000000000 | 43200000000000 | 42900000000000 | 42700000000000
BCEU BAU Components Energy Use[commercial,petroleum diesel bf,heating] | NoSettings | 0 | 0 | 0 | 0 | 0 | 0 | 0 | 0 | 0 | 0 | 0 | 0 | 0 | 0 | 0 | 0 | 0 | 0 | 0 | 0 | 0 | 0 | 0 | 0 | 0 | 0 | 0 | 0 | 0 | 0 | 0
BCEU BAU Components Energy Use[commercial,petroleum diesel bf,cooling and ventilation] | NoSettings | 0 | 0 | 0 | 0 | 0 | 0 | 0 | 0 | 0 | 0 | 0 | 0 | 0 | 0 | 0 | 0 | 0 | 0 | 0 | 0 | 0 | 0 | 0 | 0 | 0 | 0 | 0 | 0 | 0 | 0 | 0
BCEU BAU Components Energy Use[commercial,petroleum diesel bf,envelope] | NoSettings | 0 | 0 | 0 | 0 | 0 | 0 | 0 | 0 | 0 | 0 | 0 | 0 | 0 | 0 | 0 | 0 | 0 | 0 | 0 | 0 | 0 | 0 | 0 | 0 | 0 | 0 | 0 | 0 | 0 | 0 | 0
BCEU BAU Components Energy Use[commercial,petroleum diesel bf,lighting] | NoSettings | 0 | 0 | 0 | 0 | 0 | 0 | 0 | 0 | 0 | 0 | 0 | 0 | 0 | 0 | 0 | 0 | 0 | 0 | 0 | 0 | 0 | 0 | 0 | 0 | 0 | 0 | 0 | 0 | 0 | 0 | 0
BCEU BAU Components Energy Use[commercial,petroleum diesel bf,appliances] | NoSettings | 2300000000 | 2100000000 | 1890000000 | 1700000000 | 1520000000 | 1370000000 | 1230000000 | 1100000000 | 999000000 | 912000000 | 848000000 | 801000000 | 768000000 | 741000000 | 718000000 | 696000000 | 679000000 | 661000000 | 644000000 | 630000000 | 616000000 | 604000000 | 590000000 | 578000000 | 568000000 | 558000000 | 547000000 | 538000000 | 529000000 | 519000000 | 509000000
BCEU BAU Components Energy Use[commercial,petroleum diesel bf,other component] | NoSettings | 20700000000000 | 20700000000000 | 20700000000000 | 20700000000000 | 20600000000000 | 20500000000000 | 20400000000000 | 20300000000000 | 20100000000000 | 19900000000000 | 19700000000000 | 19500000000000 | 19300000000000 | 19100000000000 | 18900000000000 | 18700000000000 | 18500000000000 | 18300000000000 | 18100000000000 | 18000000000000 | 17900000000000 | 17800000000000 | 17700000000000 | 17600000000000 | 17600000000000 | 17600000000000 | 17600000000000 | 17600000000000 | 17600000000000 | 17600000000000 | 17600000000000
BCEU BAU Components Energy Use[commercial,heat bf,heating] | NoSettings | 0 | 0 | 0 | 0 | 0 | 0 | 0 | 0 | 0 | 0 | 0 | 0 | 0 | 0 | 0 | 0 | 0 | 0 | 0 | 0 | 0 | 0 | 0 | 0 | 0 | 0 | 0 | 0 | 0 | 0 | 0
BCEU BAU Components Energy Use[commercial,heat bf,cooling and ventilation] | NoSettings | 0 | 0 | 0 | 0 | 0 | 0 | 0 | 0 | 0 | 0 | 0 | 0 | 0 | 0 | 0 | 0 | 0 | 0 | 0 | 0 | 0 | 0 | 0 | 0 | 0 | 0 | 0 | 0 | 0 | 0 | 0
BCEU BAU Components Energy Use[commercial,heat bf,envelope] | NoSettings | 0 | 0 | 0 | 0 | 0 | 0 | 0 | 0 | 0 | 0 | 0 | 0 | 0 | 0 | 0 | 0 | 0 | 0 | 0 | 0 | 0 | 0 | 0 | 0 | 0 | 0 | 0 | 0 | 0 | 0 | 0
BCEU BAU Components Energy Use[commercial,heat bf,lighting] | NoSettings | 0 | 0 | 0 | 0 | 0 | 0 | 0 | 0 | 0 | 0 | 0 | 0 | 0 | 0 | 0 | 0 | 0 | 0 | 0 | 0 | 0 | 0 | 0 | 0 | 0 | 0 | 0 | 0 | 0 | 0 | 0
BCEU BAU Components Energy Use[commercial,heat bf,appliances] | NoSettings | 0 | 0 | 0 | 0 | 0 | 0 | 0 | 0 | 0 | 0 | 0 | 0 | 0 | 0 | 0 | 0 | 0 | 0 | 0 | 0 | 0 | 0 | 0 | 0 | 0 | 0 | 0 | 0 | 0 | 0 | 0
BCEU BAU Components Energy Use[commercial,heat bf,other component] | NoSettings | 0 | 0 | 0 | 0 | 0 | 0 | 0 | 0 | 0 | 0 | 0 | 0 | 0 | 0 | 0 | 0 | 0 | 0 | 0 | 0 | 0 | 0 | 0 | 0 | 0 | 0 | 0 | 0 | 0 | 0 | 0
BCEU BAU Components Energy Use[commercial,biomass bf,heating] | NoSettings | 3830000000000 | 3830000000000 | 3830000000000 | 3830000000000 | 3830000000000 | 3830000000000 | 3830000000000 | 3830000000000 | 3830000000000 | 3830000000000 | 3830000000000 | 3830000000000 | 3830000000000 | 3830000000000 | 3830000000000 | 3830000000000 | 3830000000000 | 3830000000000 | 3830000000000 | 3830000000000 | 3830000000000 | 3830000000000 | 3830000000000 | 3830000000000 | 3830000000000 | 3830000000000 | 3830000000000 | 3830000000000 | 3830000000000 | 3830000000000 | 3830000000000
BCEU BAU Components Energy Use[commercial,biomass bf,cooling and ventilation] | NoSettings | 0 | 0 | 0 | 0 | 0 | 0 | 0 | 0 | 0 | 0 | 0 | 0 | 0 | 0 | 0 | 0 | 0 | 0 | 0 | 0 | 0 | 0 | 0 | 0 | 0 | 0 | 0 | 0 | 0 | 0 | 0
BCEU BAU Components Energy Use[commercial,biomass bf,envelope] | NoSettings | 0 | 0 | 0 | 0 | 0 | 0 | 0 | 0 | 0 | 0 | 0 | 0 | 0 | 0 | 0 | 0 | 0 | 0 | 0 | 0 | 0 | 0 | 0 | 0 | 0 | 0 | 0 | 0 | 0 | 0 | 0
BCEU BAU Components Energy Use[commercial,biomass bf,lighting] | NoSettings | 0 | 0 | 0 | 0 | 0 | 0 | 0 | 0 | 0 | 0 | 0 | 0 | 0 | 0 | 0 | 0 | 0 | 0 | 0 | 0 | 0 | 0 | 0 | 0 | 0 | 0 | 0 | 0 | 0 | 0 | 0
BCEU BAU Components Energy Use[commercial,biomass bf,appliances] | NoSettings | 0 | 0 | 0 | 0 | 0 | 0 | 0 | 0 | 0 | 0 | 0 | 0 | 0 | 0 | 0 | 0 | 0 | 0 | 0 | 0 | 0 | 0 | 0 | 0 | 0 | 0 | 0 | 0 | 0 | 0 | 0
BCEU BAU Components Energy Use[commercial,biomass bf,other component] | NoSettings | 0 | 0 | 0 | 0 | 0 | 0 | 0 | 0 | 0 | 0 | 0 | 0 | 0 | 0 | 0 | 0 | 0 | 0 | 0 | 0 | 0 | 0 | 0 | 0 | 0 | 0 | 0 | 0 | 0 | 0 | 0
BCEU BAU Components Energy Use[commercial,kerosene bf,heating] | NoSettings | 0 | 0 | 0 | 0 | 0 | 0 | 0 | 0 | 0 | 0 | 0 | 0 | 0 | 0 | 0 | 0 | 0 | 0 | 0 | 0 | 0 | 0 | 0 | 0 | 0 | 0 | 0 | 0 | 0 | 0 | 0
BCEU BAU Components Energy Use[commercial,kerosene bf,cooling and ventilation] | NoSettings | 0 | 0 | 0 | 0 | 0 | 0 | 0 | 0 | 0 | 0 | 0 | 0 | 0 | 0 | 0 | 0 | 0 | 0 | 0 | 0 | 0 | 0 | 0 | 0 | 0 | 0 | 0 | 0 | 0 | 0 | 0
BCEU BAU Components Energy Use[commercial,kerosene bf,envelope] | NoSettings | 0 | 0 | 0 | 0 | 0 | 0 | 0 | 0 | 0 | 0 | 0 | 0 | 0 | 0 | 0 | 0 | 0 | 0 | 0 | 0 | 0 | 0 | 0 | 0 | 0 | 0 | 0 | 0 | 0 | 0 | 0
BCEU BAU Components Energy Use[commercial,kerosene bf,lighting] | NoSettings | 0 | 0 | 0 | 0 | 0 | 0 | 0 | 0 | 0 | 0 | 0 | 0 | 0 | 0 | 0 | 0 | 0 | 0 | 0 | 0 | 0 | 0 | 0 | 0 | 0 | 0 | 0 | 0 | 0 | 0 | 0
BCEU BAU Components Energy Use[commercial,kerosene bf,appliances] | NoSettings | 0 | 0 | 0 | 0 | 0 | 0 | 0 | 0 | 0 | 0 | 0 | 0 | 0 | 0 | 0 | 0 | 0 | 0 | 0 | 0 | 0 | 0 | 0 | 0 | 0 | 0 | 0 | 0 | 0 | 0 | 0
BCEU BAU Components Energy Use[commercial,kerosene bf,other component] | NoSettings | 0 | 0 | 0 | 0 | 0 | 0 | 0 | 0 | 0 | 0 | 0 | 0 | 0 | 0 | 0 | 0 | 0 | 0 | 0 | 0 | 0 | 0 | 0 | 0 | 0 | 0 | 0 | 0 | 0 | 0 | 0
BCEU BAU Components Energy Use[commercial,heavy or residual fuel oil bf,heating] | NoSettings | 0 | 0 | 0 | 0 | 0 | 0 | 0 | 0 | 0 | 0 | 0 | 0 | 0 | 0 | 0 | 0 | 0 | 0 | 0 | 0 | 0 | 0 | 0 | 0 | 0 | 0 | 0 | 0 | 0 | 0 | 0
BCEU BAU Components Energy Use[commercial,heavy or residual fuel oil bf,cooling and ventilation] | NoSettings | 0 | 0 | 0 | 0 | 0 | 0 | 0 | 0 | 0 | 0 | 0 | 0 | 0 | 0 | 0 | 0 | 0 | 0 | 0 | 0 | 0 | 0 | 0 | 0 | 0 | 0 | 0 | 0 | 0 | 0 | 0
BCEU BAU Components Energy Use[commercial,heavy or residual fuel oil bf,envelope] | NoSettings | 0 | 0 | 0 | 0 | 0 | 0 | 0 | 0 | 0 | 0 | 0 | 0 | 0 | 0 | 0 | 0 | 0 | 0 | 0 | 0 | 0 | 0 | 0 | 0 | 0 | 0 | 0 | 0 | 0 | 0 | 0
BCEU BAU Components Energy Use[commercial,heavy or residual fuel oil bf,lighting] | NoSettings | 0 | 0 | 0 | 0 | 0 | 0 | 0 | 0 | 0 | 0 | 0 | 0 | 0 | 0 | 0 | 0 | 0 | 0 | 0 | 0 | 0 | 0 | 0 | 0 | 0 | 0 | 0 | 0 | 0 | 0 | 0
BCEU BAU Components Energy Use[commercial,heavy or residual fuel oil bf,appliances] | NoSettings | 0 | 0 | 0 | 0 | 0 | 0 | 0 | 0 | 0 | 0 | 0 | 0 | 0 | 0 | 0 | 0 | 0 | 0 | 0 | 0 | 0 | 0 | 0 | 0 | 0 | 0 | 0 | 0 | 0 | 0 | 0
BCEU BAU Components Energy Use[commercial,heavy or residual fuel oil bf,other component] | NoSettings | 0 | 0 | 0 | 0 | 0 | 0 | 0 | 0 | 0 | 0 | 0 | 0 | 0 | 0 | 0 | 0 | 0 | 0 | 0 | 0 | 0 | 0 | 0 | 0 | 0 | 0 | 0 | 0 | 0 | 0 | 0
BCEU BAU Components Energy Use[commercial,LPG propane or butane bf,heating] | NoSettings | 13300000000000 | 13300000000000 | 13300000000000 | 13300000000000 | 13300000000000 | 13200000000000 | 13100000000000 | 13100000000000 | 13000000000000 | 12900000000000 | 12800000000000 | 12700000000000 | 12600000000000 | 12500000000000 | 12400000000000 | 12300000000000 | 12200000000000 | 12100000000000 | 12000000000000 | 11900000000000 | 11800000000000 | 11700000000000 | 11600000000000 | 11500000000000 | 11400000000000 | 11400000000000 | 11300000000000 | 11300000000000 | 11300000000000 | 11300000000000 | 11300000000000
BCEU BAU Components Energy Use[commercial,LPG propane or butane bf,cooling and ventilation] | NoSettings | 0 | 0 | 0 | 0 | 0 | 0 | 0 | 0 | 0 | 0 | 0 | 0 | 0 | 0 | 0 | 0 | 0 | 0 | 0 | 0 | 0 | 0 | 0 | 0 | 0 | 0 | 0 | 0 | 0 | 0 | 0
BCEU BAU Components Energy Use[commercial,LPG propane or butane bf,envelope] | NoSettings | 0 | 0 | 0 | 0 | 0 | 0 | 0 | 0 | 0 | 0 | 0 | 0 | 0 | 0 | 0 | 0 | 0 | 0 | 0 | 0 | 0 | 0 | 0 | 0 | 0 | 0 | 0 | 0 | 0 | 0 | 0
BCEU BAU Components Energy Use[commercial,LPG propane or butane bf,lighting] | NoSettings | 0 | 0 | 0 | 0 | 0 | 0 | 0 | 0 | 0 | 0 | 0 | 0 | 0 | 0 | 0 | 0 | 0 | 0 | 0 | 0 | 0 | 0 | 0 | 0 | 0 | 0 | 0 | 0 | 0 | 0 | 0
BCEU BAU Components Energy Use[commercial,LPG propane or butane bf,appliances] | NoSettings | 0 | 0 | 0 | 0 | 0 | 0 | 0 | 0 | 0 | 0 | 0 | 0 | 0 | 0 | 0 | 0 | 0 | 0 | 0 | 0 | 0 | 0 | 0 | 0 | 0 | 0 | 0 | 0 | 0 | 0 | 0
BCEU BAU Components Energy Use[commercial,LPG propane or butane bf,other component] | NoSettings | 0 | 0 | 0 | 0 | 0 | 0 | 0 | 0 | 0 | 0 | 0 | 0 | 0 | 0 | 0 | 0 | 0 | 0 | 0 | 0 | 0 | 0 | 0 | 0 | 0 | 0 | 0 | 0 | 0 | 0 | 0
BCEU BAU Components Energy Use[commercial,hydrogen bf,heating] | NoSettings | 0 | 0 | 0 | 0 | 0 | 0 | 0 | 0 | 0 | 0 | 0 | 0 | 0 | 0 | 0 | 0 | 0 | 0 | 0 | 0 | 0 | 0 | 0 | 0 | 0 | 0 | 0 | 0 | 0 | 0 | 0
BCEU BAU Components Energy Use[commercial,hydrogen bf,cooling and ventilation] | NoSettings | 0 | 0 | 0 | 0 | 0 | 0 | 0 | 0 | 0 | 0 | 0 | 0 | 0 | 0 | 0 | 0 | 0 | 0 | 0 | 0 | 0 | 0 | 0 | 0 | 0 | 0 | 0 | 0 | 0 | 0 | 0
BCEU BAU Components Energy Use[commercial,hydrogen bf,envelope] | NoSettings | 0 | 0 | 0 | 0 | 0 | 0 | 0 | 0 | 0 | 0 | 0 | 0 | 0 | 0 | 0 | 0 | 0 | 0 | 0 | 0 | 0 | 0 | 0 | 0 | 0 | 0 | 0 | 0 | 0 | 0 | 0
BCEU BAU Components Energy Use[commercial,hydrogen bf,lighting] | NoSettings | 0 | 0 | 0 | 0 | 0 | 0 | 0 | 0 | 0 | 0 | 0 | 0 | 0 | 0 | 0 | 0 | 0 | 0 | 0 | 0 | 0 | 0 | 0 | 0 | 0 | 0 | 0 | 0 | 0 | 0 | 0
BCEU BAU Components Energy Use[commercial,hydrogen bf,appliances] | NoSettings | 0 | 0 | 0 | 0 | 0 | 0 | 0 | 0 | 0 | 0 | 0 | 0 | 0 | 0 | 0 | 0 | 0 | 0 | 0 | 0 | 0 | 0 | 0 | 0 | 0 | 0 | 0 | 0 | 0 | 0 | 0
BCEU BAU Components Energy Use[commercial,hydrogen bf,other component] | NoSettings | 0 | 0 | 0 | 0 | 0 | 0 | 0 | 0 | 0 | 0 | 0 | 0 | 0 | 0 | 0 | 0 | 0 | 0 | 0 | 0 | 0 | 0 | 0 | 0 | 0 | 0 | 0 | 0 | 0 | 0 | 0
Output Process Emissions in CO2e by Industry[agriculture and forestry 01T03] | NoSettings | 28.9621 | 28.9604 | 28.9593 | 26.679 | 24.397 | 22.1164 | 21.2168 | 20.3186 | 19.4173 | 18.5196 | 17.6193 | 17.4075 | 17.1902 | 16.9783 | 16.7665 | 16.5521 | 16.3408 | 16.1265 | 15.9127 | 15.6989 | 15.4846 | 15.2733 | 15.059 | 14.8477 | 14.6309 | 14.4196 | 14.4446 | 14.4667 | 14.4917 | 14.5167 | 14.5417
Output Process Emissions in CO2e by Industry[coal mining 05] | NoSettings | 0 | 0 | 0 | 0 | 0 | 0 | 0 | 0 | 0 | 0 | 0 | 0 | 0 | 0 | 0 | 0 | 0 | 0 | 0 | 0 | 0 | 0 | 0 | 0 | 0 | 0 | 0 | 0 | 0 | 0 | 0
Output Process Emissions in CO2e by Industry[oil and gas extraction 06] | NoSettings | 1.7564 | 1.7345 | 1.7473 | 1.6988 | 1.6377 | 1.5804 | 1.5491 | 1.5132 | 1.479 | 1.4438 | 1.4088 | 1.4047 | 1.3999 | 1.3969 | 1.3928 | 1.386 | 1.3789 | 1.3735 | 1.3689 | 1.3646 | 1.36 | 1.3571 | 1.3559 | 1.3576 | 1.3573 | 1.3541 | 1.3601 | 1.3668 | 1.3717 | 1.3759 | 1.3752
Output Process Emissions in CO2e by Industry[other mining and quarrying 07T08] | NoSettings | 0 | 0 | 0 | 0 | 0 | 0 | 0 | 0 | 0 | 0 | 0 | 0 | 0 | 0 | 0 | 0 | 0 | 0 | 0 | 0 | 0 | 0 | 0 | 0 | 0 | 0 | 0 | 0 | 0 | 0 | 0
Output Process Emissions in CO2e by Industry[food beverage and tobacco 10T12] | NoSettings | 0 | 0 | 0 | 0 | 0 | 0 | 0 | 0 | 0 | 0 | 0 | 0 | 0 | 0 | 0 | 0 | 0 | 0 | 0 | 0 | 0 | 0 | 0 | 0 | 0 | 0 | 0 | 0 | 0 | 0 | 0
Output Process Emissions in CO2e by Industry[textiles apparel and leather 13T15] | NoSettings | 0 | 0 | 0 | 0 | 0 | 0 | 0 | 0 | 0 | 0 | 0 | 0 | 0 | 0 | 0 | 0 | 0 | 0 | 0 | 0 | 0 | 0 | 0 | 0 | 0 | 0 | 0 | 0 | 0 | 0 | 0
Output Process Emissions in CO2e by Industry[wood products 16] | NoSettings | 0 | 0 | 0 | 0 | 0 | 0 | 0 | 0 | 0 | 0 | 0 | 0 | 0 | 0 | 0 | 0 | 0 | 0 | 0 | 0 | 0 | 0 | 0 | 0 | 0 | 0 | 0 | 0 | 0 | 0 | 0
Output Process Emissions in CO2e by Industry[pulp paper and printing 17T18] | NoSettings | 0 | 0 | 0 | 0 | 0 | 0 | 0 | 0 | 0 | 0 | 0 | 0 | 0 | 0 | 0 | 0 | 0 | 0 | 0 | 0 | 0 | 0 | 0 | 0 | 0 | 0 | 0 | 0 | 0 | 0 | 0
Output Process Emissions in CO2e by Industry[refined petroleum and coke 19] | NoSettings | 4.4286 | 4.4722 | 4.4427 | 4.2152 | 4.0142 | 3.8055 | 3.7053 | 3.6169 | 3.5164 | 3.4192 | 3.3203 | 3.299 | 3.2791 | 3.2556 | 3.2355 | 3.2199 | 3.2141 | 3.2041 | 3.1926 | 3.1807 | 3.169 | 3.1587 | 3.1463 | 3.1262 | 3.1121 | 3.0993 | 3.0995 | 3.099 | 3.0984 | 3.0976 | 3.0975
Output Process Emissions in CO2e by Industry[chemicals 20] | NoSettings | 21.8708 | 21.8707 | 21.8731 | 20.1682 | 18.4588 | 16.7566 | 15.6953 | 14.6334 | 13.5726 | 12.5043 | 11.4457 | 11.4428 | 11.4413 | 11.4491 | 11.447 | 11.4449 | 11.4432 | 11.4411 | 11.4478 | 11.4448 | 11.4416 | 11.3248 | 11.1984 | 11.0821 | 10.9558 | 10.8394 | 10.9496 | 11.0496 | 11.1598 | 11.27 | 11.38
Output Process Emissions in CO2e by Industry[rubber and plastic products 22] | NoSettings | 0 | 0 | 0 | 0 | 0 | 0 | 0 | 0 | 0 | 0 | 0 | 0 | 0 | 0 | 0 | 0 | 0 | 0 | 0 | 0 | 0 | 0 | 0 | 0 | 0 | 0 | 0 | 0 | 0 | 0 | 0
Output Process Emissions in CO2e by Industry[glass and glass products 231] | NoSettings | 0 | 0 | 0 | 0 | 0 | 0 | 0 | 0 | 0 | 0 | 0 | 0 | 0 | 0 | 0 | 0 | 0 | 0 | 0 | 0 | 0 | 0 | 0 | 0 | 0 | 0 | 0 | 0 | 0 | 0 | 0
Output Process Emissions in CO2e by Industry[cement and other nonmetallic minerals 239] | NoSettings | 5.631 | 5.6808 | 5.6413 | 5.3501 | 5.0906 | 4.823 | 4.6936 | 4.5681 | 4.4054 | 4.2488 | 4.0931 | 4.0325 | 3.9739 | 3.9107 | 3.85 | 3.7977 | 3.7952 | 3.7872 | 3.7766 | 3.765 | 3.7553 | 3.7473 | 3.7347 | 3.7158 | 3.7013 | 3.6938 | 3.6969 | 3.7 | 3.7031 | 3.7061 | 3.7091
Output Process Emissions in CO2e by Industry[iron and steel 241] | NoSettings | 0 | 0 | 0 | 0 | 0 | 0 | 0 | 0 | 0 | 0 | 0 | 0 | 0 | 0 | 0 | 0 | 0 | 0 | 0 | 0 | 0 | 0 | 0 | 0 | 0 | 0 | 0 | 0 | 0 | 0 | 0
Output Process Emissions in CO2e by Industry[other metals 242] | NoSettings | 0 | 0 | 0 | 0 | 0 | 0 | 0 | 0 | 0 | 0 | 0 | 0 | 0 | 0 | 0 | 0 | 0 | 0 | 0 | 0 | 0 | 0 | 0 | 0 | 0 | 0 | 0 | 0 | 0 | 0 | 0
Output Process Emissions in CO2e by Industry[metal products except machinery and vehicles 25] | NoSettings | 0 | 0 | 0 | 0 | 0 | 0 | 0 | 0 | 0 | 0 | 0 | 0 | 0 | 0 | 0 | 0 | 0 | 0 | 0 | 0 | 0 | 0 | 0 | 0 | 0 | 0 | 0 | 0 | 0 | 0 | 0
Output Process Emissions in CO2e by Industry[computers and electronics 26] | NoSettings | 0 | 0 | 0 | 0 | 0 | 0 | 0 | 0 | 0 | 0 | 0 | 0 | 0 | 0 | 0 | 0 | 0 | 0 | 0 | 0 | 0 | 0 | 0 | 0 | 0 | 0 | 0 | 0 | 0 | 0 | 0
Output Process Emissions in CO2e by Industry[appliances and electrical equipment 27] | NoSettings | 0 | 0 | 0 | 0 | 0 | 0 | 0 | 0 | 0 | 0 | 0 | 0 | 0 | 0 | 0 | 0 | 0 | 0 | 0 | 0 | 0 | 0 | 0 | 0 | 0 | 0 | 0 | 0 | 0 | 0 | 0
Output Process Emissions in CO2e by Industry[other machinery 28] | NoSettings | 0 | 0 | 0 | 0 | 0 | 0 | 0 | 0 | 0 | 0 | 0 | 0 | 0 | 0 | 0 | 0 | 0 | 0 | 0 | 0 | 0 | 0 | 0 | 0 | 0 | 0 | 0 | 0 | 0 | 0 | 0
Output Process Emissions in CO2e by Industry[road vehicles 29] | NoSettings | 0 | 0 | 0 | 0 | 0 | 0 | 0 | 0 | 0 | 0 | 0 | 0 | 0 | 0 | 0 | 0 | 0 | 0 | 0 | 0 | 0 | 0 | 0 | 0 | 0 | 0 | 0 | 0 | 0 | 0 | 0
Output Process Emissions in CO2e by Industry[nonroad vehicles 30] | NoSettings | 0 | 0 | 0 | 0 | 0 | 0 | 0 | 0 | 0 | 0 | 0 | 0 | 0 | 0 | 0 | 0 | 0 | 0 | 0 | 0 | 0 | 0 | 0 | 0 | 0 | 0 | 0 | 0 | 0 | 0 | 0
Output Process Emissions in CO2e by Industry[other manufacturing 31T33] | NoSettings | 0 | 0 | 0 | 0 | 0 | 0 | 0 | 0 | 0 | 0 | 0 | 0 | 0 | 0 | 0 | 0 | 0 | 0 | 0 | 0 | 0 | 0 | 0 | 0 | 0 | 0 | 0 | 0 | 0 | 0 | 0
Output Process Emissions in CO2e by Industry[energy pipelines and gas processing 352T353] | NoSettings | 4.815 | 4.7345 | 4.7809 | 4.6674 | 4.5097 | 4.3646 | 4.2834 | 4.1849 | 4.0916 | 3.9957 | 3.8996 | 3.8894 | 3.8765 | 3.8708 | 3.8606 | 3.8403 | 3.8175 | 3.8021 | 3.7895 | 3.779 | 3.7661 | 3.7584 | 3.7579 | 3.7672 | 3.7691 | 3.7615 | 3.779 | 3.8015 | 3.8168 | 3.8318 | 3.8293
Output Process Emissions in CO2e by Industry[water and waste 36T39] | NoSettings | 9.8804 | 9.88 | 9.8805 | 9.8134 | 9.7462 | 9.6795 | 9.5816 | 9.4841 | 9.3869 | 9.2887 | 9.1906 | 9.0937 | 8.9961 | 8.9014 | 8.8045 | 8.7063 | 8.6286 | 8.5511 | 8.4756 | 8.3975 | 8.32 | 8.243 | 8.1655 | 8.0879 | 8.01 | 7.9324 | 7.9635 | 7.995 | 8.0255 | 8.0567 | 8.0906
Output Process Emissions in CO2e by Industry[construction 41T43] | NoSettings | 0 | 0 | 0 | 0 | 0 | 0 | 0 | 0 | 0 | 0 | 0 | 0 | 0 | 0 | 0 | 0 | 0 | 0 | 0 | 0 | 0 | 0 | 0 | 0 | 0 | 0 | 0 | 0 | 0 | 0 | 0
Output Total CO2e Emissions by Sector[transportation sector] | NoSettings | 144.159 | 159.219 | 158.181 | 156.665 | 153.956 | 151.027 | 147.809 | 144.456 | 141.084 | 137.415 | 133.264 | 129.614 | 125.823 | 122.525 | 119.073 | 115.834 | 112.506 | 108.882 | 104.943 | 100.875 | 96.8588 | 92.9103 | 89.321 | 85.9766 | 82.8437 | 80.0751 | 77.7538 | 75.7742 | 74.125 | 72.9074 | 71.8659
Output Total CO2e Emissions by Sector[electricity sector] | NoSettings | 57.9996 | 53.878 | 52.0724 | 49.9363 | 48.186 | 45.8253 | 44.8524 | 43.5554 | 42.1591 | 40.1524 | 37.5852 | 33.4976 | 33.7096 | 32.784 | 30.9885 | 28.1121 | 22.8715 | 21.8684 | 19.8954 | 18.4018 | 16.6221 | 14.8491 | 11.7945 | 8.7771 | 6.8019 | 6.4741 | 6.4741 | 6.4741 | 6.4741 | 6.4741 | 6.4741
Output Total CO2e Emissions by Sector[residential buildings sector] | NoSettings | 26.6121 | 27.405 | 27.3941 | 27.4479 | 27.3802 | 27.3712 | 27.2841 | 27.1718 | 27.0367 | 26.8354 | 26.5799 | 26.3786 | 26.0665 | 25.8694 | 25.563 | 25.2668 | 25.0668 | 24.8739 | 24.626 | 24.5412 | 24.305 | 24.1712 | 24.0977 | 24.0323 | 24.0167 | 23.96 | 23.9362 | 23.9254 | 23.915 | 23.9643 | 24.0081
Output Total CO2e Emissions by Sector[commercial buildings sector] | NoSettings | 11.9941 | 12.1224 | 12.5117 | 12.7089 | 12.7973 | 12.8153 | 12.8013 | 12.756 | 12.7023 | 12.6431 | 12.5518 | 12.5614 | 12.4488 | 12.3572 | 12.2921 | 12.2376 | 12.1407 | 12.0967 | 12.0528 | 12.0216 | 11.9479 | 11.9276 | 11.9603 | 11.9454 | 12.0019 | 12.0592 | 12.0681 | 12.078 | 12.1517 | 12.2201 | 12.2462
Output Total CO2e Emissions by Sector[industry sector] | NoSettings | 146.296 | 150.048 | 150.25 | 146.56 | 142.308 | 138.209 | 135.858 | 133.388 | 130.622 | 127.751 | 124.881 | 124.255 | 123.441 | 123.029 | 122.519 | 121.923 | 121.633 | 121.329 | 121.184 | 121.02 | 120.629 | 120.132 | 119.856 | 119.717 | 119.555 | 117.648 | 118.426 | 118.523 | 118.623 | 118.719 | 118.813
Output Total CO2e Emissions by Sector[district heat and hydrogen sector] | NoSettings | 0.01294 | 0.013798 | 0.012778 | 0.011659 | 0.010445 | 0.0091656 | 0.0078555 | 0.0065545 | 0.0052431 | 0.0039305 | 0.0026161 | 0.0013064 | 0 | 0 | 0 | 0 | 0 | 0 | 0 | 0 | 0 | 0 | 0 | 0 | 0 | 0 | 0 | 0 | 0 | 0 | 0.0021924
Output Total CO2e Emissions by Sector[LULUCF sector] | NoSettings | 109.997 | 65.4876 | 50.9965 | 42.8563 | 37.1197 | 32.6207 | 29.0442 | 25.9821 | 23.3294 | 20.9836 | 18.8432 | 18.8432 | 18.8432 | 18.8432 | 18.8432 | 18.8432 | 18.8432 | 18.8432 | 18.8432 | 18.8432 | 18.8432 | 18.8432 | 18.8432 | 18.8432 | 18.8432 | 18.8432 | 18.8432 | 18.8432 | 18.8432 | 18.8432 | 18.8432
Output Total CO2e Emissions by Sector[geoengineering sector] | NoSettings | 0 | 0 | 0 | 0 | 0 | 0 | 0 | 0 | 0 | 0 | 0 | 0 | 0 | 0 | 0 | 0 | 0 | 0 | 0 | 0 | 0 | 0 | 0 | 0 | 0 | 0 | 0 | 0 | 0 | 0 | 0
Pollutant Emissions from Imported Electricity[CO2,hard coal es] | NoSettings | 9920040000000 | 7932010000000 | 5954030000000 | 3966010000000 | 1988020000000 | 0 | 0 | 0 | 0 | 0 | 0 | 0 | 0 | 0 | 0 | 0 | 0 | 0 | 0 | 0 | 0 | 0 | 0 | 0 | 0 | 0 | 0 | 0 | 0 | 0 | 0
Pollutant Emissions from Imported Electricity[CO2,natural gas nonpeaker es] | NoSettings | 8003650000000 | 7736860000000 | 7403370000000 | 7069890000000 | 6736400000000 | 6422930000000 | 6102780000000 | 5782640000000 | 5462490000000 | 5142340000000 | 4822200000000 | 4495380000000 | 4175240000000 | 3855090000000 | 3534940000000 | 3214800000000 | 2894650000000 | 2567840000000 | 2247690000000 | 1927550000000 | 1607400000000 | 1287250000000 | 967107000000 | 642293000000 | 321480000000 | 0 | 0 | 0 | 0 | 0 | 0
Pollutant Emissions from Imported Electricity[CO2,nuclear es] | NoSettings | 0 | 0 | 0 | 0 | 0 | 0 | 0 | 0 | 0 | 0 | 0 | 0 | 0 | 0 | 0 | 0 | 0 | 0 | 0 | 0 | 0 | 0 | 0 | 0 | 0 | 0 | 0 | 0 | 0 | 0 | 0
Pollutant Emissions from Imported Electricity[CO2,hydro es] | NoSettings | 0 | 0 | 0 | 0 | 0 | 0 | 0 | 0 | 0 | 0 | 0 | 0 | 0 | 0 | 0 | 0 | 0 | 0 | 0 | 0 | 0 | 0 | 0 | 0 | 0 | 0 | 0 | 0 | 0 | 0 | 0
Pollutant Emissions from Imported Electricity[CO2,onshore wind es] | NoSettings | 0 | 0 | 0 | 0 | 0 | 0 | 0 | 0 | 0 | 0 | 0 | 0 | 0 | 0 | 0 | 0 | 0 | 0 | 0 | 0 | 0 | 0 | 0 | 0 | 0 | 0 | 0 | 0 | 0 | 0 | 0
Pollutant Emissions from Imported Electricity[CO2,solar PV es] | NoSettings | 0 | 0 | 0 | 0 | 0 | 0 | 0 | 0 | 0 | 0 | 0 | 0 | 0 | 0 | 0 | 0 | 0 | 0 | 0 | 0 | 0 | 0 | 0 | 0 | 0 | 0 | 0 | 0 | 0 | 0 | 0
Pollutant Emissions from Imported Electricity[CO2,solar thermal es] | NoSettings | 0 | 0 | 0 | 0 | 0 | 0 | 0 | 0 | 0 | 0 | 0 | 0 | 0 | 0 | 0 | 0 | 0 | 0 | 0 | 0 | 0 | 0 | 0 | 0 | 0 | 0 | 0 | 0 | 0 | 0 | 0
Pollutant Emissions from Imported Electricity[CO2,biomass es] | NoSettings | 0 | 0 | 0 | 0 | 0 | 0 | 0 | 0 | 0 | 0 | 0 | 0 | 0 | 0 | 0 | 0 | 0 | 0 | 0 | 0 | 0 | 0 | 0 | 0 | 0 | 0 | 0 | 0 | 0 | 0 | 0
Pollutant Emissions from Imported Electricity[CO2,geothermal es] | NoSettings | 0 | 0 | 0 | 0 | 0 | 0 | 0 | 0 | 0 | 0 | 0 | 0 | 0 | 0 | 0 | 0 | 0 | 0 | 0 | 0 | 0 | 0 | 0 | 0 | 0 | 0 | 0 | 0 | 0 | 0 | 0
Pollutant Emissions from Imported Electricity[CO2,petroleum es] | NoSettings | 148542000000 | 142766000000 | 136989000000 | 131212000000 | 125436000000 | 118834000000 | 113057000000 | 107281000000 | 101504000000 | 94902100000 | 89125400000 | 83348800000 | 77407100000 | 71465400000 | 65523700000 | 59582000000 | 53640300000 | 47616100000 | 41674400000 | 35732700000 | 29791000000 | 23849300000 | 17907600000 | 11883400000 | 5958200000 | 0 | 0 | 0 | 0 | 0 | 0
Pollutant Emissions from Imported Electricity[CO2,natural gas peaker es] | NoSettings | 0 | 0 | 0 | 0 | 0 | 0 | 0 | 0 | 0 | 0 | 0 | 0 | 0 | 0 | 0 | 0 | 0 | 0 | 0 | 0 | 0 | 0 | 0 | 0 | 0 | 0 | 0 | 0 | 0 | 0 | 0
Pollutant Emissions from Imported Electricity[CO2,lignite es] | NoSettings | 0 | 0 | 0 | 0 | 0 | 0 | 0 | 0 | 0 | 0 | 0 | 0 | 0 | 0 | 0 | 0 | 0 | 0 | 0 | 0 | 0 | 0 | 0 | 0 | 0 | 0 | 0 | 0 | 0 | 0 | 0
Pollutant Emissions from Imported Electricity[CO2,offshore wind es] | NoSettings | 0 | 0 | 0 | 0 | 0 | 0 | 0 | 0 | 0 | 0 | 0 | 0 | 0 | 0 | 0 | 0 | 0 | 0 | 0 | 0 | 0 | 0 | 0 | 0 | 0 | 0 | 0 | 0 | 0 | 0 | 0
Pollutant Emissions from Imported Electricity[CO2,crude oil es] | NoSettings | 0 | 0 | 0 | 0 | 0 | 0 | 0 | 0 | 0 | 0 | 0 | 0 | 0 | 0 | 0 | 0 | 0 | 0 | 0 | 0 | 0 | 0 | 0 | 0 | 0 | 0 | 0 | 0 | 0 | 0 | 0
Pollutant Emissions from Imported Electricity[CO2,heavy or residual fuel oil es] | NoSettings | 0 | 0 | 0 | 0 | 0 | 0 | 0 | 0 | 0 | 0 | 0 | 0 | 0 | 0 | 0 | 0 | 0 | 0 | 0 | 0 | 0 | 0 | 0 | 0 | 0 | 0 | 0 | 0 | 0 | 0 | 0
Pollutant Emissions from Imported Electricity[CO2,municipal solid waste es] | NoSettings | 0 | 0 | 0 | 0 | 0 | 0 | 0 | 0 | 0 | 0 | 0 | 0 | 0 | 0 | 0 | 0 | 0 | 0 | 0 | 0 | 0 | 0 | 0 | 0 | 0 | 0 | 0 | 0 | 0 | 0 | 0
Pollutant Emissions from Imported Electricity[VOC,hard coal es] | NoSettings | 87963500 | 70335200 | 52795900 | 35167600 | 17628300 | 0 | 0 | 0 | 0 | 0 | 0 | 0 | 0 | 0 | 0 | 0 | 0 | 0 | 0 | 0 | 0 | 0 | 0 | 0 | 0 | 0 | 0 | 0 | 0 | 0 | 0
Pollutant Emissions from Imported Electricity[VOC,natural gas nonpeaker es] | NoSettings | 72856400 | 70427900 | 67392200 | 64356500 | 61320800 | 58467300 | 55553000 | 52638800 | 49724500 | 46810300 | 43896000 | 40921000 | 38006800 | 35092500 | 32178300 | 29264000 | 26349700 | 23374800 | 20460500 | 17546300 | 14632000 | 11717700 | 8803480 | 5846730 | 2926400 | 0 | 0 | 0 | 0 | 0 | 0
Pollutant Emissions from Imported Electricity[VOC,nuclear es] | NoSettings | 0 | 0 | 0 | 0 | 0 | 0 | 0 | 0 | 0 | 0 | 0 | 0 | 0 | 0 | 0 | 0 | 0 | 0 | 0 | 0 | 0 | 0 | 0 | 0 | 0 | 0 | 0 | 0 | 0 | 0 | 0
Pollutant Emissions from Imported Electricity[VOC,hydro es] | NoSettings | 0 | 0 | 0 | 0 | 0 | 0 | 0 | 0 | 0 | 0 | 0 | 0 | 0 | 0 | 0 | 0 | 0 | 0 | 0 | 0 | 0 | 0 | 0 | 0 | 0 | 0 | 0 | 0 | 0 | 0 | 0
Pollutant Emissions from Imported Electricity[VOC,onshore wind es] | NoSettings | 0 | 0 | 0 | 0 | 0 | 0 | 0 | 0 | 0 | 0 | 0 | 0 | 0 | 0 | 0 | 0 | 0 | 0 | 0 | 0 | 0 | 0 | 0 | 0 | 0 | 0 | 0 | 0 | 0 | 0 | 0
Pollutant Emissions from Imported Electricity[VOC,solar PV es] | NoSettings | 0 | 0 | 0 | 0 | 0 | 0 | 0 | 0 | 0 | 0 | 0 | 0 | 0 | 0 | 0 | 0 | 0 | 0 | 0 | 0 | 0 | 0 | 0 | 0 | 0 | 0 | 0 | 0 | 0 | 0 | 0
Pollutant Emissions from Imported Electricity[VOC,solar thermal es] | NoSettings | 0 | 0 | 0 | 0 | 0 | 0 | 0 | 0 | 0 | 0 | 0 | 0 | 0 | 0 | 0 | 0 | 0 | 0 | 0 | 0 | 0 | 0 | 0 | 0 | 0 | 0 | 0 | 0 | 0 | 0 | 0
Pollutant Emissions from Imported Electricity[VOC,biomass es] | NoSettings | 109408000 | 109408000 | 109408000 | 109408000 | 109408000 | 109408000 | 109408000 | 109408000 | 109408000 | 109408000 | 109408000 | 109408000 | 109408000 | 109408000 | 109408000 | 109408000 | 109408000 | 109408000 | 109408000 | 109408000 | 109408000 | 109408000 | 109408000 | 109408000 | 109408000 | 109408000 | 109408000 | 109408000 | 109408000 | 109408000 | 109408000
Pollutant Emissions from Imported Electricity[VOC,geothermal es] | NoSettings | 0 | 0 | 0 | 0 | 0 | 0 | 0 | 0 | 0 | 0 | 0 | 0 | 0 | 0 | 0 | 0 | 0 | 0 | 0 | 0 | 0 | 0 | 0 | 0 | 0 | 0 | 0 | 0 | 0 | 0 | 0
Pollutant Emissions from Imported Electricity[VOC,petroleum es] | NoSettings | 3184460 | 3060620 | 2936780 | 2812940 | 2689100 | 2547570 | 2423730 | 2299890 | 2176050 | 2034520 | 1910680 | 1786840 | 1659460 | 1532080 | 1404700 | 1277320 | 1149950 | 1020800 | 893419 | 766041 | 638662 | 511283 | 383905 | 254757 | 127732 | 0 | 0 | 0 | 0 | 0 | 0
Pollutant Emissions from Imported Electricity[VOC,natural gas peaker es] | NoSettings | 0 | 0 | 0 | 0 | 0 | 0 | 0 | 0 | 0 | 0 | 0 | 0 | 0 | 0 | 0 | 0 | 0 | 0 | 0 | 0 | 0 | 0 | 0 | 0 | 0 | 0 | 0 | 0 | 0 | 0 | 0
Pollutant Emissions from Imported Electricity[VOC,lignite es] | NoSettings | 0 | 0 | 0 | 0 | 0 | 0 | 0 | 0 | 0 | 0 | 0 | 0 | 0 | 0 | 0 | 0 | 0 | 0 | 0 | 0 | 0 | 0 | 0 | 0 | 0 | 0 | 0 | 0 | 0 | 0 | 0
Pollutant Emissions from Imported Electricity[VOC,offshore wind es] | NoSettings | 0 | 0 | 0 | 0 | 0 | 0 | 0 | 0 | 0 | 0 | 0 | 0 | 0 | 0 | 0 | 0 | 0 | 0 | 0 | 0 | 0 | 0 | 0 | 0 | 0 | 0 | 0 | 0 | 0 | 0 | 0
Pollutant Emissions from Imported Electricity[VOC,crude oil es] | NoSettings | 0 | 0 | 0 | 0 | 0 | 0 | 0 | 0 | 0 | 0 | 0 | 0 | 0 | 0 | 0 | 0 | 0 | 0 | 0 | 0 | 0 | 0 | 0 | 0 | 0 | 0 | 0 | 0 | 0 | 0 | 0
Pollutant Emissions from Imported Electricity[VOC,heavy or residual fuel oil es] | NoSettings | 0 | 0 | 0 | 0 | 0 | 0 | 0 | 0 | 0 | 0 | 0 | 0 | 0 | 0 | 0 | 0 | 0 | 0 | 0 | 0 | 0 | 0 | 0 | 0 | 0 | 0 | 0 | 0 | 0 | 0 | 0
Pollutant Emissions from Imported Electricity[VOC,municipal solid waste es] | NoSettings | 0 | 0 | 0 | 0 | 0 | 0 | 0 | 0 | 0 | 0 | 0 | 0 | 0 | 0 | 0 | 0 | 0 | 0 | 0 | 0 | 0 | 0 | 0 | 0 | 0 | 0 | 0 | 0 | 0 | 0 | 0
Pollutant Emissions from Imported Electricity[CO,hard coal es] | NoSettings | 573892000 | 458881000 | 344451000 | 229440000 | 115011000 | 0 | 0 | 0 | 0 | 0 | 0 | 0 | 0 | 0 | 0 | 0 | 0 | 0 | 0 | 0 | 0 | 0 | 0 | 0 | 0 | 0 | 0 | 0 | 0 | 0 | 0
Pollutant Emissions from Imported Electricity[CO,natural gas nonpeaker es] | NoSettings | 1831370000 | 1770320000 | 1694010000 | 1617710000 | 1541400000 | 1469670000 | 1396420000 | 1323160000 | 1249910000 | 1176650000 | 1103400000 | 1028620000 | 955363000 | 882108000 | 808853000 | 735599000 | 662344000 | 587563000 | 514309000 | 441054000 | 367799000 | 294545000 | 221290000 | 146967000 | 73559900 | 0 | 0 | 0 | 0 | 0 | 0
Pollutant Emissions from Imported Electricity[CO,nuclear es] | NoSettings | 0 | 0 | 0 | 0 | 0 | 0 | 0 | 0 | 0 | 0 | 0 | 0 | 0 | 0 | 0 | 0 | 0 | 0 | 0 | 0 | 0 | 0 | 0 | 0 | 0 | 0 | 0 | 0 | 0 | 0 | 0
Pollutant Emissions from Imported Electricity[CO,hydro es] | NoSettings | 0 | 0 | 0 | 0 | 0 | 0 | 0 | 0 | 0 | 0 | 0 | 0 | 0 | 0 | 0 | 0 | 0 | 0 | 0 | 0 | 0 | 0 | 0 | 0 | 0 | 0 | 0 | 0 | 0 | 0 | 0
Pollutant Emissions from Imported Electricity[CO,onshore wind es] | NoSettings | 0 | 0 | 0 | 0 | 0 | 0 | 0 | 0 | 0 | 0 | 0 | 0 | 0 | 0 | 0 | 0 | 0 | 0 | 0 | 0 | 0 | 0 | 0 | 0 | 0 | 0 | 0 | 0 | 0 | 0 | 0
Pollutant Emissions from Imported Electricity[CO,solar PV es] | NoSettings | 0 | 0 | 0 | 0 | 0 | 0 | 0 | 0 | 0 | 0 | 0 | 0 | 0 | 0 | 0 | 0 | 0 | 0 | 0 | 0 | 0 | 0 | 0 | 0 | 0 | 0 | 0 | 0 | 0 | 0 | 0
Pollutant Emissions from Imported Electricity[CO,solar thermal es] | NoSettings | 0 | 0 | 0 | 0 | 0 | 0 | 0 | 0 | 0 | 0 | 0 | 0 | 0 | 0 | 0 | 0 | 0 | 0 | 0 | 0 | 0 | 0 | 0 | 0 | 0 | 0 | 0 | 0 | 0 | 0 | 0
Pollutant Emissions from Imported Electricity[CO,biomass es] | NoSettings | 3855610000 | 3855610000 | 3855610000 | 3855610000 | 3855610000 | 3855610000 | 3855610000 | 3855610000 | 3855610000 | 3855610000 | 3855610000 | 3855610000 | 3855610000 | 3855610000 | 3855610000 | 3855610000 | 3855610000 | 3855610000 | 3855610000 | 3855610000 | 3855610000 | 3855610000 | 3855610000 | 3855610000 | 3855610000 | 3855610000 | 3855610000 | 3855610000 | 3855610000 | 3855610000 | 3855610000
Pollutant Emissions from Imported Electricity[CO,geothermal es] | NoSettings | 0 | 0 | 0 | 0 | 0 | 0 | 0 | 0 | 0 | 0 | 0 | 0 | 0 | 0 | 0 | 0 | 0 | 0 | 0 | 0 | 0 | 0 | 0 | 0 | 0 | 0 | 0 | 0 | 0 | 0 | 0
Pollutant Emissions from Imported Electricity[CO,petroleum es] | NoSettings | 23946800 | 23015500 | 22084200 | 21153000 | 20221700 | 19157400 | 18226200 | 17294900 | 16363600 | 15299300 | 14368100 | 13436800 | 12478900 | 11521100 | 10563200 | 9605320 | 8647450 | 7676270 | 6718400 | 5760530 | 4802660 | 3844790 | 2886920 | 1915740 | 960532 | 0 | 0 | 0 | 0 | 0 | 0
Pollutant Emissions from Imported Electricity[CO,natural gas peaker es] | NoSettings | 0 | 0 | 0 | 0 | 0 | 0 | 0 | 0 | 0 | 0 | 0 | 0 | 0 | 0 | 0 | 0 | 0 | 0 | 0 | 0 | 0 | 0 | 0 | 0 | 0 | 0 | 0 | 0 | 0 | 0 | 0
Pollutant Emissions from Imported Electricity[CO,lignite es] | NoSettings | 0 | 0 | 0 | 0 | 0 | 0 | 0 | 0 | 0 | 0 | 0 | 0 | 0 | 0 | 0 | 0 | 0 | 0 | 0 | 0 | 0 | 0 | 0 | 0 | 0 | 0 | 0 | 0 | 0 | 0 | 0
Pollutant Emissions from Imported Electricity[CO,offshore wind es] | NoSettings | 0 | 0 | 0 | 0 | 0 | 0 | 0 | 0 | 0 | 0 | 0 | 0 | 0 | 0 | 0 | 0 | 0 | 0 | 0 | 0 | 0 | 0 | 0 | 0 | 0 | 0 | 0 | 0 | 0 | 0 | 0
Pollutant Emissions from Imported Electricity[CO,crude oil es] | NoSettings | 0 | 0 | 0 | 0 | 0 | 0 | 0 | 0 | 0 | 0 | 0 | 0 | 0 | 0 | 0 | 0 | 0 | 0 | 0 | 0 | 0 | 0 | 0 | 0 | 0 | 0 | 0 | 0 | 0 | 0 | 0
Pollutant Emissions from Imported Electricity[CO,heavy or residual fuel oil es] | NoSettings | 0 | 0 | 0 | 0 | 0 | 0 | 0 | 0 | 0 | 0 | 0 | 0 | 0 | 0 | 0 | 0 | 0 | 0 | 0 | 0 | 0 | 0 | 0 | 0 | 0 | 0 | 0 | 0 | 0 | 0 | 0
Pollutant Emissions from Imported Electricity[CO,municipal solid waste es] | NoSettings | 0 | 0 | 0 | 0 | 0 | 0 | 0 | 0 | 0 | 0 | 0 | 0 | 0 | 0 | 0 | 0 | 0 | 0 | 0 | 0 | 0 | 0 | 0 | 0 | 0 | 0 | 0 | 0 | 0 | 0 | 0
Pollutant Emissions from Imported Electricity[NOx,hard coal es] | NoSettings | 3724270000 | 2977910000 | 2235320000 | 1488950000 | 746362000 | 0 | 0 | 0 | 0 | 0 | 0 | 0 | 0 | 0 | 0 | 0 | 0 | 0 | 0 | 0 | 0 | 0 | 0 | 0 | 0 | 0 | 0 | 0 | 0 | 0 | 0
Pollutant Emissions from Imported Electricity[NOx,natural gas nonpeaker es] | NoSettings | 2187050000 | 2114150000 | 2023020000 | 1931890000 | 1840770000 | 1755110000 | 1667630000 | 1580140000 | 1492660000 | 1405180000 | 1317700000 | 1228390000 | 1140910000 | 1053430000 | 965947000 | 878465000 | 790983000 | 701679000 | 614197000 | 526715000 | 439233000 | 351751000 | 264269000 | 175511000 | 87846500 | 0 | 0 | 0 | 0 | 0 | 0
Pollutant Emissions from Imported Electricity[NOx,nuclear es] | NoSettings | 0 | 0 | 0 | 0 | 0 | 0 | 0 | 0 | 0 | 0 | 0 | 0 | 0 | 0 | 0 | 0 | 0 | 0 | 0 | 0 | 0 | 0 | 0 | 0 | 0 | 0 | 0 | 0 | 0 | 0 | 0
Pollutant Emissions from Imported Electricity[NOx,hydro es] | NoSettings | 0 | 0 | 0 | 0 | 0 | 0 | 0 | 0 | 0 | 0 | 0 | 0 | 0 | 0 | 0 | 0 | 0 | 0 | 0 | 0 | 0 | 0 | 0 | 0 | 0 | 0 | 0 | 0 | 0 | 0 | 0
Pollutant Emissions from Imported Electricity[NOx,onshore wind es] | NoSettings | 0 | 0 | 0 | 0 | 0 | 0 | 0 | 0 | 0 | 0 | 0 | 0 | 0 | 0 | 0 | 0 | 0 | 0 | 0 | 0 | 0 | 0 | 0 | 0 | 0 | 0 | 0 | 0 | 0 | 0 | 0
Pollutant Emissions from Imported Electricity[NOx,solar PV es] | NoSettings | 0 | 0 | 0 | 0 | 0 | 0 | 0 | 0 | 0 | 0 | 0 | 0 | 0 | 0 | 0 | 0 | 0 | 0 | 0 | 0 | 0 | 0 | 0 | 0 | 0 | 0 | 0 | 0 | 0 | 0 | 0
Pollutant Emissions from Imported Electricity[NOx,solar thermal es] | NoSettings | 0 | 0 | 0 | 0 | 0 | 0 | 0 | 0 | 0 | 0 | 0 | 0 | 0 | 0 | 0 | 0 | 0 | 0 | 0 | 0 | 0 | 0 | 0 | 0 | 0 | 0 | 0 | 0 | 0 | 0 | 0
Pollutant Emissions from Imported Electricity[NOx,biomass es] | NoSettings | 751486000 | 751486000 | 751486000 | 751486000 | 751486000 | 751486000 | 751486000 | 751486000 | 751486000 | 751486000 | 751486000 | 751486000 | 751486000 | 751486000 | 751486000 | 751486000 | 751486000 | 751486000 | 751486000 | 751486000 | 751486000 | 751486000 | 751486000 | 751486000 | 751486000 | 751486000 | 751486000 | 751486000 | 751486000 | 751486000 | 751486000
Pollutant Emissions from Imported Electricity[NOx,geothermal es] | NoSettings | 0 | 0 | 0 | 0 | 0 | 0 | 0 | 0 | 0 | 0 | 0 | 0 | 0 | 0 | 0 | 0 | 0 | 0 | 0 | 0 | 0 | 0 | 0 | 0 | 0 | 0 | 0 | 0 | 0 | 0 | 0
Pollutant Emissions from Imported Electricity[NOx,petroleum es] | NoSettings | 748183000 | 719087000 | 689991000 | 660895000 | 631799000 | 598546000 | 569450000 | 540354000 | 511258000 | 478006000 | 448910000 | 419814000 | 389886000 | 359959000 | 330032000 | 300104000 | 270177000 | 239834000 | 209907000 | 179980000 | 150052000 | 120125000 | 90197600 | 59854600 | 30010400 | 0 | 0 | 0 | 0 | 0 | 0
Pollutant Emissions from Imported Electricity[NOx,natural gas peaker es] | NoSettings | 0 | 0 | 0 | 0 | 0 | 0 | 0 | 0 | 0 | 0 | 0 | 0 | 0 | 0 | 0 | 0 | 0 | 0 | 0 | 0 | 0 | 0 | 0 | 0 | 0 | 0 | 0 | 0 | 0 | 0 | 0
Pollutant Emissions from Imported Electricity[NOx,lignite es] | NoSettings | 0 | 0 | 0 | 0 | 0 | 0 | 0 | 0 | 0 | 0 | 0 | 0 | 0 | 0 | 0 | 0 | 0 | 0 | 0 | 0 | 0 | 0 | 0 | 0 | 0 | 0 | 0 | 0 | 0 | 0 | 0
Pollutant Emissions from Imported Electricity[NOx,offshore wind es] | NoSettings | 0 | 0 | 0 | 0 | 0 | 0 | 0 | 0 | 0 | 0 | 0 | 0 | 0 | 0 | 0 | 0 | 0 | 0 | 0 | 0 | 0 | 0 | 0 | 0 | 0 | 0 | 0 | 0 | 0 | 0 | 0
Pollutant Emissions from Imported Electricity[NOx,crude oil es] | NoSettings | 0 | 0 | 0 | 0 | 0 | 0 | 0 | 0 | 0 | 0 | 0 | 0 | 0 | 0 | 0 | 0 | 0 | 0 | 0 | 0 | 0 | 0 | 0 | 0 | 0 | 0 | 0 | 0 | 0 | 0 | 0
Pollutant Emissions from Imported Electricity[NOx,heavy or residual fuel oil es] | NoSettings | 0 | 0 | 0 | 0 | 0 | 0 | 0 | 0 | 0 | 0 | 0 | 0 | 0 | 0 | 0 | 0 | 0 | 0 | 0 | 0 | 0 | 0 | 0 | 0 | 0 | 0 | 0 | 0 | 0 | 0 | 0
Pollutant Emissions from Imported Electricity[NOx,municipal solid waste es] | NoSettings | 0 | 0 | 0 | 0 | 0 | 0 | 0 | 0 | 0 | 0 | 0 | 0 | 0 | 0 | 0 | 0 | 0 | 0 | 0 | 0 | 0 | 0 | 0 | 0 | 0 | 0 | 0 | 0 | 0 | 0 | 0
Pollutant Emissions from Imported Electricity[PM10,hard coal es] | NoSettings | 630595000 | 504221000 | 378485000 | 252110000 | 126374000 | 0 | 0 | 0 | 0 | 0 | 0 | 0 | 0 | 0 | 0 | 0 | 0 | 0 | 0 | 0 | 0 | 0 | 0 | 0 | 0 | 0 | 0 | 0 | 0 | 0 | 0
Pollutant Emissions from Imported Electricity[PM10,natural gas nonpeaker es] | NoSettings | 54906300 | 53076100 | 50788300 | 48500600 | 46212800 | 44062300 | 41866000 | 39669800 | 37473500 | 35277300 | 33081000 | 30839000 | 28642800 | 26446500 | 24250300 | 22054000 | 19857800 | 17615800 | 15419500 | 13223300 | 11027000 | 8830760 | 6634510 | 4406230 | 2205400 | 0 | 0 | 0 | 0 | 0 | 0
Pollutant Emissions from Imported Electricity[PM10,nuclear es] | NoSettings | 0 | 0 | 0 | 0 | 0 | 0 | 0 | 0 | 0 | 0 | 0 | 0 | 0 | 0 | 0 | 0 | 0 | 0 | 0 | 0 | 0 | 0 | 0 | 0 | 0 | 0 | 0 | 0 | 0 | 0 | 0
Pollutant Emissions from Imported Electricity[PM10,hydro es] | NoSettings | 0 | 0 | 0 | 0 | 0 | 0 | 0 | 0 | 0 | 0 | 0 | 0 | 0 | 0 | 0 | 0 | 0 | 0 | 0 | 0 | 0 | 0 | 0 | 0 | 0 | 0 | 0 | 0 | 0 | 0 | 0
Pollutant Emissions from Imported Electricity[PM10,onshore wind es] | NoSettings | 0 | 0 | 0 | 0 | 0 | 0 | 0 | 0 | 0 | 0 | 0 | 0 | 0 | 0 | 0 | 0 | 0 | 0 | 0 | 0 | 0 | 0 | 0 | 0 | 0 | 0 | 0 | 0 | 0 | 0 | 0
Pollutant Emissions from Imported Electricity[PM10,solar PV es] | NoSettings | 0 | 0 | 0 | 0 | 0 | 0 | 0 | 0 | 0 | 0 | 0 | 0 | 0 | 0 | 0 | 0 | 0 | 0 | 0 | 0 | 0 | 0 | 0 | 0 | 0 | 0 | 0 | 0 | 0 | 0 | 0
Pollutant Emissions from Imported Electricity[PM10,solar thermal es] | NoSettings | 0 | 0 | 0 | 0 | 0 | 0 | 0 | 0 | 0 | 0 | 0 | 0 | 0 | 0 | 0 | 0 | 0 | 0 | 0 | 0 | 0 | 0 | 0 | 0 | 0 | 0 | 0 | 0 | 0 | 0 | 0
Pollutant Emissions from Imported Electricity[PM10,biomass es] | NoSettings | 1705650000 | 1705650000 | 1705650000 | 1705650000 | 1705650000 | 1705650000 | 1705650000 | 1705650000 | 1705650000 | 1705650000 | 1705650000 | 1705650000 | 1705650000 | 1705650000 | 1705650000 | 1705650000 | 1705650000 | 1705650000 | 1705650000 | 1705650000 | 1705650000 | 1705650000 | 1705650000 | 1705650000 | 1705650000 | 1705650000 | 1705650000 | 1705650000 | 1705650000 | 1705650000 | 1705650000
Pollutant Emissions from Imported Electricity[PM10,geothermal es] | NoSettings | 0 | 0 | 0 | 0 | 0 | 0 | 0 | 0 | 0 | 0 | 0 | 0 | 0 | 0 | 0 | 0 | 0 | 0 | 0 | 0 | 0 | 0 | 0 | 0 | 0 | 0 | 0 | 0 | 0 | 0 | 0
Pollutant Emissions from Imported Electricity[PM10,petroleum es] | NoSettings | 30250400 | 29074000 | 27897600 | 26721200 | 25544800 | 24200300 | 23023900 | 21847500 | 20671100 | 19326700 | 18150300 | 16973900 | 15763800 | 14553800 | 13343800 | 12133800 | 10923800 | 9696940 | 8486930 | 7276910 | 6066890 | 4856870 | 3646860 | 2420030 | 1213380 | 0 | 0 | 0 | 0 | 0 | 0
Pollutant Emissions from Imported Electricity[PM10,natural gas peaker es] | NoSettings | 0 | 0 | 0 | 0 | 0 | 0 | 0 | 0 | 0 | 0 | 0 | 0 | 0 | 0 | 0 | 0 | 0 | 0 | 0 | 0 | 0 | 0 | 0 | 0 | 0 | 0 | 0 | 0 | 0 | 0 | 0
Pollutant Emissions from Imported Electricity[PM10,lignite es] | NoSettings | 0 | 0 | 0 | 0 | 0 | 0 | 0 | 0 | 0 | 0 | 0 | 0 | 0 | 0 | 0 | 0 | 0 | 0 | 0 | 0 | 0 | 0 | 0 | 0 | 0 | 0 | 0 | 0 | 0 | 0 | 0
Pollutant Emissions from Imported Electricity[PM10,offshore wind es] | NoSettings | 0 | 0 | 0 | 0 | 0 | 0 | 0 | 0 | 0 | 0 | 0 | 0 | 0 | 0 | 0 | 0 | 0 | 0 | 0 | 0 | 0 | 0 | 0 | 0 | 0 | 0 | 0 | 0 | 0 | 0 | 0
Pollutant Emissions from Imported Electricity[PM10,crude oil es] | NoSettings | 0 | 0 | 0 | 0 | 0 | 0 | 0 | 0 | 0 | 0 | 0 | 0 | 0 | 0 | 0 | 0 | 0 | 0 | 0 | 0 | 0 | 0 | 0 | 0 | 0 | 0 | 0 | 0 | 0 | 0 | 0
Pollutant Emissions from Imported Electricity[PM10,heavy or residual fuel oil es] | NoSettings | 0 | 0 | 0 | 0 | 0 | 0 | 0 | 0 | 0 | 0 | 0 | 0 | 0 | 0 | 0 | 0 | 0 | 0 | 0 | 0 | 0 | 0 | 0 | 0 | 0 | 0 | 0 | 0 | 0 | 0 | 0
Pollutant Emissions from Imported Electricity[PM10,municipal solid waste es] | NoSettings | 0 | 0 | 0 | 0 | 0 | 0 | 0 | 0 | 0 | 0 | 0 | 0 | 0 | 0 | 0 | 0 | 0 | 0 | 0 | 0 | 0 | 0 | 0 | 0 | 0 | 0 | 0 | 0 | 0 | 0 | 0
Pollutant Emissions from Imported Electricity[PM25,hard coal es] | NoSettings | 442310000 | 353669000 | 265475000 | 176834000 | 88641000 | 0 | 0 | 0 | 0 | 0 | 0 | 0 | 0 | 0 | 0 | 0 | 0 | 0 | 0 | 0 | 0 | 0 | 0 | 0 | 0 | 0 | 0 | 0 | 0 | 0 | 0
Pollutant Emissions from Imported Electricity[PM25,natural gas nonpeaker es] | NoSettings | 54906300 | 53076100 | 50788300 | 48500600 | 46212800 | 44062300 | 41866000 | 39669800 | 37473500 | 35277300 | 33081000 | 30839000 | 28642800 | 26446500 | 24250300 | 22054000 | 19857800 | 17615800 | 15419500 | 13223300 | 11027000 | 8830760 | 6634510 | 4406230 | 2205400 | 0 | 0 | 0 | 0 | 0 | 0
Pollutant Emissions from Imported Electricity[PM25,nuclear es] | NoSettings | 0 | 0 | 0 | 0 | 0 | 0 | 0 | 0 | 0 | 0 | 0 | 0 | 0 | 0 | 0 | 0 | 0 | 0 | 0 | 0 | 0 | 0 | 0 | 0 | 0 | 0 | 0 | 0 | 0 | 0 | 0
Pollutant Emissions from Imported Electricity[PM25,hydro es] | NoSettings | 0 | 0 | 0 | 0 | 0 | 0 | 0 | 0 | 0 | 0 | 0 | 0 | 0 | 0 | 0 | 0 | 0 | 0 | 0 | 0 | 0 | 0 | 0 | 0 | 0 | 0 | 0 | 0 | 0 | 0 | 0
Pollutant Emissions from Imported Electricity[PM25,onshore wind es] | NoSettings | 0 | 0 | 0 | 0 | 0 | 0 | 0 | 0 | 0 | 0 | 0 | 0 | 0 | 0 | 0 | 0 | 0 | 0 | 0 | 0 | 0 | 0 | 0 | 0 | 0 | 0 | 0 | 0 | 0 | 0 | 0
Pollutant Emissions from Imported Electricity[PM25,solar PV es] | NoSettings | 0 | 0 | 0 | 0 | 0 | 0 | 0 | 0 | 0 | 0 | 0 | 0 | 0 | 0 | 0 | 0 | 0 | 0 | 0 | 0 | 0 | 0 | 0 | 0 | 0 | 0 | 0 | 0 | 0 | 0 | 0
Pollutant Emissions from Imported Electricity[PM25,solar thermal es] | NoSettings | 0 | 0 | 0 | 0 | 0 | 0 | 0 | 0 | 0 | 0 | 0 | 0 | 0 | 0 | 0 | 0 | 0 | 0 | 0 | 0 | 0 | 0 | 0 | 0 | 0 | 0 | 0 | 0 | 0 | 0 | 0
Pollutant Emissions from Imported Electricity[PM25,biomass es] | NoSettings | 497170000 | 497170000 | 497170000 | 497170000 | 497170000 | 497170000 | 497170000 | 497170000 | 497170000 | 497170000 | 497170000 | 497170000 | 497170000 | 497170000 | 497170000 | 497170000 | 497170000 | 497170000 | 497170000 | 497170000 | 497170000 | 497170000 | 497170000 | 497170000 | 497170000 | 497170000 | 497170000 | 497170000 | 497170000 | 497170000 | 497170000
Pollutant Emissions from Imported Electricity[PM25,geothermal es] | NoSettings | 0 | 0 | 0 | 0 | 0 | 0 | 0 | 0 | 0 | 0 | 0 | 0 | 0 | 0 | 0 | 0 | 0 | 0 | 0 | 0 | 0 | 0 | 0 | 0 | 0 | 0 | 0 | 0 | 0 | 0 | 0
Pollutant Emissions from Imported Electricity[PM25,petroleum es] | NoSettings | 21587100 | 20747600 | 19908100 | 19068600 | 18229100 | 17269700 | 16430200 | 15590700 | 14751200 | 13791800 | 12952300 | 12112800 | 11249300 | 10385800 | 9522310 | 8658830 | 7795340 | 6919870 | 6056380 | 5192900 | 4329410 | 3465930 | 2602450 | 1726970 | 865883 | 0 | 0 | 0 | 0 | 0 | 0
Pollutant Emissions from Imported Electricity[PM25,natural gas peaker es] | NoSettings | 0 | 0 | 0 | 0 | 0 | 0 | 0 | 0 | 0 | 0 | 0 | 0 | 0 | 0 | 0 | 0 | 0 | 0 | 0 | 0 | 0 | 0 | 0 | 0 | 0 | 0 | 0 | 0 | 0 | 0 | 0
Pollutant Emissions from Imported Electricity[PM25,lignite es] | NoSettings | 0 | 0 | 0 | 0 | 0 | 0 | 0 | 0 | 0 | 0 | 0 | 0 | 0 | 0 | 0 | 0 | 0 | 0 | 0 | 0 | 0 | 0 | 0 | 0 | 0 | 0 | 0 | 0 | 0 | 0 | 0
Pollutant Emissions from Imported Electricity[PM25,offshore wind es] | NoSettings | 0 | 0 | 0 | 0 | 0 | 0 | 0 | 0 | 0 | 0 | 0 | 0 | 0 | 0 | 0 | 0 | 0 | 0 | 0 | 0 | 0 | 0 | 0 | 0 | 0 | 0 | 0 | 0 | 0 | 0 | 0
Pollutant Emissions from Imported Electricity[PM25,crude oil es] | NoSettings | 0 | 0 | 0 | 0 | 0 | 0 | 0 | 0 | 0 | 0 | 0 | 0 | 0 | 0 | 0 | 0 | 0 | 0 | 0 | 0 | 0 | 0 | 0 | 0 | 0 | 0 | 0 | 0 | 0 | 0 | 0
Pollutant Emissions from Imported Electricity[PM25,heavy or residual fuel oil es] | NoSettings | 0 | 0 | 0 | 0 | 0 | 0 | 0 | 0 | 0 | 0 | 0 | 0 | 0 | 0 | 0 | 0 | 0 | 0 | 0 | 0 | 0 | 0 | 0 | 0 | 0 | 0 | 0 | 0 | 0 | 0 | 0
Pollutant Emissions from Imported Electricity[PM25,municipal solid waste es] | NoSettings | 0 | 0 | 0 | 0 | 0 | 0 | 0 | 0 | 0 | 0 | 0 | 0 | 0 | 0 | 0 | 0 | 0 | 0 | 0 | 0 | 0 | 0 | 0 | 0 | 0 | 0 | 0 | 0 | 0 | 0 | 0
Pollutant Emissions from Imported Electricity[SOx,hard coal es] | NoSettings | 24157200000 | 19316000000 | 14499200000 | 9658010000 | 4841230000 | 0 | 0 | 0 | 0 | 0 | 0 | 0 | 0 | 0 | 0 | 0 | 0 | 0 | 0 | 0 | 0 | 0 | 0 | 0 | 0 | 0 | 0 | 0 | 0 | 0 | 0
Pollutant Emissions from Imported Electricity[SOx,natural gas nonpeaker es] | NoSettings | 114489000 | 110672000 | 105902000 | 101132000 | 96361300 | 91877200 | 87297600 | 82718100 | 78138500 | 73559000 | 68979400 | 64304500 | 59724900 | 55145400 | 50565800 | 45986300 | 41406700 | 36731800 | 32152200 | 27572700 | 22993100 | 18413600 | 13834000 | 9187720 | 4598630 | 0 | 0 | 0 | 0 | 0 | 0
Pollutant Emissions from Imported Electricity[SOx,nuclear es] | NoSettings | 0 | 0 | 0 | 0 | 0 | 0 | 0 | 0 | 0 | 0 | 0 | 0 | 0 | 0 | 0 | 0 | 0 | 0 | 0 | 0 | 0 | 0 | 0 | 0 | 0 | 0 | 0 | 0 | 0 | 0 | 0
Pollutant Emissions from Imported Electricity[SOx,hydro es] | NoSettings | 0 | 0 | 0 | 0 | 0 | 0 | 0 | 0 | 0 | 0 | 0 | 0 | 0 | 0 | 0 | 0 | 0 | 0 | 0 | 0 | 0 | 0 | 0 | 0 | 0 | 0 | 0 | 0 | 0 | 0 | 0
Pollutant Emissions from Imported Electricity[SOx,onshore wind es] | NoSettings | 0 | 0 | 0 | 0 | 0 | 0 | 0 | 0 | 0 | 0 | 0 | 0 | 0 | 0 | 0 | 0 | 0 | 0 | 0 | 0 | 0 | 0 | 0 | 0 | 0 | 0 | 0 | 0 | 0 | 0 | 0
Pollutant Emissions from Imported Electricity[SOx,solar PV es] | NoSettings | 0 | 0 | 0 | 0 | 0 | 0 | 0 | 0 | 0 | 0 | 0 | 0 | 0 | 0 | 0 | 0 | 0 | 0 | 0 | 0 | 0 | 0 | 0 | 0 | 0 | 0 | 0 | 0 | 0 | 0 | 0
Pollutant Emissions from Imported Electricity[SOx,solar thermal es] | NoSettings | 0 | 0 | 0 | 0 | 0 | 0 | 0 | 0 | 0 | 0 | 0 | 0 | 0 | 0 | 0 | 0 | 0 | 0 | 0 | 0 | 0 | 0 | 0 | 0 | 0 | 0 | 0 | 0 | 0 | 0 | 0
Pollutant Emissions from Imported Electricity[SOx,biomass es] | NoSettings | 0 | 0 | 0 | 0 | 0 | 0 | 0 | 0 | 0 | 0 | 0 | 0 | 0 | 0 | 0 | 0 | 0 | 0 | 0 | 0 | 0 | 0 | 0 | 0 | 0 | 0 | 0 | 0 | 0 | 0 | 0
Pollutant Emissions from Imported Electricity[SOx,geothermal es] | NoSettings | 0 | 0 | 0 | 0 | 0 | 0 | 0 | 0 | 0 | 0 | 0 | 0 | 0 | 0 | 0 | 0 | 0 | 0 | 0 | 0 | 0 | 0 | 0 | 0 | 0 | 0 | 0 | 0 | 0 | 0 | 0
Pollutant Emissions from Imported Electricity[SOx,petroleum es] | NoSettings | 542465000 | 521369000 | 500273000 | 479177000 | 458081000 | 433972000 | 412876000 | 391780000 | 370684000 | 346575000 | 325479000 | 304383000 | 282684000 | 260986000 | 239287000 | 217589000 | 195890000 | 173890000 | 152191000 | 130493000 | 108794000 | 87095700 | 65397100 | 43397200 | 21758900 | 0 | 0 | 0 | 0 | 0 | 0
Pollutant Emissions from Imported Electricity[SOx,natural gas peaker es] | NoSettings | 0 | 0 | 0 | 0 | 0 | 0 | 0 | 0 | 0 | 0 | 0 | 0 | 0 | 0 | 0 | 0 | 0 | 0 | 0 | 0 | 0 | 0 | 0 | 0 | 0 | 0 | 0 | 0 | 0 | 0 | 0
Pollutant Emissions from Imported Electricity[SOx,lignite es] | NoSettings | 0 | 0 | 0 | 0 | 0 | 0 | 0 | 0 | 0 | 0 | 0 | 0 | 0 | 0 | 0 | 0 | 0 | 0 | 0 | 0 | 0 | 0 | 0 | 0 | 0 | 0 | 0 | 0 | 0 | 0 | 0
Pollutant Emissions from Imported Electricity[SOx,offshore wind es] | NoSettings | 0 | 0 | 0 | 0 | 0 | 0 | 0 | 0 | 0 | 0 | 0 | 0 | 0 | 0 | 0 | 0 | 0 | 0 | 0 | 0 | 0 | 0 | 0 | 0 | 0 | 0 | 0 | 0 | 0 | 0 | 0
Pollutant Emissions from Imported Electricity[SOx,crude oil es] | NoSettings | 0 | 0 | 0 | 0 | 0 | 0 | 0 | 0 | 0 | 0 | 0 | 0 | 0 | 0 | 0 | 0 | 0 | 0 | 0 | 0 | 0 | 0 | 0 | 0 | 0 | 0 | 0 | 0 | 0 | 0 | 0
Pollutant Emissions from Imported Electricity[SOx,heavy or residual fuel oil es] | NoSettings | 0 | 0 | 0 | 0 | 0 | 0 | 0 | 0 | 0 | 0 | 0 | 0 | 0 | 0 | 0 | 0 | 0 | 0 | 0 | 0 | 0 | 0 | 0 | 0 | 0 | 0 | 0 | 0 | 0 | 0 | 0
Pollutant Emissions from Imported Electricity[SOx,municipal solid waste es] | NoSettings | 0 | 0 | 0 | 0 | 0 | 0 | 0 | 0 | 0 | 0 | 0 | 0 | 0 | 0 | 0 | 0 | 0 | 0 | 0 | 0 | 0 | 0 | 0 | 0 | 0 | 0 | 0 | 0 | 0 | 0 | 0
Pollutant Emissions from Imported Electricity[BC,hard coal es] | NoSettings | 19005100 | 15196400 | 11406900 | 7598190 | 3808710 | 0 | 0 | 0 | 0 | 0 | 0 | 0 | 0 | 0 | 0 | 0 | 0 | 0 | 0 | 0 | 0 | 0 | 0 | 0 | 0 | 0 | 0 | 0 | 0 | 0 | 0
Pollutant Emissions from Imported Electricity[BC,natural gas nonpeaker es] | NoSettings | 39520500 | 38203100 | 36556400 | 34909700 | 33263100 | 31715200 | 30134400 | 28553500 | 26972700 | 25391900 | 23811100 | 22197300 | 20616500 | 19035700 | 17454900 | 15874100 | 14293200 | 12679500 | 11098700 | 9517840 | 7937030 | 6356210 | 4775390 | 3171520 | 1587410 | 0 | 0 | 0 | 0 | 0 | 0
Pollutant Emissions from Imported Electricity[BC,nuclear es] | NoSettings | 0 | 0 | 0 | 0 | 0 | 0 | 0 | 0 | 0 | 0 | 0 | 0 | 0 | 0 | 0 | 0 | 0 | 0 | 0 | 0 | 0 | 0 | 0 | 0 | 0 | 0 | 0 | 0 | 0 | 0 | 0
Pollutant Emissions from Imported Electricity[BC,hydro es] | NoSettings | 0 | 0 | 0 | 0 | 0 | 0 | 0 | 0 | 0 | 0 | 0 | 0 | 0 | 0 | 0 | 0 | 0 | 0 | 0 | 0 | 0 | 0 | 0 | 0 | 0 | 0 | 0 | 0 | 0 | 0 | 0
Pollutant Emissions from Imported Electricity[BC,onshore wind es] | NoSettings | 0 | 0 | 0 | 0 | 0 | 0 | 0 | 0 | 0 | 0 | 0 | 0 | 0 | 0 | 0 | 0 | 0 | 0 | 0 | 0 | 0 | 0 | 0 | 0 | 0 | 0 | 0 | 0 | 0 | 0 | 0
Pollutant Emissions from Imported Electricity[BC,solar PV es] | NoSettings | 0 | 0 | 0 | 0 | 0 | 0 | 0 | 0 | 0 | 0 | 0 | 0 | 0 | 0 | 0 | 0 | 0 | 0 | 0 | 0 | 0 | 0 | 0 | 0 | 0 | 0 | 0 | 0 | 0 | 0 | 0
Pollutant Emissions from Imported Electricity[BC,solar thermal es] | NoSettings | 0 | 0 | 0 | 0 | 0 | 0 | 0 | 0 | 0 | 0 | 0 | 0 | 0 | 0 | 0 | 0 | 0 | 0 | 0 | 0 | 0 | 0 | 0 | 0 | 0 | 0 | 0 | 0 | 0 | 0 | 0
Pollutant Emissions from Imported Electricity[BC,biomass es] | NoSettings | 68607200 | 68607200 | 68607200 | 68607200 | 68607200 | 68607200 | 68607200 | 68607200 | 68607200 | 68607200 | 68607200 | 68607200 | 68607200 | 68607200 | 68607200 | 68607200 | 68607200 | 68607200 | 68607200 | 68607200 | 68607200 | 68607200 | 68607200 | 68607200 | 68607200 | 68607200 | 68607200 | 68607200 | 68607200 | 68607200 | 68607200
Pollutant Emissions from Imported Electricity[BC,geothermal es] | NoSettings | 0 | 0 | 0 | 0 | 0 | 0 | 0 | 0 | 0 | 0 | 0 | 0 | 0 | 0 | 0 | 0 | 0 | 0 | 0 | 0 | 0 | 0 | 0 | 0 | 0 | 0 | 0 | 0 | 0 | 0 | 0
Pollutant Emissions from Imported Electricity[BC,petroleum es] | NoSettings | 1370700 | 1317400 | 1264090 | 1210790 | 1157480 | 1096560 | 1043260 | 989953 | 936648 | 875728 | 822422 | 769117 | 714289 | 659461 | 604633 | 549805 | 494976 | 439387 | 384559 | 329730 | 274902 | 220074 | 165246 | 109656 | 54980.5 | 0 | 0 | 0 | 0 | 0 | 0
Pollutant Emissions from Imported Electricity[BC,natural gas peaker es] | NoSettings | 0 | 0 | 0 | 0 | 0 | 0 | 0 | 0 | 0 | 0 | 0 | 0 | 0 | 0 | 0 | 0 | 0 | 0 | 0 | 0 | 0 | 0 | 0 | 0 | 0 | 0 | 0 | 0 | 0 | 0 | 0
Pollutant Emissions from Imported Electricity[BC,lignite es] | NoSettings | 0 | 0 | 0 | 0 | 0 | 0 | 0 | 0 | 0 | 0 | 0 | 0 | 0 | 0 | 0 | 0 | 0 | 0 | 0 | 0 | 0 | 0 | 0 | 0 | 0 | 0 | 0 | 0 | 0 | 0 | 0
Pollutant Emissions from Imported Electricity[BC,offshore wind es] | NoSettings | 0 | 0 | 0 | 0 | 0 | 0 | 0 | 0 | 0 | 0 | 0 | 0 | 0 | 0 | 0 | 0 | 0 | 0 | 0 | 0 | 0 | 0 | 0 | 0 | 0 | 0 | 0 | 0 | 0 | 0 | 0
Pollutant Emissions from Imported Electricity[BC,crude oil es] | NoSettings | 0 | 0 | 0 | 0 | 0 | 0 | 0 | 0 | 0 | 0 | 0 | 0 | 0 | 0 | 0 | 0 | 0 | 0 | 0 | 0 | 0 | 0 | 0 | 0 | 0 | 0 | 0 | 0 | 0 | 0 | 0
Pollutant Emissions from Imported Electricity[BC,heavy or residual fuel oil es] | NoSettings | 0 | 0 | 0 | 0 | 0 | 0 | 0 | 0 | 0 | 0 | 0 | 0 | 0 | 0 | 0 | 0 | 0 | 0 | 0 | 0 | 0 | 0 | 0 | 0 | 0 | 0 | 0 | 0 | 0 | 0 | 0
Pollutant Emissions from Imported Electricity[BC,municipal solid waste es] | NoSettings | 0 | 0 | 0 | 0 | 0 | 0 | 0 | 0 | 0 | 0 | 0 | 0 | 0 | 0 | 0 | 0 | 0 | 0 | 0 | 0 | 0 | 0 | 0 | 0 | 0 | 0 | 0 | 0 | 0 | 0 | 0
Pollutant Emissions from Imported Electricity[OC,hard coal es] | NoSettings | 35829300 | 28648900 | 21504800 | 14324500 | 7180360 | 0 | 0 | 0 | 0 | 0 | 0 | 0 | 0 | 0 | 0 | 0 | 0 | 0 | 0 | 0 | 0 | 0 | 0 | 0 | 0 | 0 | 0 | 0 | 0 | 0 | 0
Pollutant Emissions from Imported Electricity[OC,natural gas nonpeaker es] | NoSettings | 49777700 | 48118400 | 46044400 | 43970300 | 41896200 | 39946600 | 37955500 | 35964400 | 33973300 | 31982200 | 29991100 | 27958500 | 25967400 | 23976300 | 21985100 | 19994000 | 18002900 | 15970300 | 13979200 | 11988100 | 9997020 | 8005910 | 6014800 | 3994660 | 1999400 | 0 | 0 | 0 | 0 | 0 | 0
Pollutant Emissions from Imported Electricity[OC,nuclear es] | NoSettings | 0 | 0 | 0 | 0 | 0 | 0 | 0 | 0 | 0 | 0 | 0 | 0 | 0 | 0 | 0 | 0 | 0 | 0 | 0 | 0 | 0 | 0 | 0 | 0 | 0 | 0 | 0 | 0 | 0 | 0 | 0
Pollutant Emissions from Imported Electricity[OC,hydro es] | NoSettings | 0 | 0 | 0 | 0 | 0 | 0 | 0 | 0 | 0 | 0 | 0 | 0 | 0 | 0 | 0 | 0 | 0 | 0 | 0 | 0 | 0 | 0 | 0 | 0 | 0 | 0 | 0 | 0 | 0 | 0 | 0
Pollutant Emissions from Imported Electricity[OC,onshore wind es] | NoSettings | 0 | 0 | 0 | 0 | 0 | 0 | 0 | 0 | 0 | 0 | 0 | 0 | 0 | 0 | 0 | 0 | 0 | 0 | 0 | 0 | 0 | 0 | 0 | 0 | 0 | 0 | 0 | 0 | 0 | 0 | 0
Pollutant Emissions from Imported Electricity[OC,solar PV es] | NoSettings | 0 | 0 | 0 | 0 | 0 | 0 | 0 | 0 | 0 | 0 | 0 | 0 | 0 | 0 | 0 | 0 | 0 | 0 | 0 | 0 | 0 | 0 | 0 | 0 | 0 | 0 | 0 | 0 | 0 | 0 | 0
Pollutant Emissions from Imported Electricity[OC,solar thermal es] | NoSettings | 0 | 0 | 0 | 0 | 0 | 0 | 0 | 0 | 0 | 0 | 0 | 0 | 0 | 0 | 0 | 0 | 0 | 0 | 0 | 0 | 0 | 0 | 0 | 0 | 0 | 0 | 0 | 0 | 0 | 0 | 0
Pollutant Emissions from Imported Electricity[OC,biomass es] | NoSettings | 162077000 | 162077000 | 162077000 | 162077000 | 162077000 | 162077000 | 162077000 | 162077000 | 162077000 | 162077000 | 162077000 | 162077000 | 162077000 | 162077000 | 162077000 | 162077000 | 162077000 | 162077000 | 162077000 | 162077000 | 162077000 | 162077000 | 162077000 | 162077000 | 162077000 | 162077000 | 162077000 | 162077000 | 162077000 | 162077000 | 162077000
Pollutant Emissions from Imported Electricity[OC,geothermal es] | NoSettings | 0 | 0 | 0 | 0 | 0 | 0 | 0 | 0 | 0 | 0 | 0 | 0 | 0 | 0 | 0 | 0 | 0 | 0 | 0 | 0 | 0 | 0 | 0 | 0 | 0 | 0 | 0 | 0 | 0 | 0 | 0
Pollutant Emissions from Imported Electricity[OC,petroleum es] | NoSettings | 981052 | 942900 | 904748 | 866596 | 828444 | 784842 | 746690 | 708538 | 670386 | 626783 | 588631 | 550479 | 511237 | 471995 | 432753 | 393511 | 354269 | 314482 | 275240 | 235998 | 196755 | 157513 | 118271 | 78484.2 | 39351.1 | 0 | 0 | 0 | 0 | 0 | 0
Pollutant Emissions from Imported Electricity[OC,natural gas peaker es] | NoSettings | 0 | 0 | 0 | 0 | 0 | 0 | 0 | 0 | 0 | 0 | 0 | 0 | 0 | 0 | 0 | 0 | 0 | 0 | 0 | 0 | 0 | 0 | 0 | 0 | 0 | 0 | 0 | 0 | 0 | 0 | 0
Pollutant Emissions from Imported Electricity[OC,lignite es] | NoSettings | 0 | 0 | 0 | 0 | 0 | 0 | 0 | 0 | 0 | 0 | 0 | 0 | 0 | 0 | 0 | 0 | 0 | 0 | 0 | 0 | 0 | 0 | 0 | 0 | 0 | 0 | 0 | 0 | 0 | 0 | 0
Pollutant Emissions from Imported Electricity[OC,offshore wind es] | NoSettings | 0 | 0 | 0 | 0 | 0 | 0 | 0 | 0 | 0 | 0 | 0 | 0 | 0 | 0 | 0 | 0 | 0 | 0 | 0 | 0 | 0 | 0 | 0 | 0 | 0 | 0 | 0 | 0 | 0 | 0 | 0
Pollutant Emissions from Imported Electricity[OC,crude oil es] | NoSettings | 0 | 0 | 0 | 0 | 0 | 0 | 0 | 0 | 0 | 0 | 0 | 0 | 0 | 0 | 0 | 0 | 0 | 0 | 0 | 0 | 0 | 0 | 0 | 0 | 0 | 0 | 0 | 0 | 0 | 0 | 0
Pollutant Emissions from Imported Electricity[OC,heavy or residual fuel oil es] | NoSettings | 0 | 0 | 0 | 0 | 0 | 0 | 0 | 0 | 0 | 0 | 0 | 0 | 0 | 0 | 0 | 0 | 0 | 0 | 0 | 0 | 0 | 0 | 0 | 0 | 0 | 0 | 0 | 0 | 0 | 0 | 0
Pollutant Emissions from Imported Electricity[OC,municipal solid waste es] | NoSettings | 0 | 0 | 0 | 0 | 0 | 0 | 0 | 0 | 0 | 0 | 0 | 0 | 0 | 0 | 0 | 0 | 0 | 0 | 0 | 0 | 0 | 0 | 0 | 0 | 0 | 0 | 0 | 0 | 0 | 0 | 0
Pollutant Emissions from Imported Electricity[CH4,hard coal es] | NoSettings | 1142380000 | 913444000 | 685661000 | 456722000 | 228939000 | 0 | 0 | 0 | 0 | 0 | 0 | 0 | 0 | 0 | 0 | 0 | 0 | 0 | 0 | 0 | 0 | 0 | 0 | 0 | 0 | 0 | 0 | 0 | 0 | 0 | 0
Pollutant Emissions from Imported Electricity[CH4,natural gas nonpeaker es] | NoSettings | 150841000 | 145813000 | 139528000 | 133243000 | 126958000 | 121050000 | 115017000 | 108983000 | 102949000 | 96915600 | 90882000 | 84722600 | 78689000 | 72655300 | 66621600 | 60588000 | 54554300 | 48395000 | 42361300 | 36327700 | 30294000 | 24260300 | 18226700 | 12105000 | 6058800 | 0 | 0 | 0 | 0 | 0 | 0
Pollutant Emissions from Imported Electricity[CH4,nuclear es] | NoSettings | 0 | 0 | 0 | 0 | 0 | 0 | 0 | 0 | 0 | 0 | 0 | 0 | 0 | 0 | 0 | 0 | 0 | 0 | 0 | 0 | 0 | 0 | 0 | 0 | 0 | 0 | 0 | 0 | 0 | 0 | 0
Pollutant Emissions from Imported Electricity[CH4,hydro es] | NoSettings | 0 | 0 | 0 | 0 | 0 | 0 | 0 | 0 | 0 | 0 | 0 | 0 | 0 | 0 | 0 | 0 | 0 | 0 | 0 | 0 | 0 | 0 | 0 | 0 | 0 | 0 | 0 | 0 | 0 | 0 | 0
Pollutant Emissions from Imported Electricity[CH4,onshore wind es] | NoSettings | 0 | 0 | 0 | 0 | 0 | 0 | 0 | 0 | 0 | 0 | 0 | 0 | 0 | 0 | 0 | 0 | 0 | 0 | 0 | 0 | 0 | 0 | 0 | 0 | 0 | 0 | 0 | 0 | 0 | 0 | 0
Pollutant Emissions from Imported Electricity[CH4,solar PV es] | NoSettings | 0 | 0 | 0 | 0 | 0 | 0 | 0 | 0 | 0 | 0 | 0 | 0 | 0 | 0 | 0 | 0 | 0 | 0 | 0 | 0 | 0 | 0 | 0 | 0 | 0 | 0 | 0 | 0 | 0 | 0 | 0
Pollutant Emissions from Imported Electricity[CH4,solar thermal es] | NoSettings | 0 | 0 | 0 | 0 | 0 | 0 | 0 | 0 | 0 | 0 | 0 | 0 | 0 | 0 | 0 | 0 | 0 | 0 | 0 | 0 | 0 | 0 | 0 | 0 | 0 | 0 | 0 | 0 | 0 | 0 | 0
Pollutant Emissions from Imported Electricity[CH4,biomass es] | NoSettings | 0 | 0 | 0 | 0 | 0 | 0 | 0 | 0 | 0 | 0 | 0 | 0 | 0 | 0 | 0 | 0 | 0 | 0 | 0 | 0 | 0 | 0 | 0 | 0 | 0 | 0 | 0 | 0 | 0 | 0 | 0
Pollutant Emissions from Imported Electricity[CH4,geothermal es] | NoSettings | 0 | 0 | 0 | 0 | 0 | 0 | 0 | 0 | 0 | 0 | 0 | 0 | 0 | 0 | 0 | 0 | 0 | 0 | 0 | 0 | 0 | 0 | 0 | 0 | 0 | 0 | 0 | 0 | 0 | 0 | 0
Pollutant Emissions from Imported Electricity[CH4,petroleum es] | NoSettings | 5933780 | 5703030 | 5472270 | 5241510 | 5010750 | 4747030 | 4516270 | 4285510 | 4054750 | 3791030 | 3560270 | 3329510 | 3092160 | 2854810 | 2617460 | 2380110 | 2142760 | 1902110 | 1664760 | 1427400 | 1190050 | 952702 | 715351 | 474703 | 238011 | 0 | 0 | 0 | 0 | 0 | 0
Pollutant Emissions from Imported Electricity[CH4,natural gas peaker es] | NoSettings | 0 | 0 | 0 | 0 | 0 | 0 | 0 | 0 | 0 | 0 | 0 | 0 | 0 | 0 | 0 | 0 | 0 | 0 | 0 | 0 | 0 | 0 | 0 | 0 | 0 | 0 | 0 | 0 | 0 | 0 | 0
Pollutant Emissions from Imported Electricity[CH4,lignite es] | NoSettings | 0 | 0 | 0 | 0 | 0 | 0 | 0 | 0 | 0 | 0 | 0 | 0 | 0 | 0 | 0 | 0 | 0 | 0 | 0 | 0 | 0 | 0 | 0 | 0 | 0 | 0 | 0 | 0 | 0 | 0 | 0
Pollutant Emissions from Imported Electricity[CH4,offshore wind es] | NoSettings | 0 | 0 | 0 | 0 | 0 | 0 | 0 | 0 | 0 | 0 | 0 | 0 | 0 | 0 | 0 | 0 | 0 | 0 | 0 | 0 | 0 | 0 | 0 | 0 | 0 | 0 | 0 | 0 | 0 | 0 | 0
Pollutant Emissions from Imported Electricity[CH4,crude oil es] | NoSettings | 0 | 0 | 0 | 0 | 0 | 0 | 0 | 0 | 0 | 0 | 0 | 0 | 0 | 0 | 0 | 0 | 0 | 0 | 0 | 0 | 0 | 0 | 0 | 0 | 0 | 0 | 0 | 0 | 0 | 0 | 0
Pollutant Emissions from Imported Electricity[CH4,heavy or residual fuel oil es] | NoSettings | 0 | 0 | 0 | 0 | 0 | 0 | 0 | 0 | 0 | 0 | 0 | 0 | 0 | 0 | 0 | 0 | 0 | 0 | 0 | 0 | 0 | 0 | 0 | 0 | 0 | 0 | 0 | 0 | 0 | 0 | 0
Pollutant Emissions from Imported Electricity[CH4,municipal solid waste es] | NoSettings | 0 | 0 | 0 | 0 | 0 | 0 | 0 | 0 | 0 | 0 | 0 | 0 | 0 | 0 | 0 | 0 | 0 | 0 | 0 | 0 | 0 | 0 | 0 | 0 | 0 | 0 | 0 | 0 | 0 | 0 | 0
Pollutant Emissions from Imported Electricity[N2O,hard coal es] | NoSettings | 166165000 | 132865000 | 99732500 | 66432300 | 33300200 | 0 | 0 | 0 | 0 | 0 | 0 | 0 | 0 | 0 | 0 | 0 | 0 | 0 | 0 | 0 | 0 | 0 | 0 | 0 | 0 | 0 | 0 | 0 | 0 | 0 | 0
Pollutant Emissions from Imported Electricity[N2O,natural gas nonpeaker es] | NoSettings | 15084100 | 14581300 | 13952800 | 13324300 | 12695800 | 12105000 | 11501700 | 10898300 | 10294900 | 9691560 | 9088200 | 8472260 | 7868900 | 7265530 | 6662160 | 6058800 | 5455430 | 4839500 | 4236130 | 3632770 | 3029400 | 2426030 | 1822670 | 1210500 | 605880 | 0 | 0 | 0 | 0 | 0 | 0
Pollutant Emissions from Imported Electricity[N2O,nuclear es] | NoSettings | 0 | 0 | 0 | 0 | 0 | 0 | 0 | 0 | 0 | 0 | 0 | 0 | 0 | 0 | 0 | 0 | 0 | 0 | 0 | 0 | 0 | 0 | 0 | 0 | 0 | 0 | 0 | 0 | 0 | 0 | 0
Pollutant Emissions from Imported Electricity[N2O,hydro es] | NoSettings | 0 | 0 | 0 | 0 | 0 | 0 | 0 | 0 | 0 | 0 | 0 | 0 | 0 | 0 | 0 | 0 | 0 | 0 | 0 | 0 | 0 | 0 | 0 | 0 | 0 | 0 | 0 | 0 | 0 | 0 | 0
Pollutant Emissions from Imported Electricity[N2O,onshore wind es] | NoSettings | 0 | 0 | 0 | 0 | 0 | 0 | 0 | 0 | 0 | 0 | 0 | 0 | 0 | 0 | 0 | 0 | 0 | 0 | 0 | 0 | 0 | 0 | 0 | 0 | 0 | 0 | 0 | 0 | 0 | 0 | 0
Pollutant Emissions from Imported Electricity[N2O,solar PV es] | NoSettings | 0 | 0 | 0 | 0 | 0 | 0 | 0 | 0 | 0 | 0 | 0 | 0 | 0 | 0 | 0 | 0 | 0 | 0 | 0 | 0 | 0 | 0 | 0 | 0 | 0 | 0 | 0 | 0 | 0 | 0 | 0
Pollutant Emissions from Imported Electricity[N2O,solar thermal es] | NoSettings | 0 | 0 | 0 | 0 | 0 | 0 | 0 | 0 | 0 | 0 | 0 | 0 | 0 | 0 | 0 | 0 | 0 | 0 | 0 | 0 | 0 | 0 | 0 | 0 | 0 | 0 | 0 | 0 | 0 | 0 | 0
Pollutant Emissions from Imported Electricity[N2O,biomass es] | NoSettings | 0 | 0 | 0 | 0 | 0 | 0 | 0 | 0 | 0 | 0 | 0 | 0 | 0 | 0 | 0 | 0 | 0 | 0 | 0 | 0 | 0 | 0 | 0 | 0 | 0 | 0 | 0 | 0 | 0 | 0 | 0
Pollutant Emissions from Imported Electricity[N2O,geothermal es] | NoSettings | 0 | 0 | 0 | 0 | 0 | 0 | 0 | 0 | 0 | 0 | 0 | 0 | 0 | 0 | 0 | 0 | 0 | 0 | 0 | 0 | 0 | 0 | 0 | 0 | 0 | 0 | 0 | 0 | 0 | 0 | 0
Pollutant Emissions from Imported Electricity[N2O,petroleum es] | NoSettings | 1186760 | 1140610 | 1094450 | 1048300 | 1002150 | 949405 | 903254 | 857102 | 810950 | 758206 | 712054 | 665902 | 618432 | 570962 | 523492 | 476021 | 428551 | 380421 | 332951 | 285481 | 238011 | 190540 | 143070 | 94940.5 | 47602.1 | 0 | 0 | 0 | 0 | 0 | 0
Pollutant Emissions from Imported Electricity[N2O,natural gas peaker es] | NoSettings | 0 | 0 | 0 | 0 | 0 | 0 | 0 | 0 | 0 | 0 | 0 | 0 | 0 | 0 | 0 | 0 | 0 | 0 | 0 | 0 | 0 | 0 | 0 | 0 | 0 | 0 | 0 | 0 | 0 | 0 | 0
Pollutant Emissions from Imported Electricity[N2O,lignite es] | NoSettings | 0 | 0 | 0 | 0 | 0 | 0 | 0 | 0 | 0 | 0 | 0 | 0 | 0 | 0 | 0 | 0 | 0 | 0 | 0 | 0 | 0 | 0 | 0 | 0 | 0 | 0 | 0 | 0 | 0 | 0 | 0
Pollutant Emissions from Imported Electricity[N2O,offshore wind es] | NoSettings | 0 | 0 | 0 | 0 | 0 | 0 | 0 | 0 | 0 | 0 | 0 | 0 | 0 | 0 | 0 | 0 | 0 | 0 | 0 | 0 | 0 | 0 | 0 | 0 | 0 | 0 | 0 | 0 | 0 | 0 | 0
Pollutant Emissions from Imported Electricity[N2O,crude oil es] | NoSettings | 0 | 0 | 0 | 0 | 0 | 0 | 0 | 0 | 0 | 0 | 0 | 0 | 0 | 0 | 0 | 0 | 0 | 0 | 0 | 0 | 0 | 0 | 0 | 0 | 0 | 0 | 0 | 0 | 0 | 0 | 0
Pollutant Emissions from Imported Electricity[N2O,heavy or residual fuel oil es] | NoSettings | 0 | 0 | 0 | 0 | 0 | 0 | 0 | 0 | 0 | 0 | 0 | 0 | 0 | 0 | 0 | 0 | 0 | 0 | 0 | 0 | 0 | 0 | 0 | 0 | 0 | 0 | 0 | 0 | 0 | 0 | 0
Pollutant Emissions from Imported Electricity[N2O,municipal solid waste es] | NoSettings | 0 | 0 | 0 | 0 | 0 | 0 | 0 | 0 | 0 | 0 | 0 | 0 | 0 | 0 | 0 | 0 | 0 | 0 | 0 | 0 | 0 | 0 | 0 | 0 | 0 | 0 | 0 | 0 | 0 | 0 | 0
Pollutant Emissions from Imported Electricity[F gases,hard coal es] | NoSettings | 0 | 0 | 0 | 0 | 0 | 0 | 0 | 0 | 0 | 0 | 0 | 0 | 0 | 0 | 0 | 0 | 0 | 0 | 0 | 0 | 0 | 0 | 0 | 0 | 0 | 0 | 0 | 0 | 0 | 0 | 0
Pollutant Emissions from Imported Electricity[F gases,natural gas nonpeaker es] | NoSettings | 0 | 0 | 0 | 0 | 0 | 0 | 0 | 0 | 0 | 0 | 0 | 0 | 0 | 0 | 0 | 0 | 0 | 0 | 0 | 0 | 0 | 0 | 0 | 0 | 0 | 0 | 0 | 0 | 0 | 0 | 0
Pollutant Emissions from Imported Electricity[F gases,nuclear es] | NoSettings | 0 | 0 | 0 | 0 | 0 | 0 | 0 | 0 | 0 | 0 | 0 | 0 | 0 | 0 | 0 | 0 | 0 | 0 | 0 | 0 | 0 | 0 | 0 | 0 | 0 | 0 | 0 | 0 | 0 | 0 | 0
Pollutant Emissions from Imported Electricity[F gases,hydro es] | NoSettings | 0 | 0 | 0 | 0 | 0 | 0 | 0 | 0 | 0 | 0 | 0 | 0 | 0 | 0 | 0 | 0 | 0 | 0 | 0 | 0 | 0 | 0 | 0 | 0 | 0 | 0 | 0 | 0 | 0 | 0 | 0
Pollutant Emissions from Imported Electricity[F gases,onshore wind es] | NoSettings | 0 | 0 | 0 | 0 | 0 | 0 | 0 | 0 | 0 | 0 | 0 | 0 | 0 | 0 | 0 | 0 | 0 | 0 | 0 | 0 | 0 | 0 | 0 | 0 | 0 | 0 | 0 | 0 | 0 | 0 | 0
Pollutant Emissions from Imported Electricity[F gases,solar PV es] | NoSettings | 0 | 0 | 0 | 0 | 0 | 0 | 0 | 0 | 0 | 0 | 0 | 0 | 0 | 0 | 0 | 0 | 0 | 0 | 0 | 0 | 0 | 0 | 0 | 0 | 0 | 0 | 0 | 0 | 0 | 0 | 0
Pollutant Emissions from Imported Electricity[F gases,solar thermal es] | NoSettings | 0 | 0 | 0 | 0 | 0 | 0 | 0 | 0 | 0 | 0 | 0 | 0 | 0 | 0 | 0 | 0 | 0 | 0 | 0 | 0 | 0 | 0 | 0 | 0 | 0 | 0 | 0 | 0 | 0 | 0 | 0
Pollutant Emissions from Imported Electricity[F gases,biomass es] | NoSettings | 0 | 0 | 0 | 0 | 0 | 0 | 0 | 0 | 0 | 0 | 0 | 0 | 0 | 0 | 0 | 0 | 0 | 0 | 0 | 0 | 0 | 0 | 0 | 0 | 0 | 0 | 0 | 0 | 0 | 0 | 0
Pollutant Emissions from Imported Electricity[F gases,geothermal es] | NoSettings | 0 | 0 | 0 | 0 | 0 | 0 | 0 | 0 | 0 | 0 | 0 | 0 | 0 | 0 | 0 | 0 | 0 | 0 | 0 | 0 | 0 | 0 | 0 | 0 | 0 | 0 | 0 | 0 | 0 | 0 | 0
Pollutant Emissions from Imported Electricity[F gases,petroleum es] | NoSettings | 0 | 0 | 0 | 0 | 0 | 0 | 0 | 0 | 0 | 0 | 0 | 0 | 0 | 0 | 0 | 0 | 0 | 0 | 0 | 0 | 0 | 0 | 0 | 0 | 0 | 0 | 0 | 0 | 0 | 0 | 0
Pollutant Emissions from Imported Electricity[F gases,natural gas peaker es] | NoSettings | 0 | 0 | 0 | 0 | 0 | 0 | 0 | 0 | 0 | 0 | 0 | 0 | 0 | 0 | 0 | 0 | 0 | 0 | 0 | 0 | 0 | 0 | 0 | 0 | 0 | 0 | 0 | 0 | 0 | 0 | 0
Pollutant Emissions from Imported Electricity[F gases,lignite es] | NoSettings | 0 | 0 | 0 | 0 | 0 | 0 | 0 | 0 | 0 | 0 | 0 | 0 | 0 | 0 | 0 | 0 | 0 | 0 | 0 | 0 | 0 | 0 | 0 | 0 | 0 | 0 | 0 | 0 | 0 | 0 | 0
Pollutant Emissions from Imported Electricity[F gases,offshore wind es] | NoSettings | 0 | 0 | 0 | 0 | 0 | 0 | 0 | 0 | 0 | 0 | 0 | 0 | 0 | 0 | 0 | 0 | 0 | 0 | 0 | 0 | 0 | 0 | 0 | 0 | 0 | 0 | 0 | 0 | 0 | 0 | 0
Pollutant Emissions from Imported Electricity[F gases,crude oil es] | NoSettings | 0 | 0 | 0 | 0 | 0 | 0 | 0 | 0 | 0 | 0 | 0 | 0 | 0 | 0 | 0 | 0 | 0 | 0 | 0 | 0 | 0 | 0 | 0 | 0 | 0 | 0 | 0 | 0 | 0 | 0 | 0
Pollutant Emissions from Imported Electricity[F gases,heavy or residual fuel oil es] | NoSettings | 0 | 0 | 0 | 0 | 0 | 0 | 0 | 0 | 0 | 0 | 0 | 0 | 0 | 0 | 0 | 0 | 0 | 0 | 0 | 0 | 0 | 0 | 0 | 0 | 0 | 0 | 0 | 0 | 0 | 0 | 0
Pollutant Emissions from Imported Electricity[F gases,municipal solid waste es] | NoSettings | 0 | 0 | 0 | 0 | 0 | 0 | 0 | 0 | 0 | 0 | 0 | 0 | 0 | 0 | 0 | 0 | 0 | 0 | 0 | 0 | 0 | 0 | 0 | 0 | 0 | 0 | 0 | 0 | 0 | 0 | 0
Absolute Change in In Scope Emissions due to Electricity Imports[CO2,hard coal es] | NoSettings | 9920040000000 | 7932010000000 | 5954030000000 | 3966010000000 | 1988020000000 | 0 | 0 | 0 | 0 | 0 | 0 | 0 | 0 | 0 | 0 | 0 | 0 | 0 | 0 | 0 | 0 | 0 | 0 | 0 | 0 | 0 | 0 | 0 | 0 | 0 | 0
Absolute Change in In Scope Emissions due to Electricity Imports[CO2,natural gas nonpeaker es] | NoSettings | 8003650000000 | 7736860000000 | 7403370000000 | 7069890000000 | 6736400000000 | 6422930000000 | 6102780000000 | 5782640000000 | 5462490000000 | 5142340000000 | 4822200000000 | 4495380000000 | 4175240000000 | 3855090000000 | 3534940000000 | 3214800000000 | 2894650000000 | 2567840000000 | 2247690000000 | 1927550000000 | 1607400000000 | 1287250000000 | 967107000000 | 642293000000 | 321480000000 | 0 | 0 | 0 | 0 | 0 | 0
Absolute Change in In Scope Emissions due to Electricity Imports[CO2,nuclear es] | NoSettings | 0 | 0 | 0 | 0 | 0 | 0 | 0 | 0 | 0 | 0 | 0 | 0 | 0 | 0 | 0 | 0 | 0 | 0 | 0 | 0 | 0 | 0 | 0 | 0 | 0 | 0 | 0 | 0 | 0 | 0 | 0
Absolute Change in In Scope Emissions due to Electricity Imports[CO2,hydro es] | NoSettings | 0 | 0 | 0 | 0 | 0 | 0 | 0 | 0 | 0 | 0 | 0 | 0 | 0 | 0 | 0 | 0 | 0 | 0 | 0 | 0 | 0 | 0 | 0 | 0 | 0 | 0 | 0 | 0 | 0 | 0 | 0
Absolute Change in In Scope Emissions due to Electricity Imports[CO2,onshore wind es] | NoSettings | 0 | 0 | 0 | 0 | 0 | 0 | 0 | 0 | 0 | 0 | 0 | 0 | 0 | 0 | 0 | 0 | 0 | 0 | 0 | 0 | 0 | 0 | 0 | 0 | 0 | 0 | 0 | 0 | 0 | 0 | 0
Absolute Change in In Scope Emissions due to Electricity Imports[CO2,solar PV es] | NoSettings | 0 | 0 | 0 | 0 | 0 | 0 | 0 | 0 | 0 | 0 | 0 | 0 | 0 | 0 | 0 | 0 | 0 | 0 | 0 | 0 | 0 | 0 | 0 | 0 | 0 | 0 | 0 | 0 | 0 | 0 | 0
Absolute Change in In Scope Emissions due to Electricity Imports[CO2,solar thermal es] | NoSettings | 0 | 0 | 0 | 0 | 0 | 0 | 0 | 0 | 0 | 0 | 0 | 0 | 0 | 0 | 0 | 0 | 0 | 0 | 0 | 0 | 0 | 0 | 0 | 0 | 0 | 0 | 0 | 0 | 0 | 0 | 0
Absolute Change in In Scope Emissions due to Electricity Imports[CO2,biomass es] | NoSettings | 0 | 0 | 0 | 0 | 0 | 0 | 0 | 0 | 0 | 0 | 0 | 0 | 0 | 0 | 0 | 0 | 0 | 0 | 0 | 0 | 0 | 0 | 0 | 0 | 0 | 0 | 0 | 0 | 0 | 0 | 0
Absolute Change in In Scope Emissions due to Electricity Imports[CO2,geothermal es] | NoSettings | 0 | 0 | 0 | 0 | 0 | 0 | 0 | 0 | 0 | 0 | 0 | 0 | 0 | 0 | 0 | 0 | 0 | 0 | 0 | 0 | 0 | 0 | 0 | 0 | 0 | 0 | 0 | 0 | 0 | 0 | 0
Absolute Change in In Scope Emissions due to Electricity Imports[CO2,petroleum es] | NoSettings | 148542000000 | 142766000000 | 136989000000 | 131212000000 | 125436000000 | 118834000000 | 113057000000 | 107281000000 | 101504000000 | 94902100000 | 89125400000 | 83348800000 | 77407100000 | 71465400000 | 65523700000 | 59582000000 | 53640300000 | 47616100000 | 41674400000 | 35732700000 | 29791000000 | 23849300000 | 17907600000 | 11883400000 | 5958200000 | 0 | 0 | 0 | 0 | 0 | 0
Absolute Change in In Scope Emissions due to Electricity Imports[CO2,natural gas peaker es] | NoSettings | 0 | 0 | 0 | 0 | 0 | 0 | 0 | 0 | 0 | 0 | 0 | 0 | 0 | 0 | 0 | 0 | 0 | 0 | 0 | 0 | 0 | 0 | 0 | 0 | 0 | 0 | 0 | 0 | 0 | 0 | 0
Absolute Change in In Scope Emissions due to Electricity Imports[CO2,lignite es] | NoSettings | 0 | 0 | 0 | 0 | 0 | 0 | 0 | 0 | 0 | 0 | 0 | 0 | 0 | 0 | 0 | 0 | 0 | 0 | 0 | 0 | 0 | 0 | 0 | 0 | 0 | 0 | 0 | 0 | 0 | 0 | 0
Absolute Change in In Scope Emissions due to Electricity Imports[CO2,offshore wind es] | NoSettings | 0 | 0 | 0 | 0 | 0 | 0 | 0 | 0 | 0 | 0 | 0 | 0 | 0 | 0 | 0 | 0 | 0 | 0 | 0 | 0 | 0 | 0 | 0 | 0 | 0 | 0 | 0 | 0 | 0 | 0 | 0
Absolute Change in In Scope Emissions due to Electricity Imports[CO2,crude oil es] | NoSettings | 0 | 0 | 0 | 0 | 0 | 0 | 0 | 0 | 0 | 0 | 0 | 0 | 0 | 0 | 0 | 0 | 0 | 0 | 0 | 0 | 0 | 0 | 0 | 0 | 0 | 0 | 0 | 0 | 0 | 0 | 0
Absolute Change in In Scope Emissions due to Electricity Imports[CO2,heavy or residual fuel oil es] | NoSettings | 0 | 0 | 0 | 0 | 0 | 0 | 0 | 0 | 0 | 0 | 0 | 0 | 0 | 0 | 0 | 0 | 0 | 0 | 0 | 0 | 0 | 0 | 0 | 0 | 0 | 0 | 0 | 0 | 0 | 0 | 0
Absolute Change in In Scope Emissions due to Electricity Imports[CO2,municipal solid waste es] | NoSettings | 0 | 0 | 0 | 0 | 0 | 0 | 0 | 0 | 0 | 0 | 0 | 0 | 0 | 0 | 0 | 0 | 0 | 0 | 0 | 0 | 0 | 0 | 0 | 0 | 0 | 0 | 0 | 0 | 0 | 0 | 0
Absolute Change in In Scope Emissions due to Electricity Imports[VOC,hard coal es] | NoSettings | 87963500 | 70335200 | 52795900 | 35167600 | 17628300 | 0 | 0 | 0 | 0 | 0 | 0 | 0 | 0 | 0 | 0 | 0 | 0 | 0 | 0 | 0 | 0 | 0 | 0 | 0 | 0 | 0 | 0 | 0 | 0 | 0 | 0
Absolute Change in In Scope Emissions due to Electricity Imports[VOC,natural gas nonpeaker es] | NoSettings | 72856400 | 70427900 | 67392200 | 64356500 | 61320800 | 58467300 | 55553000 | 52638800 | 49724500 | 46810300 | 43896000 | 40921000 | 38006800 | 35092500 | 32178300 | 29264000 | 26349700 | 23374800 | 20460500 | 17546300 | 14632000 | 11717700 | 8803480 | 5846730 | 2926400 | 0 | 0 | 0 | 0 | 0 | 0
Absolute Change in In Scope Emissions due to Electricity Imports[VOC,nuclear es] | NoSettings | 0 | 0 | 0 | 0 | 0 | 0 | 0 | 0 | 0 | 0 | 0 | 0 | 0 | 0 | 0 | 0 | 0 | 0 | 0 | 0 | 0 | 0 | 0 | 0 | 0 | 0 | 0 | 0 | 0 | 0 | 0
Absolute Change in In Scope Emissions due to Electricity Imports[VOC,hydro es] | NoSettings | 0 | 0 | 0 | 0 | 0 | 0 | 0 | 0 | 0 | 0 | 0 | 0 | 0 | 0 | 0 | 0 | 0 | 0 | 0 | 0 | 0 | 0 | 0 | 0 | 0 | 0 | 0 | 0 | 0 | 0 | 0
Absolute Change in In Scope Emissions due to Electricity Imports[VOC,onshore wind es] | NoSettings | 0 | 0 | 0 | 0 | 0 | 0 | 0 | 0 | 0 | 0 | 0 | 0 | 0 | 0 | 0 | 0 | 0 | 0 | 0 | 0 | 0 | 0 | 0 | 0 | 0 | 0 | 0 | 0 | 0 | 0 | 0
Absolute Change in In Scope Emissions due to Electricity Imports[VOC,solar PV es] | NoSettings | 0 | 0 | 0 | 0 | 0 | 0 | 0 | 0 | 0 | 0 | 0 | 0 | 0 | 0 | 0 | 0 | 0 | 0 | 0 | 0 | 0 | 0 | 0 | 0 | 0 | 0 | 0 | 0 | 0 | 0 | 0
Absolute Change in In Scope Emissions due to Electricity Imports[VOC,solar thermal es] | NoSettings | 0 | 0 | 0 | 0 | 0 | 0 | 0 | 0 | 0 | 0 | 0 | 0 | 0 | 0 | 0 | 0 | 0 | 0 | 0 | 0 | 0 | 0 | 0 | 0 | 0 | 0 | 0 | 0 | 0 | 0 | 0
Absolute Change in In Scope Emissions due to Electricity Imports[VOC,biomass es] | NoSettings | 109408000 | 109408000 | 109408000 | 109408000 | 109408000 | 109408000 | 109408000 | 109408000 | 109408000 | 109408000 | 109408000 | 109408000 | 109408000 | 109408000 | 109408000 | 109408000 | 109408000 | 109408000 | 109408000 | 109408000 | 109408000 | 109408000 | 109408000 | 109408000 | 109408000 | 109408000 | 109408000 | 109408000 | 109408000 | 109408000 | 109408000
Absolute Change in In Scope Emissions due to Electricity Imports[VOC,geothermal es] | NoSettings | 0 | 0 | 0 | 0 | 0 | 0 | 0 | 0 | 0 | 0 | 0 | 0 | 0 | 0 | 0 | 0 | 0 | 0 | 0 | 0 | 0 | 0 | 0 | 0 | 0 | 0 | 0 | 0 | 0 | 0 | 0
Absolute Change in In Scope Emissions due to Electricity Imports[VOC,petroleum es] | NoSettings | 3184460 | 3060620 | 2936780 | 2812940 | 2689100 | 2547570 | 2423730 | 2299890 | 2176050 | 2034520 | 1910680 | 1786840 | 1659460 | 1532080 | 1404700 | 1277320 | 1149950 | 1020800 | 893419 | 766041 | 638662 | 511283 | 383905 | 254757 | 127732 | 0 | 0 | 0 | 0 | 0 | 0
Absolute Change in In Scope Emissions due to Electricity Imports[VOC,natural gas peaker es] | NoSettings | 0 | 0 | 0 | 0 | 0 | 0 | 0 | 0 | 0 | 0 | 0 | 0 | 0 | 0 | 0 | 0 | 0 | 0 | 0 | 0 | 0 | 0 | 0 | 0 | 0 | 0 | 0 | 0 | 0 | 0 | 0
Absolute Change in In Scope Emissions due to Electricity Imports[VOC,lignite es] | NoSettings | 0 | 0 | 0 | 0 | 0 | 0 | 0 | 0 | 0 | 0 | 0 | 0 | 0 | 0 | 0 | 0 | 0 | 0 | 0 | 0 | 0 | 0 | 0 | 0 | 0 | 0 | 0 | 0 | 0 | 0 | 0
Absolute Change in In Scope Emissions due to Electricity Imports[VOC,offshore wind es] | NoSettings | 0 | 0 | 0 | 0 | 0 | 0 | 0 | 0 | 0 | 0 | 0 | 0 | 0 | 0 | 0 | 0 | 0 | 0 | 0 | 0 | 0 | 0 | 0 | 0 | 0 | 0 | 0 | 0 | 0 | 0 | 0
Absolute Change in In Scope Emissions due to Electricity Imports[VOC,crude oil es] | NoSettings | 0 | 0 | 0 | 0 | 0 | 0 | 0 | 0 | 0 | 0 | 0 | 0 | 0 | 0 | 0 | 0 | 0 | 0 | 0 | 0 | 0 | 0 | 0 | 0 | 0 | 0 | 0 | 0 | 0 | 0 | 0
Absolute Change in In Scope Emissions due to Electricity Imports[VOC,heavy or residual fuel oil es] | NoSettings | 0 | 0 | 0 | 0 | 0 | 0 | 0 | 0 | 0 | 0 | 0 | 0 | 0 | 0 | 0 | 0 | 0 | 0 | 0 | 0 | 0 | 0 | 0 | 0 | 0 | 0 | 0 | 0 | 0 | 0 | 0
Absolute Change in In Scope Emissions due to Electricity Imports[VOC,municipal solid waste es] | NoSettings | 0 | 0 | 0 | 0 | 0 | 0 | 0 | 0 | 0 | 0 | 0 | 0 | 0 | 0 | 0 | 0 | 0 | 0 | 0 | 0 | 0 | 0 | 0 | 0 | 0 | 0 | 0 | 0 | 0 | 0 | 0
Absolute Change in In Scope Emissions due to Electricity Imports[CO,hard coal es] | NoSettings | 573892000 | 458881000 | 344451000 | 229440000 | 115011000 | 0 | 0 | 0 | 0 | 0 | 0 | 0 | 0 | 0 | 0 | 0 | 0 | 0 | 0 | 0 | 0 | 0 | 0 | 0 | 0 | 0 | 0 | 0 | 0 | 0 | 0
Absolute Change in In Scope Emissions due to Electricity Imports[CO,natural gas nonpeaker es] | NoSettings | 1831370000 | 1770320000 | 1694010000 | 1617710000 | 1541400000 | 1469670000 | 1396420000 | 1323160000 | 1249910000 | 1176650000 | 1103400000 | 1028620000 | 955363000 | 882108000 | 808853000 | 735599000 | 662344000 | 587563000 | 514309000 | 441054000 | 367799000 | 294545000 | 221290000 | 146967000 | 73559900 | 0 | 0 | 0 | 0 | 0 | 0
Absolute Change in In Scope Emissions due to Electricity Imports[CO,nuclear es] | NoSettings | 0 | 0 | 0 | 0 | 0 | 0 | 0 | 0 | 0 | 0 | 0 | 0 | 0 | 0 | 0 | 0 | 0 | 0 | 0 | 0 | 0 | 0 | 0 | 0 | 0 | 0 | 0 | 0 | 0 | 0 | 0
Absolute Change in In Scope Emissions due to Electricity Imports[CO,hydro es] | NoSettings | 0 | 0 | 0 | 0 | 0 | 0 | 0 | 0 | 0 | 0 | 0 | 0 | 0 | 0 | 0 | 0 | 0 | 0 | 0 | 0 | 0 | 0 | 0 | 0 | 0 | 0 | 0 | 0 | 0 | 0 | 0
Absolute Change in In Scope Emissions due to Electricity Imports[CO,onshore wind es] | NoSettings | 0 | 0 | 0 | 0 | 0 | 0 | 0 | 0 | 0 | 0 | 0 | 0 | 0 | 0 | 0 | 0 | 0 | 0 | 0 | 0 | 0 | 0 | 0 | 0 | 0 | 0 | 0 | 0 | 0 | 0 | 0
Absolute Change in In Scope Emissions due to Electricity Imports[CO,solar PV es] | NoSettings | 0 | 0 | 0 | 0 | 0 | 0 | 0 | 0 | 0 | 0 | 0 | 0 | 0 | 0 | 0 | 0 | 0 | 0 | 0 | 0 | 0 | 0 | 0 | 0 | 0 | 0 | 0 | 0 | 0 | 0 | 0
Absolute Change in In Scope Emissions due to Electricity Imports[CO,solar thermal es] | NoSettings | 0 | 0 | 0 | 0 | 0 | 0 | 0 | 0 | 0 | 0 | 0 | 0 | 0 | 0 | 0 | 0 | 0 | 0 | 0 | 0 | 0 | 0 | 0 | 0 | 0 | 0 | 0 | 0 | 0 | 0 | 0
Absolute Change in In Scope Emissions due to Electricity Imports[CO,biomass es] | NoSettings | 3855610000 | 3855610000 | 3855610000 | 3855610000 | 3855610000 | 3855610000 | 3855610000 | 3855610000 | 3855610000 | 3855610000 | 3855610000 | 3855610000 | 3855610000 | 3855610000 | 3855610000 | 3855610000 | 3855610000 | 3855610000 | 3855610000 | 3855610000 | 3855610000 | 3855610000 | 3855610000 | 3855610000 | 3855610000 | 3855610000 | 3855610000 | 3855610000 | 3855610000 | 3855610000 | 3855610000
Absolute Change in In Scope Emissions due to Electricity Imports[CO,geothermal es] | NoSettings | 0 | 0 | 0 | 0 | 0 | 0 | 0 | 0 | 0 | 0 | 0 | 0 | 0 | 0 | 0 | 0 | 0 | 0 | 0 | 0 | 0 | 0 | 0 | 0 | 0 | 0 | 0 | 0 | 0 | 0 | 0
Absolute Change in In Scope Emissions due to Electricity Imports[CO,petroleum es] | NoSettings | 23946800 | 23015500 | 22084200 | 21153000 | 20221700 | 19157400 | 18226200 | 17294900 | 16363600 | 15299300 | 14368100 | 13436800 | 12478900 | 11521100 | 10563200 | 9605320 | 8647450 | 7676270 | 6718400 | 5760530 | 4802660 | 3844790 | 2886920 | 1915740 | 960532 | 0 | 0 | 0 | 0 | 0 | 0
Absolute Change in In Scope Emissions due to Electricity Imports[CO,natural gas peaker es] | NoSettings | 0 | 0 | 0 | 0 | 0 | 0 | 0 | 0 | 0 | 0 | 0 | 0 | 0 | 0 | 0 | 0 | 0 | 0 | 0 | 0 | 0 | 0 | 0 | 0 | 0 | 0 | 0 | 0 | 0 | 0 | 0
Absolute Change in In Scope Emissions due to Electricity Imports[CO,lignite es] | NoSettings | 0 | 0 | 0 | 0 | 0 | 0 | 0 | 0 | 0 | 0 | 0 | 0 | 0 | 0 | 0 | 0 | 0 | 0 | 0 | 0 | 0 | 0 | 0 | 0 | 0 | 0 | 0 | 0 | 0 | 0 | 0
Absolute Change in In Scope Emissions due to Electricity Imports[CO,offshore wind es] | NoSettings | 0 | 0 | 0 | 0 | 0 | 0 | 0 | 0 | 0 | 0 | 0 | 0 | 0 | 0 | 0 | 0 | 0 | 0 | 0 | 0 | 0 | 0 | 0 | 0 | 0 | 0 | 0 | 0 | 0 | 0 | 0
Absolute Change in In Scope Emissions due to Electricity Imports[CO,crude oil es] | NoSettings | 0 | 0 | 0 | 0 | 0 | 0 | 0 | 0 | 0 | 0 | 0 | 0 | 0 | 0 | 0 | 0 | 0 | 0 | 0 | 0 | 0 | 0 | 0 | 0 | 0 | 0 | 0 | 0 | 0 | 0 | 0
Absolute Change in In Scope Emissions due to Electricity Imports[CO,heavy or residual fuel oil es] | NoSettings | 0 | 0 | 0 | 0 | 0 | 0 | 0 | 0 | 0 | 0 | 0 | 0 | 0 | 0 | 0 | 0 | 0 | 0 | 0 | 0 | 0 | 0 | 0 | 0 | 0 | 0 | 0 | 0 | 0 | 0 | 0
Absolute Change in In Scope Emissions due to Electricity Imports[CO,municipal solid waste es] | NoSettings | 0 | 0 | 0 | 0 | 0 | 0 | 0 | 0 | 0 | 0 | 0 | 0 | 0 | 0 | 0 | 0 | 0 | 0 | 0 | 0 | 0 | 0 | 0 | 0 | 0 | 0 | 0 | 0 | 0 | 0 | 0
Absolute Change in In Scope Emissions due to Electricity Imports[NOx,hard coal es] | NoSettings | 3724270000 | 2977910000 | 2235320000 | 1488950000 | 746362000 | 0 | 0 | 0 | 0 | 0 | 0 | 0 | 0 | 0 | 0 | 0 | 0 | 0 | 0 | 0 | 0 | 0 | 0 | 0 | 0 | 0 | 0 | 0 | 0 | 0 | 0
Absolute Change in In Scope Emissions due to Electricity Imports[NOx,natural gas nonpeaker es] | NoSettings | 2187050000 | 2114150000 | 2023020000 | 1931890000 | 1840770000 | 1755110000 | 1667630000 | 1580140000 | 1492660000 | 1405180000 | 1317700000 | 1228390000 | 1140910000 | 1053430000 | 965947000 | 878465000 | 790983000 | 701679000 | 614197000 | 526715000 | 439233000 | 351751000 | 264269000 | 175511000 | 87846500 | 0 | 0 | 0 | 0 | 0 | 0
Absolute Change in In Scope Emissions due to Electricity Imports[NOx,nuclear es] | NoSettings | 0 | 0 | 0 | 0 | 0 | 0 | 0 | 0 | 0 | 0 | 0 | 0 | 0 | 0 | 0 | 0 | 0 | 0 | 0 | 0 | 0 | 0 | 0 | 0 | 0 | 0 | 0 | 0 | 0 | 0 | 0
Absolute Change in In Scope Emissions due to Electricity Imports[NOx,hydro es] | NoSettings | 0 | 0 | 0 | 0 | 0 | 0 | 0 | 0 | 0 | 0 | 0 | 0 | 0 | 0 | 0 | 0 | 0 | 0 | 0 | 0 | 0 | 0 | 0 | 0 | 0 | 0 | 0 | 0 | 0 | 0 | 0
Absolute Change in In Scope Emissions due to Electricity Imports[NOx,onshore wind es] | NoSettings | 0 | 0 | 0 | 0 | 0 | 0 | 0 | 0 | 0 | 0 | 0 | 0 | 0 | 0 | 0 | 0 | 0 | 0 | 0 | 0 | 0 | 0 | 0 | 0 | 0 | 0 | 0 | 0 | 0 | 0 | 0
Absolute Change in In Scope Emissions due to Electricity Imports[NOx,solar PV es] | NoSettings | 0 | 0 | 0 | 0 | 0 | 0 | 0 | 0 | 0 | 0 | 0 | 0 | 0 | 0 | 0 | 0 | 0 | 0 | 0 | 0 | 0 | 0 | 0 | 0 | 0 | 0 | 0 | 0 | 0 | 0 | 0
Absolute Change in In Scope Emissions due to Electricity Imports[NOx,solar thermal es] | NoSettings | 0 | 0 | 0 | 0 | 0 | 0 | 0 | 0 | 0 | 0 | 0 | 0 | 0 | 0 | 0 | 0 | 0 | 0 | 0 | 0 | 0 | 0 | 0 | 0 | 0 | 0 | 0 | 0 | 0 | 0 | 0
Absolute Change in In Scope Emissions due to Electricity Imports[NOx,biomass es] | NoSettings | 751486000 | 751486000 | 751486000 | 751486000 | 751486000 | 751486000 | 751486000 | 751486000 | 751486000 | 751486000 | 751486000 | 751486000 | 751486000 | 751486000 | 751486000 | 751486000 | 751486000 | 751486000 | 751486000 | 751486000 | 751486000 | 751486000 | 751486000 | 751486000 | 751486000 | 751486000 | 751486000 | 751486000 | 751486000 | 751486000 | 751486000
Absolute Change in In Scope Emissions due to Electricity Imports[NOx,geothermal es] | NoSettings | 0 | 0 | 0 | 0 | 0 | 0 | 0 | 0 | 0 | 0 | 0 | 0 | 0 | 0 | 0 | 0 | 0 | 0 | 0 | 0 | 0 | 0 | 0 | 0 | 0 | 0 | 0 | 0 | 0 | 0 | 0
Absolute Change in In Scope Emissions due to Electricity Imports[NOx,petroleum es] | NoSettings | 748183000 | 719087000 | 689991000 | 660895000 | 631799000 | 598546000 | 569450000 | 540354000 | 511258000 | 478006000 | 448910000 | 419814000 | 389886000 | 359959000 | 330032000 | 300104000 | 270177000 | 239834000 | 209907000 | 179980000 | 150052000 | 120125000 | 90197600 | 59854600 | 30010400 | 0 | 0 | 0 | 0 | 0 | 0
Absolute Change in In Scope Emissions due to Electricity Imports[NOx,natural gas peaker es] | NoSettings | 0 | 0 | 0 | 0 | 0 | 0 | 0 | 0 | 0 | 0 | 0 | 0 | 0 | 0 | 0 | 0 | 0 | 0 | 0 | 0 | 0 | 0 | 0 | 0 | 0 | 0 | 0 | 0 | 0 | 0 | 0
Absolute Change in In Scope Emissions due to Electricity Imports[NOx,lignite es] | NoSettings | 0 | 0 | 0 | 0 | 0 | 0 | 0 | 0 | 0 | 0 | 0 | 0 | 0 | 0 | 0 | 0 | 0 | 0 | 0 | 0 | 0 | 0 | 0 | 0 | 0 | 0 | 0 | 0 | 0 | 0 | 0
Absolute Change in In Scope Emissions due to Electricity Imports[NOx,offshore wind es] | NoSettings | 0 | 0 | 0 | 0 | 0 | 0 | 0 | 0 | 0 | 0 | 0 | 0 | 0 | 0 | 0 | 0 | 0 | 0 | 0 | 0 | 0 | 0 | 0 | 0 | 0 | 0 | 0 | 0 | 0 | 0 | 0
Absolute Change in In Scope Emissions due to Electricity Imports[NOx,crude oil es] | NoSettings | 0 | 0 | 0 | 0 | 0 | 0 | 0 | 0 | 0 | 0 | 0 | 0 | 0 | 0 | 0 | 0 | 0 | 0 | 0 | 0 | 0 | 0 | 0 | 0 | 0 | 0 | 0 | 0 | 0 | 0 | 0
Absolute Change in In Scope Emissions due to Electricity Imports[NOx,heavy or residual fuel oil es] | NoSettings | 0 | 0 | 0 | 0 | 0 | 0 | 0 | 0 | 0 | 0 | 0 | 0 | 0 | 0 | 0 | 0 | 0 | 0 | 0 | 0 | 0 | 0 | 0 | 0 | 0 | 0 | 0 | 0 | 0 | 0 | 0
Absolute Change in In Scope Emissions due to Electricity Imports[NOx,municipal solid waste es] | NoSettings | 0 | 0 | 0 | 0 | 0 | 0 | 0 | 0 | 0 | 0 | 0 | 0 | 0 | 0 | 0 | 0 | 0 | 0 | 0 | 0 | 0 | 0 | 0 | 0 | 0 | 0 | 0 | 0 | 0 | 0 | 0
Absolute Change in In Scope Emissions due to Electricity Imports[PM10,hard coal es] | NoSettings | 630595000 | 504221000 | 378485000 | 252110000 | 126374000 | 0 | 0 | 0 | 0 | 0 | 0 | 0 | 0 | 0 | 0 | 0 | 0 | 0 | 0 | 0 | 0 | 0 | 0 | 0 | 0 | 0 | 0 | 0 | 0 | 0 | 0
Absolute Change in In Scope Emissions due to Electricity Imports[PM10,natural gas nonpeaker es] | NoSettings | 54906300 | 53076100 | 50788300 | 48500600 | 46212800 | 44062300 | 41866000 | 39669800 | 37473500 | 35277300 | 33081000 | 30839000 | 28642800 | 26446500 | 24250300 | 22054000 | 19857800 | 17615800 | 15419500 | 13223300 | 11027000 | 8830760 | 6634510 | 4406230 | 2205400 | 0 | 0 | 0 | 0 | 0 | 0
Absolute Change in In Scope Emissions due to Electricity Imports[PM10,nuclear es] | NoSettings | 0 | 0 | 0 | 0 | 0 | 0 | 0 | 0 | 0 | 0 | 0 | 0 | 0 | 0 | 0 | 0 | 0 | 0 | 0 | 0 | 0 | 0 | 0 | 0 | 0 | 0 | 0 | 0 | 0 | 0 | 0
Absolute Change in In Scope Emissions due to Electricity Imports[PM10,hydro es] | NoSettings | 0 | 0 | 0 | 0 | 0 | 0 | 0 | 0 | 0 | 0 | 0 | 0 | 0 | 0 | 0 | 0 | 0 | 0 | 0 | 0 | 0 | 0 | 0 | 0 | 0 | 0 | 0 | 0 | 0 | 0 | 0
Absolute Change in In Scope Emissions due to Electricity Imports[PM10,onshore wind es] | NoSettings | 0 | 0 | 0 | 0 | 0 | 0 | 0 | 0 | 0 | 0 | 0 | 0 | 0 | 0 | 0 | 0 | 0 | 0 | 0 | 0 | 0 | 0 | 0 | 0 | 0 | 0 | 0 | 0 | 0 | 0 | 0
Absolute Change in In Scope Emissions due to Electricity Imports[PM10,solar PV es] | NoSettings | 0 | 0 | 0 | 0 | 0 | 0 | 0 | 0 | 0 | 0 | 0 | 0 | 0 | 0 | 0 | 0 | 0 | 0 | 0 | 0 | 0 | 0 | 0 | 0 | 0 | 0 | 0 | 0 | 0 | 0 | 0
Absolute Change in In Scope Emissions due to Electricity Imports[PM10,solar thermal es] | NoSettings | 0 | 0 | 0 | 0 | 0 | 0 | 0 | 0 | 0 | 0 | 0 | 0 | 0 | 0 | 0 | 0 | 0 | 0 | 0 | 0 | 0 | 0 | 0 | 0 | 0 | 0 | 0 | 0 | 0 | 0 | 0
Absolute Change in In Scope Emissions due to Electricity Imports[PM10,biomass es] | NoSettings | 1705650000 | 1705650000 | 1705650000 | 1705650000 | 1705650000 | 1705650000 | 1705650000 | 1705650000 | 1705650000 | 1705650000 | 1705650000 | 1705650000 | 1705650000 | 1705650000 | 1705650000 | 1705650000 | 1705650000 | 1705650000 | 1705650000 | 1705650000 | 1705650000 | 1705650000 | 1705650000 | 1705650000 | 1705650000 | 1705650000 | 1705650000 | 1705650000 | 1705650000 | 1705650000 | 1705650000
Absolute Change in In Scope Emissions due to Electricity Imports[PM10,geothermal es] | NoSettings | 0 | 0 | 0 | 0 | 0 | 0 | 0 | 0 | 0 | 0 | 0 | 0 | 0 | 0 | 0 | 0 | 0 | 0 | 0 | 0 | 0 | 0 | 0 | 0 | 0 | 0 | 0 | 0 | 0 | 0 | 0
Absolute Change in In Scope Emissions due to Electricity Imports[PM10,petroleum es] | NoSettings | 30250400 | 29074000 | 27897600 | 26721200 | 25544800 | 24200300 | 23023900 | 21847500 | 20671100 | 19326700 | 18150300 | 16973900 | 15763800 | 14553800 | 13343800 | 12133800 | 10923800 | 9696940 | 8486930 | 7276910 | 6066890 | 4856870 | 3646860 | 2420030 | 1213380 | 0 | 0 | 0 | 0 | 0 | 0
Absolute Change in In Scope Emissions due to Electricity Imports[PM10,natural gas peaker es] | NoSettings | 0 | 0 | 0 | 0 | 0 | 0 | 0 | 0 | 0 | 0 | 0 | 0 | 0 | 0 | 0 | 0 | 0 | 0 | 0 | 0 | 0 | 0 | 0 | 0 | 0 | 0 | 0 | 0 | 0 | 0 | 0
Absolute Change in In Scope Emissions due to Electricity Imports[PM10,lignite es] | NoSettings | 0 | 0 | 0 | 0 | 0 | 0 | 0 | 0 | 0 | 0 | 0 | 0 | 0 | 0 | 0 | 0 | 0 | 0 | 0 | 0 | 0 | 0 | 0 | 0 | 0 | 0 | 0 | 0 | 0 | 0 | 0
Absolute Change in In Scope Emissions due to Electricity Imports[PM10,offshore wind es] | NoSettings | 0 | 0 | 0 | 0 | 0 | 0 | 0 | 0 | 0 | 0 | 0 | 0 | 0 | 0 | 0 | 0 | 0 | 0 | 0 | 0 | 0 | 0 | 0 | 0 | 0 | 0 | 0 | 0 | 0 | 0 | 0
Absolute Change in In Scope Emissions due to Electricity Imports[PM10,crude oil es] | NoSettings | 0 | 0 | 0 | 0 | 0 | 0 | 0 | 0 | 0 | 0 | 0 | 0 | 0 | 0 | 0 | 0 | 0 | 0 | 0 | 0 | 0 | 0 | 0 | 0 | 0 | 0 | 0 | 0 | 0 | 0 | 0
Absolute Change in In Scope Emissions due to Electricity Imports[PM10,heavy or residual fuel oil es] | NoSettings | 0 | 0 | 0 | 0 | 0 | 0 | 0 | 0 | 0 | 0 | 0 | 0 | 0 | 0 | 0 | 0 | 0 | 0 | 0 | 0 | 0 | 0 | 0 | 0 | 0 | 0 | 0 | 0 | 0 | 0 | 0
Absolute Change in In Scope Emissions due to Electricity Imports[PM10,municipal solid waste es] | NoSettings | 0 | 0 | 0 | 0 | 0 | 0 | 0 | 0 | 0 | 0 | 0 | 0 | 0 | 0 | 0 | 0 | 0 | 0 | 0 | 0 | 0 | 0 | 0 | 0 | 0 | 0 | 0 | 0 | 0 | 0 | 0
Absolute Change in In Scope Emissions due to Electricity Imports[PM25,hard coal es] | NoSettings | 442310000 | 353669000 | 265475000 | 176834000 | 88641000 | 0 | 0 | 0 | 0 | 0 | 0 | 0 | 0 | 0 | 0 | 0 | 0 | 0 | 0 | 0 | 0 | 0 | 0 | 0 | 0 | 0 | 0 | 0 | 0 | 0 | 0
Absolute Change in In Scope Emissions due to Electricity Imports[PM25,natural gas nonpeaker es] | NoSettings | 54906300 | 53076100 | 50788300 | 48500600 | 46212800 | 44062300 | 41866000 | 39669800 | 37473500 | 35277300 | 33081000 | 30839000 | 28642800 | 26446500 | 24250300 | 22054000 | 19857800 | 17615800 | 15419500 | 13223300 | 11027000 | 8830760 | 6634510 | 4406230 | 2205400 | 0 | 0 | 0 | 0 | 0 | 0
Absolute Change in In Scope Emissions due to Electricity Imports[PM25,nuclear es] | NoSettings | 0 | 0 | 0 | 0 | 0 | 0 | 0 | 0 | 0 | 0 | 0 | 0 | 0 | 0 | 0 | 0 | 0 | 0 | 0 | 0 | 0 | 0 | 0 | 0 | 0 | 0 | 0 | 0 | 0 | 0 | 0
Absolute Change in In Scope Emissions due to Electricity Imports[PM25,hydro es] | NoSettings | 0 | 0 | 0 | 0 | 0 | 0 | 0 | 0 | 0 | 0 | 0 | 0 | 0 | 0 | 0 | 0 | 0 | 0 | 0 | 0 | 0 | 0 | 0 | 0 | 0 | 0 | 0 | 0 | 0 | 0 | 0
Absolute Change in In Scope Emissions due to Electricity Imports[PM25,onshore wind es] | NoSettings | 0 | 0 | 0 | 0 | 0 | 0 | 0 | 0 | 0 | 0 | 0 | 0 | 0 | 0 | 0 | 0 | 0 | 0 | 0 | 0 | 0 | 0 | 0 | 0 | 0 | 0 | 0 | 0 | 0 | 0 | 0
Absolute Change in In Scope Emissions due to Electricity Imports[PM25,solar PV es] | NoSettings | 0 | 0 | 0 | 0 | 0 | 0 | 0 | 0 | 0 | 0 | 0 | 0 | 0 | 0 | 0 | 0 | 0 | 0 | 0 | 0 | 0 | 0 | 0 | 0 | 0 | 0 | 0 | 0 | 0 | 0 | 0
Absolute Change in In Scope Emissions due to Electricity Imports[PM25,solar thermal es] | NoSettings | 0 | 0 | 0 | 0 | 0 | 0 | 0 | 0 | 0 | 0 | 0 | 0 | 0 | 0 | 0 | 0 | 0 | 0 | 0 | 0 | 0 | 0 | 0 | 0 | 0 | 0 | 0 | 0 | 0 | 0 | 0
Absolute Change in In Scope Emissions due to Electricity Imports[PM25,biomass es] | NoSettings | 497170000 | 497170000 | 497170000 | 497170000 | 497170000 | 497170000 | 497170000 | 497170000 | 497170000 | 497170000 | 497170000 | 497170000 | 497170000 | 497170000 | 497170000 | 497170000 | 497170000 | 497170000 | 497170000 | 497170000 | 497170000 | 497170000 | 497170000 | 497170000 | 497170000 | 497170000 | 497170000 | 497170000 | 497170000 | 497170000 | 497170000
Absolute Change in In Scope Emissions due to Electricity Imports[PM25,geothermal es] | NoSettings | 0 | 0 | 0 | 0 | 0 | 0 | 0 | 0 | 0 | 0 | 0 | 0 | 0 | 0 | 0 | 0 | 0 | 0 | 0 | 0 | 0 | 0 | 0 | 0 | 0 | 0 | 0 | 0 | 0 | 0 | 0
Absolute Change in In Scope Emissions due to Electricity Imports[PM25,petroleum es] | NoSettings | 21587100 | 20747600 | 19908100 | 19068600 | 18229100 | 17269700 | 16430200 | 15590700 | 14751200 | 13791800 | 12952300 | 12112800 | 11249300 | 10385800 | 9522310 | 8658830 | 7795340 | 6919870 | 6056380 | 5192900 | 4329410 | 3465930 | 2602450 | 1726970 | 865883 | 0 | 0 | 0 | 0 | 0 | 0
Absolute Change in In Scope Emissions due to Electricity Imports[PM25,natural gas peaker es] | NoSettings | 0 | 0 | 0 | 0 | 0 | 0 | 0 | 0 | 0 | 0 | 0 | 0 | 0 | 0 | 0 | 0 | 0 | 0 | 0 | 0 | 0 | 0 | 0 | 0 | 0 | 0 | 0 | 0 | 0 | 0 | 0
Absolute Change in In Scope Emissions due to Electricity Imports[PM25,lignite es] | NoSettings | 0 | 0 | 0 | 0 | 0 | 0 | 0 | 0 | 0 | 0 | 0 | 0 | 0 | 0 | 0 | 0 | 0 | 0 | 0 | 0 | 0 | 0 | 0 | 0 | 0 | 0 | 0 | 0 | 0 | 0 | 0
Absolute Change in In Scope Emissions due to Electricity Imports[PM25,offshore wind es] | NoSettings | 0 | 0 | 0 | 0 | 0 | 0 | 0 | 0 | 0 | 0 | 0 | 0 | 0 | 0 | 0 | 0 | 0 | 0 | 0 | 0 | 0 | 0 | 0 | 0 | 0 | 0 | 0 | 0 | 0 | 0 | 0
Absolute Change in In Scope Emissions due to Electricity Imports[PM25,crude oil es] | NoSettings | 0 | 0 | 0 | 0 | 0 | 0 | 0 | 0 | 0 | 0 | 0 | 0 | 0 | 0 | 0 | 0 | 0 | 0 | 0 | 0 | 0 | 0 | 0 | 0 | 0 | 0 | 0 | 0 | 0 | 0 | 0
Absolute Change in In Scope Emissions due to Electricity Imports[PM25,heavy or residual fuel oil es] | NoSettings | 0 | 0 | 0 | 0 | 0 | 0 | 0 | 0 | 0 | 0 | 0 | 0 | 0 | 0 | 0 | 0 | 0 | 0 | 0 | 0 | 0 | 0 | 0 | 0 | 0 | 0 | 0 | 0 | 0 | 0 | 0
Absolute Change in In Scope Emissions due to Electricity Imports[PM25,municipal solid waste es] | NoSettings | 0 | 0 | 0 | 0 | 0 | 0 | 0 | 0 | 0 | 0 | 0 | 0 | 0 | 0 | 0 | 0 | 0 | 0 | 0 | 0 | 0 | 0 | 0 | 0 | 0 | 0 | 0 | 0 | 0 | 0 | 0
Absolute Change in In Scope Emissions due to Electricity Imports[SOx,hard coal es] | NoSettings | 24157200000 | 19316000000 | 14499200000 | 9658010000 | 4841230000 | 0 | 0 | 0 | 0 | 0 | 0 | 0 | 0 | 0 | 0 | 0 | 0 | 0 | 0 | 0 | 0 | 0 | 0 | 0 | 0 | 0 | 0 | 0 | 0 | 0 | 0
Absolute Change in In Scope Emissions due to Electricity Imports[SOx,natural gas nonpeaker es] | NoSettings | 114489000 | 110672000 | 105902000 | 101132000 | 96361300 | 91877200 | 87297600 | 82718100 | 78138500 | 73559000 | 68979400 | 64304500 | 59724900 | 55145400 | 50565800 | 45986300 | 41406700 | 36731800 | 32152200 | 27572700 | 22993100 | 18413600 | 13834000 | 9187720 | 4598630 | 0 | 0 | 0 | 0 | 0 | 0
Absolute Change in In Scope Emissions due to Electricity Imports[SOx,nuclear es] | NoSettings | 0 | 0 | 0 | 0 | 0 | 0 | 0 | 0 | 0 | 0 | 0 | 0 | 0 | 0 | 0 | 0 | 0 | 0 | 0 | 0 | 0 | 0 | 0 | 0 | 0 | 0 | 0 | 0 | 0 | 0 | 0
Absolute Change in In Scope Emissions due to Electricity Imports[SOx,hydro es] | NoSettings | 0 | 0 | 0 | 0 | 0 | 0 | 0 | 0 | 0 | 0 | 0 | 0 | 0 | 0 | 0 | 0 | 0 | 0 | 0 | 0 | 0 | 0 | 0 | 0 | 0 | 0 | 0 | 0 | 0 | 0 | 0
Absolute Change in In Scope Emissions due to Electricity Imports[SOx,onshore wind es] | NoSettings | 0 | 0 | 0 | 0 | 0 | 0 | 0 | 0 | 0 | 0 | 0 | 0 | 0 | 0 | 0 | 0 | 0 | 0 | 0 | 0 | 0 | 0 | 0 | 0 | 0 | 0 | 0 | 0 | 0 | 0 | 0
Absolute Change in In Scope Emissions due to Electricity Imports[SOx,solar PV es] | NoSettings | 0 | 0 | 0 | 0 | 0 | 0 | 0 | 0 | 0 | 0 | 0 | 0 | 0 | 0 | 0 | 0 | 0 | 0 | 0 | 0 | 0 | 0 | 0 | 0 | 0 | 0 | 0 | 0 | 0 | 0 | 0
Absolute Change in In Scope Emissions due to Electricity Imports[SOx,solar thermal es] | NoSettings | 0 | 0 | 0 | 0 | 0 | 0 | 0 | 0 | 0 | 0 | 0 | 0 | 0 | 0 | 0 | 0 | 0 | 0 | 0 | 0 | 0 | 0 | 0 | 0 | 0 | 0 | 0 | 0 | 0 | 0 | 0
Absolute Change in In Scope Emissions due to Electricity Imports[SOx,biomass es] | NoSettings | 0 | 0 | 0 | 0 | 0 | 0 | 0 | 0 | 0 | 0 | 0 | 0 | 0 | 0 | 0 | 0 | 0 | 0 | 0 | 0 | 0 | 0 | 0 | 0 | 0 | 0 | 0 | 0 | 0 | 0 | 0
Absolute Change in In Scope Emissions due to Electricity Imports[SOx,geothermal es] | NoSettings | 0 | 0 | 0 | 0 | 0 | 0 | 0 | 0 | 0 | 0 | 0 | 0 | 0 | 0 | 0 | 0 | 0 | 0 | 0 | 0 | 0 | 0 | 0 | 0 | 0 | 0 | 0 | 0 | 0 | 0 | 0
Absolute Change in In Scope Emissions due to Electricity Imports[SOx,petroleum es] | NoSettings | 542465000 | 521369000 | 500273000 | 479177000 | 458081000 | 433972000 | 412876000 | 391780000 | 370684000 | 346575000 | 325479000 | 304383000 | 282684000 | 260986000 | 239287000 | 217589000 | 195890000 | 173890000 | 152191000 | 130493000 | 108794000 | 87095700 | 65397100 | 43397200 | 21758900 | 0 | 0 | 0 | 0 | 0 | 0
Absolute Change in In Scope Emissions due to Electricity Imports[SOx,natural gas peaker es] | NoSettings | 0 | 0 | 0 | 0 | 0 | 0 | 0 | 0 | 0 | 0 | 0 | 0 | 0 | 0 | 0 | 0 | 0 | 0 | 0 | 0 | 0 | 0 | 0 | 0 | 0 | 0 | 0 | 0 | 0 | 0 | 0
Absolute Change in In Scope Emissions due to Electricity Imports[SOx,lignite es] | NoSettings | 0 | 0 | 0 | 0 | 0 | 0 | 0 | 0 | 0 | 0 | 0 | 0 | 0 | 0 | 0 | 0 | 0 | 0 | 0 | 0 | 0 | 0 | 0 | 0 | 0 | 0 | 0 | 0 | 0 | 0 | 0
Absolute Change in In Scope Emissions due to Electricity Imports[SOx,offshore wind es] | NoSettings | 0 | 0 | 0 | 0 | 0 | 0 | 0 | 0 | 0 | 0 | 0 | 0 | 0 | 0 | 0 | 0 | 0 | 0 | 0 | 0 | 0 | 0 | 0 | 0 | 0 | 0 | 0 | 0 | 0 | 0 | 0
Absolute Change in In Scope Emissions due to Electricity Imports[SOx,crude oil es] | NoSettings | 0 | 0 | 0 | 0 | 0 | 0 | 0 | 0 | 0 | 0 | 0 | 0 | 0 | 0 | 0 | 0 | 0 | 0 | 0 | 0 | 0 | 0 | 0 | 0 | 0 | 0 | 0 | 0 | 0 | 0 | 0
Absolute Change in In Scope Emissions due to Electricity Imports[SOx,heavy or residual fuel oil es] | NoSettings | 0 | 0 | 0 | 0 | 0 | 0 | 0 | 0 | 0 | 0 | 0 | 0 | 0 | 0 | 0 | 0 | 0 | 0 | 0 | 0 | 0 | 0 | 0 | 0 | 0 | 0 | 0 | 0 | 0 | 0 | 0
Absolute Change in In Scope Emissions due to Electricity Imports[SOx,municipal solid waste es] | NoSettings | 0 | 0 | 0 | 0 | 0 | 0 | 0 | 0 | 0 | 0 | 0 | 0 | 0 | 0 | 0 | 0 | 0 | 0 | 0 | 0 | 0 | 0 | 0 | 0 | 0 | 0 | 0 | 0 | 0 | 0 | 0
Absolute Change in In Scope Emissions due to Electricity Imports[BC,hard coal es] | NoSettings | 19005100 | 15196400 | 11406900 | 7598190 | 3808710 | 0 | 0 | 0 | 0 | 0 | 0 | 0 | 0 | 0 | 0 | 0 | 0 | 0 | 0 | 0 | 0 | 0 | 0 | 0 | 0 | 0 | 0 | 0 | 0 | 0 | 0
Absolute Change in In Scope Emissions due to Electricity Imports[BC,natural gas nonpeaker es] | NoSettings | 39520500 | 38203100 | 36556400 | 34909700 | 33263100 | 31715200 | 30134400 | 28553500 | 26972700 | 25391900 | 23811100 | 22197300 | 20616500 | 19035700 | 17454900 | 15874100 | 14293200 | 12679500 | 11098700 | 9517840 | 7937030 | 6356210 | 4775390 | 3171520 | 1587410 | 0 | 0 | 0 | 0 | 0 | 0
Absolute Change in In Scope Emissions due to Electricity Imports[BC,nuclear es] | NoSettings | 0 | 0 | 0 | 0 | 0 | 0 | 0 | 0 | 0 | 0 | 0 | 0 | 0 | 0 | 0 | 0 | 0 | 0 | 0 | 0 | 0 | 0 | 0 | 0 | 0 | 0 | 0 | 0 | 0 | 0 | 0
Absolute Change in In Scope Emissions due to Electricity Imports[BC,hydro es] | NoSettings | 0 | 0 | 0 | 0 | 0 | 0 | 0 | 0 | 0 | 0 | 0 | 0 | 0 | 0 | 0 | 0 | 0 | 0 | 0 | 0 | 0 | 0 | 0 | 0 | 0 | 0 | 0 | 0 | 0 | 0 | 0
Absolute Change in In Scope Emissions due to Electricity Imports[BC,onshore wind es] | NoSettings | 0 | 0 | 0 | 0 | 0 | 0 | 0 | 0 | 0 | 0 | 0 | 0 | 0 | 0 | 0 | 0 | 0 | 0 | 0 | 0 | 0 | 0 | 0 | 0 | 0 | 0 | 0 | 0 | 0 | 0 | 0
Absolute Change in In Scope Emissions due to Electricity Imports[BC,solar PV es] | NoSettings | 0 | 0 | 0 | 0 | 0 | 0 | 0 | 0 | 0 | 0 | 0 | 0 | 0 | 0 | 0 | 0 | 0 | 0 | 0 | 0 | 0 | 0 | 0 | 0 | 0 | 0 | 0 | 0 | 0 | 0 | 0
Absolute Change in In Scope Emissions due to Electricity Imports[BC,solar thermal es] | NoSettings | 0 | 0 | 0 | 0 | 0 | 0 | 0 | 0 | 0 | 0 | 0 | 0 | 0 | 0 | 0 | 0 | 0 | 0 | 0 | 0 | 0 | 0 | 0 | 0 | 0 | 0 | 0 | 0 | 0 | 0 | 0
Absolute Change in In Scope Emissions due to Electricity Imports[BC,biomass es] | NoSettings | 68607200 | 68607200 | 68607200 | 68607200 | 68607200 | 68607200 | 68607200 | 68607200 | 68607200 | 68607200 | 68607200 | 68607200 | 68607200 | 68607200 | 68607200 | 68607200 | 68607200 | 68607200 | 68607200 | 68607200 | 68607200 | 68607200 | 68607200 | 68607200 | 68607200 | 68607200 | 68607200 | 68607200 | 68607200 | 68607200 | 68607200
Absolute Change in In Scope Emissions due to Electricity Imports[BC,geothermal es] | NoSettings | 0 | 0 | 0 | 0 | 0 | 0 | 0 | 0 | 0 | 0 | 0 | 0 | 0 | 0 | 0 | 0 | 0 | 0 | 0 | 0 | 0 | 0 | 0 | 0 | 0 | 0 | 0 | 0 | 0 | 0 | 0
Absolute Change in In Scope Emissions due to Electricity Imports[BC,petroleum es] | NoSettings | 1370700 | 1317400 | 1264090 | 1210790 | 1157480 | 1096560 | 1043260 | 989953 | 936648 | 875728 | 822422 | 769117 | 714289 | 659461 | 604633 | 549805 | 494976 | 439387 | 384559 | 329730 | 274902 | 220074 | 165246 | 109656 | 54980.5 | 0 | 0 | 0 | 0 | 0 | 0
Absolute Change in In Scope Emissions due to Electricity Imports[BC,natural gas peaker es] | NoSettings | 0 | 0 | 0 | 0 | 0 | 0 | 0 | 0 | 0 | 0 | 0 | 0 | 0 | 0 | 0 | 0 | 0 | 0 | 0 | 0 | 0 | 0 | 0 | 0 | 0 | 0 | 0 | 0 | 0 | 0 | 0
Absolute Change in In Scope Emissions due to Electricity Imports[BC,lignite es] | NoSettings | 0 | 0 | 0 | 0 | 0 | 0 | 0 | 0 | 0 | 0 | 0 | 0 | 0 | 0 | 0 | 0 | 0 | 0 | 0 | 0 | 0 | 0 | 0 | 0 | 0 | 0 | 0 | 0 | 0 | 0 | 0
Absolute Change in In Scope Emissions due to Electricity Imports[BC,offshore wind es] | NoSettings | 0 | 0 | 0 | 0 | 0 | 0 | 0 | 0 | 0 | 0 | 0 | 0 | 0 | 0 | 0 | 0 | 0 | 0 | 0 | 0 | 0 | 0 | 0 | 0 | 0 | 0 | 0 | 0 | 0 | 0 | 0
Absolute Change in In Scope Emissions due to Electricity Imports[BC,crude oil es] | NoSettings | 0 | 0 | 0 | 0 | 0 | 0 | 0 | 0 | 0 | 0 | 0 | 0 | 0 | 0 | 0 | 0 | 0 | 0 | 0 | 0 | 0 | 0 | 0 | 0 | 0 | 0 | 0 | 0 | 0 | 0 | 0
Absolute Change in In Scope Emissions due to Electricity Imports[BC,heavy or residual fuel oil es] | NoSettings | 0 | 0 | 0 | 0 | 0 | 0 | 0 | 0 | 0 | 0 | 0 | 0 | 0 | 0 | 0 | 0 | 0 | 0 | 0 | 0 | 0 | 0 | 0 | 0 | 0 | 0 | 0 | 0 | 0 | 0 | 0
Absolute Change in In Scope Emissions due to Electricity Imports[BC,municipal solid waste es] | NoSettings | 0 | 0 | 0 | 0 | 0 | 0 | 0 | 0 | 0 | 0 | 0 | 0 | 0 | 0 | 0 | 0 | 0 | 0 | 0 | 0 | 0 | 0 | 0 | 0 | 0 | 0 | 0 | 0 | 0 | 0 | 0
Absolute Change in In Scope Emissions due to Electricity Imports[OC,hard coal es] | NoSettings | 35829300 | 28648900 | 21504800 | 14324500 | 7180360 | 0 | 0 | 0 | 0 | 0 | 0 | 0 | 0 | 0 | 0 | 0 | 0 | 0 | 0 | 0 | 0 | 0 | 0 | 0 | 0 | 0 | 0 | 0 | 0 | 0 | 0
Absolute Change in In Scope Emissions due to Electricity Imports[OC,natural gas nonpeaker es] | NoSettings | 49777700 | 48118400 | 46044400 | 43970300 | 41896200 | 39946600 | 37955500 | 35964400 | 33973300 | 31982200 | 29991100 | 27958500 | 25967400 | 23976300 | 21985100 | 19994000 | 18002900 | 15970300 | 13979200 | 11988100 | 9997020 | 8005910 | 6014800 | 3994660 | 1999400 | 0 | 0 | 0 | 0 | 0 | 0
Absolute Change in In Scope Emissions due to Electricity Imports[OC,nuclear es] | NoSettings | 0 | 0 | 0 | 0 | 0 | 0 | 0 | 0 | 0 | 0 | 0 | 0 | 0 | 0 | 0 | 0 | 0 | 0 | 0 | 0 | 0 | 0 | 0 | 0 | 0 | 0 | 0 | 0 | 0 | 0 | 0
Absolute Change in In Scope Emissions due to Electricity Imports[OC,hydro es] | NoSettings | 0 | 0 | 0 | 0 | 0 | 0 | 0 | 0 | 0 | 0 | 0 | 0 | 0 | 0 | 0 | 0 | 0 | 0 | 0 | 0 | 0 | 0 | 0 | 0 | 0 | 0 | 0 | 0 | 0 | 0 | 0
Absolute Change in In Scope Emissions due to Electricity Imports[OC,onshore wind es] | NoSettings | 0 | 0 | 0 | 0 | 0 | 0 | 0 | 0 | 0 | 0 | 0 | 0 | 0 | 0 | 0 | 0 | 0 | 0 | 0 | 0 | 0 | 0 | 0 | 0 | 0 | 0 | 0 | 0 | 0 | 0 | 0
Absolute Change in In Scope Emissions due to Electricity Imports[OC,solar PV es] | NoSettings | 0 | 0 | 0 | 0 | 0 | 0 | 0 | 0 | 0 | 0 | 0 | 0 | 0 | 0 | 0 | 0 | 0 | 0 | 0 | 0 | 0 | 0 | 0 | 0 | 0 | 0 | 0 | 0 | 0 | 0 | 0
Absolute Change in In Scope Emissions due to Electricity Imports[OC,solar thermal es] | NoSettings | 0 | 0 | 0 | 0 | 0 | 0 | 0 | 0 | 0 | 0 | 0 | 0 | 0 | 0 | 0 | 0 | 0 | 0 | 0 | 0 | 0 | 0 | 0 | 0 | 0 | 0 | 0 | 0 | 0 | 0 | 0
Absolute Change in In Scope Emissions due to Electricity Imports[OC,biomass es] | NoSettings | 162077000 | 162077000 | 162077000 | 162077000 | 162077000 | 162077000 | 162077000 | 162077000 | 162077000 | 162077000 | 162077000 | 162077000 | 162077000 | 162077000 | 162077000 | 162077000 | 162077000 | 162077000 | 162077000 | 162077000 | 162077000 | 162077000 | 162077000 | 162077000 | 162077000 | 162077000 | 162077000 | 162077000 | 162077000 | 162077000 | 162077000
Absolute Change in In Scope Emissions due to Electricity Imports[OC,geothermal es] | NoSettings | 0 | 0 | 0 | 0 | 0 | 0 | 0 | 0 | 0 | 0 | 0 | 0 | 0 | 0 | 0 | 0 | 0 | 0 | 0 | 0 | 0 | 0 | 0 | 0 | 0 | 0 | 0 | 0 | 0 | 0 | 0
Absolute Change in In Scope Emissions due to Electricity Imports[OC,petroleum es] | NoSettings | 981052 | 942900 | 904748 | 866596 | 828444 | 784842 | 746690 | 708538 | 670386 | 626783 | 588631 | 550479 | 511237 | 471995 | 432753 | 393511 | 354269 | 314482 | 275240 | 235998 | 196755 | 157513 | 118271 | 78484.2 | 39351.1 | 0 | 0 | 0 | 0 | 0 | 0
Absolute Change in In Scope Emissions due to Electricity Imports[OC,natural gas peaker es] | NoSettings | 0 | 0 | 0 | 0 | 0 | 0 | 0 | 0 | 0 | 0 | 0 | 0 | 0 | 0 | 0 | 0 | 0 | 0 | 0 | 0 | 0 | 0 | 0 | 0 | 0 | 0 | 0 | 0 | 0 | 0 | 0
Absolute Change in In Scope Emissions due to Electricity Imports[OC,lignite es] | NoSettings | 0 | 0 | 0 | 0 | 0 | 0 | 0 | 0 | 0 | 0 | 0 | 0 | 0 | 0 | 0 | 0 | 0 | 0 | 0 | 0 | 0 | 0 | 0 | 0 | 0 | 0 | 0 | 0 | 0 | 0 | 0
Absolute Change in In Scope Emissions due to Electricity Imports[OC,offshore wind es] | NoSettings | 0 | 0 | 0 | 0 | 0 | 0 | 0 | 0 | 0 | 0 | 0 | 0 | 0 | 0 | 0 | 0 | 0 | 0 | 0 | 0 | 0 | 0 | 0 | 0 | 0 | 0 | 0 | 0 | 0 | 0 | 0
Absolute Change in In Scope Emissions due to Electricity Imports[OC,crude oil es] | NoSettings | 0 | 0 | 0 | 0 | 0 | 0 | 0 | 0 | 0 | 0 | 0 | 0 | 0 | 0 | 0 | 0 | 0 | 0 | 0 | 0 | 0 | 0 | 0 | 0 | 0 | 0 | 0 | 0 | 0 | 0 | 0
Absolute Change in In Scope Emissions due to Electricity Imports[OC,heavy or residual fuel oil es] | NoSettings | 0 | 0 | 0 | 0 | 0 | 0 | 0 | 0 | 0 | 0 | 0 | 0 | 0 | 0 | 0 | 0 | 0 | 0 | 0 | 0 | 0 | 0 | 0 | 0 | 0 | 0 | 0 | 0 | 0 | 0 | 0
Absolute Change in In Scope Emissions due to Electricity Imports[OC,municipal solid waste es] | NoSettings | 0 | 0 | 0 | 0 | 0 | 0 | 0 | 0 | 0 | 0 | 0 | 0 | 0 | 0 | 0 | 0 | 0 | 0 | 0 | 0 | 0 | 0 | 0 | 0 | 0 | 0 | 0 | 0 | 0 | 0 | 0
Absolute Change in In Scope Emissions due to Electricity Imports[CH4,hard coal es] | NoSettings | 1142380000 | 913444000 | 685661000 | 456722000 | 228939000 | 0 | 0 | 0 | 0 | 0 | 0 | 0 | 0 | 0 | 0 | 0 | 0 | 0 | 0 | 0 | 0 | 0 | 0 | 0 | 0 | 0 | 0 | 0 | 0 | 0 | 0
Absolute Change in In Scope Emissions due to Electricity Imports[CH4,natural gas nonpeaker es] | NoSettings | 150841000 | 145813000 | 139528000 | 133243000 | 126958000 | 121050000 | 115017000 | 108983000 | 102949000 | 96915600 | 90882000 | 84722600 | 78689000 | 72655300 | 66621600 | 60588000 | 54554300 | 48395000 | 42361300 | 36327700 | 30294000 | 24260300 | 18226700 | 12105000 | 6058800 | 0 | 0 | 0 | 0 | 0 | 0
Absolute Change in In Scope Emissions due to Electricity Imports[CH4,nuclear es] | NoSettings | 0 | 0 | 0 | 0 | 0 | 0 | 0 | 0 | 0 | 0 | 0 | 0 | 0 | 0 | 0 | 0 | 0 | 0 | 0 | 0 | 0 | 0 | 0 | 0 | 0 | 0 | 0 | 0 | 0 | 0 | 0
Absolute Change in In Scope Emissions due to Electricity Imports[CH4,hydro es] | NoSettings | 0 | 0 | 0 | 0 | 0 | 0 | 0 | 0 | 0 | 0 | 0 | 0 | 0 | 0 | 0 | 0 | 0 | 0 | 0 | 0 | 0 | 0 | 0 | 0 | 0 | 0 | 0 | 0 | 0 | 0 | 0
Absolute Change in In Scope Emissions due to Electricity Imports[CH4,onshore wind es] | NoSettings | 0 | 0 | 0 | 0 | 0 | 0 | 0 | 0 | 0 | 0 | 0 | 0 | 0 | 0 | 0 | 0 | 0 | 0 | 0 | 0 | 0 | 0 | 0 | 0 | 0 | 0 | 0 | 0 | 0 | 0 | 0
Absolute Change in In Scope Emissions due to Electricity Imports[CH4,solar PV es] | NoSettings | 0 | 0 | 0 | 0 | 0 | 0 | 0 | 0 | 0 | 0 | 0 | 0 | 0 | 0 | 0 | 0 | 0 | 0 | 0 | 0 | 0 | 0 | 0 | 0 | 0 | 0 | 0 | 0 | 0 | 0 | 0
Absolute Change in In Scope Emissions due to Electricity Imports[CH4,solar thermal es] | NoSettings | 0 | 0 | 0 | 0 | 0 | 0 | 0 | 0 | 0 | 0 | 0 | 0 | 0 | 0 | 0 | 0 | 0 | 0 | 0 | 0 | 0 | 0 | 0 | 0 | 0 | 0 | 0 | 0 | 0 | 0 | 0
Absolute Change in In Scope Emissions due to Electricity Imports[CH4,biomass es] | NoSettings | 0 | 0 | 0 | 0 | 0 | 0 | 0 | 0 | 0 | 0 | 0 | 0 | 0 | 0 | 0 | 0 | 0 | 0 | 0 | 0 | 0 | 0 | 0 | 0 | 0 | 0 | 0 | 0 | 0 | 0 | 0
Absolute Change in In Scope Emissions due to Electricity Imports[CH4,geothermal es] | NoSettings | 0 | 0 | 0 | 0 | 0 | 0 | 0 | 0 | 0 | 0 | 0 | 0 | 0 | 0 | 0 | 0 | 0 | 0 | 0 | 0 | 0 | 0 | 0 | 0 | 0 | 0 | 0 | 0 | 0 | 0 | 0
Absolute Change in In Scope Emissions due to Electricity Imports[CH4,petroleum es] | NoSettings | 5933780 | 5703030 | 5472270 | 5241510 | 5010750 | 4747030 | 4516270 | 4285510 | 4054750 | 3791030 | 3560270 | 3329510 | 3092160 | 2854810 | 2617460 | 2380110 | 2142760 | 1902110 | 1664760 | 1427400 | 1190050 | 952702 | 715351 | 474703 | 238011 | 0 | 0 | 0 | 0 | 0 | 0
Absolute Change in In Scope Emissions due to Electricity Imports[CH4,natural gas peaker es] | NoSettings | 0 | 0 | 0 | 0 | 0 | 0 | 0 | 0 | 0 | 0 | 0 | 0 | 0 | 0 | 0 | 0 | 0 | 0 | 0 | 0 | 0 | 0 | 0 | 0 | 0 | 0 | 0 | 0 | 0 | 0 | 0
Absolute Change in In Scope Emissions due to Electricity Imports[CH4,lignite es] | NoSettings | 0 | 0 | 0 | 0 | 0 | 0 | 0 | 0 | 0 | 0 | 0 | 0 | 0 | 0 | 0 | 0 | 0 | 0 | 0 | 0 | 0 | 0 | 0 | 0 | 0 | 0 | 0 | 0 | 0 | 0 | 0
Absolute Change in In Scope Emissions due to Electricity Imports[CH4,offshore wind es] | NoSettings | 0 | 0 | 0 | 0 | 0 | 0 | 0 | 0 | 0 | 0 | 0 | 0 | 0 | 0 | 0 | 0 | 0 | 0 | 0 | 0 | 0 | 0 | 0 | 0 | 0 | 0 | 0 | 0 | 0 | 0 | 0
Absolute Change in In Scope Emissions due to Electricity Imports[CH4,crude oil es] | NoSettings | 0 | 0 | 0 | 0 | 0 | 0 | 0 | 0 | 0 | 0 | 0 | 0 | 0 | 0 | 0 | 0 | 0 | 0 | 0 | 0 | 0 | 0 | 0 | 0 | 0 | 0 | 0 | 0 | 0 | 0 | 0
Absolute Change in In Scope Emissions due to Electricity Imports[CH4,heavy or residual fuel oil es] | NoSettings | 0 | 0 | 0 | 0 | 0 | 0 | 0 | 0 | 0 | 0 | 0 | 0 | 0 | 0 | 0 | 0 | 0 | 0 | 0 | 0 | 0 | 0 | 0 | 0 | 0 | 0 | 0 | 0 | 0 | 0 | 0
Absolute Change in In Scope Emissions due to Electricity Imports[CH4,municipal solid waste es] | NoSettings | 0 | 0 | 0 | 0 | 0 | 0 | 0 | 0 | 0 | 0 | 0 | 0 | 0 | 0 | 0 | 0 | 0 | 0 | 0 | 0 | 0 | 0 | 0 | 0 | 0 | 0 | 0 | 0 | 0 | 0 | 0
Absolute Change in In Scope Emissions due to Electricity Imports[N2O,hard coal es] | NoSettings | 166165000 | 132865000 | 99732500 | 66432300 | 33300200 | 0 | 0 | 0 | 0 | 0 | 0 | 0 | 0 | 0 | 0 | 0 | 0 | 0 | 0 | 0 | 0 | 0 | 0 | 0 | 0 | 0 | 0 | 0 | 0 | 0 | 0
Absolute Change in In Scope Emissions due to Electricity Imports[N2O,natural gas nonpeaker es] | NoSettings | 15084100 | 14581300 | 13952800 | 13324300 | 12695800 | 12105000 | 11501700 | 10898300 | 10294900 | 9691560 | 9088200 | 8472260 | 7868900 | 7265530 | 6662160 | 6058800 | 5455430 | 4839500 | 4236130 | 3632770 | 3029400 | 2426030 | 1822670 | 1210500 | 605880 | 0 | 0 | 0 | 0 | 0 | 0
Absolute Change in In Scope Emissions due to Electricity Imports[N2O,nuclear es] | NoSettings | 0 | 0 | 0 | 0 | 0 | 0 | 0 | 0 | 0 | 0 | 0 | 0 | 0 | 0 | 0 | 0 | 0 | 0 | 0 | 0 | 0 | 0 | 0 | 0 | 0 | 0 | 0 | 0 | 0 | 0 | 0
Absolute Change in In Scope Emissions due to Electricity Imports[N2O,hydro es] | NoSettings | 0 | 0 | 0 | 0 | 0 | 0 | 0 | 0 | 0 | 0 | 0 | 0 | 0 | 0 | 0 | 0 | 0 | 0 | 0 | 0 | 0 | 0 | 0 | 0 | 0 | 0 | 0 | 0 | 0 | 0 | 0
Absolute Change in In Scope Emissions due to Electricity Imports[N2O,onshore wind es] | NoSettings | 0 | 0 | 0 | 0 | 0 | 0 | 0 | 0 | 0 | 0 | 0 | 0 | 0 | 0 | 0 | 0 | 0 | 0 | 0 | 0 | 0 | 0 | 0 | 0 | 0 | 0 | 0 | 0 | 0 | 0 | 0
Absolute Change in In Scope Emissions due to Electricity Imports[N2O,solar PV es] | NoSettings | 0 | 0 | 0 | 0 | 0 | 0 | 0 | 0 | 0 | 0 | 0 | 0 | 0 | 0 | 0 | 0 | 0 | 0 | 0 | 0 | 0 | 0 | 0 | 0 | 0 | 0 | 0 | 0 | 0 | 0 | 0
Absolute Change in In Scope Emissions due to Electricity Imports[N2O,solar thermal es] | NoSettings | 0 | 0 | 0 | 0 | 0 | 0 | 0 | 0 | 0 | 0 | 0 | 0 | 0 | 0 | 0 | 0 | 0 | 0 | 0 | 0 | 0 | 0 | 0 | 0 | 0 | 0 | 0 | 0 | 0 | 0 | 0
Absolute Change in In Scope Emissions due to Electricity Imports[N2O,biomass es] | NoSettings | 0 | 0 | 0 | 0 | 0 | 0 | 0 | 0 | 0 | 0 | 0 | 0 | 0 | 0 | 0 | 0 | 0 | 0 | 0 | 0 | 0 | 0 | 0 | 0 | 0 | 0 | 0 | 0 | 0 | 0 | 0
Absolute Change in In Scope Emissions due to Electricity Imports[N2O,geothermal es] | NoSettings | 0 | 0 | 0 | 0 | 0 | 0 | 0 | 0 | 0 | 0 | 0 | 0 | 0 | 0 | 0 | 0 | 0 | 0 | 0 | 0 | 0 | 0 | 0 | 0 | 0 | 0 | 0 | 0 | 0 | 0 | 0
Absolute Change in In Scope Emissions due to Electricity Imports[N2O,petroleum es] | NoSettings | 1186760 | 1140610 | 1094450 | 1048300 | 1002150 | 949405 | 903254 | 857102 | 810950 | 758206 | 712054 | 665902 | 618432 | 570962 | 523492 | 476021 | 428551 | 380421 | 332951 | 285481 | 238011 | 190540 | 143070 | 94940.5 | 47602.1 | 0 | 0 | 0 | 0 | 0 | 0
Absolute Change in In Scope Emissions due to Electricity Imports[N2O,natural gas peaker es] | NoSettings | 0 | 0 | 0 | 0 | 0 | 0 | 0 | 0 | 0 | 0 | 0 | 0 | 0 | 0 | 0 | 0 | 0 | 0 | 0 | 0 | 0 | 0 | 0 | 0 | 0 | 0 | 0 | 0 | 0 | 0 | 0
Absolute Change in In Scope Emissions due to Electricity Imports[N2O,lignite es] | NoSettings | 0 | 0 | 0 | 0 | 0 | 0 | 0 | 0 | 0 | 0 | 0 | 0 | 0 | 0 | 0 | 0 | 0 | 0 | 0 | 0 | 0 | 0 | 0 | 0 | 0 | 0 | 0 | 0 | 0 | 0 | 0
Absolute Change in In Scope Emissions due to Electricity Imports[N2O,offshore wind es] | NoSettings | 0 | 0 | 0 | 0 | 0 | 0 | 0 | 0 | 0 | 0 | 0 | 0 | 0 | 0 | 0 | 0 | 0 | 0 | 0 | 0 | 0 | 0 | 0 | 0 | 0 | 0 | 0 | 0 | 0 | 0 | 0
Absolute Change in In Scope Emissions due to Electricity Imports[N2O,crude oil es] | NoSettings | 0 | 0 | 0 | 0 | 0 | 0 | 0 | 0 | 0 | 0 | 0 | 0 | 0 | 0 | 0 | 0 | 0 | 0 | 0 | 0 | 0 | 0 | 0 | 0 | 0 | 0 | 0 | 0 | 0 | 0 | 0
Absolute Change in In Scope Emissions due to Electricity Imports[N2O,heavy or residual fuel oil es] | NoSettings | 0 | 0 | 0 | 0 | 0 | 0 | 0 | 0 | 0 | 0 | 0 | 0 | 0 | 0 | 0 | 0 | 0 | 0 | 0 | 0 | 0 | 0 | 0 | 0 | 0 | 0 | 0 | 0 | 0 | 0 | 0
Absolute Change in In Scope Emissions due to Electricity Imports[N2O,municipal solid waste es] | NoSettings | 0 | 0 | 0 | 0 | 0 | 0 | 0 | 0 | 0 | 0 | 0 | 0 | 0 | 0 | 0 | 0 | 0 | 0 | 0 | 0 | 0 | 0 | 0 | 0 | 0 | 0 | 0 | 0 | 0 | 0 | 0
Absolute Change in In Scope Emissions due to Electricity Imports[F gases,hard coal es] | NoSettings | 0 | 0 | 0 | 0 | 0 | 0 | 0 | 0 | 0 | 0 | 0 | 0 | 0 | 0 | 0 | 0 | 0 | 0 | 0 | 0 | 0 | 0 | 0 | 0 | 0 | 0 | 0 | 0 | 0 | 0 | 0
Absolute Change in In Scope Emissions due to Electricity Imports[F gases,natural gas nonpeaker es] | NoSettings | 0 | 0 | 0 | 0 | 0 | 0 | 0 | 0 | 0 | 0 | 0 | 0 | 0 | 0 | 0 | 0 | 0 | 0 | 0 | 0 | 0 | 0 | 0 | 0 | 0 | 0 | 0 | 0 | 0 | 0 | 0
Absolute Change in In Scope Emissions due to Electricity Imports[F gases,nuclear es] | NoSettings | 0 | 0 | 0 | 0 | 0 | 0 | 0 | 0 | 0 | 0 | 0 | 0 | 0 | 0 | 0 | 0 | 0 | 0 | 0 | 0 | 0 | 0 | 0 | 0 | 0 | 0 | 0 | 0 | 0 | 0 | 0
Absolute Change in In Scope Emissions due to Electricity Imports[F gases,hydro es] | NoSettings | 0 | 0 | 0 | 0 | 0 | 0 | 0 | 0 | 0 | 0 | 0 | 0 | 0 | 0 | 0 | 0 | 0 | 0 | 0 | 0 | 0 | 0 | 0 | 0 | 0 | 0 | 0 | 0 | 0 | 0 | 0
Absolute Change in In Scope Emissions due to Electricity Imports[F gases,onshore wind es] | NoSettings | 0 | 0 | 0 | 0 | 0 | 0 | 0 | 0 | 0 | 0 | 0 | 0 | 0 | 0 | 0 | 0 | 0 | 0 | 0 | 0 | 0 | 0 | 0 | 0 | 0 | 0 | 0 | 0 | 0 | 0 | 0
Absolute Change in In Scope Emissions due to Electricity Imports[F gases,solar PV es] | NoSettings | 0 | 0 | 0 | 0 | 0 | 0 | 0 | 0 | 0 | 0 | 0 | 0 | 0 | 0 | 0 | 0 | 0 | 0 | 0 | 0 | 0 | 0 | 0 | 0 | 0 | 0 | 0 | 0 | 0 | 0 | 0
Absolute Change in In Scope Emissions due to Electricity Imports[F gases,solar thermal es] | NoSettings | 0 | 0 | 0 | 0 | 0 | 0 | 0 | 0 | 0 | 0 | 0 | 0 | 0 | 0 | 0 | 0 | 0 | 0 | 0 | 0 | 0 | 0 | 0 | 0 | 0 | 0 | 0 | 0 | 0 | 0 | 0
Absolute Change in In Scope Emissions due to Electricity Imports[F gases,biomass es] | NoSettings | 0 | 0 | 0 | 0 | 0 | 0 | 0 | 0 | 0 | 0 | 0 | 0 | 0 | 0 | 0 | 0 | 0 | 0 | 0 | 0 | 0 | 0 | 0 | 0 | 0 | 0 | 0 | 0 | 0 | 0 | 0
Absolute Change in In Scope Emissions due to Electricity Imports[F gases,geothermal es] | NoSettings | 0 | 0 | 0 | 0 | 0 | 0 | 0 | 0 | 0 | 0 | 0 | 0 | 0 | 0 | 0 | 0 | 0 | 0 | 0 | 0 | 0 | 0 | 0 | 0 | 0 | 0 | 0 | 0 | 0 | 0 | 0
Absolute Change in In Scope Emissions due to Electricity Imports[F gases,petroleum es] | NoSettings | 0 | 0 | 0 | 0 | 0 | 0 | 0 | 0 | 0 | 0 | 0 | 0 | 0 | 0 | 0 | 0 | 0 | 0 | 0 | 0 | 0 | 0 | 0 | 0 | 0 | 0 | 0 | 0 | 0 | 0 | 0
Absolute Change in In Scope Emissions due to Electricity Imports[F gases,natural gas peaker es] | NoSettings | 0 | 0 | 0 | 0 | 0 | 0 | 0 | 0 | 0 | 0 | 0 | 0 | 0 | 0 | 0 | 0 | 0 | 0 | 0 | 0 | 0 | 0 | 0 | 0 | 0 | 0 | 0 | 0 | 0 | 0 | 0
Absolute Change in In Scope Emissions due to Electricity Imports[F gases,lignite es] | NoSettings | 0 | 0 | 0 | 0 | 0 | 0 | 0 | 0 | 0 | 0 | 0 | 0 | 0 | 0 | 0 | 0 | 0 | 0 | 0 | 0 | 0 | 0 | 0 | 0 | 0 | 0 | 0 | 0 | 0 | 0 | 0
Absolute Change in In Scope Emissions due to Electricity Imports[F gases,offshore wind es] | NoSettings | 0 | 0 | 0 | 0 | 0 | 0 | 0 | 0 | 0 | 0 | 0 | 0 | 0 | 0 | 0 | 0 | 0 | 0 | 0 | 0 | 0 | 0 | 0 | 0 | 0 | 0 | 0 | 0 | 0 | 0 | 0
Absolute Change in In Scope Emissions due to Electricity Imports[F gases,crude oil es] | NoSettings | 0 | 0 | 0 | 0 | 0 | 0 | 0 | 0 | 0 | 0 | 0 | 0 | 0 | 0 | 0 | 0 | 0 | 0 | 0 | 0 | 0 | 0 | 0 | 0 | 0 | 0 | 0 | 0 | 0 | 0 | 0
Absolute Change in In Scope Emissions due to Electricity Imports[F gases,heavy or residual fuel oil es] | NoSettings | 0 | 0 | 0 | 0 | 0 | 0 | 0 | 0 | 0 | 0 | 0 | 0 | 0 | 0 | 0 | 0 | 0 | 0 | 0 | 0 | 0 | 0 | 0 | 0 | 0 | 0 | 0 | 0 | 0 | 0 | 0
Absolute Change in In Scope Emissions due to Electricity Imports[F gases,municipal solid waste es] | NoSettings | 0 | 0 | 0 | 0 | 0 | 0 | 0 | 0 | 0 | 0 | 0 | 0 | 0 | 0 | 0 | 0 | 0 | 0 | 0 | 0 | 0 | 0 | 0 | 0 | 0 | 0 | 0 | 0 | 0 | 0 | 0
BAU Last Year Vehicles[LDVs,passenger,battery electric vehicle] | NoSettings | 343303 | 438734 | 625863 | 903712 | 1209280 | 1502660 | 1779150 | 2079290 | 2422330 | 2817700 | 3314110 | 3913080 | 4554200 | 5300510 | 6054420 | 6814070 | 7576360 | 8398030 | 9314090 | 10318600 | 11367600 | 12434700 | 13503400 | 14523300 | 15484100 | 16420100 | 17269900 | 18033500 | 18714000 | 19316200 | 19846100
BAU Last Year Vehicles[LDVs,passenger,natural gas vehicle] | NoSettings | 9478 | 8748 | 8019 | 7290 | 6561 | 5832 | 5103 | 4374 | 3645 | 2916 | 2187 | 1458 | 729 | 0 | 0 | 0 | 0 | 0 | 0 | 0 | 0 | 0 | 0 | 0 | 0 | 0 | 0 | 0 | 0 | 0 | 0
BAU Last Year Vehicles[LDVs,passenger,gasoline vehicle] | NoSettings | 25291000 | 24907800 | 24700100 | 24432000 | 24169700 | 23943500 | 23748000 | 23548100 | 23305800 | 23016700 | 22633800 | 22155800 | 21647000 | 21046700 | 20740000 | 20173300 | 19586000 | 18917300 | 18141300 | 17273500 | 16351400 | 15419500 | 14488900 | 13607400 | 12784400 | 11980200 | 11253300 | 10603800 | 10028700 | 9523380 | 9082280
BAU Last Year Vehicles[LDVs,passenger,diesel vehicle] | NoSettings | 134888 | 124512 | 114136 | 103760 | 93384 | 83008 | 72632 | 62256 | 51880 | 41504 | 31128 | 20752 | 10376 | 0 | 0 | 0 | 0 | 0 | 0 | 0 | 0 | 0 | 0 | 0 | 0 | 0 | 0 | 0 | 0 | 0 | 0
BAU Last Year Vehicles[LDVs,passenger,plugin hybrid vehicle] | NoSettings | 204384 | 214825 | 236531 | 267543 | 297961 | 328211 | 358914 | 379132 | 411491 | 450615 | 494221 | 541718 | 588643 | 632136 | 661677 | 676476 | 678675 | 678357 | 675339 | 669135 | 670971 | 658422 | 637068 | 609387 | 576312 | 543294 | 513210 | 486129 | 462006 | 440667 | 421923
BAU Last Year Vehicles[LDVs,passenger,LPG vehicle] | NoSettings | 0 | 0 | 0 | 0 | 0 | 0 | 0 | 0 | 0 | 0 | 0 | 0 | 0 | 0 | 0 | 0 | 0 | 0 | 0 | 0 | 0 | 0 | 0 | 0 | 0 | 0 | 0 | 0 | 0 | 0 | 0
BAU Last Year Vehicles[LDVs,passenger,hydrogen vehicle] | NoSettings | 4873 | 4498 | 4123 | 3748 | 3373 | 2998 | 2623 | 2248 | 1873 | 1498 | 1123 | 748 | 374 | 0 | 0 | 0 | 0 | 0 | 0 | 0 | 0 | 0 | 0 | 0 | 0 | 0 | 0 | 0 | 0 | 0 | 0
BAU Last Year Vehicles[LDVs,freight,battery electric vehicle] | NoSettings | 5821 | 5660 | 5916 | 7012 | 8732 | 14562 | 22549 | 33536 | 50424 | 74002 | 104354 | 141564 | 184589 | 233551 | 288564 | 349914 | 417135 | 484185 | 551283 | 614946 | 677148 | 737046 | 791760 | 840513 | 883263 | 919914 | 951528 | 977991 | 999210 | 1015060 | 1025460
BAU Last Year Vehicles[LDVs,freight,natural gas vehicle] | NoSettings | 2223 | 2094 | 1977 | 1869 | 1752 | 1626 | 1494 | 1359 | 1224 | 1086 | 945 | 801 | 658 | 512 | 366 | 345 | 312 | 267 | 231 | 204 | 183 | 165 | 147 | 129 | 114 | 102 | 90 | 81 | 69 | 60 | 51
BAU Last Year Vehicles[LDVs,freight,gasoline vehicle] | NoSettings | 671711 | 688168 | 703317 | 719078 | 737050 | 753423 | 771159 | 786477 | 798126 | 806112 | 809943 | 809373 | 806439 | 800457 | 791574 | 763302 | 733452 | 703404 | 671547 | 641775 | 611031 | 583203 | 559554 | 539907 | 524931 | 514980 | 507810 | 504261 | 504198 | 507534 | 514065
BAU Last Year Vehicles[LDVs,freight,diesel vehicle] | NoSettings | 747167 | 728816 | 721683 | 714598 | 705869 | 695406 | 681814 | 668096 | 652647 | 634726 | 614780 | 593016 | 568801 | 542774 | 514701 | 502878 | 477591 | 452376 | 428943 | 407298 | 388947 | 370782 | 354411 | 340758 | 329229 | 319500 | 312429 | 307221 | 304119 | 303300 | 305082
BAU Last Year Vehicles[LDVs,freight,plugin hybrid vehicle] | NoSettings | 25437 | 23620 | 21803 | 19986 | 18169 | 16352 | 14535 | 12718 | 10901 | 9084 | 7267 | 5450 | 3633 | 1816 | 0 | 0 | 0 | 0 | 0 | 0 | 0 | 0 | 0 | 0 | 0 | 0 | 0 | 0 | 0 | 0 | 0
BAU Last Year Vehicles[LDVs,freight,LPG vehicle] | NoSettings | 0 | 0 | 0 | 0 | 0 | 0 | 0 | 0 | 0 | 0 | 0 | 0 | 0 | 0 | 0 | 0 | 0 | 0 | 0 | 0 | 0 | 0 | 0 | 0 | 0 | 0 | 0 | 0 | 0 | 0 | 0
BAU Last Year Vehicles[LDVs,freight,hydrogen vehicle] | NoSettings | 0 | 0 | 0 | 0 | 0 | 0 | 0 | 0 | 0 | 0 | 0 | 0 | 0 | 0 | 0 | 0 | 0 | 0 | 0 | 0 | 0 | 0 | 0 | 0 | 0 | 0 | 0 | 0 | 0 | 0 | 0
BAU Last Year Vehicles[HDVs,passenger,battery electric vehicle] | NoSettings | 1111 | 1137 | 1205 | 1336 | 1584 | 2075 | 2620 | 3513 | 4593 | 5940 | 8145 | 10620 | 13230 | 15975 | 18858 | 21879 | 25038 | 28230 | 31455 | 34710 | 37995 | 41310 | 44652 | 48027 | 51411 | 54789 | 58137 | 61404 | 64455 | 67473 | 70161
BAU Last Year Vehicles[HDVs,passenger,natural gas vehicle] | NoSettings | 10830 | 10680 | 10530 | 10401 | 10311 | 10164 | 10002 | 9822 | 9588 | 9333 | 8985 | 8652 | 8307 | 7947 | 7569 | 7176 | 6768 | 6360 | 5952 | 5541 | 5136 | 4729 | 4316 | 3900 | 3636 | 3372 | 3084 | 2760 | 2493 | 2244 | 2010
BAU Last Year Vehicles[HDVs,passenger,gasoline vehicle] | NoSettings | 30488 | 29480 | 28439 | 27359 | 26294 | 25277 | 24281 | 23231 | 22235 | 21155 | 19988 | 18785 | 17582 | 16355 | 15123 | 13876 | 12638 | 11391 | 10147 | 8918 | 7671 | 6427 | 5177 | 3933 | 3690 | 3486 | 3321 | 3162 | 2943 | 2709 | 2544
BAU Last Year Vehicles[HDVs,passenger,diesel vehicle] | NoSettings | 43106 | 44309 | 45647 | 46925 | 48017 | 48867 | 49642 | 50126 | 50421 | 50551 | 50000 | 49200 | 48277 | 47264 | 46140 | 44911 | 43556 | 42216 | 40879 | 39539 | 38217 | 36901 | 35603 | 34305 | 31818 | 29196 | 26643 | 24261 | 22137 | 20088 | 18321
BAU Last Year Vehicles[HDVs,passenger,plugin hybrid vehicle] | NoSettings | 0 | 0 | 0 | 0 | 0 | 0 | 0 | 0 | 0 | 0 | 0 | 0 | 0 | 0 | 0 | 0 | 0 | 0 | 0 | 0 | 0 | 0 | 0 | 0 | 0 | 0 | 0 | 0 | 0 | 0 | 0
BAU Last Year Vehicles[HDVs,passenger,LPG vehicle] | NoSettings | 0 | 0 | 0 | 0 | 0 | 0 | 0 | 0 | 0 | 0 | 0 | 0 | 0 | 0 | 0 | 0 | 0 | 0 | 0 | 0 | 0 | 0 | 0 | 0 | 0 | 0 | 0 | 0 | 0 | 0 | 0
BAU Last Year Vehicles[HDVs,passenger,hydrogen vehicle] | NoSettings | 0 | 0 | 0 | 0 | 0 | 0 | 0 | 0 | 0 | 0 | 0 | 0 | 0 | 0 | 0 | 0 | 0 | 0 | 0 | 0 | 0 | 0 | 0 | 0 | 0 | 0 | 0 | 0 | 0 | 0 | 0
BAU Last Year Vehicles[HDVs,freight,battery electric vehicle] | NoSettings | 84 | 83 | 82 | 90 | 104 | 283 | 540 | 917 | 1495 | 2283 | 3291 | 4527 | 6012 | 7761 | 9564 | 11421 | 13332 | 15303 | 17331 | 19422 | 21576 | 23796 | 26082 | 28437 | 30864 | 33366 | 35946 | 38604 | 41334 | 44142 | 46872
BAU Last Year Vehicles[HDVs,freight,natural gas vehicle] | NoSettings | 2036.11 | 1969.11 | 1905.11 | 1853.11 | 1795.11 | 1731.11 | 1664.11 | 1597.11 | 1530.11 | 1463.11 | 1399.11 | 1335.11 | 1274.11 | 1217.11 | 1163.11 | 1115.11 | 1073.11 | 1040.11 | 1013.11 | 992.112 | 980.112 | 974.112 | 974.112 | 980.112 | 992.112 | 1010.11 | 1100.11 | 1193.11 | 1277.11 | 1373.11 | 1478.11
BAU Last Year Vehicles[HDVs,freight,gasoline vehicle] | NoSettings | 0 | 0 | 0 | 0 | 0 | 0 | 0 | 0 | 0 | 0 | 0 | 0 | 0 | 0 | 0 | 0 | 0 | 0 | 0 | 0 | 0 | 0 | 0 | 0 | 0 | 0 | 0 | 0 | 0 | 0 | 0
BAU Last Year Vehicles[HDVs,freight,diesel vehicle] | NoSettings | 93319.6 | 92961.6 | 92666.6 | 92419.6 | 92241.6 | 91976.6 | 91708.6 | 91395.6 | 90956.6 | 90382.6 | 89667.6 | 88805.6 | 87814.6 | 86685.6 | 85631.6 | 84652.6 | 83751.6 | 82928.6 | 82189.6 | 81534.6 | 80969.6 | 80495.6 | 80117.6 | 79838.6 | 79658.6 | 79583.6 | 79976.6 | 80417.6 | 80927.6 | 81488.6 | 82262.6
BAU Last Year Vehicles[HDVs,freight,plugin hybrid vehicle] | NoSettings | 0 | 0 | 0 | 0 | 0 | 0 | 0 | 0 | 0 | 0 | 0 | 0 | 0 | 0 | 0 | 0 | 0 | 0 | 0 | 0 | 0 | 0 | 0 | 0 | 0 | 0 | 0 | 0 | 0 | 0 | 0
BAU Last Year Vehicles[HDVs,freight,LPG vehicle] | NoSettings | 0 | 0 | 0 | 0 | 0 | 0 | 0 | 0 | 0 | 0 | 0 | 0 | 0 | 0 | 0 | 0 | 0 | 0 | 0 | 0 | 0 | 0 | 0 | 0 | 0 | 0 | 0 | 0 | 0 | 0 | 0
BAU Last Year Vehicles[HDVs,freight,hydrogen vehicle] | NoSettings | 0 | 0 | 0 | 0 | 0 | 0 | 0 | 0 | 0 | 0 | 0 | 0 | 0 | 0 | 0 | 0 | 0 | 0 | 0 | 0 | 0 | 0 | 0 | 0 | 0 | 0 | 0 | 0 | 0 | 0 | 0
BAU Last Year Vehicles[aircraft,passenger,battery electric vehicle] | NoSettings | 0 | 0 | 0 | 0 | 0 | 0 | 0 | 0 | 0 | 0 | 0 | 0 | 0 | 0 | 0 | 0 | 0 | 0 | 0 | 0 | 0 | 0 | 0 | 0 | 0 | 0 | 0 | 0 | 0 | 0 | 0
BAU Last Year Vehicles[aircraft,passenger,natural gas vehicle] | NoSettings | 0 | 0 | 0 | 0 | 0 | 0 | 0 | 0 | 0 | 0 | 0 | 0 | 0 | 0 | 0 | 0 | 0 | 0 | 0 | 0 | 0 | 0 | 0 | 0 | 0 | 0 | 0 | 0 | 0 | 0 | 0
BAU Last Year Vehicles[aircraft,passenger,gasoline vehicle] | NoSettings | 0 | 0 | 0 | 0 | 0 | 0 | 0 | 0 | 0 | 0 | 0 | 0 | 0 | 0 | 0 | 0 | 0 | 0 | 0 | 0 | 0 | 0 | 0 | 0 | 0 | 0 | 0 | 0 | 0 | 0 | 0
BAU Last Year Vehicles[aircraft,passenger,diesel vehicle] | NoSettings | 240 | 241 | 246 | 253 | 261 | 270 | 279 | 288 | 297 | 306 | 316 | 326 | 336 | 346 | 357 | 368 | 379 | 390 | 402 | 414 | 426 | 438 | 451 | 464 | 477 | 490 | 499 | 506 | 513 | 519 | 525
BAU Last Year Vehicles[aircraft,passenger,plugin hybrid vehicle] | NoSettings | 0 | 0 | 0 | 0 | 0 | 0 | 0 | 0 | 0 | 0 | 0 | 0 | 0 | 0 | 0 | 0 | 0 | 0 | 0 | 0 | 0 | 0 | 0 | 0 | 0 | 0 | 0 | 0 | 0 | 0 | 0
BAU Last Year Vehicles[aircraft,passenger,LPG vehicle] | NoSettings | 0 | 0 | 0 | 0 | 0 | 0 | 0 | 0 | 0 | 0 | 0 | 0 | 0 | 0 | 0 | 0 | 0 | 0 | 0 | 0 | 0 | 0 | 0 | 0 | 0 | 0 | 0 | 0 | 0 | 0 | 0
BAU Last Year Vehicles[aircraft,passenger,hydrogen vehicle] | NoSettings | 0 | 0 | 0 | 0 | 0 | 0 | 0 | 0 | 0 | 0 | 0 | 0 | 0 | 0 | 0 | 0 | 0 | 0 | 0 | 0 | 0 | 0 | 0 | 0 | 0 | 0 | 0 | 0 | 0 | 0 | 0
BAU Last Year Vehicles[aircraft,freight,battery electric vehicle] | NoSettings | 0 | 0 | 0 | 0 | 0 | 0 | 0 | 0 | 0 | 0 | 0 | 0 | 0 | 0 | 0 | 0 | 0 | 0 | 0 | 0 | 0 | 0 | 0 | 0 | 0 | 0 | 0 | 0 | 0 | 0 | 0
BAU Last Year Vehicles[aircraft,freight,natural gas vehicle] | NoSettings | 0 | 0 | 0 | 0 | 0 | 0 | 0 | 0 | 0 | 0 | 0 | 0 | 0 | 0 | 0 | 0 | 0 | 0 | 0 | 0 | 0 | 0 | 0 | 0 | 0 | 0 | 0 | 0 | 0 | 0 | 0
BAU Last Year Vehicles[aircraft,freight,gasoline vehicle] | NoSettings | 0 | 0 | 0 | 0 | 0 | 0 | 0 | 0 | 0 | 0 | 0 | 0 | 0 | 0 | 0 | 0 | 0 | 0 | 0 | 0 | 0 | 0 | 0 | 0 | 0 | 0 | 0 | 0 | 0 | 0 | 0
BAU Last Year Vehicles[aircraft,freight,diesel vehicle] | NoSettings | 180 | 180 | 183 | 187 | 192 | 197 | 202 | 207 | 212 | 218 | 224 | 230 | 236 | 243 | 250 | 258 | 266 | 274 | 282 | 290 | 299 | 308 | 317 | 326 | 335 | 344 | 350 | 355 | 359 | 363 | 368
BAU Last Year Vehicles[aircraft,freight,plugin hybrid vehicle] | NoSettings | 0 | 0 | 0 | 0 | 0 | 0 | 0 | 0 | 0 | 0 | 0 | 0 | 0 | 0 | 0 | 0 | 0 | 0 | 0 | 0 | 0 | 0 | 0 | 0 | 0 | 0 | 0 | 0 | 0 | 0 | 0
BAU Last Year Vehicles[aircraft,freight,LPG vehicle] | NoSettings | 0 | 0 | 0 | 0 | 0 | 0 | 0 | 0 | 0 | 0 | 0 | 0 | 0 | 0 | 0 | 0 | 0 | 0 | 0 | 0 | 0 | 0 | 0 | 0 | 0 | 0 | 0 | 0 | 0 | 0 | 0
BAU Last Year Vehicles[aircraft,freight,hydrogen vehicle] | NoSettings | 0 | 0 | 0 | 0 | 0 | 0 | 0 | 0 | 0 | 0 | 0 | 0 | 0 | 0 | 0 | 0 | 0 | 0 | 0 | 0 | 0 | 0 | 0 | 0 | 0 | 0 | 0 | 0 | 0 | 0 | 0
BAU Last Year Vehicles[rail,passenger,battery electric vehicle] | NoSettings | 584 | 584 | 585 | 586 | 587 | 588 | 588 | 589 | 590 | 591 | 592 | 593 | 594 | 595 | 596 | 597 | 598 | 599 | 600 | 600 | 600 | 600 | 600 | 600 | 600 | 600 | 600 | 600 | 600 | 600 | 600
BAU Last Year Vehicles[rail,passenger,natural gas vehicle] | NoSettings | 0 | 0 | 0 | 0 | 0 | 0 | 0 | 0 | 0 | 0 | 0 | 0 | 0 | 0 | 0 | 0 | 0 | 0 | 0 | 0 | 0 | 0 | 0 | 0 | 0 | 0 | 0 | 0 | 0 | 0 | 0
BAU Last Year Vehicles[rail,passenger,gasoline vehicle] | NoSettings | 0 | 0 | 0 | 0 | 0 | 0 | 0 | 0 | 0 | 0 | 0 | 0 | 0 | 0 | 0 | 0 | 0 | 0 | 0 | 0 | 0 | 0 | 0 | 0 | 0 | 0 | 0 | 0 | 0 | 0 | 0
BAU Last Year Vehicles[rail,passenger,diesel vehicle] | NoSettings | 185 | 182 | 179 | 175 | 172 | 169 | 166 | 163 | 161 | 159 | 157 | 155 | 153 | 151 | 149 | 147 | 146 | 145 | 144 | 143 | 142 | 141 | 140 | 139 | 138 | 138 | 138 | 138 | 138 | 138 | 138
BAU Last Year Vehicles[rail,passenger,plugin hybrid vehicle] | NoSettings | 0 | 0 | 0 | 0 | 0 | 0 | 0 | 0 | 0 | 0 | 0 | 0 | 0 | 0 | 0 | 0 | 0 | 0 | 0 | 0 | 0 | 0 | 0 | 0 | 0 | 0 | 0 | 0 | 0 | 0 | 0
BAU Last Year Vehicles[rail,passenger,LPG vehicle] | NoSettings | 0 | 0 | 0 | 0 | 0 | 0 | 0 | 0 | 0 | 0 | 0 | 0 | 0 | 0 | 0 | 0 | 0 | 0 | 0 | 0 | 0 | 0 | 0 | 0 | 0 | 0 | 0 | 0 | 0 | 0 | 0
BAU Last Year Vehicles[rail,passenger,hydrogen vehicle] | NoSettings | 0 | 0 | 0 | 0 | 0 | 0 | 0 | 0 | 0 | 0 | 0 | 0 | 0 | 0 | 0 | 0 | 0 | 0 | 0 | 0 | 0 | 0 | 0 | 0 | 0 | 0 | 0 | 0 | 0 | 0 | 0
BAU Last Year Vehicles[rail,freight,battery electric vehicle] | NoSettings | 0 | 0 | 0 | 0 | 0 | 0 | 0 | 0 | 0 | 0 | 0 | 0 | 0 | 0 | 0 | 0 | 0 | 0 | 0 | 0 | 0 | 0 | 0 | 0 | 0 | 0 | 0 | 0 | 0 | 0 | 0
BAU Last Year Vehicles[rail,freight,natural gas vehicle] | NoSettings | 0 | 0 | 0 | 0 | 0 | 0 | 0 | 0 | 0 | 0 | 0 | 0 | 0 | 0 | 0 | 0 | 0 | 0 | 0 | 0 | 0 | 0 | 0 | 0 | 0 | 0 | 0 | 0 | 0 | 0 | 0
BAU Last Year Vehicles[rail,freight,gasoline vehicle] | NoSettings | 0 | 0 | 0 | 0 | 0 | 0 | 0 | 0 | 0 | 0 | 0 | 0 | 0 | 0 | 0 | 0 | 0 | 0 | 0 | 0 | 0 | 0 | 0 | 0 | 0 | 0 | 0 | 0 | 0 | 0 | 0
BAU Last Year Vehicles[rail,freight,diesel vehicle] | NoSettings | 936 | 936 | 936 | 937 | 939 | 941 | 944 | 947 | 951 | 956 | 962 | 968 | 975 | 983 | 992 | 1001 | 1011 | 1022 | 1034 | 1048 | 1063 | 1079 | 1096 | 1114 | 1133 | 1153 | 1174 | 1196 | 1219 | 1243 | 1268
BAU Last Year Vehicles[rail,freight,plugin hybrid vehicle] | NoSettings | 0 | 0 | 0 | 0 | 0 | 0 | 0 | 0 | 0 | 0 | 0 | 0 | 0 | 0 | 0 | 0 | 0 | 0 | 0 | 0 | 0 | 0 | 0 | 0 | 0 | 0 | 0 | 0 | 0 | 0 | 0
BAU Last Year Vehicles[rail,freight,LPG vehicle] | NoSettings | 0 | 0 | 0 | 0 | 0 | 0 | 0 | 0 | 0 | 0 | 0 | 0 | 0 | 0 | 0 | 0 | 0 | 0 | 0 | 0 | 0 | 0 | 0 | 0 | 0 | 0 | 0 | 0 | 0 | 0 | 0
BAU Last Year Vehicles[rail,freight,hydrogen vehicle] | NoSettings | 0 | 0 | 0 | 0 | 0 | 0 | 0 | 0 | 0 | 0 | 0 | 0 | 0 | 0 | 0 | 0 | 0 | 0 | 0 | 0 | 0 | 0 | 0 | 0 | 0 | 0 | 0 | 0 | 0 | 0 | 0
BAU Last Year Vehicles[ships,passenger,battery electric vehicle] | NoSettings | 0 | 0 | 0 | 0 | 0 | 0 | 0 | 0 | 0 | 0 | 0 | 0 | 0 | 0 | 0 | 0 | 0 | 0 | 0 | 0 | 0 | 0 | 0 | 0 | 0 | 0 | 0 | 0 | 0 | 0 | 0
BAU Last Year Vehicles[ships,passenger,natural gas vehicle] | NoSettings | 0 | 0 | 0 | 0 | 0 | 0 | 0 | 0 | 0 | 0 | 0 | 0 | 0 | 0 | 0 | 0 | 0 | 0 | 0 | 0 | 0 | 0 | 0 | 0 | 0 | 0 | 0 | 0 | 0 | 0 | 0
BAU Last Year Vehicles[ships,passenger,gasoline vehicle] | NoSettings | 0 | 0 | 0 | 0 | 0 | 0 | 0 | 0 | 0 | 0 | 0 | 0 | 0 | 0 | 0 | 0 | 0 | 0 | 0 | 0 | 0 | 0 | 0 | 0 | 0 | 0 | 0 | 0 | 0 | 0 | 0
BAU Last Year Vehicles[ships,passenger,diesel vehicle] | NoSettings | 164773 | 164822 | 164871 | 164920 | 164969 | 165068 | 165167 | 165316 | 165465 | 165614 | 165763 | 165912 | 166061 | 166210 | 166359 | 166558 | 166757 | 166956 | 167155 | 167354 | 167503 | 167652 | 167801 | 167950 | 168099 | 168248 | 168397 | 168546 | 168695 | 168844 | 168993
BAU Last Year Vehicles[ships,passenger,plugin hybrid vehicle] | NoSettings | 0 | 0 | 0 | 0 | 0 | 0 | 0 | 0 | 0 | 0 | 0 | 0 | 0 | 0 | 0 | 0 | 0 | 0 | 0 | 0 | 0 | 0 | 0 | 0 | 0 | 0 | 0 | 0 | 0 | 0 | 0
BAU Last Year Vehicles[ships,passenger,LPG vehicle] | NoSettings | 0 | 0 | 0 | 0 | 0 | 0 | 0 | 0 | 0 | 0 | 0 | 0 | 0 | 0 | 0 | 0 | 0 | 0 | 0 | 0 | 0 | 0 | 0 | 0 | 0 | 0 | 0 | 0 | 0 | 0 | 0
BAU Last Year Vehicles[ships,passenger,hydrogen vehicle] | NoSettings | 0 | 0 | 0 | 0 | 0 | 0 | 0 | 0 | 0 | 0 | 0 | 0 | 0 | 0 | 0 | 0 | 0 | 0 | 0 | 0 | 0 | 0 | 0 | 0 | 0 | 0 | 0 | 0 | 0 | 0 | 0
BAU Last Year Vehicles[ships,freight,battery electric vehicle] | NoSettings | 0 | 0 | 0 | 0 | 0 | 0 | 0 | 0 | 0 | 0 | 0 | 0 | 0 | 0 | 0 | 0 | 0 | 0 | 0 | 0 | 0 | 0 | 0 | 0 | 0 | 0 | 0 | 0 | 0 | 0 | 0
BAU Last Year Vehicles[ships,freight,natural gas vehicle] | NoSettings | 0 | 0 | 0 | 0 | 0 | 0 | 0 | 0 | 0 | 0 | 0 | 0 | 0 | 0 | 0 | 0 | 0 | 0 | 0 | 0 | 0 | 0 | 0 | 0 | 0 | 0 | 0 | 0 | 0 | 0 | 0
BAU Last Year Vehicles[ships,freight,gasoline vehicle] | NoSettings | 0 | 0 | 0 | 0 | 0 | 0 | 0 | 0 | 0 | 0 | 0 | 0 | 0 | 0 | 0 | 0 | 0 | 0 | 0 | 0 | 0 | 0 | 0 | 0 | 0 | 0 | 0 | 0 | 0 | 0 | 0
BAU Last Year Vehicles[ships,freight,diesel vehicle] | NoSettings | 801 | 801 | 801 | 803 | 806 | 810 | 815 | 821 | 828 | 836 | 846 | 858 | 871 | 885 | 900 | 916 | 933 | 951 | 971 | 992 | 1015 | 1039 | 1064 | 1090 | 1118 | 1147 | 1177 | 1209 | 1242 | 1276 | 1312
BAU Last Year Vehicles[ships,freight,plugin hybrid vehicle] | NoSettings | 0 | 0 | 0 | 0 | 0 | 0 | 0 | 0 | 0 | 0 | 0 | 0 | 0 | 0 | 0 | 0 | 0 | 0 | 0 | 0 | 0 | 0 | 0 | 0 | 0 | 0 | 0 | 0 | 0 | 0 | 0
BAU Last Year Vehicles[ships,freight,LPG vehicle] | NoSettings | 0 | 0 | 0 | 0 | 0 | 0 | 0 | 0 | 0 | 0 | 0 | 0 | 0 | 0 | 0 | 0 | 0 | 0 | 0 | 0 | 0 | 0 | 0 | 0 | 0 | 0 | 0 | 0 | 0 | 0 | 0
BAU Last Year Vehicles[ships,freight,hydrogen vehicle] | NoSettings | 0 | 0 | 0 | 0 | 0 | 0 | 0 | 0 | 0 | 0 | 0 | 0 | 0 | 0 | 0 | 0 | 0 | 0 | 0 | 0 | 0 | 0 | 0 | 0 | 0 | 0 | 0 | 0 | 0 | 0 | 0
BAU Last Year Vehicles[motorbikes,passenger,battery electric vehicle] | NoSettings | 1241 | 1168 | 4233 | 10343 | 20143 | 33795 | 50501 | 69646 | 90384 | 112073 | 134404 | 157197 | 180287 | 203599 | 227109 | 250769 | 274573 | 298506 | 322644 | 343734 | 361881 | 376422 | 387171 | 394956 | 400380 | 404262 | 407247 | 409620 | 411534 | 413157 | 414573
BAU Last Year Vehicles[motorbikes,passenger,natural gas vehicle] | NoSettings | 30 | 28 | 26 | 24 | 22 | 20 | 18 | 16 | 14 | 12 | 10 | 8 | 6 | 4 | 3 | 2 | 1 | 0 | 0 | 0 | 0 | 0 | 0 | 0 | 0 | 0 | 0 | 0 | 0 | 0 | 0
BAU Last Year Vehicles[motorbikes,passenger,gasoline vehicle] | NoSettings | 714986 | 716671 | 721833 | 724727 | 724462 | 720573 | 713576 | 704116 | 693033 | 680963 | 668227 | 655002 | 641456 | 627682 | 613731 | 599657 | 585475 | 571200 | 555153 | 535575 | 518199 | 503928 | 493251 | 485625 | 480408 | 476778 | 474078 | 471993 | 470361 | 468999 | 467826
BAU Last Year Vehicles[motorbikes,passenger,diesel vehicle] | NoSettings | 235 | 221 | 207 | 193 | 179 | 165 | 151 | 137 | 123 | 109 | 95 | 81 | 67 | 53 | 39 | 26 | 13 | 0 | 0 | 0 | 0 | 0 | 0 | 0 | 0 | 0 | 0 | 0 | 0 | 0 | 0
BAU Last Year Vehicles[motorbikes,passenger,plugin hybrid vehicle] | NoSettings | 0 | 0 | 0 | 0 | 0 | 0 | 0 | 0 | 0 | 0 | 0 | 0 | 0 | 0 | 0 | 0 | 0 | 0 | 0 | 0 | 0 | 0 | 0 | 0 | 0 | 0 | 0 | 0 | 0 | 0 | 0
BAU Last Year Vehicles[motorbikes,passenger,LPG vehicle] | NoSettings | 0 | 0 | 0 | 0 | 0 | 0 | 0 | 0 | 0 | 0 | 0 | 0 | 0 | 0 | 0 | 0 | 0 | 0 | 0 | 0 | 0 | 0 | 0 | 0 | 0 | 0 | 0 | 0 | 0 | 0 | 0
BAU Last Year Vehicles[motorbikes,passenger,hydrogen vehicle] | NoSettings | 0 | 0 | 0 | 0 | 0 | 0 | 0 | 0 | 0 | 0 | 0 | 0 | 0 | 0 | 0 | 0 | 0 | 0 | 0 | 0 | 0 | 0 | 0 | 0 | 0 | 0 | 0 | 0 | 0 | 0 | 0
BAU Last Year Vehicles[motorbikes,freight,battery electric vehicle] | NoSettings | 0 | 9 | 21 | 66 | 120 | 324 | 615 | 1038 | 1686 | 2568 | 3693 | 5070 | 6726 | 8673 | 10680 | 12747 | 14877 | 17070 | 19329 | 21657 | 24054 | 26526 | 29073 | 31695 | 34398 | 37182 | 40044 | 42990 | 45993 | 49080 | 52113
BAU Last Year Vehicles[motorbikes,freight,natural gas vehicle] | NoSettings | 55.5819 | 79.5819 | 112.582 | 175.582 | 226.582 | 259.582 | 286.582 | 314.582 | 339.582 | 364.582 | 392.582 | 423.582 | 460.582 | 500.582 | 549.582 | 607.582 | 674.582 | 756.582 | 850.582 | 956.582 | 1074.58 | 1204.58 | 1346.58 | 1497.58 | 1663.58 | 1841.58 | 2003.58 | 2168.58 | 2312.58 | 2474.58 | 2660.58
BAU Last Year Vehicles[motorbikes,freight,gasoline vehicle] | NoSettings | 0 | 0 | 0 | 0 | 0 | 0 | 0 | 0 | 0 | 0 | 0 | 0 | 0 | 0 | 0 | 0 | 0 | 0 | 0 | 0 | 0 | 0 | 0 | 0 | 0 | 0 | 0 | 0 | 0 | 0 | 0
BAU Last Year Vehicles[motorbikes,freight,diesel vehicle] | NoSettings | 106040 | 105533 | 105089 | 104657 | 104306 | 103904 | 103502 | 103049 | 102458 | 101720 | 100823 | 99763.8 | 98557.8 | 97195.8 | 95914.8 | 94714.8 | 93596.8 | 92559.8 | 91609.8 | 90749.8 | 89985.8 | 89317.8 | 88748.8 | 88287.8 | 87931.8 | 87686.8 | 88067.8 | 88505.8 | 89057.8 | 89660.8 | 90452.8
BAU Last Year Vehicles[motorbikes,freight,plugin hybrid vehicle] | NoSettings | 0 | 0 | 0 | 0 | 0 | 0 | 0 | 0 | 0 | 0 | 0 | 0 | 0 | 0 | 0 | 0 | 0 | 0 | 0 | 0 | 0 | 0 | 0 | 0 | 0 | 0 | 0 | 0 | 0 | 0 | 0
BAU Last Year Vehicles[motorbikes,freight,LPG vehicle] | NoSettings | 0 | 0 | 0 | 0 | 0 | 0 | 0 | 0 | 0 | 0 | 0 | 0 | 0 | 0 | 0 | 0 | 0 | 0 | 0 | 0 | 0 | 0 | 0 | 0 | 0 | 0 | 0 | 0 | 0 | 0 | 0
BAU Last Year Vehicles[motorbikes,freight,hydrogen vehicle] | NoSettings | 0 | 0 | 0 | 0 | 0 | 0 | 0 | 0 | 0 | 0 | 0 | 0 | 0 | 0 | 0 | 0 | 0 | 0 | 0 | 0 | 0 | 0 | 0 | 0 | 0 | 0 | 0 | 0 | 0 | 0 | 0
BAU Transportation Electricity Demand by Vehicle Type[LDVs,passenger,battery electric vehicle] | NoSettings | 1873660 | 3085760 | 4541910 | 6173580 | 7738070 | 9195860 | 10758900 | 12564200 | 14644200 | 17251600 | 20386200 | 23722900 | 27593100 | 31156400 | 34992300 | 38853300 | 43032100 | 47701800 | 52815600 | 58138100 | 63540900 | 68937100 | 74072100 | 78890200 | 83571300 | 87804400 | 91590500 | 94946100 | 97902200 | 100488000 | 102731000
BAU Transportation Electricity Demand by Vehicle Type[LDVs,passenger,natural gas vehicle] | NoSettings | 0 | 0 | 0 | 0 | 0 | 0 | 0 | 0 | 0 | 0 | 0 | 0 | 0 | 0 | 0 | 0 | 0 | 0 | 0 | 0 | 0 | 0 | 0 | 0 | 0 | 0 | 0 | 0 | 0 | 0 | 0
BAU Transportation Electricity Demand by Vehicle Type[LDVs,passenger,gasoline vehicle] | NoSettings | 0 | 0 | 0 | 0 | 0 | 0 | 0 | 0 | 0 | 0 | 0 | 0 | 0 | 0 | 0 | 0 | 0 | 0 | 0 | 0 | 0 | 0 | 0 | 0 | 0 | 0 | 0 | 0 | 0 | 0 | 0
BAU Transportation Electricity Demand by Vehicle Type[LDVs,passenger,diesel vehicle] | NoSettings | 0 | 0 | 0 | 0 | 0 | 0 | 0 | 0 | 0 | 0 | 0 | 0 | 0 | 0 | 0 | 0 | 0 | 0 | 0 | 0 | 0 | 0 | 0 | 0 | 0 | 0 | 0 | 0 | 0 | 0 | 0
BAU Transportation Electricity Demand by Vehicle Type[LDVs,passenger,plugin hybrid vehicle] | NoSettings | 900872 | 1132030 | 1265110 | 1391540 | 1502770 | 1605640 | 1666760 | 1777500 | 1916050 | 2072670 | 2243130 | 2409900 | 2563240 | 2621010 | 2641240 | 2624930 | 2606760 | 2585630 | 2558830 | 2562460 | 2511260 | 2426520 | 2318030 | 2189310 | 2061310 | 1944830 | 1840050 | 1746730 | 1664240 | 1591790 | 1528230
BAU Transportation Electricity Demand by Vehicle Type[LDVs,passenger,LPG vehicle] | NoSettings | 0 | 0 | 0 | 0 | 0 | 0 | 0 | 0 | 0 | 0 | 0 | 0 | 0 | 0 | 0 | 0 | 0 | 0 | 0 | 0 | 0 | 0 | 0 | 0 | 0 | 0 | 0 | 0 | 0 | 0 | 0
BAU Transportation Electricity Demand by Vehicle Type[LDVs,passenger,hydrogen vehicle] | NoSettings | 0 | 0 | 0 | 0 | 0 | 0 | 0 | 0 | 0 | 0 | 0 | 0 | 0 | 0 | 0 | 0 | 0 | 0 | 0 | 0 | 0 | 0 | 0 | 0 | 0 | 0 | 0 | 0 | 0 | 0 | 0
BAU Transportation Electricity Demand by Vehicle Type[LDVs,freight,battery electric vehicle] | NoSettings | 0 | 0 | 0 | 0 | 0 | 0 | 0 | 0 | 0 | 0 | 0 | 0 | 0 | 0 | 0 | 0 | 0 | 0 | 0 | 0 | 0 | 0 | 0 | 0 | 0 | 0 | 0 | 0 | 0 | 0 | 0
BAU Transportation Electricity Demand by Vehicle Type[LDVs,freight,natural gas vehicle] | NoSettings | 0 | 0 | 0 | 0 | 0 | 0 | 0 | 0 | 0 | 0 | 0 | 0 | 0 | 0 | 0 | 0 | 0 | 0 | 0 | 0 | 0 | 0 | 0 | 0 | 0 | 0 | 0 | 0 | 0 | 0 | 0
BAU Transportation Electricity Demand by Vehicle Type[LDVs,freight,gasoline vehicle] | NoSettings | 0 | 0 | 0 | 0 | 0 | 0 | 0 | 0 | 0 | 0 | 0 | 0 | 0 | 0 | 0 | 0 | 0 | 0 | 0 | 0 | 0 | 0 | 0 | 0 | 0 | 0 | 0 | 0 | 0 | 0 | 0
BAU Transportation Electricity Demand by Vehicle Type[LDVs,freight,diesel vehicle] | NoSettings | 0 | 0 | 0 | 0 | 0 | 0 | 0 | 0 | 0 | 0 | 0 | 0 | 0 | 0 | 0 | 0 | 0 | 0 | 0 | 0 | 0 | 0 | 0 | 0 | 0 | 0 | 0 | 0 | 0 | 0 | 0
BAU Transportation Electricity Demand by Vehicle Type[LDVs,freight,plugin hybrid vehicle] | NoSettings | 0 | 0 | 0 | 0 | 0 | 0 | 0 | 0 | 0 | 0 | 0 | 0 | 0 | 0 | 0 | 0 | 0 | 0 | 0 | 0 | 0 | 0 | 0 | 0 | 0 | 0 | 0 | 0 | 0 | 0 | 0
BAU Transportation Electricity Demand by Vehicle Type[LDVs,freight,LPG vehicle] | NoSettings | 0 | 0 | 0 | 0 | 0 | 0 | 0 | 0 | 0 | 0 | 0 | 0 | 0 | 0 | 0 | 0 | 0 | 0 | 0 | 0 | 0 | 0 | 0 | 0 | 0 | 0 | 0 | 0 | 0 | 0 | 0
BAU Transportation Electricity Demand by Vehicle Type[LDVs,freight,hydrogen vehicle] | NoSettings | 0 | 0 | 0 | 0 | 0 | 0 | 0 | 0 | 0 | 0 | 0 | 0 | 0 | 0 | 0 | 0 | 0 | 0 | 0 | 0 | 0 | 0 | 0 | 0 | 0 | 0 | 0 | 0 | 0 | 0 | 0
BAU Transportation Electricity Demand by Vehicle Type[HDVs,passenger,battery electric vehicle] | NoSettings | 61255.7 | 66422 | 72355.6 | 84046 | 107003 | 131931 | 165904 | 216868 | 281203 | 387293 | 508213 | 639955 | 759230 | 885313 | 996860 | 1148250 | 1308190 | 1478650 | 1646070 | 1817820 | 1989760 | 2155180 | 2332770 | 2519860 | 2713390 | 2903400 | 3093550 | 3251380 | 3402690 | 3527690 | 3669130
BAU Transportation Electricity Demand by Vehicle Type[HDVs,passenger,natural gas vehicle] | NoSettings | 0 | 0 | 0 | 0 | 0 | 0 | 0 | 0 | 0 | 0 | 0 | 0 | 0 | 0 | 0 | 0 | 0 | 0 | 0 | 0 | 0 | 0 | 0 | 0 | 0 | 0 | 0 | 0 | 0 | 0 | 0
BAU Transportation Electricity Demand by Vehicle Type[HDVs,passenger,gasoline vehicle] | NoSettings | 0 | 0 | 0 | 0 | 0 | 0 | 0 | 0 | 0 | 0 | 0 | 0 | 0 | 0 | 0 | 0 | 0 | 0 | 0 | 0 | 0 | 0 | 0 | 0 | 0 | 0 | 0 | 0 | 0 | 0 | 0
BAU Transportation Electricity Demand by Vehicle Type[HDVs,passenger,diesel vehicle] | NoSettings | 0 | 0 | 0 | 0 | 0 | 0 | 0 | 0 | 0 | 0 | 0 | 0 | 0 | 0 | 0 | 0 | 0 | 0 | 0 | 0 | 0 | 0 | 0 | 0 | 0 | 0 | 0 | 0 | 0 | 0 | 0
BAU Transportation Electricity Demand by Vehicle Type[HDVs,passenger,plugin hybrid vehicle] | NoSettings | 0 | 0 | 0 | 0 | 0 | 0 | 0 | 0 | 0 | 0 | 0 | 0 | 0 | 0 | 0 | 0 | 0 | 0 | 0 | 0 | 0 | 0 | 0 | 0 | 0 | 0 | 0 | 0 | 0 | 0 | 0
BAU Transportation Electricity Demand by Vehicle Type[HDVs,passenger,LPG vehicle] | NoSettings | 0 | 0 | 0 | 0 | 0 | 0 | 0 | 0 | 0 | 0 | 0 | 0 | 0 | 0 | 0 | 0 | 0 | 0 | 0 | 0 | 0 | 0 | 0 | 0 | 0 | 0 | 0 | 0 | 0 | 0 | 0
BAU Transportation Electricity Demand by Vehicle Type[HDVs,passenger,hydrogen vehicle] | NoSettings | 0 | 0 | 0 | 0 | 0 | 0 | 0 | 0 | 0 | 0 | 0 | 0 | 0 | 0 | 0 | 0 | 0 | 0 | 0 | 0 | 0 | 0 | 0 | 0 | 0 | 0 | 0 | 0 | 0 | 0 | 0
BAU Transportation Electricity Demand by Vehicle Type[HDVs,freight,battery electric vehicle] | NoSettings | 6862.33 | 6899.3 | 7591.37 | 8770.25 | 22831 | 43716.3 | 75154.6 | 124369 | 192997 | 282751 | 395156 | 537740 | 710514 | 895121 | 1091440 | 1299260 | 1518840 | 1749590 | 1991710 | 2244660 | 2508320 | 2782140 | 3065840 | 3359150 | 3661710 | 3958740 | 4264980 | 4579640 | 4903040 | 5217710 | 5533110
BAU Transportation Electricity Demand by Vehicle Type[HDVs,freight,natural gas vehicle] | NoSettings | 0 | 0 | 0 | 0 | 0 | 0 | 0 | 0 | 0 | 0 | 0 | 0 | 0 | 0 | 0 | 0 | 0 | 0 | 0 | 0 | 0 | 0 | 0 | 0 | 0 | 0 | 0 | 0 | 0 | 0 | 0
BAU Transportation Electricity Demand by Vehicle Type[HDVs,freight,gasoline vehicle] | NoSettings | 0 | 0 | 0 | 0 | 0 | 0 | 0 | 0 | 0 | 0 | 0 | 0 | 0 | 0 | 0 | 0 | 0 | 0 | 0 | 0 | 0 | 0 | 0 | 0 | 0 | 0 | 0 | 0 | 0 | 0 | 0
BAU Transportation Electricity Demand by Vehicle Type[HDVs,freight,diesel vehicle] | NoSettings | 0 | 0 | 0 | 0 | 0 | 0 | 0 | 0 | 0 | 0 | 0 | 0 | 0 | 0 | 0 | 0 | 0 | 0 | 0 | 0 | 0 | 0 | 0 | 0 | 0 | 0 | 0 | 0 | 0 | 0 | 0
BAU Transportation Electricity Demand by Vehicle Type[HDVs,freight,plugin hybrid vehicle] | NoSettings | 0 | 0 | 0 | 0 | 0 | 0 | 0 | 0 | 0 | 0 | 0 | 0 | 0 | 0 | 0 | 0 | 0 | 0 | 0 | 0 | 0 | 0 | 0 | 0 | 0 | 0 | 0 | 0 | 0 | 0 | 0
BAU Transportation Electricity Demand by Vehicle Type[HDVs,freight,LPG vehicle] | NoSettings | 0 | 0 | 0 | 0 | 0 | 0 | 0 | 0 | 0 | 0 | 0 | 0 | 0 | 0 | 0 | 0 | 0 | 0 | 0 | 0 | 0 | 0 | 0 | 0 | 0 | 0 | 0 | 0 | 0 | 0 | 0
BAU Transportation Electricity Demand by Vehicle Type[HDVs,freight,hydrogen vehicle] | NoSettings | 0 | 0 | 0 | 0 | 0 | 0 | 0 | 0 | 0 | 0 | 0 | 0 | 0 | 0 | 0 | 0 | 0 | 0 | 0 | 0 | 0 | 0 | 0 | 0 | 0 | 0 | 0 | 0 | 0 | 0 | 0
BAU Transportation Electricity Demand by Vehicle Type[aircraft,passenger,battery electric vehicle] | NoSettings | 0 | 0 | 0 | 0 | 0 | 0 | 0 | 0 | 0 | 0 | 0 | 0 | 0 | 0 | 0 | 0 | 0 | 0 | 0 | 0 | 0 | 0 | 0 | 0 | 0 | 0 | 0 | 0 | 0 | 0 | 0
BAU Transportation Electricity Demand by Vehicle Type[aircraft,passenger,natural gas vehicle] | NoSettings | 0 | 0 | 0 | 0 | 0 | 0 | 0 | 0 | 0 | 0 | 0 | 0 | 0 | 0 | 0 | 0 | 0 | 0 | 0 | 0 | 0 | 0 | 0 | 0 | 0 | 0 | 0 | 0 | 0 | 0 | 0
BAU Transportation Electricity Demand by Vehicle Type[aircraft,passenger,gasoline vehicle] | NoSettings | 0 | 0 | 0 | 0 | 0 | 0 | 0 | 0 | 0 | 0 | 0 | 0 | 0 | 0 | 0 | 0 | 0 | 0 | 0 | 0 | 0 | 0 | 0 | 0 | 0 | 0 | 0 | 0 | 0 | 0 | 0
BAU Transportation Electricity Demand by Vehicle Type[aircraft,passenger,diesel vehicle] | NoSettings | 0 | 0 | 0 | 0 | 0 | 0 | 0 | 0 | 0 | 0 | 0 | 0 | 0 | 0 | 0 | 0 | 0 | 0 | 0 | 0 | 0 | 0 | 0 | 0 | 0 | 0 | 0 | 0 | 0 | 0 | 0
BAU Transportation Electricity Demand by Vehicle Type[aircraft,passenger,plugin hybrid vehicle] | NoSettings | 0 | 0 | 0 | 0 | 0 | 0 | 0 | 0 | 0 | 0 | 0 | 0 | 0 | 0 | 0 | 0 | 0 | 0 | 0 | 0 | 0 | 0 | 0 | 0 | 0 | 0 | 0 | 0 | 0 | 0 | 0
BAU Transportation Electricity Demand by Vehicle Type[aircraft,passenger,LPG vehicle] | NoSettings | 0 | 0 | 0 | 0 | 0 | 0 | 0 | 0 | 0 | 0 | 0 | 0 | 0 | 0 | 0 | 0 | 0 | 0 | 0 | 0 | 0 | 0 | 0 | 0 | 0 | 0 | 0 | 0 | 0 | 0 | 0
BAU Transportation Electricity Demand by Vehicle Type[aircraft,passenger,hydrogen vehicle] | NoSettings | 0 | 0 | 0 | 0 | 0 | 0 | 0 | 0 | 0 | 0 | 0 | 0 | 0 | 0 | 0 | 0 | 0 | 0 | 0 | 0 | 0 | 0 | 0 | 0 | 0 | 0 | 0 | 0 | 0 | 0 | 0
BAU Transportation Electricity Demand by Vehicle Type[aircraft,freight,battery electric vehicle] | NoSettings | 0 | 0 | 0 | 0 | 0 | 0 | 0 | 0 | 0 | 0 | 0 | 0 | 0 | 0 | 0 | 0 | 0 | 0 | 0 | 0 | 0 | 0 | 0 | 0 | 0 | 0 | 0 | 0 | 0 | 0 | 0
BAU Transportation Electricity Demand by Vehicle Type[aircraft,freight,natural gas vehicle] | NoSettings | 0 | 0 | 0 | 0 | 0 | 0 | 0 | 0 | 0 | 0 | 0 | 0 | 0 | 0 | 0 | 0 | 0 | 0 | 0 | 0 | 0 | 0 | 0 | 0 | 0 | 0 | 0 | 0 | 0 | 0 | 0
BAU Transportation Electricity Demand by Vehicle Type[aircraft,freight,gasoline vehicle] | NoSettings | 0 | 0 | 0 | 0 | 0 | 0 | 0 | 0 | 0 | 0 | 0 | 0 | 0 | 0 | 0 | 0 | 0 | 0 | 0 | 0 | 0 | 0 | 0 | 0 | 0 | 0 | 0 | 0 | 0 | 0 | 0
BAU Transportation Electricity Demand by Vehicle Type[aircraft,freight,diesel vehicle] | NoSettings | 0 | 0 | 0 | 0 | 0 | 0 | 0 | 0 | 0 | 0 | 0 | 0 | 0 | 0 | 0 | 0 | 0 | 0 | 0 | 0 | 0 | 0 | 0 | 0 | 0 | 0 | 0 | 0 | 0 | 0 | 0
BAU Transportation Electricity Demand by Vehicle Type[aircraft,freight,plugin hybrid vehicle] | NoSettings | 0 | 0 | 0 | 0 | 0 | 0 | 0 | 0 | 0 | 0 | 0 | 0 | 0 | 0 | 0 | 0 | 0 | 0 | 0 | 0 | 0 | 0 | 0 | 0 | 0 | 0 | 0 | 0 | 0 | 0 | 0
BAU Transportation Electricity Demand by Vehicle Type[aircraft,freight,LPG vehicle] | NoSettings | 0 | 0 | 0 | 0 | 0 | 0 | 0 | 0 | 0 | 0 | 0 | 0 | 0 | 0 | 0 | 0 | 0 | 0 | 0 | 0 | 0 | 0 | 0 | 0 | 0 | 0 | 0 | 0 | 0 | 0 | 0
BAU Transportation Electricity Demand by Vehicle Type[aircraft,freight,hydrogen vehicle] | NoSettings | 0 | 0 | 0 | 0 | 0 | 0 | 0 | 0 | 0 | 0 | 0 | 0 | 0 | 0 | 0 | 0 | 0 | 0 | 0 | 0 | 0 | 0 | 0 | 0 | 0 | 0 | 0 | 0 | 0 | 0 | 0
BAU Transportation Electricity Demand by Vehicle Type[rail,passenger,battery electric vehicle] | NoSettings | 201078 | 196672 | 192804 | 188853 | 185063 | 181380 | 178077 | 174663 | 171409 | 168332 | 165392 | 162607 | 159966 | 157517 | 155243 | 152901 | 150691 | 148606 | 146604 | 144706 | 142905 | 141175 | 139594 | 138131 | 136605 | 135169 | 133838 | 132605 | 131448 | 130382 | 129298
BAU Transportation Electricity Demand by Vehicle Type[rail,passenger,natural gas vehicle] | NoSettings | 0 | 0 | 0 | 0 | 0 | 0 | 0 | 0 | 0 | 0 | 0 | 0 | 0 | 0 | 0 | 0 | 0 | 0 | 0 | 0 | 0 | 0 | 0 | 0 | 0 | 0 | 0 | 0 | 0 | 0 | 0
BAU Transportation Electricity Demand by Vehicle Type[rail,passenger,gasoline vehicle] | NoSettings | 0 | 0 | 0 | 0 | 0 | 0 | 0 | 0 | 0 | 0 | 0 | 0 | 0 | 0 | 0 | 0 | 0 | 0 | 0 | 0 | 0 | 0 | 0 | 0 | 0 | 0 | 0 | 0 | 0 | 0 | 0
BAU Transportation Electricity Demand by Vehicle Type[rail,passenger,diesel vehicle] | NoSettings | 0 | 0 | 0 | 0 | 0 | 0 | 0 | 0 | 0 | 0 | 0 | 0 | 0 | 0 | 0 | 0 | 0 | 0 | 0 | 0 | 0 | 0 | 0 | 0 | 0 | 0 | 0 | 0 | 0 | 0 | 0
BAU Transportation Electricity Demand by Vehicle Type[rail,passenger,plugin hybrid vehicle] | NoSettings | 0 | 0 | 0 | 0 | 0 | 0 | 0 | 0 | 0 | 0 | 0 | 0 | 0 | 0 | 0 | 0 | 0 | 0 | 0 | 0 | 0 | 0 | 0 | 0 | 0 | 0 | 0 | 0 | 0 | 0 | 0
BAU Transportation Electricity Demand by Vehicle Type[rail,passenger,LPG vehicle] | NoSettings | 0 | 0 | 0 | 0 | 0 | 0 | 0 | 0 | 0 | 0 | 0 | 0 | 0 | 0 | 0 | 0 | 0 | 0 | 0 | 0 | 0 | 0 | 0 | 0 | 0 | 0 | 0 | 0 | 0 | 0 | 0
BAU Transportation Electricity Demand by Vehicle Type[rail,passenger,hydrogen vehicle] | NoSettings | 0 | 0 | 0 | 0 | 0 | 0 | 0 | 0 | 0 | 0 | 0 | 0 | 0 | 0 | 0 | 0 | 0 | 0 | 0 | 0 | 0 | 0 | 0 | 0 | 0 | 0 | 0 | 0 | 0 | 0 | 0
BAU Transportation Electricity Demand by Vehicle Type[rail,freight,battery electric vehicle] | NoSettings | 0 | 0 | 0 | 0 | 0 | 0 | 0 | 0 | 0 | 0 | 0 | 0 | 0 | 0 | 0 | 0 | 0 | 0 | 0 | 0 | 0 | 0 | 0 | 0 | 0 | 0 | 0 | 0 | 0 | 0 | 0
BAU Transportation Electricity Demand by Vehicle Type[rail,freight,natural gas vehicle] | NoSettings | 0 | 0 | 0 | 0 | 0 | 0 | 0 | 0 | 0 | 0 | 0 | 0 | 0 | 0 | 0 | 0 | 0 | 0 | 0 | 0 | 0 | 0 | 0 | 0 | 0 | 0 | 0 | 0 | 0 | 0 | 0
BAU Transportation Electricity Demand by Vehicle Type[rail,freight,gasoline vehicle] | NoSettings | 0 | 0 | 0 | 0 | 0 | 0 | 0 | 0 | 0 | 0 | 0 | 0 | 0 | 0 | 0 | 0 | 0 | 0 | 0 | 0 | 0 | 0 | 0 | 0 | 0 | 0 | 0 | 0 | 0 | 0 | 0
BAU Transportation Electricity Demand by Vehicle Type[rail,freight,diesel vehicle] | NoSettings | 0 | 0 | 0 | 0 | 0 | 0 | 0 | 0 | 0 | 0 | 0 | 0 | 0 | 0 | 0 | 0 | 0 | 0 | 0 | 0 | 0 | 0 | 0 | 0 | 0 | 0 | 0 | 0 | 0 | 0 | 0
BAU Transportation Electricity Demand by Vehicle Type[rail,freight,plugin hybrid vehicle] | NoSettings | 0 | 0 | 0 | 0 | 0 | 0 | 0 | 0 | 0 | 0 | 0 | 0 | 0 | 0 | 0 | 0 | 0 | 0 | 0 | 0 | 0 | 0 | 0 | 0 | 0 | 0 | 0 | 0 | 0 | 0 | 0
BAU Transportation Electricity Demand by Vehicle Type[rail,freight,LPG vehicle] | NoSettings | 0 | 0 | 0 | 0 | 0 | 0 | 0 | 0 | 0 | 0 | 0 | 0 | 0 | 0 | 0 | 0 | 0 | 0 | 0 | 0 | 0 | 0 | 0 | 0 | 0 | 0 | 0 | 0 | 0 | 0 | 0
BAU Transportation Electricity Demand by Vehicle Type[rail,freight,hydrogen vehicle] | NoSettings | 0 | 0 | 0 | 0 | 0 | 0 | 0 | 0 | 0 | 0 | 0 | 0 | 0 | 0 | 0 | 0 | 0 | 0 | 0 | 0 | 0 | 0 | 0 | 0 | 0 | 0 | 0 | 0 | 0 | 0 | 0
BAU Transportation Electricity Demand by Vehicle Type[ships,passenger,battery electric vehicle] | NoSettings | 0 | 0 | 0 | 0 | 0 | 0 | 0 | 0 | 0 | 0 | 0 | 0 | 0 | 0 | 0 | 0 | 0 | 0 | 0 | 0 | 0 | 0 | 0 | 0 | 0 | 0 | 0 | 0 | 0 | 0 | 0
BAU Transportation Electricity Demand by Vehicle Type[ships,passenger,natural gas vehicle] | NoSettings | 0 | 0 | 0 | 0 | 0 | 0 | 0 | 0 | 0 | 0 | 0 | 0 | 0 | 0 | 0 | 0 | 0 | 0 | 0 | 0 | 0 | 0 | 0 | 0 | 0 | 0 | 0 | 0 | 0 | 0 | 0
BAU Transportation Electricity Demand by Vehicle Type[ships,passenger,gasoline vehicle] | NoSettings | 0 | 0 | 0 | 0 | 0 | 0 | 0 | 0 | 0 | 0 | 0 | 0 | 0 | 0 | 0 | 0 | 0 | 0 | 0 | 0 | 0 | 0 | 0 | 0 | 0 | 0 | 0 | 0 | 0 | 0 | 0
BAU Transportation Electricity Demand by Vehicle Type[ships,passenger,diesel vehicle] | NoSettings | 0 | 0 | 0 | 0 | 0 | 0 | 0 | 0 | 0 | 0 | 0 | 0 | 0 | 0 | 0 | 0 | 0 | 0 | 0 | 0 | 0 | 0 | 0 | 0 | 0 | 0 | 0 | 0 | 0 | 0 | 0
BAU Transportation Electricity Demand by Vehicle Type[ships,passenger,plugin hybrid vehicle] | NoSettings | 0 | 0 | 0 | 0 | 0 | 0 | 0 | 0 | 0 | 0 | 0 | 0 | 0 | 0 | 0 | 0 | 0 | 0 | 0 | 0 | 0 | 0 | 0 | 0 | 0 | 0 | 0 | 0 | 0 | 0 | 0
BAU Transportation Electricity Demand by Vehicle Type[ships,passenger,LPG vehicle] | NoSettings | 0 | 0 | 0 | 0 | 0 | 0 | 0 | 0 | 0 | 0 | 0 | 0 | 0 | 0 | 0 | 0 | 0 | 0 | 0 | 0 | 0 | 0 | 0 | 0 | 0 | 0 | 0 | 0 | 0 | 0 | 0
BAU Transportation Electricity Demand by Vehicle Type[ships,passenger,hydrogen vehicle] | NoSettings | 0 | 0 | 0 | 0 | 0 | 0 | 0 | 0 | 0 | 0 | 0 | 0 | 0 | 0 | 0 | 0 | 0 | 0 | 0 | 0 | 0 | 0 | 0 | 0 | 0 | 0 | 0 | 0 | 0 | 0 | 0
BAU Transportation Electricity Demand by Vehicle Type[ships,freight,battery electric vehicle] | NoSettings | 0 | 0 | 0 | 0 | 0 | 0 | 0 | 0 | 0 | 0 | 0 | 0 | 0 | 0 | 0 | 0 | 0 | 0 | 0 | 0 | 0 | 0 | 0 | 0 | 0 | 0 | 0 | 0 | 0 | 0 | 0
BAU Transportation Electricity Demand by Vehicle Type[ships,freight,natural gas vehicle] | NoSettings | 0 | 0 | 0 | 0 | 0 | 0 | 0 | 0 | 0 | 0 | 0 | 0 | 0 | 0 | 0 | 0 | 0 | 0 | 0 | 0 | 0 | 0 | 0 | 0 | 0 | 0 | 0 | 0 | 0 | 0 | 0
BAU Transportation Electricity Demand by Vehicle Type[ships,freight,gasoline vehicle] | NoSettings | 0 | 0 | 0 | 0 | 0 | 0 | 0 | 0 | 0 | 0 | 0 | 0 | 0 | 0 | 0 | 0 | 0 | 0 | 0 | 0 | 0 | 0 | 0 | 0 | 0 | 0 | 0 | 0 | 0 | 0 | 0
BAU Transportation Electricity Demand by Vehicle Type[ships,freight,diesel vehicle] | NoSettings | 0 | 0 | 0 | 0 | 0 | 0 | 0 | 0 | 0 | 0 | 0 | 0 | 0 | 0 | 0 | 0 | 0 | 0 | 0 | 0 | 0 | 0 | 0 | 0 | 0 | 0 | 0 | 0 | 0 | 0 | 0
BAU Transportation Electricity Demand by Vehicle Type[ships,freight,plugin hybrid vehicle] | NoSettings | 0 | 0 | 0 | 0 | 0 | 0 | 0 | 0 | 0 | 0 | 0 | 0 | 0 | 0 | 0 | 0 | 0 | 0 | 0 | 0 | 0 | 0 | 0 | 0 | 0 | 0 | 0 | 0 | 0 | 0 | 0
BAU Transportation Electricity Demand by Vehicle Type[ships,freight,LPG vehicle] | NoSettings | 0 | 0 | 0 | 0 | 0 | 0 | 0 | 0 | 0 | 0 | 0 | 0 | 0 | 0 | 0 | 0 | 0 | 0 | 0 | 0 | 0 | 0 | 0 | 0 | 0 | 0 | 0 | 0 | 0 | 0 | 0
BAU Transportation Electricity Demand by Vehicle Type[ships,freight,hydrogen vehicle] | NoSettings | 0 | 0 | 0 | 0 | 0 | 0 | 0 | 0 | 0 | 0 | 0 | 0 | 0 | 0 | 0 | 0 | 0 | 0 | 0 | 0 | 0 | 0 | 0 | 0 | 0 | 0 | 0 | 0 | 0 | 0 | 0
BAU Transportation Electricity Demand by Vehicle Type[motorbikes,passenger,battery electric vehicle] | NoSettings | 197.009 | 1410.34 | 4149.92 | 8651.2 | 14856.8 | 22257.4 | 30578.6 | 39392.1 | 48401.1 | 57472.4 | 66515.5 | 75472.1 | 84341.7 | 93131.6 | 101803 | 110370 | 118807 | 127394 | 135631 | 142801 | 148616 | 152946 | 156106 | 158300 | 159842 | 160963 | 161791 | 162392 | 162854 | 163292 | 163578
BAU Transportation Electricity Demand by Vehicle Type[motorbikes,passenger,natural gas vehicle] | NoSettings | 0 | 0 | 0 | 0 | 0 | 0 | 0 | 0 | 0 | 0 | 0 | 0 | 0 | 0 | 0 | 0 | 0 | 0 | 0 | 0 | 0 | 0 | 0 | 0 | 0 | 0 | 0 | 0 | 0 | 0 | 0
BAU Transportation Electricity Demand by Vehicle Type[motorbikes,passenger,gasoline vehicle] | NoSettings | 0 | 0 | 0 | 0 | 0 | 0 | 0 | 0 | 0 | 0 | 0 | 0 | 0 | 0 | 0 | 0 | 0 | 0 | 0 | 0 | 0 | 0 | 0 | 0 | 0 | 0 | 0 | 0 | 0 | 0 | 0
BAU Transportation Electricity Demand by Vehicle Type[motorbikes,passenger,diesel vehicle] | NoSettings | 0 | 0 | 0 | 0 | 0 | 0 | 0 | 0 | 0 | 0 | 0 | 0 | 0 | 0 | 0 | 0 | 0 | 0 | 0 | 0 | 0 | 0 | 0 | 0 | 0 | 0 | 0 | 0 | 0 | 0 | 0
BAU Transportation Electricity Demand by Vehicle Type[motorbikes,passenger,plugin hybrid vehicle] | NoSettings | 0 | 0 | 0 | 0 | 0 | 0 | 0 | 0 | 0 | 0 | 0 | 0 | 0 | 0 | 0 | 0 | 0 | 0 | 0 | 0 | 0 | 0 | 0 | 0 | 0 | 0 | 0 | 0 | 0 | 0 | 0
BAU Transportation Electricity Demand by Vehicle Type[motorbikes,passenger,LPG vehicle] | NoSettings | 0 | 0 | 0 | 0 | 0 | 0 | 0 | 0 | 0 | 0 | 0 | 0 | 0 | 0 | 0 | 0 | 0 | 0 | 0 | 0 | 0 | 0 | 0 | 0 | 0 | 0 | 0 | 0 | 0 | 0 | 0
BAU Transportation Electricity Demand by Vehicle Type[motorbikes,passenger,hydrogen vehicle] | NoSettings | 0 | 0 | 0 | 0 | 0 | 0 | 0 | 0 | 0 | 0 | 0 | 0 | 0 | 0 | 0 | 0 | 0 | 0 | 0 | 0 | 0 | 0 | 0 | 0 | 0 | 0 | 0 | 0 | 0 | 0 | 0
BAU Transportation Electricity Demand by Vehicle Type[motorbikes,freight,battery electric vehicle] | NoSettings | 1266.71 | 3025.3 | 9725.63 | 18074.9 | 49847.3 | 96572.5 | 166239 | 275179 | 426806 | 624526 | 871663 | 1185410 | 1565000 | 1970510 | 2401690 | 2858670 | 3340860 | 3848080 | 4380010 | 4935600 | 5514950 | 6116970 | 6740360 | 7384880 | 8049310 | 8699520 | 9369260 | 10052200 | 10753900 | 11443700 | 12135500
BAU Transportation Electricity Demand by Vehicle Type[motorbikes,freight,natural gas vehicle] | NoSettings | 0 | 0 | 0 | 0 | 0 | 0 | 0 | 0 | 0 | 0 | 0 | 0 | 0 | 0 | 0 | 0 | 0 | 0 | 0 | 0 | 0 | 0 | 0 | 0 | 0 | 0 | 0 | 0 | 0 | 0 | 0
BAU Transportation Electricity Demand by Vehicle Type[motorbikes,freight,gasoline vehicle] | NoSettings | 0 | 0 | 0 | 0 | 0 | 0 | 0 | 0 | 0 | 0 | 0 | 0 | 0 | 0 | 0 | 0 | 0 | 0 | 0 | 0 | 0 | 0 | 0 | 0 | 0 | 0 | 0 | 0 | 0 | 0 | 0
BAU Transportation Electricity Demand by Vehicle Type[motorbikes,freight,diesel vehicle] | NoSettings | 0 | 0 | 0 | 0 | 0 | 0 | 0 | 0 | 0 | 0 | 0 | 0 | 0 | 0 | 0 | 0 | 0 | 0 | 0 | 0 | 0 | 0 | 0 | 0 | 0 | 0 | 0 | 0 | 0 | 0 | 0
BAU Transportation Electricity Demand by Vehicle Type[motorbikes,freight,plugin hybrid vehicle] | NoSettings | 0 | 0 | 0 | 0 | 0 | 0 | 0 | 0 | 0 | 0 | 0 | 0 | 0 | 0 | 0 | 0 | 0 | 0 | 0 | 0 | 0 | 0 | 0 | 0 | 0 | 0 | 0 | 0 | 0 | 0 | 0
BAU Transportation Electricity Demand by Vehicle Type[motorbikes,freight,LPG vehicle] | NoSettings | 0 | 0 | 0 | 0 | 0 | 0 | 0 | 0 | 0 | 0 | 0 | 0 | 0 | 0 | 0 | 0 | 0 | 0 | 0 | 0 | 0 | 0 | 0 | 0 | 0 | 0 | 0 | 0 | 0 | 0 | 0
BAU Transportation Electricity Demand by Vehicle Type[motorbikes,freight,hydrogen vehicle] | NoSettings | 0 | 0 | 0 | 0 | 0 | 0 | 0 | 0 | 0 | 0 | 0 | 0 | 0 | 0 | 0 | 0 | 0 | 0 | 0 | 0 | 0 | 0 | 0 | 0 | 0 | 0 | 0 | 0 | 0 | 0 | 0
Total Energy Use by Sector[transportation sector,electricity] | NoSettings | 10389600000000 | 15326600000000 | 20790300000000 | 26862900000000 | 32823100000000 | 38476100000000 | 44495400000000 | 51764600000000 | 60324200000000 | 71117900000000 | 84054100000000 | 98034700000000 | 114075000000000 | 128895000000000 | 144594000000000 | 160518000000000 | 177674000000000 | 196656000000000 | 217245000000000 | 238779000000000 | 260514000000000 | 282197000000000 | 303053000000000 | 322893000000000 | 342386000000000 | 360311000000000 | 376848000000000 | 391917000000000 | 405733000000000 | 418161000000000 | 429510000000000
Total Energy Use by Sector[transportation sector,hard coal] | NoSettings | 25: 0
Total Energy Use by Sector[transportation sector,natural gas] | NoSettings | 13364000000000 | 13037600000000 | 12387100000000 | 11723900000000 | 11006300000000 | 10299200000000 | 9620090000000 | 8983000000000 | 8383720000000 | 7773310000000 | 7192300000000 | 6680810000000 | 6222290000000 | 5818100000000 | 5478360000000 | 5187990000000 | 4997230000000 | 4866130000000 | 4797380000000 | 4792640000000 | 4851320000000 | 4972720000000 | 5149270000000 | 5486400000000 | 5866920000000 | 6247960000000 | 6646860000000 | 7011810000000 | 7448740000000 | 7974420000000 | 8566750000000
Total Energy Use by Sector[transportation sector,nuclear] | NoSettings | 25: 0
Total Energy Use by Sector[transportation sector,hydro] | NoSettings | 25: 0
Total Energy Use by Sector[transportation sector,wind] | NoSettings | 25: 0
Total Energy Use by Sector[transportation sector,solar] | NoSettings | 25: 0
Total Energy Use by Sector[transportation sector,biomass] | NoSettings | 25: 0
Total Energy Use by Sector[transportation sector,petroleum gasoline] | NoSettings | 1492390000000000 | 1679410000000000 | 1665430000000000 | 1648990000000000 | 1619140000000000 | 1586950000000000 | 1551200000000000 | 1514360000000000 | 1477250000000000 | 1436790000000000 | 1389680000000000 | 1340050000000000 | 1288250000000000 | 1243360000000000 | 1195360000000000 | 1150530000000000 | 1104550000000000 | 1054790000000000 | 1000910000000000 | 944558000000000 | 888388000000000 | 833166000000000 | 781365000000000 | 734044000000000 | 688610000000000 | 647865000000000 | 611811000000000 | 580251000000000 | 552911000000000 | 529517000000000 | 509380000000000
Total Energy Use by Sector[transportation sector,petroleum diesel] | NoSettings | 401946000000000 | 403353000000000 | 397620000000000 | 386240000000000 | 377192000000000 | 367886000000000 | 360193000000000 | 351093000000000 | 343194000000000 | 332896000000000 | 320375000000000 | 319103000000000 | 317526000000000 | 315829000000000 | 315178000000000 | 314119000000000 | 315192000000000 | 313636000000000 | 312539000000000 | 311365000000000 | 311140000000000 | 309280000000000 | 310885000000000 | 310084000000000 | 311084000000000 | 310035000000000 | 313457000000000 | 315879000000000 | 318385000000000 | 322735000000000 | 326580000000000
Total Energy Use by Sector[transportation sector,biofuel gasoline] | NoSettings | 115097000000000 | 129909000000000 | 129215000000000 | 128323000000000 | 126376000000000 | 124232000000000 | 121794000000000 | 119253000000000 | 116674000000000 | 113648000000000 | 110245000000000 | 106307000000000 | 102198000000000 | 98636600000000 | 94828900000000 | 91272500000000 | 87625000000000 | 83677200000000 | 79403200000000 | 74932800000000 | 70476800000000 | 66096100000000 | 61986600000000 | 58232600000000 | 54628300000000 | 51395900000000 | 48535700000000 | 46032000000000 | 43863100000000 | 42007300000000 | 40409800000000
Total Energy Use by Sector[transportation sector,biofuel diesel] | NoSettings | 84691700000000 | 95913800000000 | 104542000000000 | 113193000000000 | 121295000000000 | 129090000000000 | 136814000000000 | 144005000000000 | 150851000000000 | 157163000000000 | 162877000000000 | 161246000000000 | 159350000000000 | 157393000000000 | 155994000000000 | 154244000000000 | 152385000000000 | 150184000000000 | 147997000000000 | 146019000000000 | 144243000000000 | 142505000000000 | 141219000000000 | 139438000000000 | 137826000000000 | 136656000000000 | 136259000000000 | 136141000000000 | 136181000000000 | 137010000000000 | 138033000000000
Total Energy Use by Sector[transportation sector,jet fuel or kerosene] | NoSettings | 41846500000000 | 56401100000000 | 62366200000000 | 64706800000000 | 65608600000000 | 66308400000000 | 66141300000000 | 65915800000000 | 65917200000000 | 65786600000000 | 65881600000000 | 66144700000000 | 66597600000000 | 67088600000000 | 67594900000000 | 68113200000000 | 68419000000000 | 68632400000000 | 68934700000000 | 69268000000000 | 69739300000000 | 70199900000000 | 70789700000000 | 71428200000000 | 72112300000000 | 72694700000000 | 73220000000000 | 73642300000000 | 74006800000000 | 74306000000000 | 74642700000000
Total Energy Use by Sector[transportation sector,heat] | NoSettings | 25: 0
Total Energy Use by Sector[transportation sector,geothermal] | NoSettings | 25: 0
Total Energy Use by Sector[transportation sector,lignite] | NoSettings | 25: 0
Total Energy Use by Sector[transportation sector,crude oil] | NoSettings | 25: 0
Total Energy Use by Sector[transportation sector,heavy or residual fuel oil] | NoSettings | 16976000000000 | 20062200000000 | 20242900000000 | 25527500000000 | 27149600000000 | 28542300000000 | 28799500000000 | 29729000000000 | 29254300000000 | 30563000000000 | 33910300000000 | 35033200000000 | 36469600000000 | 37775100000000 | 38962300000000 | 40272200000000 | 39536800000000 | 41184500000000 | 42067600000000 | 43641500000000 | 44615800000000 | 47142700000000 | 47536000000000 | 49043300000000 | 49673000000000 | 52700900000000 | 52740100000000 | 54057300000000 | 55583400000000 | 57182300000000 | 58373100000000
Total Energy Use by Sector[transportation sector,LPG propane or butane] | NoSettings | 0 | 0 | 0 | 0 | 0 | 0 | 0 | 0 | 0 | 0 | 0 | 0 | 0 | 0 | 0 | 0 | 0 | 0 | 0 | 0 | 0 | 0 | 0 | 0 | 0 | 0 | 0 | 0 | 0 | 0 | 0
Total Energy Use by Sector[transportation sector,municipal solid waste] | NoSettings | 25: 0
Total Energy Use by Sector[transportation sector,hydrogen] | NoSettings | 144140000000 | 153697000000 | 142336000000 | 129864000000 | 116367000000 | 102109000000 | 87510600000 | 73011500000 | 58431700000 | 43802900000 | 29156900000 | 14559500000 | 0 | 0 | 0 | 0 | 0 | 0 | 0 | 0 | 0 | 0 | 0 | 0 | 0 | 0 | 0 | 0 | 0 | 0 | 24432600000
Total Energy Use by Sector[electricity sector,electricity] | NoSettings | 25: 0
Total Energy Use by Sector[electricity sector,hard coal] | NoSettings | 0 | 0 | 0 | 0 | 0 | 0 | 0 | 0 | 0 | 0 | 0 | 0 | 0 | 0 | 0 | 0 | 0 | 0 | 0 | 0 | 0 | 0 | 0 | 0 | 0 | 0 | 0 | 0 | 0 | 0 | 0
Total Energy Use by Sector[electricity sector,natural gas] | NoSettings | 750083000000000 | 715346000000000 | 725280000000000 | 729181000000000 | 740154000000000 | 739450000000000 | 727277000000000 | 709000000000000 | 688854000000000 | 657234000000000 | 615043000000000 | 544353000000000 | 554491000000000 | 543209000000000 | 515551000000000 | 467544000000000 | 375023000000000 | 362411000000000 | 331412000000000 | 309437000000000 | 282076000000000 | 254842000000000 | 203479000000000 | 152905000000000 | 121876000000000 | 121876000000000 | 121876000000000 | 121876000000000 | 121876000000000 | 121876000000000 | 121876000000000
Total Energy Use by Sector[electricity sector,nuclear] | NoSettings | 184185000000000 | 184185000000000 | 184185000000000 | 184185000000000 | 92092700000000 | 0 | 0 | 0 | 0 | 0 | 0 | 0 | 0 | 0 | 0 | 0 | 0 | 0 | 0 | 0 | 0 | 0 | 0 | 0 | 0 | 0 | 0 | 0 | 0 | 0 | 0
Total Energy Use by Sector[electricity sector,hydro] | NoSettings | 0 | 0 | 0 | 0 | 0 | 0 | 0 | 0 | 0 | 0 | 0 | 0 | 0 | 0 | 0 | 0 | 0 | 0 | 0 | 0 | 0 | 0 | 0 | 0 | 0 | 0 | 0 | 0 | 0 | 0 | 0
Total Energy Use by Sector[electricity sector,wind] | NoSettings | 0 | 0 | 0 | 0 | 0 | 0 | 0 | 0 | 0 | 0 | 0 | 0 | 0 | 0 | 0 | 0 | 0 | 0 | 0 | 0 | 0 | 0 | 0 | 0 | 0 | 0 | 0 | 0 | 0 | 0 | 0
Total Energy Use by Sector[electricity sector,solar] | NoSettings | 0 | 0 | 0 | 0 | 0 | 0 | 0 | 0 | 0 | 0 | 0 | 0 | 0 | 0 | 0 | 0 | 0 | 0 | 0 | 0 | 0 | 0 | 0 | 0 | 0 | 0 | 0 | 0 | 0 | 0 | 0
Total Energy Use by Sector[electricity sector,biomass] | NoSettings | 53526700000000 | 55470400000000 | 57488800000000 | 58834500000000 | 61002500000000 | 64516100000000 | 65787000000000 | 67207400000000 | 67506400000000 | 69225800000000 | 71020000000000 | 73860800000000 | 74832700000000 | 76103600000000 | 77673500000000 | 79766700000000 | 83130800000000 | 84850200000000 | 86943500000000 | 88737600000000 | 90756100000000 | 92699800000000 | 95316300000000 | 97858100000000 | 97600400000000 | 93491700000000 | 88864200000000 | 91040700000000 | 90645200000000 | 91869300000000 | 92259800000000
Total Energy Use by Sector[electricity sector,petroleum gasoline] | NoSettings | 25: 0
Total Energy Use by Sector[electricity sector,petroleum diesel] | NoSettings | 0 | 0 | 0 | 0 | 0 | 9636000000 | 9636000000 | 9636000000 | 9636000000 | 9636000000 | 9636000000 | 9636000000 | 9636000000 | 9636000000 | 9636000000 | 9636000000 | 9636000000 | 9636000000 | 9636000000 | 9636000000 | 9636000000 | 9636000000 | 9636000000 | 9636000000 | 9636000000 | 9636000000 | 9636000000 | 9636000000 | 9636000000 | 9636000000 | 9636000000
Total Energy Use by Sector[electricity sector,biofuel gasoline] | NoSettings | 25: 0
Total Energy Use by Sector[electricity sector,biofuel diesel] | NoSettings | 25: 0
Total Energy Use by Sector[electricity sector,jet fuel or kerosene] | NoSettings | 25: 0
Total Energy Use by Sector[electricity sector,heat] | NoSettings | 25: 0
Total Energy Use by Sector[electricity sector,geothermal] | NoSettings | 0 | 0 | 0 | 0 | 0 | 0 | 0 | 0 | 0 | 0 | 0 | 0 | 0 | 0 | 0 | 0 | 0 | 0 | 0 | 0 | 0 | 0 | 0 | 0 | 0 | 0 | 0 | 0 | 0 | 0 | 0
Total Energy Use by Sector[electricity sector,lignite] | NoSettings | 0 | 0 | 0 | 0 | 0 | 0 | 0 | 0 | 0 | 0 | 0 | 0 | 0 | 0 | 0 | 0 | 0 | 0 | 0 | 0 | 0 | 0 | 0 | 0 | 0 | 0 | 0 | 0 | 0 | 0 | 0
Total Energy Use by Sector[electricity sector,crude oil] | NoSettings | 0 | 0 | 0 | 0 | 0 | 0 | 0 | 0 | 0 | 0 | 0 | 0 | 0 | 0 | 0 | 0 | 0 | 0 | 0 | 0 | 0 | 0 | 0 | 0 | 0 | 0 | 0 | 0 | 0 | 0 | 0
Total Energy Use by Sector[electricity sector,heavy or residual fuel oil] | NoSettings | 0 | 0 | 0 | 0 | 0 | 0 | 0 | 0 | 0 | 0 | 0 | 0 | 0 | 0 | 0 | 0 | 0 | 0 | 0 | 0 | 0 | 0 | 0 | 0 | 0 | 0 | 0 | 0 | 0 | 0 | 0
Total Energy Use by Sector[electricity sector,LPG propane or butane] | NoSettings | 25: 0
Total Energy Use by Sector[electricity sector,municipal solid waste] | NoSettings | 0 | 0 | 0 | 0 | 0 | 0 | 0 | 0 | 0 | 0 | 0 | 0 | 0 | 0 | 0 | 0 | 0 | 0 | 0 | 0 | 0 | 0 | 0 | 0 | 0 | 0 | 0 | 0 | 0 | 0 | 0
Total Energy Use by Sector[electricity sector,hydrogen] | NoSettings | 25: 0
Total Energy Use by Sector[residential buildings sector,electricity] | NoSettings | 310030000000000 | 296160000000000 | 289310000000000 | 287350000000000 | 286734000000000 | 286640000000000 | 287023000000000 | 288362000000000 | 289600000000000 | 290911000000000 | 292314000000000 | 293338000000000 | 294365000000000 | 295511000000000 | 296494000000000 | 297617000000000 | 298930000000000 | 300040000000000 | 301290000000000 | 301170000000000 | 302110000000000 | 302810000000000 | 303350000000000 | 303710000000000 | 304100000000000 | 303390000000000 | 303490000000000 | 302570000000000 | 302570000000000 | 301810000000000 | 300880000000000
Total Energy Use by Sector[residential buildings sector,hard coal] | NoSettings | 0 | 0 | 0 | 0 | 0 | 0 | 0 | 0 | 0 | 0 | 0 | 0 | 0 | 0 | 0 | 0 | 0 | 0 | 0 | 0 | 0 | 0 | 0 | 0 | 0 | 0 | 0 | 0 | 0 | 0 | 0
Total Energy Use by Sector[residential buildings sector,natural gas] | NoSettings | 478011000000000 | 493913000000000 | 495008000000000 | 496004000000000 | 494900000000000 | 494995000000000 | 493792000000000 | 491788000000000 | 489684000000000 | 486580000000000 | 482276000000000 | 479173000000000 | 473970000000000 | 470767000000000 | 465464000000000 | 460361000000000 | 457058000000000 | 453855000000000 | 449653000000000 | 448550000000000 | 444448000000000 | 442248000000000 | 441149000000000 | 440200000000000 | 440142000000000 | 439204000000000 | 439086000000000 | 439059000000000 | 439051000000000 | 440153000000000 | 441156000000000
Total Energy Use by Sector[residential buildings sector,nuclear] | NoSettings | 25: 0
Total Energy Use by Sector[residential buildings sector,hydro] | NoSettings | 25: 0
Total Energy Use by Sector[residential buildings sector,wind] | NoSettings | 25: 0
Total Energy Use by Sector[residential buildings sector,solar] | NoSettings | 25: 0
Total Energy Use by Sector[residential buildings sector,biomass] | NoSettings | 21890000000000 | 21890000000000 | 21890000000000 | 21890000000000 | 21890000000000 | 21890000000000 | 21890000000000 | 21890000000000 | 21890000000000 | 21890000000000 | 21890000000000 | 21890000000000 | 21890000000000 | 21890000000000 | 21890000000000 | 21890000000000 | 21890000000000 | 21890000000000 | 21890000000000 | 21890000000000 | 21890000000000 | 21890000000000 | 21890000000000 | 21890000000000 | 21890000000000 | 21890000000000 | 21890000000000 | 21890000000000 | 21890000000000 | 21890000000000 | 21890000000000
Total Energy Use by Sector[residential buildings sector,petroleum gasoline] | NoSettings | 25: 0
Total Energy Use by Sector[residential buildings sector,petroleum diesel] | NoSettings | 313795000000 | 313437000000 | 314121000000 | 313837000000 | 313595000000 | 312385000000 | 312137000000 | 311142000000 | 310099000000 | 308020000000 | 306974000000 | 305010000000 | 303089000000 | 301200000000 | 297426000000 | 294627000000 | 290863000000 | 287337000000 | 281831000000 | 279868000000 | 277163000000 | 274936000000 | 272470000000 | 270748000000 | 270080000000 | 268890000000 | 267080000000 | 267040000000 | 266610000000 | 267380000000 | 266630000000
Total Energy Use by Sector[residential buildings sector,biofuel gasoline] | NoSettings | 25: 0
Total Energy Use by Sector[residential buildings sector,biofuel diesel] | NoSettings | 25: 0
Total Energy Use by Sector[residential buildings sector,jet fuel or kerosene] | NoSettings | 0 | 0 | 0 | 0 | 0 | 0 | 0 | 0 | 0 | 0 | 0 | 0 | 0 | 0 | 0 | 0 | 0 | 0 | 0 | 0 | 0 | 0 | 0 | 0 | 0 | 0 | 0 | 0 | 0 | 0 | 0
Total Energy Use by Sector[residential buildings sector,heat] | NoSettings | 0 | 0 | 0 | 0 | 0 | 0 | 0 | 0 | 0 | 0 | 0 | 0 | 0 | 0 | 0 | 0 | 0 | 0 | 0 | 0 | 0 | 0 | 0 | 0 | 0 | 0 | 0 | 0 | 0 | 0 | 0
Total Energy Use by Sector[residential buildings sector,geothermal] | NoSettings | 25: 0
Total Energy Use by Sector[residential buildings sector,lignite] | NoSettings | 25: 0
Total Energy Use by Sector[residential buildings sector,crude oil] | NoSettings | 25: 0
Total Energy Use by Sector[residential buildings sector,heavy or residual fuel oil] | NoSettings | 0 | 0 | 0 | 0 | 0 | 0 | 0 | 0 | 0 | 0 | 0 | 0 | 0 | 0 | 0 | 0 | 0 | 0 | 0 | 0 | 0 | 0 | 0 | 0 | 0 | 0 | 0 | 0 | 0 | 0 | 0
Total Energy Use by Sector[residential buildings sector,LPG propane or butane] | NoSettings | 19434000000000 | 18596000000000 | 17477000000000 | 17491000000000 | 17345000000000 | 17119000000000 | 16743000000000 | 16649000000000 | 16272000000000 | 15685000000000 | 15249000000000 | 14661000000000 | 14085000000000 | 13649000000000 | 13254000000000 | 12849000000000 | 12455000000000 | 12091000000000 | 11697000000000 | 11274000000000 | 10981000000000 | 10709200000000 | 10467100000000 | 10226100000000 | 10024400000000 | 9914400000000 | 9631800000000 | 9481000000000 | 9319300000000 | 9168400000000 | 9016700000000
Total Energy Use by Sector[residential buildings sector,municipal solid waste] | NoSettings | 25: 0
Total Energy Use by Sector[residential buildings sector,hydrogen] | NoSettings | 0 | 0 | 0 | 0 | 0 | 0 | 0 | 0 | 0 | 0 | 0 | 0 | 0 | 0 | 0 | 0 | 0 | 0 | 0 | 0 | 0 | 0 | 0 | 0 | 0 | 0 | 0 | 0 | 0 | 0 | 0
Total Energy Use by Sector[commercial buildings sector,electricity] | NoSettings | 299760000000000 | 292600000000000 | 303010000000000 | 309200000000000 | 313060000000000 | 317540000000000 | 321950000000000 | 325970000000000 | 331600000000000 | 335140000000000 | 338470000000000 | 343000000000000 | 346410000000000 | 350720000000000 | 353100000000000 | 355050000000000 | 359370000000000 | 362940000000000 | 367810000000000 | 370570000000000 | 374330000000000 | 377080000000000 | 381010000000000 | 383720000000000 | 386600000000000 | 389580000000000 | 392550000000000 | 395700000000000 | 398740000000000 | 401870000000000 | 404990000000000
Total Energy Use by Sector[commercial buildings sector,hard coal] | NoSettings | 0 | 0 | 0 | 0 | 0 | 0 | 0 | 0 | 0 | 0 | 0 | 0 | 0 | 0 | 0 | 0 | 0 | 0 | 0 | 0 | 0 | 0 | 0 | 0 | 0 | 0 | 0 | 0 | 0 | 0 | 0
Total Energy Use by Sector[commercial buildings sector,natural gas] | NoSettings | 181436000000000 | 183852000000000 | 191181000000000 | 194894000000000 | 196698000000000 | 197294000000000 | 197285000000000 | 196573000000000 | 195957000000000 | 195239000000000 | 193916000000000 | 194493000000000 | 192767000000000 | 191439000000000 | 190609000000000 | 189979000000000 | 188549000000000 | 188118000000000 | 187686000000000 | 187355000000000 | 186224000000000 | 186096000000000 | 186968000000000 | 186944000000000 | 188123000000000 | 189203000000000 | 189487000000000 | 189673000000000 | 191060000000000 | 192349000000000 | 192840000000000
Total Energy Use by Sector[commercial buildings sector,nuclear] | NoSettings | 25: 0
Total Energy Use by Sector[commercial buildings sector,hydro] | NoSettings | 25: 0
Total Energy Use by Sector[commercial buildings sector,wind] | NoSettings | 25: 0
Total Energy Use by Sector[commercial buildings sector,solar] | NoSettings | 25: 0
Total Energy Use by Sector[commercial buildings sector,biomass] | NoSettings | 3830000000000 | 3830000000000 | 3830000000000 | 3830000000000 | 3830000000000 | 3830000000000 | 3830000000000 | 3830000000000 | 3830000000000 | 3830000000000 | 3830000000000 | 3830000000000 | 3830000000000 | 3830000000000 | 3830000000000 | 3830000000000 | 3830000000000 | 3830000000000 | 3830000000000 | 3830000000000 | 3830000000000 | 3830000000000 | 3830000000000 | 3830000000000 | 3830000000000 | 3830000000000 | 3830000000000 | 3830000000000 | 3830000000000 | 3830000000000 | 3830000000000
Total Energy Use by Sector[commercial buildings sector,petroleum gasoline] | NoSettings | 25: 0
Total Energy Use by Sector[commercial buildings sector,petroleum diesel] | NoSettings | 20702300000000 | 20702100000000 | 20701900000000 | 20701700000000 | 20601500000000 | 20501400000000 | 20401200000000 | 20301100000000 | 20101000000000 | 19900900000000 | 19700800000000 | 19500800000000 | 19300800000000 | 19100700000000 | 18900700000000 | 18700700000000 | 18500700000000 | 18300700000000 | 18100600000000 | 18000600000000 | 17900600000000 | 17800600000000 | 17700600000000 | 17600600000000 | 17600600000000 | 17600600000000 | 17600500000000 | 17600500000000 | 17600500000000 | 17600500000000 | 17600500000000
Total Energy Use by Sector[commercial buildings sector,biofuel gasoline] | NoSettings | 25: 0
Total Energy Use by Sector[commercial buildings sector,biofuel diesel] | NoSettings | 25: 0
Total Energy Use by Sector[commercial buildings sector,jet fuel or kerosene] | NoSettings | 0 | 0 | 0 | 0 | 0 | 0 | 0 | 0 | 0 | 0 | 0 | 0 | 0 | 0 | 0 | 0 | 0 | 0 | 0 | 0 | 0 | 0 | 0 | 0 | 0 | 0 | 0 | 0 | 0 | 0 | 0
Total Energy Use by Sector[commercial buildings sector,heat] | NoSettings | 0 | 0 | 0 | 0 | 0 | 0 | 0 | 0 | 0 | 0 | 0 | 0 | 0 | 0 | 0 | 0 | 0 | 0 | 0 | 0 | 0 | 0 | 0 | 0 | 0 | 0 | 0 | 0 | 0 | 0 | 0
Total Energy Use by Sector[commercial buildings sector,geothermal] | NoSettings | 25: 0
Total Energy Use by Sector[commercial buildings sector,lignite] | NoSettings | 25: 0
Total Energy Use by Sector[commercial buildings sector,crude oil] | NoSettings | 25: 0
Total Energy Use by Sector[commercial buildings sector,heavy or residual fuel oil] | NoSettings | 0 | 0 | 0 | 0 | 0 | 0 | 0 | 0 | 0 | 0 | 0 | 0 | 0 | 0 | 0 | 0 | 0 | 0 | 0 | 0 | 0 | 0 | 0 | 0 | 0 | 0 | 0 | 0 | 0 | 0 | 0
Total Energy Use by Sector[commercial buildings sector,LPG propane or butane] | NoSettings | 13300000000000 | 13300000000000 | 13300000000000 | 13300000000000 | 13300000000000 | 13200000000000 | 13100000000000 | 13100000000000 | 13000000000000 | 12900000000000 | 12800000000000 | 12700000000000 | 12600000000000 | 12500000000000 | 12400000000000 | 12300000000000 | 12200000000000 | 12100000000000 | 12000000000000 | 11900000000000 | 11800000000000 | 11700000000000 | 11600000000000 | 11500000000000 | 11400000000000 | 11400000000000 | 11300000000000 | 11300000000000 | 11300000000000 | 11300000000000 | 11300000000000
Total Energy Use by Sector[commercial buildings sector,municipal solid waste] | NoSettings | 25: 0
Total Energy Use by Sector[commercial buildings sector,hydrogen] | NoSettings | 0 | 0 | 0 | 0 | 0 | 0 | 0 | 0 | 0 | 0 | 0 | 0 | 0 | 0 | 0 | 0 | 0 | 0 | 0 | 0 | 0 | 0 | 0 | 0 | 0 | 0 | 0 | 0 | 0 | 0 | 0
Total Energy Use by Sector[industry sector,electricity] | NoSettings | 221487000000000 | 220997000000000 | 226464000000000 | 229708000000000 | 231914000000000 | 234078000000000 | 234956000000000 | 235600000000000 | 235672000000000 | 235813000000000 | 236113000000000 | 236585000000000 | 236647000000000 | 237323000000000 | 237787000000000 | 238834000000000 | 239707000000000 | 240498000000000 | 241567000000000 | 242435000000000 | 243137000000000 | 243980000000000 | 245411000000000 | 246835000000000 | 248258000000000 | 249367000000000 | 250795000000000 | 252157000000000 | 253750000000000 | 255321000000000 | 256586000000000
Total Energy Use by Sector[industry sector,hard coal] | NoSettings | 94240100000000 | 93325900000000 | 92425800000000 | 91523100000000 | 90610300000000 | 89697400000000 | 88782900000000 | 87869600000000 | 86955000000000 | 86067300000000 | 85178400000000 | 84290400000000 | 83403600000000 | 82515300000000 | 81623300000000 | 80747400000000 | 80766800000000 | 80758100000000 | 80750200000000 | 80744000000000 | 80738000000000 | 80734100000000 | 80728700000000 | 80723400000000 | 80718100000000 | 63119800000000 | 66633900000000 | 63112400000000 | 59590200000000 | 56068100000000 | 52546500000000
Total Energy Use by Sector[industry sector,natural gas] | NoSettings | 689369000000000 | 677186000000000 | 682423000000000 | 701588000000000 | 711610000000000 | 723646000000000 | 725584000000000 | 725823000000000 | 723141000000000 | 718142000000000 | 712633000000000 | 711330000000000 | 706536000000000 | 708608000000000 | 709051000000000 | 708530000000000 | 708913000000000 | 708762000000000 | 711511000000000 | 713961000000000 | 712614000000000 | 710622000000000 | 712547000000000 | 716280000000000 | 720225000000000 | 723222000000000 | 726444000000000 | 729751000000000 | 733048000000000 | 736343000000000 | 739837000000000
Total Energy Use by Sector[industry sector,nuclear] | NoSettings | 25: 0
Total Energy Use by Sector[industry sector,hydro] | NoSettings | 25: 0
Total Energy Use by Sector[industry sector,wind] | NoSettings | 25: 0
Total Energy Use by Sector[industry sector,solar] | NoSettings | 25: 0
Total Energy Use by Sector[industry sector,biomass] | NoSettings | 12619300000000 | 12581400000000 | 12542100000000 | 12503000000000 | 12463500000000 | 12423900000000 | 12384300000000 | 12344700000000 | 12305100000000 | 12269200000000 | 12233000000000 | 12196600000000 | 12160500000000 | 12124200000000 | 12087700000000 | 12051100000000 | 12054600000000 | 12054100000000 | 12053500000000 | 12053100000000 | 12052700000000 | 12052500000000 | 12052000000000 | 12051600000000 | 12051100000000 | 12051000000000 | 12050400000000 | 12050400000000 | 12050100000000 | 12049900000000 | 12049800000000
Total Energy Use by Sector[industry sector,petroleum gasoline] | NoSettings | 25: 0
Total Energy Use by Sector[industry sector,petroleum diesel] | NoSettings | 67803000000000 | 64963900000000 | 65927600000000 | 67167200000000 | 67593500000000 | 68341500000000 | 68649200000000 | 68708900000000 | 68720100000000 | 68782200000000 | 69033000000000 | 69243200000000 | 69372700000000 | 69746000000000 | 69965500000000 | 69931000000000 | 69825200000000 | 69907300000000 | 70034100000000 | 70210700000000 | 70228600000000 | 70446900000000 | 70924600000000 | 71673400000000 | 72239800000000 | 72512300000000 | 73193200000000 | 73739700000000 | 74285200000000 | 74830600000000 | 75376400000000
Total Energy Use by Sector[industry sector,biofuel gasoline] | NoSettings | 25: 0
Total Energy Use by Sector[industry sector,biofuel diesel] | NoSettings | 25: 0
Total Energy Use by Sector[industry sector,jet fuel or kerosene] | NoSettings | 25: 0
Total Energy Use by Sector[industry sector,heat] | NoSettings | 0 | 0 | 0 | 0 | 0 | 0 | 0 | 0 | 0 | 0 | 0 | 0 | 0 | 0 | 0 | 0 | 0 | 0 | 0 | 0 | 0 | 0 | 0 | 0 | 0 | 0 | 0 | 0 | 0 | 0 | 0
Total Energy Use by Sector[industry sector,geothermal] | NoSettings | 25: 0
Total Energy Use by Sector[industry sector,lignite] | NoSettings | 25: 0
Total Energy Use by Sector[industry sector,crude oil] | NoSettings | 2811000000000000 | 3576070000000000 | 3576100000000000 | 3576140000000000 | 3576160000000000 | 3576180000000000 | 3576190000000000 | 3576210000000000 | 3576230000000000 | 3576380000000000 | 3576510000000000 | 3576640000000000 | 3576790000000000 | 3576920000000000 | 3577050000000000 | 3577180000000000 | 3577300000000000 | 3577280000000000 | 3577260000000000 | 3577250000000000 | 3577230000000000 | 3577230000000000 | 3577210000000000 | 3577190000000000 | 3577180000000000 | 3577170000000000 | 3577150000000000 | 3577150000000000 | 3577140000000000 | 3577140000000000 | 3577130000000000
Total Energy Use by Sector[industry sector,heavy or residual fuel oil] | NoSettings | 2916040000000 | 3119100000000 | 2931540000000 | 2996320000000 | 2978920000000 | 2957880000000 | 2901690000000 | 2891350000000 | 2784840000000 | 2731960000000 | 2680110000000 | 2643330000000 | 2582520000000 | 2575170000000 | 2502220000000 | 2461450000000 | 2476570000000 | 2417180000000 | 2392340000000 | 2391990000000 | 2390110000000 | 2363270000000 | 2354270000000 | 2350480000000 | 2349580000000 | 2338860000000 | 2335250000000 | 2329960000000 | 2324650000000 | 2319320000000 | 2314030000000
Total Energy Use by Sector[industry sector,LPG propane or butane] | NoSettings | 19285500000000 | 19105400000000 | 18225800000000 | 18934300000000 | 19275100000000 | 19759300000000 | 20053700000000 | 20236900000000 | 20389500000000 | 20576500000000 | 20856200000000 | 21107200000000 | 21323800000000 | 21644800000000 | 21892200000000 | 22027700000000 | 22115200000000 | 22288600000000 | 22481200000000 | 22699200000000 | 22849700000000 | 23096200000000 | 23462000000000 | 23952500000000 | 24353500000000 | 24615500000000 | 25075000000000 | 25468700000000 | 25862000000000 | 26255200000000 | 26648700000000
Total Energy Use by Sector[industry sector,municipal solid waste] | NoSettings | 25: 0
Total Energy Use by Sector[industry sector,hydrogen] | NoSettings | 0 | 0 | 0 | 0 | 0 | 0 | 0 | 0 | 0 | 0 | 0 | 0 | 0 | 0 | 0 | 0 | 0 | 0 | 0 | 0 | 0 | 0 | 0 | 0 | 0 | 0 | 0 | 0 | 0 | 0 | 0
Total Energy Use by Sector[district heat and hydrogen sector,electricity] | NoSettings | 10567500000 | 11202400000 | 10314200000 | 9356170000 | 8335730000 | 7272730000 | 6197640000 | 5141660000 | 4086130000 | 3046100000 | 2016380000 | 1004100000 | 0 | 0 | 0 | 0 | 0 | 0 | 0 | 0 | 0 | 0 | 0 | 0 | 0 | 0 | 0 | 0 | 0 | 0 | 1576300000
Total Energy Use by Sector[district heat and hydrogen sector,hard coal] | NoSettings | 0 | 0 | 0 | 0 | 0 | 0 | 0 | 0 | 0 | 0 | 0 | 0 | 0 | 0 | 0 | 0 | 0 | 0 | 0 | 0 | 0 | 0 | 0 | 0 | 0 | 0 | 0 | 0 | 0 | 0 | 0
Total Energy Use by Sector[district heat and hydrogen sector,natural gas] | NoSettings | 243653000000 | 259808000000 | 240603000000 | 219520000000 | 196705000000 | 172604000000 | 147927000000 | 123418000000 | 98772500000 | 74044100000 | 49286500000 | 24611300000 | 0 | 0 | 0 | 0 | 0 | 0 | 0 | 0 | 0 | 0 | 0 | 0 | 0 | 0 | 0 | 0 | 0 | 0 | 41300600000
Total Energy Use by Sector[district heat and hydrogen sector,nuclear] | NoSettings | 25: 0
Total Energy Use by Sector[district heat and hydrogen sector,hydro] | NoSettings | 25: 0
Total Energy Use by Sector[district heat and hydrogen sector,wind] | NoSettings | 25: 0
Total Energy Use by Sector[district heat and hydrogen sector,solar] | NoSettings | 25: 0
Total Energy Use by Sector[district heat and hydrogen sector,biomass] | NoSettings | 0 | 0 | 0 | 0 | 0 | 0 | 0 | 0 | 0 | 0 | 0 | 0 | 0 | 0 | 0 | 0 | 0 | 0 | 0 | 0 | 0 | 0 | 0 | 0 | 0 | 0 | 0 | 0 | 0 | 0 | 0
Total Energy Use by Sector[district heat and hydrogen sector,petroleum gasoline] | NoSettings | 25: 0
Total Energy Use by Sector[district heat and hydrogen sector,petroleum diesel] | NoSettings | 0 | 0 | 0 | 0 | 0 | 0 | 0 | 0 | 0 | 0 | 0 | 0 | 0 | 0 | 0 | 0 | 0 | 0 | 0 | 0 | 0 | 0 | 0 | 0 | 0 | 0 | 0 | 0 | 0 | 0 | 0
Total Energy Use by Sector[district heat and hydrogen sector,biofuel gasoline] | NoSettings | 25: 0
Total Energy Use by Sector[district heat and hydrogen sector,biofuel diesel] | NoSettings | 25: 0
Total Energy Use by Sector[district heat and hydrogen sector,jet fuel or kerosene] | NoSettings | 25: 0
Total Energy Use by Sector[district heat and hydrogen sector,heat] | NoSettings | 0 | 0 | 0 | 0 | 0 | 0 | 0 | 0 | 0 | 0 | 0 | 0 | 0 | 0 | 0 | 0 | 0 | 0 | 0 | 0 | 0 | 0 | 0 | 0 | 0 | 0 | 0 | 0 | 0 | 0 | 0
Total Energy Use by Sector[district heat and hydrogen sector,geothermal] | NoSettings | 25: 0
Total Energy Use by Sector[district heat and hydrogen sector,lignite] | NoSettings | 25: 0
Total Energy Use by Sector[district heat and hydrogen sector,crude oil] | NoSettings | 0 | 0 | 0 | 0 | 0 | 0 | 0 | 0 | 0 | 0 | 0 | 0 | 0 | 0 | 0 | 0 | 0 | 0 | 0 | 0 | 0 | 0 | 0 | 0 | 0 | 0 | 0 | 0 | 0 | 0 | 0
Total Energy Use by Sector[district heat and hydrogen sector,heavy or residual fuel oil] | NoSettings | 0 | 0 | 0 | 0 | 0 | 0 | 0 | 0 | 0 | 0 | 0 | 0 | 0 | 0 | 0 | 0 | 0 | 0 | 0 | 0 | 0 | 0 | 0 | 0 | 0 | 0 | 0 | 0 | 0 | 0 | 0
Total Energy Use by Sector[district heat and hydrogen sector,LPG propane or butane] | NoSettings | 0 | 0 | 0 | 0 | 0 | 0 | 0 | 0 | 0 | 0 | 0 | 0 | 0 | 0 | 0 | 0 | 0 | 0 | 0 | 0 | 0 | 0 | 0 | 0 | 0 | 0 | 0 | 0 | 0 | 0 | 0
Total Energy Use by Sector[district heat and hydrogen sector,municipal solid waste] | NoSettings | 25: 0
Total Energy Use by Sector[district heat and hydrogen sector,hydrogen] | NoSettings | 0 | 0 | 0 | 0 | 0 | 0 | 0 | 0 | 0 | 0 | 0 | 0 | 0 | 0 | 0 | 0 | 0 | 0 | 0 | 0 | 0 | 0 | 0 | 0 | 0 | 0 | 0 | 0 | 0 | 0 | 0
Total Energy Use by Sector[LULUCF sector,electricity] | NoSettings | 25: 0
Total Energy Use by Sector[LULUCF sector,hard coal] | NoSettings | 25: 0
Total Energy Use by Sector[LULUCF sector,natural gas] | NoSettings | 25: 0
Total Energy Use by Sector[LULUCF sector,nuclear] | NoSettings | 25: 0
Total Energy Use by Sector[LULUCF sector,hydro] | NoSettings | 25: 0
Total Energy Use by Sector[LULUCF sector,wind] | NoSettings | 25: 0
Total Energy Use by Sector[LULUCF sector,solar] | NoSettings | 25: 0
Total Energy Use by Sector[LULUCF sector,biomass] | NoSettings | 25: 0
Total Energy Use by Sector[LULUCF sector,petroleum gasoline] | NoSettings | 25: 0
Total Energy Use by Sector[LULUCF sector,petroleum diesel] | NoSettings | 25: 0
Total Energy Use by Sector[LULUCF sector,biofuel gasoline] | NoSettings | 25: 0
Total Energy Use by Sector[LULUCF sector,biofuel diesel] | NoSettings | 25: 0
Total Energy Use by Sector[LULUCF sector,jet fuel or kerosene] | NoSettings | 25: 0
Total Energy Use by Sector[LULUCF sector,heat] | NoSettings | 25: 0
Total Energy Use by Sector[LULUCF sector,geothermal] | NoSettings | 25: 0
Total Energy Use by Sector[LULUCF sector,lignite] | NoSettings | 25: 0
Total Energy Use by Sector[LULUCF sector,crude oil] | NoSettings | 25: 0
Total Energy Use by Sector[LULUCF sector,heavy or residual fuel oil] | NoSettings | 25: 0
Total Energy Use by Sector[LULUCF sector,LPG propane or butane] | NoSettings | 25: 0
Total Energy Use by Sector[LULUCF sector,municipal solid waste] | NoSettings | 25: 0
Total Energy Use by Sector[LULUCF sector,hydrogen] | NoSettings | 25: 0
Total Energy Use by Sector[geoengineering sector,electricity] | NoSettings | 0 | 0 | 0 | 0 | 0 | 0 | 0 | 0 | 0 | 0 | 0 | 0 | 0 | 0 | 0 | 0 | 0 | 0 | 0 | 0 | 0 | 0 | 0 | 0 | 0 | 0 | 0 | 0 | 0 | 0 | 0
Total Energy Use by Sector[geoengineering sector,hard coal] | NoSettings | 0 | 0 | 0 | 0 | 0 | 0 | 0 | 0 | 0 | 0 | 0 | 0 | 0 | 0 | 0 | 0 | 0 | 0 | 0 | 0 | 0 | 0 | 0 | 0 | 0 | 0 | 0 | 0 | 0 | 0 | 0
Total Energy Use by Sector[geoengineering sector,natural gas] | NoSettings | 0 | 0 | 0 | 0 | 0 | 0 | 0 | 0 | 0 | 0 | 0 | 0 | 0 | 0 | 0 | 0 | 0 | 0 | 0 | 0 | 0 | 0 | 0 | 0 | 0 | 0 | 0 | 0 | 0 | 0 | 0
Total Energy Use by Sector[geoengineering sector,nuclear] | NoSettings | 25: 0
Total Energy Use by Sector[geoengineering sector,hydro] | NoSettings | 25: 0
Total Energy Use by Sector[geoengineering sector,wind] | NoSettings | 25: 0
Total Energy Use by Sector[geoengineering sector,solar] | NoSettings | 25: 0
Total Energy Use by Sector[geoengineering sector,biomass] | NoSettings | 0 | 0 | 0 | 0 | 0 | 0 | 0 | 0 | 0 | 0 | 0 | 0 | 0 | 0 | 0 | 0 | 0 | 0 | 0 | 0 | 0 | 0 | 0 | 0 | 0 | 0 | 0 | 0 | 0 | 0 | 0
Total Energy Use by Sector[geoengineering sector,petroleum gasoline] | NoSettings | 25: 0
Total Energy Use by Sector[geoengineering sector,petroleum diesel] | NoSettings | 0 | 0 | 0 | 0 | 0 | 0 | 0 | 0 | 0 | 0 | 0 | 0 | 0 | 0 | 0 | 0 | 0 | 0 | 0 | 0 | 0 | 0 | 0 | 0 | 0 | 0 | 0 | 0 | 0 | 0 | 0
Total Energy Use by Sector[geoengineering sector,biofuel gasoline] | NoSettings | 25: 0
Total Energy Use by Sector[geoengineering sector,biofuel diesel] | NoSettings | 25: 0
Total Energy Use by Sector[geoengineering sector,jet fuel or kerosene] | NoSettings | 25: 0
Total Energy Use by Sector[geoengineering sector,heat] | NoSettings | 0 | 0 | 0 | 0 | 0 | 0 | 0 | 0 | 0 | 0 | 0 | 0 | 0 | 0 | 0 | 0 | 0 | 0 | 0 | 0 | 0 | 0 | 0 | 0 | 0 | 0 | 0 | 0 | 0 | 0 | 0
Total Energy Use by Sector[geoengineering sector,geothermal] | NoSettings | 25: 0
Total Energy Use by Sector[geoengineering sector,lignite] | NoSettings | 25: 0
Total Energy Use by Sector[geoengineering sector,crude oil] | NoSettings | 0 | 0 | 0 | 0 | 0 | 0 | 0 | 0 | 0 | 0 | 0 | 0 | 0 | 0 | 0 | 0 | 0 | 0 | 0 | 0 | 0 | 0 | 0 | 0 | 0 | 0 | 0 | 0 | 0 | 0 | 0
Total Energy Use by Sector[geoengineering sector,heavy or residual fuel oil] | NoSettings | 0 | 0 | 0 | 0 | 0 | 0 | 0 | 0 | 0 | 0 | 0 | 0 | 0 | 0 | 0 | 0 | 0 | 0 | 0 | 0 | 0 | 0 | 0 | 0 | 0 | 0 | 0 | 0 | 0 | 0 | 0
Total Energy Use by Sector[geoengineering sector,LPG propane or butane] | NoSettings | 0 | 0 | 0 | 0 | 0 | 0 | 0 | 0 | 0 | 0 | 0 | 0 | 0 | 0 | 0 | 0 | 0 | 0 | 0 | 0 | 0 | 0 | 0 | 0 | 0 | 0 | 0 | 0 | 0 | 0 | 0
Total Energy Use by Sector[geoengineering sector,municipal solid waste] | NoSettings | 25: 0
Total Energy Use by Sector[geoengineering sector,hydrogen] | NoSettings | 0 | 0 | 0 | 0 | 0 | 0 | 0 | 0 | 0 | 0 | 0 | 0 | 0 | 0 | 0 | 0 | 0 | 0 | 0 | 0 | 0 | 0 | 0 | 0 | 0 | 0 | 0 | 0 | 0 | 0 | 0
Output Distributed Solar PV Capacity | NoSettings | 8.7259 | 10.2552 | 11.346 | 12.6395 | 13.9334 | 15.2167 | 16.4359 | 17.7615 | 19.024 | 20.2855 | 21.5481 | 22.8416 | 24.0921 | 25.3657 | 26.6382 | 27.9208 | 29.2043 | 30.4869 | 31.7604 | 33.0329 | 34.3155 | 35.5991 | 36.8826 | 38.1541 | 39.4377 | 40.7102 | 41.9938 | 43.2773 | 44.5599 | 45.8224 | 47.095
BPHC BAU Pumped Hydro Capacity | NoSettings | 3912 | 3912 | 3912 | 3912 | 3912 | 3912 | 4108 | 4108 | 4108 | 4108 | 4912 | 4912 | 4912 | 4912 | 4912 | 4912 | 4912 | 4912 | 4912 | 4912 | 4912 | 4912 | 4912 | 4912 | 4912 | 4912 | 4912 | 4912 | 4912 | 4912 | 4912
GBSC BAU Grid Battery Storage Capacity | NoSettings | 524 | 2842 | 5160 | 7563 | 13055 | 14769 | 14983 | 15586 | 16188 | 16577 | 16966 | 17554 | 18142 | 19501 | 20860 | 22219 | 24395 | 26571 | 28747 | 30924 | 33100 | 35535 | 37971 | 40406 | 42842 | 45277 | 47713 | 50148 | 52584 | 55020 | 57455
Output Distributed Solar PV Output | NoSettings | 15.953 | 18.496 | 20.866 | 22.972 | 24.96 | 26.873 | 28.881 | 30.957 | 33.05 | 35.187 | 37.364 | 39.479 | 41.579 | 43.681 | 45.774 | 47.787 | 49.997 | 52.087 | 54.197 | 56.296 | 58.378 | 60.492 | 62.587 | 64.702 | 66.81 | 68.923 | 71.076 | 73.22 | 75.352 | 77.445 | 79.587
Net Imports of Electricity | NoSettings | 81585000 | 79198000 | 76721000 | 74234000 | 71757000 | 69299000 | 68812000 | 68325000 | 67838000 | 67350000 | 66863000 | 66366000 | 65878800 | 65391600 | 64904400 | 64417200 | 63930000 | 63432700 | 62945500 | 62458300 | 61971100 | 61483900 | 60996700 | 60502400 | 60014200 | 59525000 | 59525000 | 59525000 | 59525000 | 59525000 | 59525000
Curtailed Electricity Output[hard coal es] | NoSettings | 0 | 0 | 0 | 0 | 0 | 0 | 0 | 0 | 0 | 0 | 0 | 0 | 0 | 0 | 0 | 0 | 0 | 0 | 0 | 0 | 0 | 0 | 0 | 0 | 0 | 0 | 0 | 0 | 0 | 0 | 0
Curtailed Electricity Output[natural gas nonpeaker es] | NoSettings | 0 | 0 | 0 | 0 | 0 | 0 | 0 | 0 | 0 | 0 | 0 | 0 | 0 | 0 | 0 | 0 | 0 | 0 | 0 | 0 | 0 | 0 | 0 | 0 | 0 | 0 | 0 | 0 | 0 | 0 | 0
Curtailed Electricity Output[nuclear es] | NoSettings | 0 | 0 | 0 | 0 | 0 | 0 | 0 | 0 | 0 | 0 | 0 | 0 | 0 | 0 | 0 | 0 | 0 | 0 | 0 | 0 | 0 | 0 | 0 | 0 | 0 | 0 | 0 | 0 | 0 | 0 | 0
Curtailed Electricity Output[hydro es] | NoSettings | 0 | 0 | 0 | 0 | 0 | 0 | 0 | 0 | 0 | 0 | 0 | 0 | 0 | 0 | 0 | 0 | 0 | 0 | 0 | 0 | 0 | 0 | 0 | 0 | 0 | 0 | 0 | 0 | 0 | 0 | 0
Curtailed Electricity Output[onshore wind es] | NoSettings | 0 | 0 | 0 | 0 | 0 | 0 | 0 | 0 | 0 | 0 | 0 | 0 | 0 | 0 | 0 | 0 | 0 | 0 | 0 | 0 | 0 | 0 | 0 | 0 | 0 | 0 | 0 | 0 | 0 | 0 | 0
Curtailed Electricity Output[solar PV es] | NoSettings | 664629 | 976694 | 1287020 | 1624300 | 1876220 | 2736240 | 3781350 | 4476270 | 4983060 | 5705120 | 6761820 | 8803580 | 10624700 | 11578400 | 12919200 | 14828100 | 17734000 | 20630500 | 22581000 | 24649100 | 26669200 | 28824400 | 31603900 | 35112400 | 38924200 | 42708700 | 46943300 | 50495400 | 52199700 | 53702300 | 54580900
Curtailed Electricity Output[solar thermal es] | NoSettings | 0 | 0 | 0 | 0 | 0 | 0 | 0 | 0 | 0 | 0 | 0 | 0 | 0 | 0 | 0 | 0 | 0 | 0 | 0 | 0 | 0 | 0 | 0 | 0 | 0 | 0 | 0 | 0 | 0 | 0 | 0
Curtailed Electricity Output[biomass es] | NoSettings | 0 | 0 | 0 | 0 | 0 | 0 | 0 | 0 | 0 | 0 | 0 | 0 | 0 | 0 | 0 | 0 | 0 | 0 | 0 | 0 | 0 | 0 | 0 | 0 | 0 | 0 | 0 | 0 | 0 | 0 | 0
Curtailed Electricity Output[geothermal es] | NoSettings | 0 | 0 | 0 | 0 | 0 | 0 | 0 | 0 | 0 | 0 | 0 | 0 | 0 | 0 | 0 | 0 | 0 | 0 | 0 | 0 | 0 | 0 | 0 | 0 | 0 | 0 | 0 | 0 | 0 | 0 | 0
Curtailed Electricity Output[petroleum es] | NoSettings | 0 | 0 | 0 | 0 | 0 | 0 | 0 | 0 | 0 | 0 | 0 | 0 | 0 | 0 | 0 | 0 | 0 | 0 | 0 | 0 | 0 | 0 | 0 | 0 | 0 | 0 | 0 | 0 | 0 | 0 | 0
Curtailed Electricity Output[natural gas peaker es] | NoSettings | 0 | 0 | 0 | 0 | 0 | 0 | 0 | 0 | 0 | 0 | 0 | 0 | 0 | 0 | 0 | 0 | 0 | 0 | 0 | 0 | 0 | 0 | 0 | 0 | 0 | 0 | 0 | 0 | 0 | 0 | 0
Curtailed Electricity Output[lignite es] | NoSettings | 0 | 0 | 0 | 0 | 0 | 0 | 0 | 0 | 0 | 0 | 0 | 0 | 0 | 0 | 0 | 0 | 0 | 0 | 0 | 0 | 0 | 0 | 0 | 0 | 0 | 0 | 0 | 0 | 0 | 0 | 0
Curtailed Electricity Output[offshore wind es] | NoSettings | 0 | 0 | 0 | 0 | 0 | 0 | 0 | 0 | 0 | 0 | 0 | 0 | 0 | 0 | 0 | 0 | 0 | 0 | 0 | 0 | 0 | 0 | 0 | 0 | 0 | 0 | 0 | 0 | 0 | 0 | 0
Curtailed Electricity Output[crude oil es] | NoSettings | 0 | 0 | 0 | 0 | 0 | 0 | 0 | 0 | 0 | 0 | 0 | 0 | 0 | 0 | 0 | 0 | 0 | 0 | 0 | 0 | 0 | 0 | 0 | 0 | 0 | 0 | 0 | 0 | 0 | 0 | 0
Curtailed Electricity Output[heavy or residual fuel oil es] | NoSettings | 0 | 0 | 0 | 0 | 0 | 0 | 0 | 0 | 0 | 0 | 0 | 0 | 0 | 0 | 0 | 0 | 0 | 0 | 0 | 0 | 0 | 0 | 0 | 0 | 0 | 0 | 0 | 0 | 0 | 0 | 0
Curtailed Electricity Output[municipal solid waste es] | NoSettings | 0 | 0 | 0 | 0 | 0 | 0 | 0 | 0 | 0 | 0 | 0 | 0 | 0 | 0 | 0 | 0 | 0 | 0 | 0 | 0 | 0 | 0 | 0 | 0 | 0 | 0 | 0 | 0 | 0 | 0 | 0
Imported Electricity[hard coal es] | NoSettings | 9880000 | 7900000 | 5930000 | 3950000 | 1980000 | 0 | 0 | 0 | 0 | 0 | 0 | 0 | 0 | 0 | 0 | 0 | 0 | 0 | 0 | 0 | 0 | 0 | 0 | 0 | 0 | 0 | 0 | 0 | 0 | 0 | 0
Imported Electricity[natural gas nonpeaker es] | NoSettings | 12000000 | 11600000 | 11100000 | 10600000 | 10100000 | 9630000 | 9150000 | 8670000 | 8190000 | 7710000 | 7230000 | 6740000 | 6260000 | 5780000 | 5300000 | 4820000 | 4340000 | 3850000 | 3370000 | 2890000 | 2410000 | 1930000 | 1450000 | 963000 | 482000 | 0 | 0 | 0 | 0 | 0 | 0
Imported Electricity[nuclear es] | NoSettings | 12600000 | 12600000 | 12600000 | 12600000 | 12600000 | 12600000 | 12600000 | 12600000 | 12600000 | 12600000 | 12600000 | 12600000 | 12600000 | 12600000 | 12600000 | 12600000 | 12600000 | 12600000 | 12600000 | 12600000 | 12600000 | 12600000 | 12600000 | 12600000 | 12600000 | 12600000 | 12600000 | 12600000 | 12600000 | 12600000 | 12600000
Imported Electricity[hydro es] | NoSettings | 21600000 | 21600000 | 21600000 | 21600000 | 21600000 | 21600000 | 21600000 | 21600000 | 21600000 | 21600000 | 21600000 | 21600000 | 21600000 | 21600000 | 21600000 | 21600000 | 21600000 | 21600000 | 21600000 | 21600000 | 21600000 | 21600000 | 21600000 | 21600000 | 21600000 | 21600000 | 21600000 | 21600000 | 21600000 | 21600000 | 21600000
Imported Electricity[onshore wind es] | NoSettings | 23000000 | 23000000 | 23000000 | 23000000 | 23000000 | 23000000 | 23000000 | 23000000 | 23000000 | 23000000 | 23000000 | 23000000 | 23000000 | 23000000 | 23000000 | 23000000 | 23000000 | 23000000 | 23000000 | 23000000 | 23000000 | 23000000 | 23000000 | 23000000 | 23000000 | 23000000 | 23000000 | 23000000 | 23000000 | 23000000 | 23000000
Imported Electricity[solar PV es] | NoSettings | 9110000 | 9110000 | 9110000 | 9110000 | 9110000 | 9110000 | 9110000 | 9110000 | 9110000 | 9110000 | 9110000 | 9110000 | 9110000 | 9110000 | 9110000 | 9110000 | 9110000 | 9110000 | 9110000 | 9110000 | 9110000 | 9110000 | 9110000 | 9110000 | 9110000 | 9110000 | 9110000 | 9110000 | 9110000 | 9110000 | 9110000
Imported Electricity[solar thermal es] | NoSettings | 0 | 0 | 0 | 0 | 0 | 0 | 0 | 0 | 0 | 0 | 0 | 0 | 0 | 0 | 0 | 0 | 0 | 0 | 0 | 0 | 0 | 0 | 0 | 0 | 0 | 0 | 0 | 0 | 0 | 0 | 0
Imported Electricity[biomass es] | NoSettings | 1380000 | 1380000 | 1380000 | 1380000 | 1380000 | 1380000 | 1380000 | 1380000 | 1380000 | 1380000 | 1380000 | 1380000 | 1380000 | 1380000 | 1380000 | 1380000 | 1380000 | 1380000 | 1380000 | 1380000 | 1380000 | 1380000 | 1380000 | 1380000 | 1380000 | 1380000 | 1380000 | 1380000 | 1380000 | 1380000 | 1380000
Imported Electricity[geothermal es] | NoSettings | 2750000 | 2750000 | 2750000 | 2750000 | 2750000 | 2750000 | 2750000 | 2750000 | 2750000 | 2750000 | 2750000 | 2750000 | 2750000 | 2750000 | 2750000 | 2750000 | 2750000 | 2750000 | 2750000 | 2750000 | 2750000 | 2750000 | 2750000 | 2750000 | 2750000 | 2750000 | 2750000 | 2750000 | 2750000 | 2750000 | 2750000
Imported Electricity[petroleum es] | NoSettings | 180000 | 173000 | 166000 | 159000 | 152000 | 144000 | 137000 | 130000 | 123000 | 115000 | 108000 | 101000 | 93800 | 86600 | 79400 | 72200 | 65000 | 57700 | 50500 | 43300 | 36100 | 28900 | 21700 | 14400 | 7220 | 0 | 0 | 0 | 0 | 0 | 0
Imported Electricity[natural gas peaker es] | NoSettings | 0 | 0 | 0 | 0 | 0 | 0 | 0 | 0 | 0 | 0 | 0 | 0 | 0 | 0 | 0 | 0 | 0 | 0 | 0 | 0 | 0 | 0 | 0 | 0 | 0 | 0 | 0 | 0 | 0 | 0 | 0
Imported Electricity[lignite es] | NoSettings | 0 | 0 | 0 | 0 | 0 | 0 | 0 | 0 | 0 | 0 | 0 | 0 | 0 | 0 | 0 | 0 | 0 | 0 | 0 | 0 | 0 | 0 | 0 | 0 | 0 | 0 | 0 | 0 | 0 | 0 | 0
Imported Electricity[offshore wind es] | NoSettings | 0 | 0 | 0 | 0 | 0 | 0 | 0 | 0 | 0 | 0 | 0 | 0 | 0 | 0 | 0 | 0 | 0 | 0 | 0 | 0 | 0 | 0 | 0 | 0 | 0 | 0 | 0 | 0 | 0 | 0 | 0
Imported Electricity[crude oil es] | NoSettings | 0 | 0 | 0 | 0 | 0 | 0 | 0 | 0 | 0 | 0 | 0 | 0 | 0 | 0 | 0 | 0 | 0 | 0 | 0 | 0 | 0 | 0 | 0 | 0 | 0 | 0 | 0 | 0 | 0 | 0 | 0
Imported Electricity[heavy or residual fuel oil es] | NoSettings | 0 | 0 | 0 | 0 | 0 | 0 | 0 | 0 | 0 | 0 | 0 | 0 | 0 | 0 | 0 | 0 | 0 | 0 | 0 | 0 | 0 | 0 | 0 | 0 | 0 | 0 | 0 | 0 | 0 | 0 | 0
Imported Electricity[municipal solid waste es] | NoSettings | 0 | 0 | 0 | 0 | 0 | 0 | 0 | 0 | 0 | 0 | 0 | 0 | 0 | 0 | 0 | 0 | 0 | 0 | 0 | 0 | 0 | 0 | 0 | 0 | 0 | 0 | 0 | 0 | 0 | 0 | 0
Exported Electricity | NoSettings | 10915000 | 10915000 | 10915000 | 10915000 | 10915000 | 10915000 | 10915000 | 10915000 | 10915000 | 10915000 | 10915000 | 10915000 | 10915000 | 10915000 | 10915000 | 10915000 | 10915000 | 10915000 | 10915000 | 10915000 | 10915000 | 10915000 | 10915000 | 10915000 | 10915000 | 10915000 | 10915000 | 10915000 | 10915000 | 10915000 | 10915000
This Year Demand Response Capacity | NoSettings | 2131.05 | 2154.05 | 2347.05 | 2347.05 | 2548.04 | 2636.04 | 2636.03 | 2636.03 | 2636.02 | 2636.02 | 2636.01 | 2636.01 | 2636 | 2636 | 2636 | 2636 | 2636 | 2636 | 2636 | 2636 | 2636 | 2636 | 2636 | 2636 | 2636 | 2636 | 2636 | 2636 | 2636 | 2636 | 2636.01
BAU Buildings Sector Electricity Demand[urban residential,heating] | NoSettings | 9555060 | 9437820 | 9525750 | 9818850 | 10141300 | 10493000 | 10874000 | 11313700 | 11724000 | 12134300 | 12574000 | 12984300 | 13394700 | 13805000 | 14156700 | 14537800 | 14889500 | 15299800 | 15710200 | 16061900 | 16472200 | 16823900 | 17146300 | 17410100 | 17703200 | 17937700 | 18142900 | 18318700 | 18230800 | 18113600 | 17967000
BAU Buildings Sector Electricity Demand[urban residential,cooling and ventilation] | NoSettings | 6369060 | 5967520 | 5730100 | 5621660 | 5536660 | 5457520 | 5416490 | 5407690 | 5401830 | 5407690 | 5419420 | 5448730 | 5483900 | 5516140 | 5536660 | 5560110 | 5607000 | 5636310 | 5674420 | 5715450 | 5756480 | 5850280 | 5944070 | 6032000 | 6131650 | 6234240 | 6328030 | 6439410 | 6459920 | 6480440 | 6500960
BAU Buildings Sector Electricity Demand[urban residential,envelope] | NoSettings | 0 | 0 | 0 | 0 | 0 | 0 | 0 | 0 | 0 | 0 | 0 | 0 | 0 | 0 | 0 | 0 | 0 | 0 | 0 | 0 | 0 | 0 | 0 | 0 | 0 | 0 | 0 | 0 | 0 | 0 | 0
BAU Buildings Sector Electricity Demand[urban residential,lighting] | NoSettings | 6624060 | 6330960 | 6243030 | 6301650 | 6330960 | 6418890 | 6565440 | 6711990 | 6829230 | 6946470 | 7063710 | 7151640 | 7268880 | 7386120 | 7503360 | 7620600 | 7708530 | 7767150 | 7855080 | 7913700 | 7972320 | 8060250 | 8148180 | 8265420 | 8353350 | 8470590 | 8587830 | 8734380 | 8763690 | 8793000 | 8793000
BAU Buildings Sector Electricity Demand[urban residential,appliances] | NoSettings | 26701400 | 25734200 | 25353100 | 25499700 | 25704900 | 25968700 | 26320400 | 26760000 | 27199700 | 27668600 | 28196200 | 28753100 | 29310000 | 29896200 | 30482400 | 31068600 | 31654800 | 32241000 | 32827200 | 33120300 | 33706500 | 34292700 | 34878900 | 35465100 | 36051300 | 36344400 | 36930600 | 37223700 | 37516800 | 37516800 | 37516800
BAU Buildings Sector Electricity Demand[urban residential,other component] | NoSettings | 37077100 | 34996100 | 33706500 | 32768600 | 32123800 | 31478900 | 30746200 | 30101400 | 29485900 | 28844000 | 28140500 | 27337400 | 26502100 | 25678500 | 24875400 | 24078200 | 23360100 | 22586300 | 21809600 | 21015300 | 20182900 | 19262500 | 18321700 | 17369100 | 16416500 | 15464000 | 14493800 | 13494300 | 13254000 | 13116200 | 12978500
BAU Buildings Sector Electricity Demand[rural residential,heating] | NoSettings | 504132 | 495339 | 501201 | 515856 | 533442 | 551028 | 571545 | 592062 | 615510 | 636027 | 659475 | 682923 | 706371 | 726888 | 747405 | 770853 | 797232 | 820680 | 847059 | 864645 | 888093 | 908610 | 926196 | 943782 | 958437 | 967230 | 978954 | 990678 | 984816 | 976023 | 970161
BAU Buildings Sector Electricity Demand[rural residential,cooling and ventilation] | NoSettings | 334134 | 313617 | 301893 | 296031 | 291341 | 287238 | 285186 | 284893 | 284307 | 284600 | 285479 | 286652 | 288703 | 290462 | 291341 | 292221 | 296031 | 296031 | 298962 | 301893 | 304824 | 307755 | 313617 | 316548 | 322410 | 328272 | 334134 | 339996 | 339996 | 339996 | 342927
BAU Buildings Sector Electricity Demand[rural residential,envelope] | NoSettings | 0 | 0 | 0 | 0 | 0 | 0 | 0 | 0 | 0 | 0 | 0 | 0 | 0 | 0 | 0 | 0 | 0 | 0 | 0 | 0 | 0 | 0 | 0 | 0 | 0 | 0 | 0 | 0 | 0 | 0 | 0
BAU Buildings Sector Electricity Demand[rural residential,lighting] | NoSettings | 348789 | 334134 | 328272 | 331203 | 334134 | 337065 | 345858 | 351720 | 360513 | 366375 | 372237 | 378099 | 383961 | 389823 | 395685 | 401547 | 407409 | 410340 | 413271 | 419133 | 422064 | 424995 | 430857 | 436719 | 442581 | 448443 | 454305 | 460167 | 463098 | 463098 | 463098
BAU Buildings Sector Electricity Demand[rural residential,appliances] | NoSettings | 1403950 | 1354120 | 1333600 | 1342400 | 1354120 | 1365850 | 1383430 | 1409810 | 1430330 | 1459640 | 1486020 | 1515330 | 1544640 | 1573950 | 1603260 | 1632570 | 1664810 | 1694120 | 1723430 | 1752740 | 1779120 | 1808430 | 1837740 | 1864120 | 1887560 | 1916870 | 1940320 | 1969630 | 1972560 | 1969630 | 1972560
BAU Buildings Sector Electricity Demand[rural residential,other component] | NoSettings | 1952050 | 1840670 | 1773250 | 1726360 | 1691190 | 1656010 | 1617910 | 1585670 | 1550500 | 1518260 | 1480150 | 1439120 | 1395160 | 1351190 | 1310160 | 1269120 | 1231020 | 1189990 | 1148950 | 1107920 | 1063950 | 1014130 | 964299 | 914472 | 864645 | 811887 | 762060 | 712233 | 697578 | 691716 | 682923
BAU Buildings Sector Electricity Demand[commercial,heating] | NoSettings | 2157220 | 2051700 | 2083940 | 2081010 | 2069290 | 2063420 | 2066350 | 2072220 | 2081010 | 2092730 | 2101530 | 2110320 | 2113250 | 2116180 | 2110320 | 2095660 | 2101530 | 2092730 | 2083940 | 2072220 | 2060490 | 2045840 | 2025320 | 1998940 | 1963770 | 1928600 | 1890490 | 1846530 | 1799630 | 1749810 | 1697050
BAU Buildings Sector Electricity Demand[commercial,cooling and ventilation] | NoSettings | 16120500 | 15563600 | 16032600 | 16179100 | 16179100 | 16179100 | 16179100 | 16120500 | 16003300 | 15886000 | 15680800 | 15505000 | 15270500 | 15006700 | 14742900 | 14420500 | 14244700 | 13980900 | 13775700 | 13541200 | 13336000 | 13130900 | 12955000 | 12779200 | 12632600 | 12515400 | 12398100 | 12310200 | 12222300 | 12134300 | 12046400
BAU Buildings Sector Electricity Demand[commercial,envelope] | NoSettings | 0 | 0 | 0 | 0 | 0 | 0 | 0 | 0 | 0 | 0 | 0 | 0 | 0 | 0 | 0 | 0 | 0 | 0 | 0 | 0 | 0 | 0 | 0 | 0 | 0 | 0 | 0 | 0 | 0 | 0 | 0
BAU Buildings Sector Electricity Demand[commercial,lighting] | NoSettings | 8675760 | 8265420 | 8206800 | 7884390 | 7474050 | 7063710 | 6711990 | 6360270 | 6037860 | 5744760 | 5480970 | 5246490 | 5041320 | 4836150 | 4660290 | 4484430 | 4337880 | 4191330 | 4074090 | 3956850 | 3839610 | 3722370 | 3663750 | 3575820 | 3487890 | 3429270 | 3370650 | 3312030 | 3253410 | 3224100 | 3165480
BAU Buildings Sector Electricity Demand[commercial,appliances] | NoSettings | 16355000 | 16208400 | 17058400 | 17586000 | 17967000 | 18230800 | 18406700 | 18523900 | 18553200 | 18523900 | 18494600 | 18465300 | 18436000 | 18406700 | 18377400 | 18289400 | 18406700 | 18406700 | 18406700 | 18406700 | 18377400 | 18348100 | 18289400 | 18201500 | 18142900 | 18055000 | 17967000 | 17908400 | 17820500 | 17732500 | 17673900
BAU Buildings Sector Electricity Demand[commercial,other component] | NoSettings | 44551200 | 43671900 | 45430500 | 46896000 | 48068400 | 49533900 | 50999400 | 52464900 | 54516600 | 55982100 | 57447600 | 59206200 | 60671700 | 62430300 | 63602700 | 64775100 | 66240600 | 67706100 | 69464700 | 70637100 | 72102600 | 73275000 | 74740500 | 75912900 | 77085300 | 78257700 | 79430100 | 80602500 | 81774900 | 82947300 | 84119700
BAU Buildings Sector Pollutant Emissions[urban residential,CO2] | NoSettings | 25132300000000 | 25883400000000 | 25876700000000 | 25929500000000 | 25868200000000 | 25855600000000 | 25782100000000 | 25670800000000 | 25544700000000 | 25353200000000 | 25118600000000 | 24928400000000 | 24632700000000 | 24450500000000 | 24163900000000 | 23877300000000 | 23697500000000 | 23519500000000 | 23286400000000 | 23211600000000 | 22984300000000 | 22863900000000 | 22798400000000 | 22733000000000 | 22722600000000 | 22664000000000 | 22649200000000 | 22642000000000 | 22633500000000 | 22678700000000 | 22724500000000
BAU Buildings Sector Pollutant Emissions[urban residential,VOC] | NoSettings | 1117280000 | 1148780000 | 1147220000 | 1149500000 | 1146680000 | 1145880000 | 1142260000 | 1137350000 | 1131480000 | 1122530000 | 1111920000 | 1103050000 | 1089630000 | 1081270000 | 1068450000 | 1055620000 | 1047420000 | 1039340000 | 1028850000 | 1025160000 | 1015030000 | 1009530000 | 1006440000 | 1003350000 | 1002680000 | 1000030000 | 999083000 | 998612000 | 998061000 | 999844000 | 1001670000
BAU Buildings Sector Pollutant Emissions[urban residential,CO] | NoSettings | 10459900000 | 10795600000 | 10814900000 | 10837300000 | 10814300000 | 10813500000 | 10789800000 | 10744300000 | 10698100000 | 10628600000 | 10537200000 | 10467800000 | 10353400000 | 10284500000 | 10170500000 | 10056600000 | 9987750000 | 9919010000 | 9827590000 | 9803810000 | 9712760000 | 9666880000 | 9643650000 | 9620440000 | 9619900000 | 9597080000 | 9596300000 | 9595960000 | 9595540000 | 9617720000 | 9639910000
BAU Buildings Sector Pollutant Emissions[urban residential,NOx] | NoSettings | 18974000000 | 19482700000 | 19457100000 | 19494000000 | 19448400000 | 19435300000 | 19376800000 | 19297300000 | 19202300000 | 19057400000 | 18885800000 | 18742100000 | 18525000000 | 18389800000 | 18182200000 | 17974700000 | 17842000000 | 17711200000 | 17541200000 | 17481400000 | 17317500000 | 17228400000 | 17178300000 | 17128300000 | 17117400000 | 17074500000 | 17059000000 | 17051300000 | 17042400000 | 17071200000 | 17100500000
BAU Buildings Sector Pollutant Emissions[urban residential,PM10] | NoSettings | 1521250000 | 1566210000 | 1566000000 | 1569150000 | 1565520000 | 1564800000 | 1560470000 | 1553840000 | 1546380000 | 1535050000 | 1521110000 | 1509860000 | 1492300000 | 1481490000 | 1464440000 | 1447400000 | 1436720000 | 1426150000 | 1412290000 | 1407880000 | 1394360000 | 1387210000 | 1383340000 | 1379470000 | 1378880000 | 1375390000 | 1374550000 | 1374140000 | 1373660000 | 1376390000 | 1379140000
BAU Buildings Sector Pollutant Emissions[urban residential,PM25] | NoSettings | 1518230000 | 1563190000 | 1562970000 | 1566120000 | 1562490000 | 1561780000 | 1557450000 | 1550820000 | 1543360000 | 1532030000 | 1518100000 | 1506840000 | 1489290000 | 1478480000 | 1461430000 | 1444390000 | 1433720000 | 1423150000 | 1409290000 | 1404890000 | 1391370000 | 1384220000 | 1380350000 | 1376480000 | 1375890000 | 1372410000 | 1371570000 | 1371160000 | 1370680000 | 1373400000 | 1376150000
BAU Buildings Sector Pollutant Emissions[urban residential,SOx] | NoSettings | 831520000 | 835150000 | 835391000 | 835632000 | 835389000 | 835387000 | 835144000 | 834659000 | 834173000 | 833445000 | 832476000 | 831748000 | 830537000 | 829809000 | 828597000 | 827385000 | 826656000 | 825928000 | 824957000 | 824713000 | 823743000 | 823258000 | 823015000 | 822773000 | 822773000 | 822531000 | 822530000 | 822531000 | 822531000 | 822774000 | 823016000
BAU Buildings Sector Pollutant Emissions[urban residential,BC] | NoSettings | 249624000 | 257036000 | 257000000 | 257520000 | 256921000 | 256804000 | 256091000 | 254998000 | 253768000 | 251901000 | 249604000 | 247749000 | 244855000 | 243074000 | 240265000 | 237457000 | 235698000 | 233957000 | 231675000 | 230950000 | 228721000 | 227544000 | 226906000 | 226269000 | 226172000 | 225599000 | 225461000 | 225393000 | 225314000 | 225763000 | 226217000
BAU Buildings Sector Pollutant Emissions[urban residential,OC] | NoSettings | 647265000 | 666506000 | 666414000 | 667763000 | 666209000 | 665904000 | 664053000 | 661217000 | 658024000 | 653178000 | 647216000 | 642400000 | 634889000 | 630267000 | 622976000 | 615687000 | 611122000 | 606601000 | 600678000 | 598796000 | 593012000 | 589956000 | 588301000 | 586647000 | 586395000 | 584907000 | 584550000 | 584375000 | 584169000 | 585335000 | 586513000
BAU Buildings Sector Pollutant Emissions[urban residential,CH4] | NoSettings | 504415000 | 517225000 | 515313000 | 516308000 | 514914000 | 514306000 | 512312000 | 510065000 | 507098000 | 502528000 | 497442000 | 492933000 | 486455000 | 482337000 | 476302000 | 470272000 | 466269000 | 462356000 | 457348000 | 455290000 | 450560000 | 447864000 | 446258000 | 444654000 | 444144000 | 442872000 | 442149000 | 441792000 | 441373000 | 441987000 | 442628000
BAU Buildings Sector Pollutant Emissions[urban residential,N2O] | NoSettings | 55462900 | 56524900 | 56042800 | 56142300 | 55963700 | 55842600 | 55544200 | 55295100 | 54902100 | 54288600 | 53671700 | 53070200 | 52274800 | 51751500 | 51045000 | 50339100 | 49838800 | 49356500 | 48755100 | 48443800 | 47898000 | 47558700 | 47337400 | 47116600 | 47014400 | 46859900 | 46715100 | 46643300 | 46559300 | 46581900 | 46609700
BAU Buildings Sector Pollutant Emissions[urban residential,F gases] | NoSettings | 0 | 0 | 0 | 0 | 0 | 0 | 0 | 0 | 0 | 0 | 0 | 0 | 0 | 0 | 0 | 0 | 0 | 0 | 0 | 0 | 0 | 0 | 0 | 0 | 0 | 0 | 0 | 0 | 0 | 0 | 0
BAU Buildings Sector Pollutant Emissions[rural residential,CO2] | NoSettings | 1448560000000 | 1489680000000 | 1485820000000 | 1486660000000 | 1480360000000 | 1484060000000 | 1470600000000 | 1469740000000 | 1460920000000 | 1451480000000 | 1430870000000 | 1420140000000 | 1404230000000 | 1389550000000 | 1370230000000 | 1360910000000 | 1341030000000 | 1326470000000 | 1311890000000 | 1302090000000 | 1293510000000 | 1280320000000 | 1272420000000 | 1272540000000 | 1267410000000 | 1269370000000 | 1260380000000 | 1256900000000 | 1255040000000 | 1259070000000 | 1257130000000
BAU Buildings Sector Pollutant Emissions[rural residential,VOC] | NoSettings | 68845100 | 70480000 | 70117300 | 70172400 | 69879100 | 70004700 | 69362900 | 69307000 | 68850900 | 68355100 | 67365000 | 66785800 | 65985400 | 65264300 | 64357500 | 63869600 | 62927100 | 62213900 | 61500500 | 60981100 | 60541000 | 59916300 | 59519800 | 59471600 | 59208300 | 59266800 | 58822600 | 58631800 | 58522900 | 58669600 | 58544000
BAU Buildings Sector Pollutant Emissions[rural residential,CO] | NoSettings | 584021000 | 603952000 | 605712000 | 605753000 | 603441000 | 605605000 | 600939000 | 600891000 | 598446000 | 595966000 | 588948000 | 586400000 | 581604000 | 576874000 | 569926000 | 567451000 | 560471000 | 555745000 | 551016000 | 548519000 | 546086000 | 541439000 | 539044000 | 540035000 | 538579000 | 539868000 | 537023000 | 536248000 | 535953000 | 538143000 | 538041000
BAU Buildings Sector Pollutant Emissions[rural residential,NOx] | NoSettings | 1321100000 | 1347480000 | 1341560000 | 1342460000 | 1337710000 | 1339730000 | 1329340000 | 1328430000 | 1321050000 | 1313010000 | 1296970000 | 1287580000 | 1274610000 | 1262930000 | 1248250000 | 1240340000 | 1225070000 | 1213520000 | 1201950000 | 1193530000 | 1186390000 | 1176280000 | 1169850000 | 1169050000 | 1164780000 | 1165720000 | 1158520000 | 1155430000 | 1153660000 | 1156030000 | 1153980000
BAU Buildings Sector Pollutant Emissions[rural residential,PM10] | NoSettings | 91377300 | 93851400 | 93649600 | 93697500 | 93324500 | 93550100 | 92755600 | 92707100 | 92191800 | 91641100 | 90426000 | 89802400 | 88869200 | 88005600 | 86863500 | 86319200 | 85144500 | 84287200 | 83428500 | 82857600 | 82355500 | 81576400 | 81112300 | 81127400 | 80827100 | 80947900 | 80419500 | 80217600 | 80110700 | 80355600 | 80245500
BAU Buildings Sector Pollutant Emissions[rural residential,PM25] | NoSettings | 90726300 | 93200400 | 92998600 | 93046500 | 92673500 | 92899200 | 92104800 | 92056200 | 91540900 | 90990300 | 89775200 | 89151700 | 88218600 | 87355000 | 86213000 | 85668900 | 84494400 | 83637200 | 82778800 | 82207900 | 81706000 | 80926900 | 80463000 | 80478200 | 80177900 | 80298800 | 79770400 | 79568600 | 79461700 | 79706600 | 79596500
BAU Buildings Sector Pollutant Emissions[rural residential,SOx] | NoSettings | 171542000 | 171760000 | 171784000 | 171784000 | 171760000 | 171784000 | 171735000 | 171735000 | 171711000 | 171687000 | 171614000 | 171590000 | 171541000 | 171493000 | 171420000 | 171396000 | 171323000 | 171274000 | 171226000 | 171202000 | 171177000 | 171129000 | 171105000 | 171117000 | 171102000 | 171117000 | 171088000 | 171080000 | 171078000 | 171102000 | 171102000
BAU Buildings Sector Pollutant Emissions[rural residential,BC] | NoSettings | 14822400 | 15230300 | 15197000 | 15204900 | 15143400 | 15180600 | 15049700 | 15041600 | 14956700 | 14865900 | 14665600 | 14562800 | 14409000 | 14266600 | 14078400 | 13988700 | 13795200 | 13653900 | 13512500 | 13418400 | 13335700 | 13207300 | 13130900 | 13133400 | 13083900 | 13103900 | 13016800 | 12983500 | 12965900 | 13006200 | 12988100
BAU Buildings Sector Pollutant Emissions[rural residential,OC] | NoSettings | 38317700 | 39376600 | 39290200 | 39310800 | 39151100 | 39247700 | 38907800 | 38886900 | 38666400 | 38430800 | 37910900 | 37644200 | 37244900 | 36875400 | 36386700 | 36154100 | 35651800 | 35285100 | 34918100 | 34673800 | 34459200 | 34125800 | 33927500 | 33934100 | 33805700 | 33857400 | 33631400 | 33545100 | 33499400 | 33604100 | 33557000
BAU Buildings Sector Pollutant Emissions[rural residential,CH4] | NoSettings | 32839700 | 33415700 | 33068400 | 33110200 | 32961900 | 32983700 | 32645200 | 32603300 | 32332100 | 32030600 | 31502100 | 31137700 | 30679300 | 30280800 | 29815400 | 29519700 | 29026800 | 28634100 | 28240900 | 27921700 | 27662200 | 27336500 | 27109800 | 27036400 | 26881200 | 26881400 | 26633300 | 26511000 | 26435900 | 26473500 | 26378400
BAU Buildings Sector Pollutant Emissions[rural residential,N2O] | NoSettings | 4186890 | 4212080 | 4132650 | 4141020 | 4121390 | 4115770 | 4068080 | 4059720 | 4015500 | 3965220 | 3889540 | 3826670 | 3755000 | 3695330 | 3632260 | 3583140 | 3514560 | 3456050 | 3397420 | 3343590 | 3301700 | 3256560 | 3221210 | 3201540 | 3176490 | 3170500 | 3132890 | 3111400 | 3097370 | 3094890 | 3075850
BAU Buildings Sector Pollutant Emissions[rural residential,F gases] | NoSettings | 0 | 0 | 0 | 0 | 0 | 0 | 0 | 0 | 0 | 0 | 0 | 0 | 0 | 0 | 0 | 0 | 0 | 0 | 0 | 0 | 0 | 0 | 0 | 0 | 0 | 0 | 0 | 0 | 0 | 0 | 0
BAU Buildings Sector Pollutant Emissions[commercial,CO2] | NoSettings | 11975600000000 | 12103700000000 | 12492600000000 | 12689600000000 | 12777900000000 | 12796000000000 | 12781900000000 | 12736800000000 | 12683100000000 | 12624100000000 | 12532900000000 | 12542600000000 | 12430100000000 | 12338700000000 | 12273700000000 | 12219300000000 | 12122500000000 | 12078700000000 | 12034900000000 | 12003800000000 | 11930200000000 | 11909900000000 | 11942600000000 | 11927800000000 | 11984200000000 | 12041500000000 | 12050400000000 | 12060300000000 | 12133900000000 | 12202300000000 | 12228300000000
BAU Buildings Sector Pollutant Emissions[commercial,VOC] | NoSettings | 494277000 | 499817000 | 516622000 | 525136000 | 529160000 | 530017000 | 529487000 | 527742000 | 525707000 | 523439000 | 519784000 | 520485000 | 515906000 | 512239000 | 509715000 | 507648000 | 503748000 | 502138000 | 500526000 | 499257000 | 496155000 | 495352000 | 496842000 | 496278000 | 498584000 | 501060000 | 501315000 | 501741000 | 504922000 | 507877000 | 509003000
BAU Buildings Sector Pollutant Emissions[commercial,CO] | NoSettings | 4653950000 | 4708400000 | 4873590000 | 4957270000 | 4995580000 | 5006330000 | 5003450000 | 4985050000 | 4966140000 | 4944930000 | 4910080000 | 4918060000 | 4874140000 | 4839180000 | 4815450000 | 4796220000 | 4758970000 | 4744230000 | 4729470000 | 4719330000 | 4691160000 | 4685600000 | 4702580000 | 4699360000 | 4725600000 | 4749950000 | 4756020000 | 4760210000 | 4791470000 | 4820520000 | 4831590000
BAU Buildings Sector Pollutant Emissions[commercial,NOx] | NoSettings | 9098090000 | 9187600000 | 9459160000 | 9596730000 | 9657340000 | 9666740000 | 9653730000 | 9621110000 | 9579390000 | 9533880000 | 9465960000 | 9468440000 | 9385590000 | 9317490000 | 9267840000 | 9225600000 | 9153720000 | 9118850000 | 9083950000 | 9059010000 | 9004430000 | 8987010000 | 9006650000 | 8993090000 | 9030320000 | 9070340000 | 9074410000 | 9081300000 | 9132700000 | 9180460000 | 9198650000
BAU Buildings Sector Pollutant Emissions[commercial,PM10] | NoSettings | 788430000 | 796077000 | 819279000 | 831033000 | 835958000 | 836710000 | 835547000 | 832506000 | 828636000 | 824443000 | 818335000 | 818243000 | 810859000 | 804735000 | 800188000 | 796274000 | 789828000 | 786544000 | 783257000 | 781076000 | 776362000 | 774824000 | 776451000 | 775242000 | 778627000 | 782046000 | 782598000 | 783187000 | 787578000 | 791659000 | 793213000
BAU Buildings Sector Pollutant Emissions[commercial,PM25] | NoSettings | 770753000 | 778401000 | 801603000 | 813357000 | 818364000 | 819199000 | 818119000 | 815160000 | 811455000 | 807428000 | 801485000 | 801557000 | 794338000 | 788380000 | 783998000 | 780249000 | 773967000 | 770849000 | 767727000 | 765628000 | 760997000 | 759541000 | 761251000 | 760124000 | 763509000 | 766928000 | 767480000 | 768069000 | 772460000 | 776541000 | 778095000
BAU Buildings Sector Pollutant Emissions[commercial,SOx] | NoSettings | 209637000 | 210222000 | 211995000 | 212894000 | 213280000 | 213373000 | 213320000 | 213097000 | 212847000 | 212571000 | 212150000 | 212188000 | 211669000 | 211246000 | 210944000 | 210690000 | 210242000 | 210037000 | 209831000 | 209700000 | 209376000 | 209294000 | 209454000 | 209398000 | 209683000 | 209944000 | 210013000 | 210058000 | 210394000 | 210706000 | 210824000
BAU Buildings Sector Pollutant Emissions[commercial,BC] | NoSettings | 117508000 | 118770000 | 122595000 | 124533000 | 125404000 | 125588000 | 125455000 | 125013000 | 124494000 | 123921000 | 123033000 | 123136000 | 122037000 | 121146000 | 120515000 | 119988000 | 119043000 | 118621000 | 118197000 | 117897000 | 117179000 | 116984000 | 117312000 | 117172000 | 117730000 | 118294000 | 118385000 | 118482000 | 119206000 | 119879000 | 120135000
BAU Buildings Sector Pollutant Emissions[commercial,OC] | NoSettings | 303492000 | 306765000 | 316696000 | 321727000 | 323995000 | 324478000 | 324141000 | 323000000 | 321665000 | 320191000 | 317898000 | 318180000 | 315341000 | 313041000 | 311416000 | 310062000 | 307624000 | 306540000 | 305454000 | 304681000 | 302824000 | 302326000 | 303183000 | 302826000 | 304275000 | 305738000 | 305974000 | 306226000 | 308106000 | 309852000 | 310518000
BAU Buildings Sector Pollutant Emissions[commercial,CH4] | NoSettings | 283443000 | 285858000 | 293187000 | 296899000 | 298403000 | 298398000 | 297789000 | 296776000 | 295260000 | 293642000 | 291419000 | 291095000 | 288469000 | 286241000 | 284511000 | 282981000 | 280651000 | 279320000 | 277988000 | 277057000 | 275326000 | 274598000 | 274870000 | 274246000 | 275125000 | 276205000 | 276189000 | 276375000 | 277762000 | 279051000 | 279542000
BAU Buildings Sector Pollutant Emissions[commercial,N2O] | NoSettings | 38545000 | 38786500 | 39519200 | 39890400 | 40010700 | 39950200 | 39829200 | 39698000 | 39456300 | 39204400 | 38892100 | 38769800 | 38417200 | 38104300 | 37841300 | 37598300 | 37275300 | 37052200 | 36829000 | 36675900 | 36442800 | 36310000 | 36277200 | 36154700 | 36212600 | 36320600 | 36289000 | 36307600 | 36446300 | 36575200 | 36624300
BAU Buildings Sector Pollutant Emissions[commercial,F gases] | NoSettings | 0 | 0 | 0 | 0 | 0 | 0 | 0 | 0 | 0 | 0 | 0 | 0 | 0 | 0 | 0 | 0 | 0 | 0 | 0 | 0 | 0 | 0 | 0 | 0 | 0 | 0 | 0 | 0 | 0 | 0 | 0
Building Components Energy Use[urban residential,electricity bf,heating] | NoSettings | 32600000000000 | 32200000000000 | 32500000000000 | 33500000000000 | 34600000000000 | 35800000000000 | 37100000000000 | 38600000000000 | 40000000000000 | 41400000000000 | 42900000000000 | 44300000000000 | 45700000000000 | 47100000000000 | 48300000000000 | 49600000000000 | 50800000000000 | 52200000000000 | 53600000000000 | 54800000000000 | 56200000000000 | 57400000000000 | 58500000000000 | 59400000000000 | 60400000000000 | 61200000000000 | 61900000000000 | 62500000000000 | 62200000000000 | 61800000000000 | 61300000000000
Building Components Energy Use[urban residential,electricity bf,cooling and ventilation] | NoSettings | 21730000000000 | 20360000000000 | 19550000000000 | 19180000000000 | 18890000000000 | 18620000000000 | 18480000000000 | 18450000000000 | 18430000000000 | 18450000000000 | 18490000000000 | 18590000000000 | 18710000000000 | 18820000000000 | 18890000000000 | 18970000000000 | 19130000000000 | 19230000000000 | 19360000000000 | 19500000000000 | 19640000000000 | 19960000000000 | 20280000000000 | 20580000000000 | 20920000000000 | 21270000000000 | 21590000000000 | 21970000000000 | 22040000000000 | 22110000000000 | 22180000000000
Building Components Energy Use[urban residential,electricity bf,envelope] | NoSettings | 0 | 0 | 0 | 0 | 0 | 0 | 0 | 0 | 0 | 0 | 0 | 0 | 0 | 0 | 0 | 0 | 0 | 0 | 0 | 0 | 0 | 0 | 0 | 0 | 0 | 0 | 0 | 0 | 0 | 0 | 0
Building Components Energy Use[urban residential,electricity bf,lighting] | NoSettings | 22600000000000 | 21600000000000 | 21300000000000 | 21500000000000 | 21600000000000 | 21900000000000 | 22400000000000 | 22900000000000 | 23300000000000 | 23700000000000 | 24100000000000 | 24400000000000 | 24800000000000 | 25200000000000 | 25600000000000 | 26000000000000 | 26300000000000 | 26500000000000 | 26800000000000 | 27000000000000 | 27200000000000 | 27500000000000 | 27800000000000 | 28200000000000 | 28500000000000 | 28900000000000 | 29300000000000 | 29800000000000 | 29900000000000 | 30000000000000 | 30000000000000
Building Components Energy Use[urban residential,electricity bf,appliances] | NoSettings | 91100000000000 | 87800000000000 | 86500000000000 | 87000000000000 | 87700000000000 | 88600000000000 | 89800000000000 | 91300000000000 | 92800000000000 | 94400000000000 | 96200000000000 | 98100000000000 | 100000000000000 | 102000000000000 | 104000000000000 | 106000000000000 | 108000000000000 | 110000000000000 | 112000000000000 | 113000000000000 | 115000000000000 | 117000000000000 | 119000000000000 | 121000000000000 | 123000000000000 | 124000000000000 | 126000000000000 | 127000000000000 | 128000000000000 | 128000000000000 | 128000000000000
Building Components Energy Use[urban residential,electricity bf,other component] | NoSettings | 126500000000000 | 119400000000000 | 115000000000000 | 111800000000000 | 109600000000000 | 107400000000000 | 104900000000000 | 102700000000000 | 100600000000000 | 98410000000000 | 96010000000000 | 93270000000000 | 90420000000000 | 87610000000000 | 84870000000000 | 82150000000000 | 79700000000000 | 77060000000000 | 74410000000000 | 71700000000000 | 68860000000000 | 65720000000000 | 62510000000000 | 59260000000000 | 56010000000000 | 52760000000000 | 49450000000000 | 46040000000000 | 45220000000000 | 44750000000000 | 44280000000000
Building Components Energy Use[urban residential,hard coal bf,heating] | NoSettings | 0 | 0 | 0 | 0 | 0 | 0 | 0 | 0 | 0 | 0 | 0 | 0 | 0 | 0 | 0 | 0 | 0 | 0 | 0 | 0 | 0 | 0 | 0 | 0 | 0 | 0 | 0 | 0 | 0 | 0 | 0
Building Components Energy Use[urban residential,hard coal bf,cooling and ventilation] | NoSettings | 0 | 0 | 0 | 0 | 0 | 0 | 0 | 0 | 0 | 0 | 0 | 0 | 0 | 0 | 0 | 0 | 0 | 0 | 0 | 0 | 0 | 0 | 0 | 0 | 0 | 0 | 0 | 0 | 0 | 0 | 0
Building Components Energy Use[urban residential,hard coal bf,envelope] | NoSettings | 0 | 0 | 0 | 0 | 0 | 0 | 0 | 0 | 0 | 0 | 0 | 0 | 0 | 0 | 0 | 0 | 0 | 0 | 0 | 0 | 0 | 0 | 0 | 0 | 0 | 0 | 0 | 0 | 0 | 0 | 0
Building Components Energy Use[urban residential,hard coal bf,lighting] | NoSettings | 0 | 0 | 0 | 0 | 0 | 0 | 0 | 0 | 0 | 0 | 0 | 0 | 0 | 0 | 0 | 0 | 0 | 0 | 0 | 0 | 0 | 0 | 0 | 0 | 0 | 0 | 0 | 0 | 0 | 0 | 0
Building Components Energy Use[urban residential,hard coal bf,appliances] | NoSettings | 0 | 0 | 0 | 0 | 0 | 0 | 0 | 0 | 0 | 0 | 0 | 0 | 0 | 0 | 0 | 0 | 0 | 0 | 0 | 0 | 0 | 0 | 0 | 0 | 0 | 0 | 0 | 0 | 0 | 0 | 0
Building Components Energy Use[urban residential,hard coal bf,other component] | NoSettings | 0 | 0 | 0 | 0 | 0 | 0 | 0 | 0 | 0 | 0 | 0 | 0 | 0 | 0 | 0 | 0 | 0 | 0 | 0 | 0 | 0 | 0 | 0 | 0 | 0 | 0 | 0 | 0 | 0 | 0 | 0
Building Components Energy Use[urban residential,natural gas bf,heating] | NoSettings | 216000000000000 | 223000000000000 | 224000000000000 | 224000000000000 | 224000000000000 | 224000000000000 | 222000000000000 | 221000000000000 | 220000000000000 | 217000000000000 | 215000000000000 | 213000000000000 | 210000000000000 | 208000000000000 | 205000000000000 | 203000000000000 | 201000000000000 | 199000000000000 | 197000000000000 | 197000000000000 | 195000000000000 | 192000000000000 | 191000000000000 | 189000000000000 | 188000000000000 | 187000000000000 | 186000000000000 | 185000000000000 | 184000000000000 | 184000000000000 | 184000000000000
Building Components Energy Use[urban residential,natural gas bf,cooling and ventilation] | NoSettings | 200800000000 | 202200000000 | 197800000000 | 193700000000 | 189800000000 | 185700000000 | 182000000000 | 178200000000 | 174500000000 | 171000000000 | 167400000000 | 164400000000 | 161400000000 | 158500000000 | 155400000000 | 152600000000 | 150300000000 | 147500000000 | 145000000000 | 142800000000 | 140800000000 | 140800000000 | 141600000000 | 142500000000 | 144100000000 | 146100000000 | 148300000000 | 150600000000 | 152800000000 | 155100000000 | 157600000000
Building Components Energy Use[urban residential,natural gas bf,envelope] | NoSettings | 0 | 0 | 0 | 0 | 0 | 0 | 0 | 0 | 0 | 0 | 0 | 0 | 0 | 0 | 0 | 0 | 0 | 0 | 0 | 0 | 0 | 0 | 0 | 0 | 0 | 0 | 0 | 0 | 0 | 0 | 0
Building Components Energy Use[urban residential,natural gas bf,lighting] | NoSettings | 0 | 0 | 0 | 0 | 0 | 0 | 0 | 0 | 0 | 0 | 0 | 0 | 0 | 0 | 0 | 0 | 0 | 0 | 0 | 0 | 0 | 0 | 0 | 0 | 0 | 0 | 0 | 0 | 0 | 0 | 0
Building Components Energy Use[urban residential,natural gas bf,appliances] | NoSettings | 238000000000000 | 246000000000000 | 246000000000000 | 247000000000000 | 246000000000000 | 246000000000000 | 247000000000000 | 246000000000000 | 245000000000000 | 245000000000000 | 243000000000000 | 242000000000000 | 240000000000000 | 239000000000000 | 237000000000000 | 234000000000000 | 233000000000000 | 232000000000000 | 230000000000000 | 229000000000000 | 227000000000000 | 228000000000000 | 228000000000000 | 229000000000000 | 230000000000000 | 230000000000000 | 231000000000000 | 232000000000000 | 233000000000000 | 234000000000000 | 235000000000000
Building Components Energy Use[urban residential,natural gas bf,other component] | NoSettings | 0 | 0 | 0 | 0 | 0 | 0 | 0 | 0 | 0 | 0 | 0 | 0 | 0 | 0 | 0 | 0 | 0 | 0 | 0 | 0 | 0 | 0 | 0 | 0 | 0 | 0 | 0 | 0 | 0 | 0 | 0
Building Components Energy Use[urban residential,petroleum diesel bf,heating] | NoSettings | 294000000000 | 294000000000 | 295000000000 | 295000000000 | 295000000000 | 294000000000 | 294000000000 | 293000000000 | 292000000000 | 290000000000 | 289000000000 | 287000000000 | 285000000000 | 283000000000 | 279000000000 | 276000000000 | 272000000000 | 268000000000 | 262000000000 | 259000000000 | 255000000000 | 251000000000 | 246000000000 | 241000000000 | 236000000000 | 229000000000 | 220000000000 | 211000000000 | 200000000000 | 189000000000 | 176000000000
Building Components Energy Use[urban residential,petroleum diesel bf,cooling and ventilation] | NoSettings | 0 | 0 | 0 | 0 | 0 | 0 | 0 | 0 | 0 | 0 | 0 | 0 | 0 | 0 | 0 | 0 | 0 | 0 | 0 | 0 | 0 | 0 | 0 | 0 | 0 | 0 | 0 | 0 | 0 | 0 | 0
Building Components Energy Use[urban residential,petroleum diesel bf,envelope] | NoSettings | 0 | 0 | 0 | 0 | 0 | 0 | 0 | 0 | 0 | 0 | 0 | 0 | 0 | 0 | 0 | 0 | 0 | 0 | 0 | 0 | 0 | 0 | 0 | 0 | 0 | 0 | 0 | 0 | 0 | 0 | 0
Building Components Energy Use[urban residential,petroleum diesel bf,lighting] | NoSettings | 0 | 0 | 0 | 0 | 0 | 0 | 0 | 0 | 0 | 0 | 0 | 0 | 0 | 0 | 0 | 0 | 0 | 0 | 0 | 0 | 0 | 0 | 0 | 0 | 0 | 0 | 0 | 0 | 0 | 0 | 0
Building Components Energy Use[urban residential,petroleum diesel bf,appliances] | NoSettings | 4080000000 | 3740000000 | 3440000000 | 3170000000 | 2940000000 | 2740000000 | 2600000000 | 2510000000 | 2470000000 | 2490000000 | 2540000000 | 2670000000 | 2840000000 | 3040000000 | 3350000000 | 3730000000 | 4240000000 | 4880000000 | 5730000000 | 6810000000 | 8230000000 | 10100000000 | 12800000000 | 16200000000 | 20600000000 | 26400000000 | 33700000000 | 42700000000 | 53300000000 | 65000000000 | 77300000000
Building Components Energy Use[urban residential,petroleum diesel bf,other component] | NoSettings | 0 | 0 | 0 | 0 | 0 | 0 | 0 | 0 | 0 | 0 | 0 | 0 | 0 | 0 | 0 | 0 | 0 | 0 | 0 | 0 | 0 | 0 | 0 | 0 | 0 | 0 | 0 | 0 | 0 | 0 | 0
Building Components Energy Use[urban residential,heat bf,heating] | NoSettings | 0 | 0 | 0 | 0 | 0 | 0 | 0 | 0 | 0 | 0 | 0 | 0 | 0 | 0 | 0 | 0 | 0 | 0 | 0 | 0 | 0 | 0 | 0 | 0 | 0 | 0 | 0 | 0 | 0 | 0 | 0
Building Components Energy Use[urban residential,heat bf,cooling and ventilation] | NoSettings | 0 | 0 | 0 | 0 | 0 | 0 | 0 | 0 | 0 | 0 | 0 | 0 | 0 | 0 | 0 | 0 | 0 | 0 | 0 | 0 | 0 | 0 | 0 | 0 | 0 | 0 | 0 | 0 | 0 | 0 | 0
Building Components Energy Use[urban residential,heat bf,envelope] | NoSettings | 0 | 0 | 0 | 0 | 0 | 0 | 0 | 0 | 0 | 0 | 0 | 0 | 0 | 0 | 0 | 0 | 0 | 0 | 0 | 0 | 0 | 0 | 0 | 0 | 0 | 0 | 0 | 0 | 0 | 0 | 0
Building Components Energy Use[urban residential,heat bf,lighting] | NoSettings | 0 | 0 | 0 | 0 | 0 | 0 | 0 | 0 | 0 | 0 | 0 | 0 | 0 | 0 | 0 | 0 | 0 | 0 | 0 | 0 | 0 | 0 | 0 | 0 | 0 | 0 | 0 | 0 | 0 | 0 | 0
Building Components Energy Use[urban residential,heat bf,appliances] | NoSettings | 0 | 0 | 0 | 0 | 0 | 0 | 0 | 0 | 0 | 0 | 0 | 0 | 0 | 0 | 0 | 0 | 0 | 0 | 0 | 0 | 0 | 0 | 0 | 0 | 0 | 0 | 0 | 0 | 0 | 0 | 0
Building Components Energy Use[urban residential,heat bf,other component] | NoSettings | 0 | 0 | 0 | 0 | 0 | 0 | 0 | 0 | 0 | 0 | 0 | 0 | 0 | 0 | 0 | 0 | 0 | 0 | 0 | 0 | 0 | 0 | 0 | 0 | 0 | 0 | 0 | 0 | 0 | 0 | 0
Building Components Energy Use[urban residential,biomass bf,heating] | NoSettings | 17800000000000 | 17800000000000 | 17800000000000 | 17800000000000 | 17800000000000 | 17800000000000 | 17800000000000 | 17800000000000 | 17800000000000 | 17800000000000 | 17800000000000 | 17800000000000 | 17800000000000 | 17800000000000 | 17800000000000 | 17800000000000 | 17800000000000 | 17800000000000 | 17800000000000 | 17800000000000 | 17800000000000 | 17800000000000 | 17800000000000 | 17800000000000 | 17800000000000 | 17800000000000 | 17800000000000 | 17800000000000 | 17800000000000 | 17800000000000 | 17800000000000
Building Components Energy Use[urban residential,biomass bf,cooling and ventilation] | NoSettings | 0 | 0 | 0 | 0 | 0 | 0 | 0 | 0 | 0 | 0 | 0 | 0 | 0 | 0 | 0 | 0 | 0 | 0 | 0 | 0 | 0 | 0 | 0 | 0 | 0 | 0 | 0 | 0 | 0 | 0 | 0
Building Components Energy Use[urban residential,biomass bf,envelope] | NoSettings | 0 | 0 | 0 | 0 | 0 | 0 | 0 | 0 | 0 | 0 | 0 | 0 | 0 | 0 | 0 | 0 | 0 | 0 | 0 | 0 | 0 | 0 | 0 | 0 | 0 | 0 | 0 | 0 | 0 | 0 | 0
Building Components Energy Use[urban residential,biomass bf,lighting] | NoSettings | 0 | 0 | 0 | 0 | 0 | 0 | 0 | 0 | 0 | 0 | 0 | 0 | 0 | 0 | 0 | 0 | 0 | 0 | 0 | 0 | 0 | 0 | 0 | 0 | 0 | 0 | 0 | 0 | 0 | 0 | 0
Building Components Energy Use[urban residential,biomass bf,appliances] | NoSettings | 0 | 0 | 0 | 0 | 0 | 0 | 0 | 0 | 0 | 0 | 0 | 0 | 0 | 0 | 0 | 0 | 0 | 0 | 0 | 0 | 0 | 0 | 0 | 0 | 0 | 0 | 0 | 0 | 0 | 0 | 0
Building Components Energy Use[urban residential,biomass bf,other component] | NoSettings | 0 | 0 | 0 | 0 | 0 | 0 | 0 | 0 | 0 | 0 | 0 | 0 | 0 | 0 | 0 | 0 | 0 | 0 | 0 | 0 | 0 | 0 | 0 | 0 | 0 | 0 | 0 | 0 | 0 | 0 | 0
Building Components Energy Use[urban residential,kerosene bf,heating] | NoSettings | 0 | 0 | 0 | 0 | 0 | 0 | 0 | 0 | 0 | 0 | 0 | 0 | 0 | 0 | 0 | 0 | 0 | 0 | 0 | 0 | 0 | 0 | 0 | 0 | 0 | 0 | 0 | 0 | 0 | 0 | 0
Building Components Energy Use[urban residential,kerosene bf,cooling and ventilation] | NoSettings | 0 | 0 | 0 | 0 | 0 | 0 | 0 | 0 | 0 | 0 | 0 | 0 | 0 | 0 | 0 | 0 | 0 | 0 | 0 | 0 | 0 | 0 | 0 | 0 | 0 | 0 | 0 | 0 | 0 | 0 | 0
Building Components Energy Use[urban residential,kerosene bf,envelope] | NoSettings | 0 | 0 | 0 | 0 | 0 | 0 | 0 | 0 | 0 | 0 | 0 | 0 | 0 | 0 | 0 | 0 | 0 | 0 | 0 | 0 | 0 | 0 | 0 | 0 | 0 | 0 | 0 | 0 | 0 | 0 | 0
Building Components Energy Use[urban residential,kerosene bf,lighting] | NoSettings | 0 | 0 | 0 | 0 | 0 | 0 | 0 | 0 | 0 | 0 | 0 | 0 | 0 | 0 | 0 | 0 | 0 | 0 | 0 | 0 | 0 | 0 | 0 | 0 | 0 | 0 | 0 | 0 | 0 | 0 | 0
Building Components Energy Use[urban residential,kerosene bf,appliances] | NoSettings | 0 | 0 | 0 | 0 | 0 | 0 | 0 | 0 | 0 | 0 | 0 | 0 | 0 | 0 | 0 | 0 | 0 | 0 | 0 | 0 | 0 | 0 | 0 | 0 | 0 | 0 | 0 | 0 | 0 | 0 | 0
Building Components Energy Use[urban residential,kerosene bf,other component] | NoSettings | 0 | 0 | 0 | 0 | 0 | 0 | 0 | 0 | 0 | 0 | 0 | 0 | 0 | 0 | 0 | 0 | 0 | 0 | 0 | 0 | 0 | 0 | 0 | 0 | 0 | 0 | 0 | 0 | 0 | 0 | 0
Building Components Energy Use[urban residential,heavy or residual fuel oil bf,heating] | NoSettings | 0 | 0 | 0 | 0 | 0 | 0 | 0 | 0 | 0 | 0 | 0 | 0 | 0 | 0 | 0 | 0 | 0 | 0 | 0 | 0 | 0 | 0 | 0 | 0 | 0 | 0 | 0 | 0 | 0 | 0 | 0
Building Components Energy Use[urban residential,heavy or residual fuel oil bf,cooling and ventilation] | NoSettings | 0 | 0 | 0 | 0 | 0 | 0 | 0 | 0 | 0 | 0 | 0 | 0 | 0 | 0 | 0 | 0 | 0 | 0 | 0 | 0 | 0 | 0 | 0 | 0 | 0 | 0 | 0 | 0 | 0 | 0 | 0
Building Components Energy Use[urban residential,heavy or residual fuel oil bf,envelope] | NoSettings | 0 | 0 | 0 | 0 | 0 | 0 | 0 | 0 | 0 | 0 | 0 | 0 | 0 | 0 | 0 | 0 | 0 | 0 | 0 | 0 | 0 | 0 | 0 | 0 | 0 | 0 | 0 | 0 | 0 | 0 | 0
Building Components Energy Use[urban residential,heavy or residual fuel oil bf,lighting] | NoSettings | 0 | 0 | 0 | 0 | 0 | 0 | 0 | 0 | 0 | 0 | 0 | 0 | 0 | 0 | 0 | 0 | 0 | 0 | 0 | 0 | 0 | 0 | 0 | 0 | 0 | 0 | 0 | 0 | 0 | 0 | 0
Building Components Energy Use[urban residential,heavy or residual fuel oil bf,appliances] | NoSettings | 0 | 0 | 0 | 0 | 0 | 0 | 0 | 0 | 0 | 0 | 0 | 0 | 0 | 0 | 0 | 0 | 0 | 0 | 0 | 0 | 0 | 0 | 0 | 0 | 0 | 0 | 0 | 0 | 0 | 0 | 0
Building Components Energy Use[urban residential,heavy or residual fuel oil bf,other component] | NoSettings | 0 | 0 | 0 | 0 | 0 | 0 | 0 | 0 | 0 | 0 | 0 | 0 | 0 | 0 | 0 | 0 | 0 | 0 | 0 | 0 | 0 | 0 | 0 | 0 | 0 | 0 | 0 | 0 | 0 | 0 | 0
Building Components Energy Use[urban residential,LPG propane or butane bf,heating] | NoSettings | 12000000000000 | 11600000000000 | 11000000000000 | 11100000000000 | 11100000000000 | 11000000000000 | 10800000000000 | 10800000000000 | 10600000000000 | 10200000000000 | 9960000000000 | 9600000000000 | 9250000000000 | 8990000000000 | 8740000000000 | 8490000000000 | 8240000000000 | 8010000000000 | 7750000000000 | 7480000000000 | 7290000000000 | 7100000000000 | 6930000000000 | 6760000000000 | 6620000000000 | 6530000000000 | 6340000000000 | 6230000000000 | 6120000000000 | 6020000000000 | 5920000000000
Building Components Energy Use[urban residential,LPG propane or butane bf,cooling and ventilation] | NoSettings | 0 | 0 | 0 | 0 | 0 | 0 | 0 | 0 | 0 | 0 | 0 | 0 | 0 | 0 | 0 | 0 | 0 | 0 | 0 | 0 | 0 | 0 | 0 | 0 | 0 | 0 | 0 | 0 | 0 | 0 | 0
Building Components Energy Use[urban residential,LPG propane or butane bf,envelope] | NoSettings | 0 | 0 | 0 | 0 | 0 | 0 | 0 | 0 | 0 | 0 | 0 | 0 | 0 | 0 | 0 | 0 | 0 | 0 | 0 | 0 | 0 | 0 | 0 | 0 | 0 | 0 | 0 | 0 | 0 | 0 | 0
Building Components Energy Use[urban residential,LPG propane or butane bf,lighting] | NoSettings | 0 | 0 | 0 | 0 | 0 | 0 | 0 | 0 | 0 | 0 | 0 | 0 | 0 | 0 | 0 | 0 | 0 | 0 | 0 | 0 | 0 | 0 | 0 | 0 | 0 | 0 | 0 | 0 | 0 | 0 | 0
Building Components Energy Use[urban residential,LPG propane or butane bf,appliances] | NoSettings | 4440000000000 | 4110000000000 | 3740000000000 | 3640000000000 | 3510000000000 | 3410000000000 | 3280000000000 | 3200000000000 | 3080000000000 | 2960000000000 | 2840000000000 | 2700000000000 | 2560000000000 | 2450000000000 | 2360000000000 | 2270000000000 | 2190000000000 | 2120000000000 | 2050000000000 | 1970000000000 | 1920000000000 | 1880000000000 | 1850000000000 | 1820000000000 | 1790000000000 | 1790000000000 | 1740000000000 | 1730000000000 | 1700000000000 | 1670000000000 | 1650000000000
Building Components Energy Use[urban residential,LPG propane or butane bf,other component] | NoSettings | 0 | 0 | 0 | 0 | 0 | 0 | 0 | 0 | 0 | 0 | 0 | 0 | 0 | 0 | 0 | 0 | 0 | 0 | 0 | 0 | 0 | 0 | 0 | 0 | 0 | 0 | 0 | 0 | 0 | 0 | 0
Building Components Energy Use[urban residential,hydrogen bf,heating] | NoSettings | 0 | 0 | 0 | 0 | 0 | 0 | 0 | 0 | 0 | 0 | 0 | 0 | 0 | 0 | 0 | 0 | 0 | 0 | 0 | 0 | 0 | 0 | 0 | 0 | 0 | 0 | 0 | 0 | 0 | 0 | 0
Building Components Energy Use[urban residential,hydrogen bf,cooling and ventilation] | NoSettings | 0 | 0 | 0 | 0 | 0 | 0 | 0 | 0 | 0 | 0 | 0 | 0 | 0 | 0 | 0 | 0 | 0 | 0 | 0 | 0 | 0 | 0 | 0 | 0 | 0 | 0 | 0 | 0 | 0 | 0 | 0
Building Components Energy Use[urban residential,hydrogen bf,envelope] | NoSettings | 0 | 0 | 0 | 0 | 0 | 0 | 0 | 0 | 0 | 0 | 0 | 0 | 0 | 0 | 0 | 0 | 0 | 0 | 0 | 0 | 0 | 0 | 0 | 0 | 0 | 0 | 0 | 0 | 0 | 0 | 0
Building Components Energy Use[urban residential,hydrogen bf,lighting] | NoSettings | 0 | 0 | 0 | 0 | 0 | 0 | 0 | 0 | 0 | 0 | 0 | 0 | 0 | 0 | 0 | 0 | 0 | 0 | 0 | 0 | 0 | 0 | 0 | 0 | 0 | 0 | 0 | 0 | 0 | 0 | 0
Building Components Energy Use[urban residential,hydrogen bf,appliances] | NoSettings | 0 | 0 | 0 | 0 | 0 | 0 | 0 | 0 | 0 | 0 | 0 | 0 | 0 | 0 | 0 | 0 | 0 | 0 | 0 | 0 | 0 | 0 | 0 | 0 | 0 | 0 | 0 | 0 | 0 | 0 | 0
Building Components Energy Use[urban residential,hydrogen bf,other component] | NoSettings | 0 | 0 | 0 | 0 | 0 | 0 | 0 | 0 | 0 | 0 | 0 | 0 | 0 | 0 | 0 | 0 | 0 | 0 | 0 | 0 | 0 | 0 | 0 | 0 | 0 | 0 | 0 | 0 | 0 | 0 | 0
Building Components Energy Use[rural residential,electricity bf,heating] | NoSettings | 1720000000000 | 1690000000000 | 1710000000000 | 1760000000000 | 1820000000000 | 1880000000000 | 1950000000000 | 2020000000000 | 2100000000000 | 2170000000000 | 2250000000000 | 2330000000000 | 2410000000000 | 2480000000000 | 2550000000000 | 2630000000000 | 2720000000000 | 2800000000000 | 2890000000000 | 2950000000000 | 3030000000000 | 3100000000000 | 3160000000000 | 3220000000000 | 3270000000000 | 3300000000000 | 3340000000000 | 3380000000000 | 3360000000000 | 3330000000000 | 3310000000000
Building Components Energy Use[rural residential,electricity bf,cooling and ventilation] | NoSettings | 1140000000000 | 1070000000000 | 1030000000000 | 1010000000000 | 994000000000 | 980000000000 | 973000000000 | 972000000000 | 970000000000 | 971000000000 | 974000000000 | 978000000000 | 985000000000 | 991000000000 | 994000000000 | 997000000000 | 1010000000000 | 1010000000000 | 1020000000000 | 1030000000000 | 1040000000000 | 1050000000000 | 1070000000000 | 1080000000000 | 1100000000000 | 1120000000000 | 1140000000000 | 1160000000000 | 1160000000000 | 1160000000000 | 1170000000000
Building Components Energy Use[rural residential,electricity bf,envelope] | NoSettings | 0 | 0 | 0 | 0 | 0 | 0 | 0 | 0 | 0 | 0 | 0 | 0 | 0 | 0 | 0 | 0 | 0 | 0 | 0 | 0 | 0 | 0 | 0 | 0 | 0 | 0 | 0 | 0 | 0 | 0 | 0
Building Components Energy Use[rural residential,electricity bf,lighting] | NoSettings | 1190000000000 | 1140000000000 | 1120000000000 | 1130000000000 | 1140000000000 | 1150000000000 | 1180000000000 | 1200000000000 | 1230000000000 | 1250000000000 | 1270000000000 | 1290000000000 | 1310000000000 | 1330000000000 | 1350000000000 | 1370000000000 | 1390000000000 | 1400000000000 | 1410000000000 | 1430000000000 | 1440000000000 | 1450000000000 | 1470000000000 | 1490000000000 | 1510000000000 | 1530000000000 | 1550000000000 | 1570000000000 | 1580000000000 | 1580000000000 | 1580000000000
Building Components Energy Use[rural residential,electricity bf,appliances] | NoSettings | 4790000000000 | 4620000000000 | 4550000000000 | 4580000000000 | 4620000000000 | 4660000000000 | 4720000000000 | 4810000000000 | 4880000000000 | 4980000000000 | 5070000000000 | 5170000000000 | 5270000000000 | 5370000000000 | 5470000000000 | 5570000000000 | 5680000000000 | 5780000000000 | 5880000000000 | 5980000000000 | 6070000000000 | 6170000000000 | 6270000000000 | 6360000000000 | 6440000000000 | 6540000000000 | 6620000000000 | 6720000000000 | 6730000000000 | 6720000000000 | 6730000000000
Building Components Energy Use[rural residential,electricity bf,other component] | NoSettings | 6660000000000 | 6280000000000 | 6050000000000 | 5890000000000 | 5770000000000 | 5650000000000 | 5520000000000 | 5410000000000 | 5290000000000 | 5180000000000 | 5050000000000 | 4910000000000 | 4760000000000 | 4610000000000 | 4470000000000 | 4330000000000 | 4200000000000 | 4060000000000 | 3920000000000 | 3780000000000 | 3630000000000 | 3460000000000 | 3290000000000 | 3120000000000 | 2950000000000 | 2770000000000 | 2600000000000 | 2430000000000 | 2380000000000 | 2360000000000 | 2330000000000
Building Components Energy Use[rural residential,hard coal bf,heating] | NoSettings | 0 | 0 | 0 | 0 | 0 | 0 | 0 | 0 | 0 | 0 | 0 | 0 | 0 | 0 | 0 | 0 | 0 | 0 | 0 | 0 | 0 | 0 | 0 | 0 | 0 | 0 | 0 | 0 | 0 | 0 | 0
Building Components Energy Use[rural residential,hard coal bf,cooling and ventilation] | NoSettings | 0 | 0 | 0 | 0 | 0 | 0 | 0 | 0 | 0 | 0 | 0 | 0 | 0 | 0 | 0 | 0 | 0 | 0 | 0 | 0 | 0 | 0 | 0 | 0 | 0 | 0 | 0 | 0 | 0 | 0 | 0
Building Components Energy Use[rural residential,hard coal bf,envelope] | NoSettings | 0 | 0 | 0 | 0 | 0 | 0 | 0 | 0 | 0 | 0 | 0 | 0 | 0 | 0 | 0 | 0 | 0 | 0 | 0 | 0 | 0 | 0 | 0 | 0 | 0 | 0 | 0 | 0 | 0 | 0 | 0
Building Components Energy Use[rural residential,hard coal bf,lighting] | NoSettings | 0 | 0 | 0 | 0 | 0 | 0 | 0 | 0 | 0 | 0 | 0 | 0 | 0 | 0 | 0 | 0 | 0 | 0 | 0 | 0 | 0 | 0 | 0 | 0 | 0 | 0 | 0 | 0 | 0 | 0 | 0
Building Components Energy Use[rural residential,hard coal bf,appliances] | NoSettings | 0 | 0 | 0 | 0 | 0 | 0 | 0 | 0 | 0 | 0 | 0 | 0 | 0 | 0 | 0 | 0 | 0 | 0 | 0 | 0 | 0 | 0 | 0 | 0 | 0 | 0 | 0 | 0 | 0 | 0 | 0
Building Components Energy Use[rural residential,hard coal bf,other component] | NoSettings | 0 | 0 | 0 | 0 | 0 | 0 | 0 | 0 | 0 | 0 | 0 | 0 | 0 | 0 | 0 | 0 | 0 | 0 | 0 | 0 | 0 | 0 | 0 | 0 | 0 | 0 | 0 | 0 | 0 | 0 | 0
Building Components Energy Use[rural residential,natural gas bf,heating] | NoSettings | 11300000000000 | 11800000000000 | 11800000000000 | 11800000000000 | 11800000000000 | 11800000000000 | 11700000000000 | 11700000000000 | 11600000000000 | 11500000000000 | 11400000000000 | 11300000000000 | 11200000000000 | 11000000000000 | 10900000000000 | 10800000000000 | 10700000000000 | 10500000000000 | 10400000000000 | 10400000000000 | 10300000000000 | 10100000000000 | 10000000000000 | 9950000000000 | 9890000000000 | 9850000000000 | 9730000000000 | 9700000000000 | 9690000000000 | 9690000000000 | 9690000000000
Building Components Energy Use[rural residential,natural gas bf,cooling and ventilation] | NoSettings | 10600000000 | 10600000000 | 10400000000 | 10200000000 | 9970000000 | 9780000000 | 9580000000 | 9380000000 | 9190000000 | 9010000000 | 8820000000 | 8660000000 | 8510000000 | 8350000000 | 8180000000 | 8030000000 | 7910000000 | 7760000000 | 7630000000 | 7520000000 | 7410000000 | 7410000000 | 7450000000 | 7500000000 | 7590000000 | 7690000000 | 7800000000 | 7930000000 | 8040000000 | 8170000000 | 8300000000
Building Components Energy Use[rural residential,natural gas bf,envelope] | NoSettings | 0 | 0 | 0 | 0 | 0 | 0 | 0 | 0 | 0 | 0 | 0 | 0 | 0 | 0 | 0 | 0 | 0 | 0 | 0 | 0 | 0 | 0 | 0 | 0 | 0 | 0 | 0 | 0 | 0 | 0 | 0
Building Components Energy Use[rural residential,natural gas bf,lighting] | NoSettings | 0 | 0 | 0 | 0 | 0 | 0 | 0 | 0 | 0 | 0 | 0 | 0 | 0 | 0 | 0 | 0 | 0 | 0 | 0 | 0 | 0 | 0 | 0 | 0 | 0 | 0 | 0 | 0 | 0 | 0 | 0
Building Components Energy Use[rural residential,natural gas bf,appliances] | NoSettings | 12500000000000 | 12900000000000 | 13000000000000 | 13000000000000 | 12900000000000 | 13000000000000 | 12900000000000 | 12900000000000 | 12900000000000 | 12900000000000 | 12700000000000 | 12700000000000 | 12600000000000 | 12600000000000 | 12400000000000 | 12400000000000 | 12200000000000 | 12200000000000 | 12100000000000 | 12000000000000 | 12000000000000 | 12000000000000 | 12000000000000 | 12100000000000 | 12100000000000 | 12200000000000 | 12200000000000 | 12200000000000 | 12200000000000 | 12300000000000 | 12300000000000
Building Components Energy Use[rural residential,natural gas bf,other component] | NoSettings | 0 | 0 | 0 | 0 | 0 | 0 | 0 | 0 | 0 | 0 | 0 | 0 | 0 | 0 | 0 | 0 | 0 | 0 | 0 | 0 | 0 | 0 | 0 | 0 | 0 | 0 | 0 | 0 | 0 | 0 | 0
Building Components Energy Use[rural residential,petroleum diesel bf,heating] | NoSettings | 15500000000 | 15500000000 | 15500000000 | 15500000000 | 15500000000 | 15500000000 | 15400000000 | 15500000000 | 15500000000 | 15400000000 | 15300000000 | 15200000000 | 15100000000 | 15000000000 | 14900000000 | 14700000000 | 14400000000 | 14200000000 | 13800000000 | 13700000000 | 13500000000 | 13300000000 | 13000000000 | 12700000000 | 12400000000 | 12100000000 | 11600000000 | 11100000000 | 10500000000 | 9950000000 | 9270000000
Building Components Energy Use[rural residential,petroleum diesel bf,cooling and ventilation] | NoSettings | 0 | 0 | 0 | 0 | 0 | 0 | 0 | 0 | 0 | 0 | 0 | 0 | 0 | 0 | 0 | 0 | 0 | 0 | 0 | 0 | 0 | 0 | 0 | 0 | 0 | 0 | 0 | 0 | 0 | 0 | 0
Building Components Energy Use[rural residential,petroleum diesel bf,envelope] | NoSettings | 0 | 0 | 0 | 0 | 0 | 0 | 0 | 0 | 0 | 0 | 0 | 0 | 0 | 0 | 0 | 0 | 0 | 0 | 0 | 0 | 0 | 0 | 0 | 0 | 0 | 0 | 0 | 0 | 0 | 0 | 0
Building Components Energy Use[rural residential,petroleum diesel bf,lighting] | NoSettings | 0 | 0 | 0 | 0 | 0 | 0 | 0 | 0 | 0 | 0 | 0 | 0 | 0 | 0 | 0 | 0 | 0 | 0 | 0 | 0 | 0 | 0 | 0 | 0 | 0 | 0 | 0 | 0 | 0 | 0 | 0
Building Components Energy Use[rural residential,petroleum diesel bf,appliances] | NoSettings | 215000000 | 197000000 | 181000000 | 167000000 | 155000000 | 145000000 | 137000000 | 132000000 | 129000000 | 130000000 | 134000000 | 140000000 | 149000000 | 160000000 | 176000000 | 197000000 | 223000000 | 257000000 | 301000000 | 358000000 | 433000000 | 536000000 | 670000000 | 848000000 | 1080000000 | 1390000000 | 1780000000 | 2240000000 | 2810000000 | 3430000000 | 4060000000
Building Components Energy Use[rural residential,petroleum diesel bf,other component] | NoSettings | 0 | 0 | 0 | 0 | 0 | 0 | 0 | 0 | 0 | 0 | 0 | 0 | 0 | 0 | 0 | 0 | 0 | 0 | 0 | 0 | 0 | 0 | 0 | 0 | 0 | 0 | 0 | 0 | 0 | 0 | 0
Building Components Energy Use[rural residential,heat bf,heating] | NoSettings | 0 | 0 | 0 | 0 | 0 | 0 | 0 | 0 | 0 | 0 | 0 | 0 | 0 | 0 | 0 | 0 | 0 | 0 | 0 | 0 | 0 | 0 | 0 | 0 | 0 | 0 | 0 | 0 | 0 | 0 | 0
Building Components Energy Use[rural residential,heat bf,cooling and ventilation] | NoSettings | 0 | 0 | 0 | 0 | 0 | 0 | 0 | 0 | 0 | 0 | 0 | 0 | 0 | 0 | 0 | 0 | 0 | 0 | 0 | 0 | 0 | 0 | 0 | 0 | 0 | 0 | 0 | 0 | 0 | 0 | 0
Building Components Energy Use[rural residential,heat bf,envelope] | NoSettings | 0 | 0 | 0 | 0 | 0 | 0 | 0 | 0 | 0 | 0 | 0 | 0 | 0 | 0 | 0 | 0 | 0 | 0 | 0 | 0 | 0 | 0 | 0 | 0 | 0 | 0 | 0 | 0 | 0 | 0 | 0
Building Components Energy Use[rural residential,heat bf,lighting] | NoSettings | 0 | 0 | 0 | 0 | 0 | 0 | 0 | 0 | 0 | 0 | 0 | 0 | 0 | 0 | 0 | 0 | 0 | 0 | 0 | 0 | 0 | 0 | 0 | 0 | 0 | 0 | 0 | 0 | 0 | 0 | 0
Building Components Energy Use[rural residential,heat bf,appliances] | NoSettings | 0 | 0 | 0 | 0 | 0 | 0 | 0 | 0 | 0 | 0 | 0 | 0 | 0 | 0 | 0 | 0 | 0 | 0 | 0 | 0 | 0 | 0 | 0 | 0 | 0 | 0 | 0 | 0 | 0 | 0 | 0
Building Components Energy Use[rural residential,heat bf,other component] | NoSettings | 0 | 0 | 0 | 0 | 0 | 0 | 0 | 0 | 0 | 0 | 0 | 0 | 0 | 0 | 0 | 0 | 0 | 0 | 0 | 0 | 0 | 0 | 0 | 0 | 0 | 0 | 0 | 0 | 0 | 0 | 0
Building Components Energy Use[rural residential,biomass bf,heating] | NoSettings | 4090000000000 | 4090000000000 | 4090000000000 | 4090000000000 | 4090000000000 | 4090000000000 | 4090000000000 | 4090000000000 | 4090000000000 | 4090000000000 | 4090000000000 | 4090000000000 | 4090000000000 | 4090000000000 | 4090000000000 | 4090000000000 | 4090000000000 | 4090000000000 | 4090000000000 | 4090000000000 | 4090000000000 | 4090000000000 | 4090000000000 | 4090000000000 | 4090000000000 | 4090000000000 | 4090000000000 | 4090000000000 | 4090000000000 | 4090000000000 | 4090000000000
Building Components Energy Use[rural residential,biomass bf,cooling and ventilation] | NoSettings | 0 | 0 | 0 | 0 | 0 | 0 | 0 | 0 | 0 | 0 | 0 | 0 | 0 | 0 | 0 | 0 | 0 | 0 | 0 | 0 | 0 | 0 | 0 | 0 | 0 | 0 | 0 | 0 | 0 | 0 | 0
Building Components Energy Use[rural residential,biomass bf,envelope] | NoSettings | 0 | 0 | 0 | 0 | 0 | 0 | 0 | 0 | 0 | 0 | 0 | 0 | 0 | 0 | 0 | 0 | 0 | 0 | 0 | 0 | 0 | 0 | 0 | 0 | 0 | 0 | 0 | 0 | 0 | 0 | 0
Building Components Energy Use[rural residential,biomass bf,lighting] | NoSettings | 0 | 0 | 0 | 0 | 0 | 0 | 0 | 0 | 0 | 0 | 0 | 0 | 0 | 0 | 0 | 0 | 0 | 0 | 0 | 0 | 0 | 0 | 0 | 0 | 0 | 0 | 0 | 0 | 0 | 0 | 0
Building Components Energy Use[rural residential,biomass bf,appliances] | NoSettings | 0 | 0 | 0 | 0 | 0 | 0 | 0 | 0 | 0 | 0 | 0 | 0 | 0 | 0 | 0 | 0 | 0 | 0 | 0 | 0 | 0 | 0 | 0 | 0 | 0 | 0 | 0 | 0 | 0 | 0 | 0
Building Components Energy Use[rural residential,biomass bf,other component] | NoSettings | 0 | 0 | 0 | 0 | 0 | 0 | 0 | 0 | 0 | 0 | 0 | 0 | 0 | 0 | 0 | 0 | 0 | 0 | 0 | 0 | 0 | 0 | 0 | 0 | 0 | 0 | 0 | 0 | 0 | 0 | 0
Building Components Energy Use[rural residential,kerosene bf,heating] | NoSettings | 0 | 0 | 0 | 0 | 0 | 0 | 0 | 0 | 0 | 0 | 0 | 0 | 0 | 0 | 0 | 0 | 0 | 0 | 0 | 0 | 0 | 0 | 0 | 0 | 0 | 0 | 0 | 0 | 0 | 0 | 0
Building Components Energy Use[rural residential,kerosene bf,cooling and ventilation] | NoSettings | 0 | 0 | 0 | 0 | 0 | 0 | 0 | 0 | 0 | 0 | 0 | 0 | 0 | 0 | 0 | 0 | 0 | 0 | 0 | 0 | 0 | 0 | 0 | 0 | 0 | 0 | 0 | 0 | 0 | 0 | 0
Building Components Energy Use[rural residential,kerosene bf,envelope] | NoSettings | 0 | 0 | 0 | 0 | 0 | 0 | 0 | 0 | 0 | 0 | 0 | 0 | 0 | 0 | 0 | 0 | 0 | 0 | 0 | 0 | 0 | 0 | 0 | 0 | 0 | 0 | 0 | 0 | 0 | 0 | 0
Building Components Energy Use[rural residential,kerosene bf,lighting] | NoSettings | 0 | 0 | 0 | 0 | 0 | 0 | 0 | 0 | 0 | 0 | 0 | 0 | 0 | 0 | 0 | 0 | 0 | 0 | 0 | 0 | 0 | 0 | 0 | 0 | 0 | 0 | 0 | 0 | 0 | 0 | 0
Building Components Energy Use[rural residential,kerosene bf,appliances] | NoSettings | 0 | 0 | 0 | 0 | 0 | 0 | 0 | 0 | 0 | 0 | 0 | 0 | 0 | 0 | 0 | 0 | 0 | 0 | 0 | 0 | 0 | 0 | 0 | 0 | 0 | 0 | 0 | 0 | 0 | 0 | 0
Building Components Energy Use[rural residential,kerosene bf,other component] | NoSettings | 0 | 0 | 0 | 0 | 0 | 0 | 0 | 0 | 0 | 0 | 0 | 0 | 0 | 0 | 0 | 0 | 0 | 0 | 0 | 0 | 0 | 0 | 0 | 0 | 0 | 0 | 0 | 0 | 0 | 0 | 0
Building Components Energy Use[rural residential,heavy or residual fuel oil bf,heating] | NoSettings | 0 | 0 | 0 | 0 | 0 | 0 | 0 | 0 | 0 | 0 | 0 | 0 | 0 | 0 | 0 | 0 | 0 | 0 | 0 | 0 | 0 | 0 | 0 | 0 | 0 | 0 | 0 | 0 | 0 | 0 | 0
Building Components Energy Use[rural residential,heavy or residual fuel oil bf,cooling and ventilation] | NoSettings | 0 | 0 | 0 | 0 | 0 | 0 | 0 | 0 | 0 | 0 | 0 | 0 | 0 | 0 | 0 | 0 | 0 | 0 | 0 | 0 | 0 | 0 | 0 | 0 | 0 | 0 | 0 | 0 | 0 | 0 | 0
Building Components Energy Use[rural residential,heavy or residual fuel oil bf,envelope] | NoSettings | 0 | 0 | 0 | 0 | 0 | 0 | 0 | 0 | 0 | 0 | 0 | 0 | 0 | 0 | 0 | 0 | 0 | 0 | 0 | 0 | 0 | 0 | 0 | 0 | 0 | 0 | 0 | 0 | 0 | 0 | 0
Building Components Energy Use[rural residential,heavy or residual fuel oil bf,lighting] | NoSettings | 0 | 0 | 0 | 0 | 0 | 0 | 0 | 0 | 0 | 0 | 0 | 0 | 0 | 0 | 0 | 0 | 0 | 0 | 0 | 0 | 0 | 0 | 0 | 0 | 0 | 0 | 0 | 0 | 0 | 0 | 0
Building Components Energy Use[rural residential,heavy or residual fuel oil bf,appliances] | NoSettings | 0 | 0 | 0 | 0 | 0 | 0 | 0 | 0 | 0 | 0 | 0 | 0 | 0 | 0 | 0 | 0 | 0 | 0 | 0 | 0 | 0 | 0 | 0 | 0 | 0 | 0 | 0 | 0 | 0 | 0 | 0
Building Components Energy Use[rural residential,heavy or residual fuel oil bf,other component] | NoSettings | 0 | 0 | 0 | 0 | 0 | 0 | 0 | 0 | 0 | 0 | 0 | 0 | 0 | 0 | 0 | 0 | 0 | 0 | 0 | 0 | 0 | 0 | 0 | 0 | 0 | 0 | 0 | 0 | 0 | 0 | 0
Building Components Energy Use[rural residential,LPG propane or butane bf,heating] | NoSettings | 2760000000000 | 2670000000000 | 2540000000000 | 2560000000000 | 2550000000000 | 2530000000000 | 2490000000000 | 2480000000000 | 2430000000000 | 2370000000000 | 2300000000000 | 2220000000000 | 2140000000000 | 2080000000000 | 2030000000000 | 1970000000000 | 1910000000000 | 1850000000000 | 1790000000000 | 1720000000000 | 1670000000000 | 1630000000000 | 1590000000000 | 1550000000000 | 1520000000000 | 1500000000000 | 1460000000000 | 1430000000000 | 1410000000000 | 1390000000000 | 1360000000000
Building Components Energy Use[rural residential,LPG propane or butane bf,cooling and ventilation] | NoSettings | 0 | 0 | 0 | 0 | 0 | 0 | 0 | 0 | 0 | 0 | 0 | 0 | 0 | 0 | 0 | 0 | 0 | 0 | 0 | 0 | 0 | 0 | 0 | 0 | 0 | 0 | 0 | 0 | 0 | 0 | 0
Building Components Energy Use[rural residential,LPG propane or butane bf,envelope] | NoSettings | 0 | 0 | 0 | 0 | 0 | 0 | 0 | 0 | 0 | 0 | 0 | 0 | 0 | 0 | 0 | 0 | 0 | 0 | 0 | 0 | 0 | 0 | 0 | 0 | 0 | 0 | 0 | 0 | 0 | 0 | 0
Building Components Energy Use[rural residential,LPG propane or butane bf,lighting] | NoSettings | 0 | 0 | 0 | 0 | 0 | 0 | 0 | 0 | 0 | 0 | 0 | 0 | 0 | 0 | 0 | 0 | 0 | 0 | 0 | 0 | 0 | 0 | 0 | 0 | 0 | 0 | 0 | 0 | 0 | 0 | 0
Building Components Energy Use[rural residential,LPG propane or butane bf,appliances] | NoSettings | 234000000000 | 216000000000 | 197000000000 | 191000000000 | 185000000000 | 179000000000 | 173000000000 | 169000000000 | 162000000000 | 155000000000 | 149000000000 | 141000000000 | 135000000000 | 129000000000 | 124000000000 | 119000000000 | 115000000000 | 111000000000 | 107000000000 | 104000000000 | 101000000000 | 99200000000 | 97100000000 | 96100000000 | 94400000000 | 94400000000 | 91800000000 | 91000000000 | 89300000000 | 88400000000 | 86700000000
Building Components Energy Use[rural residential,LPG propane or butane bf,other component] | NoSettings | 0 | 0 | 0 | 0 | 0 | 0 | 0 | 0 | 0 | 0 | 0 | 0 | 0 | 0 | 0 | 0 | 0 | 0 | 0 | 0 | 0 | 0 | 0 | 0 | 0 | 0 | 0 | 0 | 0 | 0 | 0
Building Components Energy Use[rural residential,hydrogen bf,heating] | NoSettings | 0 | 0 | 0 | 0 | 0 | 0 | 0 | 0 | 0 | 0 | 0 | 0 | 0 | 0 | 0 | 0 | 0 | 0 | 0 | 0 | 0 | 0 | 0 | 0 | 0 | 0 | 0 | 0 | 0 | 0 | 0
Building Components Energy Use[rural residential,hydrogen bf,cooling and ventilation] | NoSettings | 0 | 0 | 0 | 0 | 0 | 0 | 0 | 0 | 0 | 0 | 0 | 0 | 0 | 0 | 0 | 0 | 0 | 0 | 0 | 0 | 0 | 0 | 0 | 0 | 0 | 0 | 0 | 0 | 0 | 0 | 0
Building Components Energy Use[rural residential,hydrogen bf,envelope] | NoSettings | 0 | 0 | 0 | 0 | 0 | 0 | 0 | 0 | 0 | 0 | 0 | 0 | 0 | 0 | 0 | 0 | 0 | 0 | 0 | 0 | 0 | 0 | 0 | 0 | 0 | 0 | 0 | 0 | 0 | 0 | 0
Building Components Energy Use[rural residential,hydrogen bf,lighting] | NoSettings | 0 | 0 | 0 | 0 | 0 | 0 | 0 | 0 | 0 | 0 | 0 | 0 | 0 | 0 | 0 | 0 | 0 | 0 | 0 | 0 | 0 | 0 | 0 | 0 | 0 | 0 | 0 | 0 | 0 | 0 | 0
Building Components Energy Use[rural residential,hydrogen bf,appliances] | NoSettings | 0 | 0 | 0 | 0 | 0 | 0 | 0 | 0 | 0 | 0 | 0 | 0 | 0 | 0 | 0 | 0 | 0 | 0 | 0 | 0 | 0 | 0 | 0 | 0 | 0 | 0 | 0 | 0 | 0 | 0 | 0
Building Components Energy Use[rural residential,hydrogen bf,other component] | NoSettings | 0 | 0 | 0 | 0 | 0 | 0 | 0 | 0 | 0 | 0 | 0 | 0 | 0 | 0 | 0 | 0 | 0 | 0 | 0 | 0 | 0 | 0 | 0 | 0 | 0 | 0 | 0 | 0 | 0 | 0 | 0
Building Components Energy Use[commercial,electricity bf,heating] | NoSettings | 7360000000000 | 7000000000000 | 7110000000000 | 7100000000000 | 7060000000000 | 7040000000000 | 7050000000000 | 7070000000000 | 7100000000000 | 7140000000000 | 7170000000000 | 7200000000000 | 7210000000000 | 7220000000000 | 7200000000000 | 7150000000000 | 7170000000000 | 7140000000000 | 7110000000000 | 7070000000000 | 7030000000000 | 6980000000000 | 6910000000000 | 6820000000000 | 6700000000000 | 6580000000000 | 6450000000000 | 6300000000000 | 6140000000000 | 5970000000000 | 5790000000000
Building Components Energy Use[commercial,electricity bf,cooling and ventilation] | NoSettings | 55000000000000 | 53100000000000 | 54700000000000 | 55200000000000 | 55200000000000 | 55200000000000 | 55200000000000 | 55000000000000 | 54600000000000 | 54200000000000 | 53500000000000 | 52900000000000 | 52100000000000 | 51200000000000 | 50300000000000 | 49200000000000 | 48600000000000 | 47700000000000 | 47000000000000 | 46200000000000 | 45500000000000 | 44800000000000 | 44200000000000 | 43600000000000 | 43100000000000 | 42700000000000 | 42300000000000 | 42000000000000 | 41700000000000 | 41400000000000 | 41100000000000
Building Components Energy Use[commercial,electricity bf,envelope] | NoSettings | 0 | 0 | 0 | 0 | 0 | 0 | 0 | 0 | 0 | 0 | 0 | 0 | 0 | 0 | 0 | 0 | 0 | 0 | 0 | 0 | 0 | 0 | 0 | 0 | 0 | 0 | 0 | 0 | 0 | 0 | 0
Building Components Energy Use[commercial,electricity bf,lighting] | NoSettings | 29600000000000 | 28200000000000 | 28000000000000 | 26900000000000 | 25500000000000 | 24100000000000 | 22900000000000 | 21700000000000 | 20600000000000 | 19600000000000 | 18700000000000 | 17900000000000 | 17200000000000 | 16500000000000 | 15900000000000 | 15300000000000 | 14800000000000 | 14300000000000 | 13900000000000 | 13500000000000 | 13100000000000 | 12700000000000 | 12500000000000 | 12200000000000 | 11900000000000 | 11700000000000 | 11500000000000 | 11300000000000 | 11100000000000 | 11000000000000 | 10800000000000
Building Components Energy Use[commercial,electricity bf,appliances] | NoSettings | 55800000000000 | 55300000000000 | 58200000000000 | 60000000000000 | 61300000000000 | 62200000000000 | 62800000000000 | 63200000000000 | 63300000000000 | 63200000000000 | 63100000000000 | 63000000000000 | 62900000000000 | 62800000000000 | 62700000000000 | 62400000000000 | 62800000000000 | 62800000000000 | 62800000000000 | 62800000000000 | 62700000000000 | 62600000000000 | 62400000000000 | 62100000000000 | 61900000000000 | 61600000000000 | 61300000000000 | 61100000000000 | 60800000000000 | 60500000000000 | 60300000000000
Building Components Energy Use[commercial,electricity bf,other component] | NoSettings | 152000000000000 | 149000000000000 | 155000000000000 | 160000000000000 | 164000000000000 | 169000000000000 | 174000000000000 | 179000000000000 | 186000000000000 | 191000000000000 | 196000000000000 | 202000000000000 | 207000000000000 | 213000000000000 | 217000000000000 | 221000000000000 | 226000000000000 | 231000000000000 | 237000000000000 | 241000000000000 | 246000000000000 | 250000000000000 | 255000000000000 | 259000000000000 | 263000000000000 | 267000000000000 | 271000000000000 | 275000000000000 | 279000000000000 | 283000000000000 | 287000000000000
Building Components Energy Use[commercial,hard coal bf,heating] | NoSettings | 0 | 0 | 0 | 0 | 0 | 0 | 0 | 0 | 0 | 0 | 0 | 0 | 0 | 0 | 0 | 0 | 0 | 0 | 0 | 0 | 0 | 0 | 0 | 0 | 0 | 0 | 0 | 0 | 0 | 0 | 0
Building Components Energy Use[commercial,hard coal bf,cooling and ventilation] | NoSettings | 0 | 0 | 0 | 0 | 0 | 0 | 0 | 0 | 0 | 0 | 0 | 0 | 0 | 0 | 0 | 0 | 0 | 0 | 0 | 0 | 0 | 0 | 0 | 0 | 0 | 0 | 0 | 0 | 0 | 0 | 0
Building Components Energy Use[commercial,hard coal bf,envelope] | NoSettings | 0 | 0 | 0 | 0 | 0 | 0 | 0 | 0 | 0 | 0 | 0 | 0 | 0 | 0 | 0 | 0 | 0 | 0 | 0 | 0 | 0 | 0 | 0 | 0 | 0 | 0 | 0 | 0 | 0 | 0 | 0
Building Components Energy Use[commercial,hard coal bf,lighting] | NoSettings | 0 | 0 | 0 | 0 | 0 | 0 | 0 | 0 | 0 | 0 | 0 | 0 | 0 | 0 | 0 | 0 | 0 | 0 | 0 | 0 | 0 | 0 | 0 | 0 | 0 | 0 | 0 | 0 | 0 | 0 | 0
Building Components Energy Use[commercial,hard coal bf,appliances] | NoSettings | 0 | 0 | 0 | 0 | 0 | 0 | 0 | 0 | 0 | 0 | 0 | 0 | 0 | 0 | 0 | 0 | 0 | 0 | 0 | 0 | 0 | 0 | 0 | 0 | 0 | 0 | 0 | 0 | 0 | 0 | 0
Building Components Energy Use[commercial,hard coal bf,other component] | NoSettings | 0 | 0 | 0 | 0 | 0 | 0 | 0 | 0 | 0 | 0 | 0 | 0 | 0 | 0 | 0 | 0 | 0 | 0 | 0 | 0 | 0 | 0 | 0 | 0 | 0 | 0 | 0 | 0 | 0 | 0 | 0
Building Components Energy Use[commercial,natural gas bf,heating] | NoSettings | 46500000000000 | 46500000000000 | 47400000000000 | 47300000000000 | 46700000000000 | 45900000000000 | 45000000000000 | 44100000000000 | 43100000000000 | 42200000000000 | 41100000000000 | 40300000000000 | 39300000000000 | 38500000000000 | 37500000000000 | 36700000000000 | 36000000000000 | 35300000000000 | 34600000000000 | 33800000000000 | 33200000000000 | 32400000000000 | 31700000000000 | 31100000000000 | 30600000000000 | 30000000000000 | 29500000000000 | 29000000000000 | 28600000000000 | 28200000000000 | 27900000000000
Building Components Energy Use[commercial,natural gas bf,cooling and ventilation] | NoSettings | 736000000000 | 752000000000 | 781000000000 | 794000000000 | 798000000000 | 794000000000 | 785000000000 | 773000000000 | 757000000000 | 739000000000 | 716000000000 | 693000000000 | 667000000000 | 639000000000 | 609000000000 | 579000000000 | 549000000000 | 518000000000 | 486000000000 | 455000000000 | 424000000000 | 396000000000 | 368000000000 | 344000000000 | 323000000000 | 303000000000 | 287000000000 | 273000000000 | 260000000000 | 249000000000 | 240000000000
Building Components Energy Use[commercial,natural gas bf,envelope] | NoSettings | 0 | 0 | 0 | 0 | 0 | 0 | 0 | 0 | 0 | 0 | 0 | 0 | 0 | 0 | 0 | 0 | 0 | 0 | 0 | 0 | 0 | 0 | 0 | 0 | 0 | 0 | 0 | 0 | 0 | 0 | 0
Building Components Energy Use[commercial,natural gas bf,lighting] | NoSettings | 0 | 0 | 0 | 0 | 0 | 0 | 0 | 0 | 0 | 0 | 0 | 0 | 0 | 0 | 0 | 0 | 0 | 0 | 0 | 0 | 0 | 0 | 0 | 0 | 0 | 0 | 0 | 0 | 0 | 0 | 0
Building Components Energy Use[commercial,natural gas bf,appliances] | NoSettings | 81000000000000 | 84100000000000 | 88800000000000 | 91800000000000 | 93900000000000 | 95500000000000 | 96700000000000 | 97600000000000 | 98700000000000 | 99500000000000 | 100000000000000 | 102000000000000 | 102000000000000 | 102000000000000 | 103000000000000 | 104000000000000 | 104000000000000 | 105000000000000 | 106000000000000 | 107000000000000 | 107000000000000 | 108000000000000 | 110000000000000 | 111000000000000 | 113000000000000 | 115000000000000 | 116000000000000 | 117000000000000 | 119000000000000 | 121000000000000 | 122000000000000
Building Components Energy Use[commercial,natural gas bf,other component] | NoSettings | 53200000000000 | 52500000000000 | 54200000000000 | 55000000000000 | 55300000000000 | 55100000000000 | 54800000000000 | 54100000000000 | 53400000000000 | 52800000000000 | 52100000000000 | 51500000000000 | 50800000000000 | 50300000000000 | 49500000000000 | 48700000000000 | 48000000000000 | 47300000000000 | 46600000000000 | 46100000000000 | 45600000000000 | 45300000000000 | 44900000000000 | 44500000000000 | 44200000000000 | 43900000000000 | 43700000000000 | 43400000000000 | 43200000000000 | 42900000000000 | 42700000000000
Building Components Energy Use[commercial,petroleum diesel bf,heating] | NoSettings | 0 | 0 | 0 | 0 | 0 | 0 | 0 | 0 | 0 | 0 | 0 | 0 | 0 | 0 | 0 | 0 | 0 | 0 | 0 | 0 | 0 | 0 | 0 | 0 | 0 | 0 | 0 | 0 | 0 | 0 | 0
Building Components Energy Use[commercial,petroleum diesel bf,cooling and ventilation] | NoSettings | 0 | 0 | 0 | 0 | 0 | 0 | 0 | 0 | 0 | 0 | 0 | 0 | 0 | 0 | 0 | 0 | 0 | 0 | 0 | 0 | 0 | 0 | 0 | 0 | 0 | 0 | 0 | 0 | 0 | 0 | 0
Building Components Energy Use[commercial,petroleum diesel bf,envelope] | NoSettings | 0 | 0 | 0 | 0 | 0 | 0 | 0 | 0 | 0 | 0 | 0 | 0 | 0 | 0 | 0 | 0 | 0 | 0 | 0 | 0 | 0 | 0 | 0 | 0 | 0 | 0 | 0 | 0 | 0 | 0 | 0
Building Components Energy Use[commercial,petroleum diesel bf,lighting] | NoSettings | 0 | 0 | 0 | 0 | 0 | 0 | 0 | 0 | 0 | 0 | 0 | 0 | 0 | 0 | 0 | 0 | 0 | 0 | 0 | 0 | 0 | 0 | 0 | 0 | 0 | 0 | 0 | 0 | 0 | 0 | 0
Building Components Energy Use[commercial,petroleum diesel bf,appliances] | NoSettings | 2300000000 | 2100000000 | 1890000000 | 1700000000 | 1520000000 | 1370000000 | 1230000000 | 1100000000 | 999000000 | 912000000 | 848000000 | 801000000 | 768000000 | 741000000 | 718000000 | 696000000 | 679000000 | 661000000 | 644000000 | 630000000 | 616000000 | 604000000 | 590000000 | 578000000 | 568000000 | 558000000 | 547000000 | 538000000 | 529000000 | 519000000 | 509000000
Building Components Energy Use[commercial,petroleum diesel bf,other component] | NoSettings | 20700000000000 | 20700000000000 | 20700000000000 | 20700000000000 | 20600000000000 | 20500000000000 | 20400000000000 | 20300000000000 | 20100000000000 | 19900000000000 | 19700000000000 | 19500000000000 | 19300000000000 | 19100000000000 | 18900000000000 | 18700000000000 | 18500000000000 | 18300000000000 | 18100000000000 | 18000000000000 | 17900000000000 | 17800000000000 | 17700000000000 | 17600000000000 | 17600000000000 | 17600000000000 | 17600000000000 | 17600000000000 | 17600000000000 | 17600000000000 | 17600000000000
Building Components Energy Use[commercial,heat bf,heating] | NoSettings | 0 | 0 | 0 | 0 | 0 | 0 | 0 | 0 | 0 | 0 | 0 | 0 | 0 | 0 | 0 | 0 | 0 | 0 | 0 | 0 | 0 | 0 | 0 | 0 | 0 | 0 | 0 | 0 | 0 | 0 | 0
Building Components Energy Use[commercial,heat bf,cooling and ventilation] | NoSettings | 0 | 0 | 0 | 0 | 0 | 0 | 0 | 0 | 0 | 0 | 0 | 0 | 0 | 0 | 0 | 0 | 0 | 0 | 0 | 0 | 0 | 0 | 0 | 0 | 0 | 0 | 0 | 0 | 0 | 0 | 0
Building Components Energy Use[commercial,heat bf,envelope] | NoSettings | 0 | 0 | 0 | 0 | 0 | 0 | 0 | 0 | 0 | 0 | 0 | 0 | 0 | 0 | 0 | 0 | 0 | 0 | 0 | 0 | 0 | 0 | 0 | 0 | 0 | 0 | 0 | 0 | 0 | 0 | 0
Building Components Energy Use[commercial,heat bf,lighting] | NoSettings | 0 | 0 | 0 | 0 | 0 | 0 | 0 | 0 | 0 | 0 | 0 | 0 | 0 | 0 | 0 | 0 | 0 | 0 | 0 | 0 | 0 | 0 | 0 | 0 | 0 | 0 | 0 | 0 | 0 | 0 | 0
Building Components Energy Use[commercial,heat bf,appliances] | NoSettings | 0 | 0 | 0 | 0 | 0 | 0 | 0 | 0 | 0 | 0 | 0 | 0 | 0 | 0 | 0 | 0 | 0 | 0 | 0 | 0 | 0 | 0 | 0 | 0 | 0 | 0 | 0 | 0 | 0 | 0 | 0
Building Components Energy Use[commercial,heat bf,other component] | NoSettings | 0 | 0 | 0 | 0 | 0 | 0 | 0 | 0 | 0 | 0 | 0 | 0 | 0 | 0 | 0 | 0 | 0 | 0 | 0 | 0 | 0 | 0 | 0 | 0 | 0 | 0 | 0 | 0 | 0 | 0 | 0
Building Components Energy Use[commercial,biomass bf,heating] | NoSettings | 3830000000000 | 3830000000000 | 3830000000000 | 3830000000000 | 3830000000000 | 3830000000000 | 3830000000000 | 3830000000000 | 3830000000000 | 3830000000000 | 3830000000000 | 3830000000000 | 3830000000000 | 3830000000000 | 3830000000000 | 3830000000000 | 3830000000000 | 3830000000000 | 3830000000000 | 3830000000000 | 3830000000000 | 3830000000000 | 3830000000000 | 3830000000000 | 3830000000000 | 3830000000000 | 3830000000000 | 3830000000000 | 3830000000000 | 3830000000000 | 3830000000000
Building Components Energy Use[commercial,biomass bf,cooling and ventilation] | NoSettings | 0 | 0 | 0 | 0 | 0 | 0 | 0 | 0 | 0 | 0 | 0 | 0 | 0 | 0 | 0 | 0 | 0 | 0 | 0 | 0 | 0 | 0 | 0 | 0 | 0 | 0 | 0 | 0 | 0 | 0 | 0
Building Components Energy Use[commercial,biomass bf,envelope] | NoSettings | 0 | 0 | 0 | 0 | 0 | 0 | 0 | 0 | 0 | 0 | 0 | 0 | 0 | 0 | 0 | 0 | 0 | 0 | 0 | 0 | 0 | 0 | 0 | 0 | 0 | 0 | 0 | 0 | 0 | 0 | 0
Building Components Energy Use[commercial,biomass bf,lighting] | NoSettings | 0 | 0 | 0 | 0 | 0 | 0 | 0 | 0 | 0 | 0 | 0 | 0 | 0 | 0 | 0 | 0 | 0 | 0 | 0 | 0 | 0 | 0 | 0 | 0 | 0 | 0 | 0 | 0 | 0 | 0 | 0
Building Components Energy Use[commercial,biomass bf,appliances] | NoSettings | 0 | 0 | 0 | 0 | 0 | 0 | 0 | 0 | 0 | 0 | 0 | 0 | 0 | 0 | 0 | 0 | 0 | 0 | 0 | 0 | 0 | 0 | 0 | 0 | 0 | 0 | 0 | 0 | 0 | 0 | 0
Building Components Energy Use[commercial,biomass bf,other component] | NoSettings | 0 | 0 | 0 | 0 | 0 | 0 | 0 | 0 | 0 | 0 | 0 | 0 | 0 | 0 | 0 | 0 | 0 | 0 | 0 | 0 | 0 | 0 | 0 | 0 | 0 | 0 | 0 | 0 | 0 | 0 | 0
Building Components Energy Use[commercial,kerosene bf,heating] | NoSettings | 0 | 0 | 0 | 0 | 0 | 0 | 0 | 0 | 0 | 0 | 0 | 0 | 0 | 0 | 0 | 0 | 0 | 0 | 0 | 0 | 0 | 0 | 0 | 0 | 0 | 0 | 0 | 0 | 0 | 0 | 0
Building Components Energy Use[commercial,kerosene bf,cooling and ventilation] | NoSettings | 0 | 0 | 0 | 0 | 0 | 0 | 0 | 0 | 0 | 0 | 0 | 0 | 0 | 0 | 0 | 0 | 0 | 0 | 0 | 0 | 0 | 0 | 0 | 0 | 0 | 0 | 0 | 0 | 0 | 0 | 0
Building Components Energy Use[commercial,kerosene bf,envelope] | NoSettings | 0 | 0 | 0 | 0 | 0 | 0 | 0 | 0 | 0 | 0 | 0 | 0 | 0 | 0 | 0 | 0 | 0 | 0 | 0 | 0 | 0 | 0 | 0 | 0 | 0 | 0 | 0 | 0 | 0 | 0 | 0
Building Components Energy Use[commercial,kerosene bf,lighting] | NoSettings | 0 | 0 | 0 | 0 | 0 | 0 | 0 | 0 | 0 | 0 | 0 | 0 | 0 | 0 | 0 | 0 | 0 | 0 | 0 | 0 | 0 | 0 | 0 | 0 | 0 | 0 | 0 | 0 | 0 | 0 | 0
Building Components Energy Use[commercial,kerosene bf,appliances] | NoSettings | 0 | 0 | 0 | 0 | 0 | 0 | 0 | 0 | 0 | 0 | 0 | 0 | 0 | 0 | 0 | 0 | 0 | 0 | 0 | 0 | 0 | 0 | 0 | 0 | 0 | 0 | 0 | 0 | 0 | 0 | 0
Building Components Energy Use[commercial,kerosene bf,other component] | NoSettings | 0 | 0 | 0 | 0 | 0 | 0 | 0 | 0 | 0 | 0 | 0 | 0 | 0 | 0 | 0 | 0 | 0 | 0 | 0 | 0 | 0 | 0 | 0 | 0 | 0 | 0 | 0 | 0 | 0 | 0 | 0
Building Components Energy Use[commercial,heavy or residual fuel oil bf,heating] | NoSettings | 0 | 0 | 0 | 0 | 0 | 0 | 0 | 0 | 0 | 0 | 0 | 0 | 0 | 0 | 0 | 0 | 0 | 0 | 0 | 0 | 0 | 0 | 0 | 0 | 0 | 0 | 0 | 0 | 0 | 0 | 0
Building Components Energy Use[commercial,heavy or residual fuel oil bf,cooling and ventilation] | NoSettings | 0 | 0 | 0 | 0 | 0 | 0 | 0 | 0 | 0 | 0 | 0 | 0 | 0 | 0 | 0 | 0 | 0 | 0 | 0 | 0 | 0 | 0 | 0 | 0 | 0 | 0 | 0 | 0 | 0 | 0 | 0
Building Components Energy Use[commercial,heavy or residual fuel oil bf,envelope] | NoSettings | 0 | 0 | 0 | 0 | 0 | 0 | 0 | 0 | 0 | 0 | 0 | 0 | 0 | 0 | 0 | 0 | 0 | 0 | 0 | 0 | 0 | 0 | 0 | 0 | 0 | 0 | 0 | 0 | 0 | 0 | 0
Building Components Energy Use[commercial,heavy or residual fuel oil bf,lighting] | NoSettings | 0 | 0 | 0 | 0 | 0 | 0 | 0 | 0 | 0 | 0 | 0 | 0 | 0 | 0 | 0 | 0 | 0 | 0 | 0 | 0 | 0 | 0 | 0 | 0 | 0 | 0 | 0 | 0 | 0 | 0 | 0
Building Components Energy Use[commercial,heavy or residual fuel oil bf,appliances] | NoSettings | 0 | 0 | 0 | 0 | 0 | 0 | 0 | 0 | 0 | 0 | 0 | 0 | 0 | 0 | 0 | 0 | 0 | 0 | 0 | 0 | 0 | 0 | 0 | 0 | 0 | 0 | 0 | 0 | 0 | 0 | 0
Building Components Energy Use[commercial,heavy or residual fuel oil bf,other component] | NoSettings | 0 | 0 | 0 | 0 | 0 | 0 | 0 | 0 | 0 | 0 | 0 | 0 | 0 | 0 | 0 | 0 | 0 | 0 | 0 | 0 | 0 | 0 | 0 | 0 | 0 | 0 | 0 | 0 | 0 | 0 | 0
Building Components Energy Use[commercial,LPG propane or butane bf,heating] | NoSettings | 13300000000000 | 13300000000000 | 13300000000000 | 13300000000000 | 13300000000000 | 13200000000000 | 13100000000000 | 13100000000000 | 13000000000000 | 12900000000000 | 12800000000000 | 12700000000000 | 12600000000000 | 12500000000000 | 12400000000000 | 12300000000000 | 12200000000000 | 12100000000000 | 12000000000000 | 11900000000000 | 11800000000000 | 11700000000000 | 11600000000000 | 11500000000000 | 11400000000000 | 11400000000000 | 11300000000000 | 11300000000000 | 11300000000000 | 11300000000000 | 11300000000000
Building Components Energy Use[commercial,LPG propane or butane bf,cooling and ventilation] | NoSettings | 0 | 0 | 0 | 0 | 0 | 0 | 0 | 0 | 0 | 0 | 0 | 0 | 0 | 0 | 0 | 0 | 0 | 0 | 0 | 0 | 0 | 0 | 0 | 0 | 0 | 0 | 0 | 0 | 0 | 0 | 0
Building Components Energy Use[commercial,LPG propane or butane bf,envelope] | NoSettings | 0 | 0 | 0 | 0 | 0 | 0 | 0 | 0 | 0 | 0 | 0 | 0 | 0 | 0 | 0 | 0 | 0 | 0 | 0 | 0 | 0 | 0 | 0 | 0 | 0 | 0 | 0 | 0 | 0 | 0 | 0
Building Components Energy Use[commercial,LPG propane or butane bf,lighting] | NoSettings | 0 | 0 | 0 | 0 | 0 | 0 | 0 | 0 | 0 | 0 | 0 | 0 | 0 | 0 | 0 | 0 | 0 | 0 | 0 | 0 | 0 | 0 | 0 | 0 | 0 | 0 | 0 | 0 | 0 | 0 | 0
Building Components Energy Use[commercial,LPG propane or butane bf,appliances] | NoSettings | 0 | 0 | 0 | 0 | 0 | 0 | 0 | 0 | 0 | 0 | 0 | 0 | 0 | 0 | 0 | 0 | 0 | 0 | 0 | 0 | 0 | 0 | 0 | 0 | 0 | 0 | 0 | 0 | 0 | 0 | 0
Building Components Energy Use[commercial,LPG propane or butane bf,other component] | NoSettings | 0 | 0 | 0 | 0 | 0 | 0 | 0 | 0 | 0 | 0 | 0 | 0 | 0 | 0 | 0 | 0 | 0 | 0 | 0 | 0 | 0 | 0 | 0 | 0 | 0 | 0 | 0 | 0 | 0 | 0 | 0
Building Components Energy Use[commercial,hydrogen bf,heating] | NoSettings | 0 | 0 | 0 | 0 | 0 | 0 | 0 | 0 | 0 | 0 | 0 | 0 | 0 | 0 | 0 | 0 | 0 | 0 | 0 | 0 | 0 | 0 | 0 | 0 | 0 | 0 | 0 | 0 | 0 | 0 | 0
Building Components Energy Use[commercial,hydrogen bf,cooling and ventilation] | NoSettings | 0 | 0 | 0 | 0 | 0 | 0 | 0 | 0 | 0 | 0 | 0 | 0 | 0 | 0 | 0 | 0 | 0 | 0 | 0 | 0 | 0 | 0 | 0 | 0 | 0 | 0 | 0 | 0 | 0 | 0 | 0
Building Components Energy Use[commercial,hydrogen bf,envelope] | NoSettings | 0 | 0 | 0 | 0 | 0 | 0 | 0 | 0 | 0 | 0 | 0 | 0 | 0 | 0 | 0 | 0 | 0 | 0 | 0 | 0 | 0 | 0 | 0 | 0 | 0 | 0 | 0 | 0 | 0 | 0 | 0
Building Components Energy Use[commercial,hydrogen bf,lighting] | NoSettings | 0 | 0 | 0 | 0 | 0 | 0 | 0 | 0 | 0 | 0 | 0 | 0 | 0 | 0 | 0 | 0 | 0 | 0 | 0 | 0 | 0 | 0 | 0 | 0 | 0 | 0 | 0 | 0 | 0 | 0 | 0
Building Components Energy Use[commercial,hydrogen bf,appliances] | NoSettings | 0 | 0 | 0 | 0 | 0 | 0 | 0 | 0 | 0 | 0 | 0 | 0 | 0 | 0 | 0 | 0 | 0 | 0 | 0 | 0 | 0 | 0 | 0 | 0 | 0 | 0 | 0 | 0 | 0 | 0 | 0
Building Components Energy Use[commercial,hydrogen bf,other component] | NoSettings | 0 | 0 | 0 | 0 | 0 | 0 | 0 | 0 | 0 | 0 | 0 | 0 | 0 | 0 | 0 | 0 | 0 | 0 | 0 | 0 | 0 | 0 | 0 | 0 | 0 | 0 | 0 | 0 | 0 | 0 | 0
Output Electricity Generation by Type[hard coal es] | NoSettings | 0 | 0 | 0 | 0 | 0 | 0 | 0 | 0 | 0 | 0 | 0 | 0 | 0 | 0 | 0 | 0 | 0 | 0 | 0 | 0 | 0 | 0 | 0 | 0 | 0 | 0 | 0 | 0 | 0 | 0 | 0
Output Electricity Generation by Type[natural gas nonpeaker es] | NoSettings | 72.9955 | 68.8629 | 70.0904 | 70.5651 | 75.1991 | 75.5705 | 74.1706 | 71.9313 | 69.4632 | 65.5892 | 60.4203 | 51.7596 | 53.0019 | 51.6197 | 48.2312 | 42.3495 | 31.0143 | 29.4692 | 25.6713 | 22.9791 | 19.6269 | 16.2903 | 9.9976 | 3.8016 | 0 | 0 | 0 | 0 | 0 | 0 | 0
Output Electricity Generation by Type[nuclear es] | NoSettings | 16.2081 | 16.2081 | 16.2081 | 16.2081 | 8.1041 | 0 | 0 | 0 | 0 | 0 | 0 | 0 | 0 | 0 | 0 | 0 | 0 | 0 | 0 | 0 | 0 | 0 | 0 | 0 | 0 | 0 | 0 | 0 | 0 | 0 | 0
Output Electricity Generation by Type[hydro es] | NoSettings | 21.2096 | 21.2096 | 21.2096 | 21.2096 | 21.2096 | 21.2096 | 21.2096 | 21.2096 | 21.2096 | 21.2096 | 21.2076 | 21.2076 | 21.2076 | 21.2076 | 21.2076 | 21.2076 | 21.2076 | 21.2076 | 21.2076 | 21.2076 | 21.2076 | 21.2076 | 21.2076 | 21.2076 | 20.5703 | 19.2607 | 17.7781 | 17.9977 | 17.6854 | 17.7775 | 17.7081
Output Electricity Generation by Type[onshore wind es] | NoSettings | 13.3583 | 13.8486 | 14.3891 | 14.7788 | 15.4828 | 16.4884 | 16.8781 | 17.3558 | 17.4563 | 18.0974 | 18.8768 | 20.0082 | 20.4104 | 20.951 | 21.6424 | 22.5851 | 24.1188 | 24.9359 | 25.9415 | 26.8089 | 27.8019 | 28.8076 | 30.1652 | 31.548 | 33.0565 | 34.3387 | 36.086 | 36.8528 | 37.7202 | 38.2984 | 38.8515
Output Electricity Generation by Type[solar PV es] | NoSettings | 24.5103 | 28.3076 | 32.4063 | 35.3845 | 41.3192 | 50.845 | 53.3051 | 57.0991 | 57.6109 | 63.6247 | 71.2312 | 81.6325 | 84.2004 | 89.1337 | 95.2577 | 103.34 | 116.477 | 121.949 | 130.17 | 136.885 | 144.861 | 152.683 | 163.24 | 173.063 | 183.602 | 191.826 | 203.655 | 206.958 | 213.038 | 216.684 | 220.738
Output Electricity Generation by Type[solar thermal es] | NoSettings | 2.4463 | 0.34311 | 0.579 | 0.7452 | 1.0454 | 1.5279 | 1.678 | 1.8657 | 1.9032 | 2.1605 | 2.4661 | 2.9272 | 3.0934 | 3.3239 | 3.6188 | 4.0208 | 4.6803 | 5.0287 | 5.4576 | 5.8275 | 6.2457 | 6.6639 | 7.2214 | 7.779 | 8.1276 | 8.0679 | 8.0086 | 8.3532 | 8.4765 | 8.6959 | 8.8634
Output Electricity Generation by Type[biomass es] | NoSettings | 5.6449 | 5.8499 | 6.0628 | 6.2047 | 6.4333 | 6.8039 | 6.9379 | 7.0877 | 7.1193 | 7.3006 | 7.4898 | 7.7894 | 7.8919 | 8.0259 | 8.1915 | 8.4122 | 8.767 | 8.9483 | 9.1691 | 9.3583 | 9.5712 | 9.7762 | 10.0521 | 10.3202 | 10.293 | 9.8597 | 9.3717 | 9.6012 | 9.5595 | 9.6886 | 9.7298
Output Electricity Generation by Type[geothermal es] | NoSettings | 11.1908 | 9.7912 | 9.9552 | 10.5564 | 10.6658 | 10.8844 | 11.3217 | 11.431 | 16.788 | 16.8973 | 17.0613 | 17.2799 | 17.3346 | 17.4439 | 17.5532 | 17.7172 | 17.9905 | 18.0999 | 18.2638 | 18.4278 | 18.5918 | 18.7558 | 18.9745 | 19.1931 | 18.8284 | 19.6156 | 18.3347 | 18.654 | 18.4214 | 18.5632 | 18.5364
Output Electricity Generation by Type[petroleum es] | NoSettings | 0 | 0 | 0 | 0 | 0 | 0.0009636 | 0.0009636 | 0.0009636 | 0.0009636 | 0.0009636 | 0.0009636 | 0.0009636 | 0.0009636 | 0.0009636 | 0.0009636 | 0.0009636 | 0.0009636 | 0.0009636 | 0.0009636 | 0.0009636 | 0.0009636 | 0.0009636 | 0.0009636 | 0.0009636 | 0.0009636 | 0.0009636 | 0.0009636 | 0.0009636 | 0.0009636 | 0.0009636 | 0.0009636
Output Electricity Generation by Type[natural gas peaker es] | NoSettings | 9.6331 | 9.6331 | 9.6331 | 9.6331 | 9.6331 | 9.3484 | 9.2915 | 9.2915 | 9.2915 | 9.2915 | 9.2915 | 9.2915 | 9.2915 | 9.2915 | 9.2915 | 9.2915 | 9.2915 | 9.2915 | 9.2915 | 9.2915 | 9.2915 | 9.2915 | 9.2915 | 9.2915 | 9.2915 | 9.2915 | 9.2915 | 9.2915 | 9.2915 | 9.2915 | 9.2915
Output Electricity Generation by Type[lignite es] | NoSettings | 0 | 0 | 0 | 0 | 0 | 0 | 0 | 0 | 0 | 0 | 0 | 0 | 0 | 0 | 0 | 0 | 0 | 0 | 0 | 0 | 0 | 0 | 0 | 0 | 0 | 0 | 0 | 0 | 0 | 0 | 0
Output Electricity Generation by Type[offshore wind es] | NoSettings | 0.30439 | 0.72137 | 1.1884 | 3.0898 | 5.2622 | 7.8892 | 9.8782 | 11.9714 | 13.6476 | 15.6825 | 17.8174 | 20.6195 | 22.8836 | 25.2646 | 27.7748 | 30.4976 | 33.6416 | 36.2894 | 39.0748 | 41.6684 | 44.0785 | 46.301 | 48.3317 | 50.279 | 50.6569 | 49.2004 | 45.413 | 45.9742 | 45.1763 | 45.4115 | 45.2343
Output Electricity Generation by Type[crude oil es] | NoSettings | 0 | 0 | 0 | 0 | 0 | 0 | 0 | 0 | 0 | 0 | 0 | 0 | 0 | 0 | 0 | 0 | 0 | 0 | 0 | 0 | 0 | 0 | 0 | 0 | 0 | 0 | 0 | 0 | 0 | 0 | 0
Output Electricity Generation by Type[heavy or residual fuel oil es] | NoSettings | 0 | 0 | 0 | 0 | 0 | 0 | 0 | 0 | 0 | 0 | 0 | 0 | 0 | 0 | 0 | 0 | 0 | 0 | 0 | 0 | 0 | 0 | 0 | 0 | 0 | 0 | 0 | 0 | 0 | 0 | 0
Output Electricity Generation by Type[municipal solid waste es] | NoSettings | 0 | 0 | 0 | 0 | 0 | 0 | 0 | 0 | 0 | 0 | 0 | 0 | 0 | 0 | 0 | 0 | 0 | 0 | 0 | 0 | 0 | 0 | 0 | 0 | 0 | 0 | 0 | 0 | 0 | 0 | 0