## About
BAU Expected Capacity Factors | California | 2021-04-21
CA
Source: | Existing Capacity Factors, Except for Coal, Solar PV, and Onshore Wind (and capacity factor for newly built Nuclear)
Energy Information Administration
2019
Electric Power Annual 2018
http://www.eia.gov/electricity/annual/
Tables 4.8.A and 4.8.B
| Existing Capacity Factor for Hard Coal, Lignite, Solar PV, and Onshore Wind |  | Alabama | AL
| Energy Information Administration |  | Alaska | AK
| 2020 |  | Arizona | AZ
| Forms 860 and 923 |  | Arkansas | AR
| https://www.eia.gov/electricity/ |  | California | CA
| Form 860: 3_1_Generator_Y2018 (Operable tab) and Form 923: EIA923_Schedules_2_3_4_5_M_12_2018, (Page 1 Generator and Fuel Data tab) |  | Colorado | CO
|  |  | Connecticut | CT
|  |  | Delaware | DE
|  |  | Florida | FL
|  |  | Georgia | GA
|  |  | Hawaii | HI
|  |  | Idaho | ID
|  |  | Illinois | IL
|  |  | Indiana | IN
|  |  | Iowa | IA
|  |  | Kansas | KS
|  |  | Kentucky | KY
Notes |  |  | Louisiana | LA
This variable represents the capacity factors that electricity suppliers expect to run each type of |  |  | Maine | ME
power plant. Given the choice, an electricity supplier would sooner build a new nonpeaker power |  |  | Maryland | MD
plant than attempt to rely on running a nonpeaker plant at greater than its Expected Capacity Factor. |  |  | Massachusetts | MA
|  |  | Michigan | MI
For all sources other than nuclear, onshore/offshore wind, solar PV, we assume a 10% improvement in the |  |  | Minnesota | MN
target capacity factor of new units relative to the observed capacity factor of existing units. |  |  | Mississippi | MS
This is meant to account for improvements in efficiency (e.g. heat rate) that are likely to make the unit |  |  | Missouri | MO
more cost-effective to run, and therefore likely to increase the amount it is dispatched. |  |  | Montana | MT
|  |  | Nebraska | NE
For onshore/offshore wind, solar PV, and solar thermal we take capacity factors for new resources from the NREL ATB. |  |  | Nevada | NV
These types of plants tend to be limited by resources rather than dispatch cost. For onshore and offshore wind, |  |  | New Hampshire | NH
we average based on a subset of the ATB classes. |  |  | New Jersey | NJ
|  |  | New Mexico | NM
For nuclear, we assume that new plants will operate at the same level of efficiency as existing plants, |  |  | New York | NY
as the primary cause for the difference between 100% and the observed capacity factor is due to maintenance |  |  | North Carolina | NC
and outages rather than dispatch costs. |  |  | North Dakota | ND
|  |  | Ohio | OH
For coal we use data from Form 860 and Form 923 to develop separate capacity factors for lignite and |  |  | Oklahoma | OK
non-lignite coal plants. |  |  | Oregon | OR
|  |  | Pennsylvania | PA
State Downscaling |  |  | Rhode Island | RI
In California, we use the crude oil category for CHP |  |  | South Carolina | SC
Other capacity factors are calculated using EIA's 860 and 923 |  |  | South Dakota | SD
|  |  | Tennessee | TN
|  |  | Texas | TX
|  |  | Utah | UT
|  |  | Vermont | VT
|  |  | Virginia | VA
|  |  | Washington | WA
|  |  | West Virginia | WV
|  |  | Wisconsin | WI
|  |  | Wyoming | WY

## CHP_860
2020 Form EIA-860 Data - Schedule 3, 'Generator Data' (Operable Units Only) | [16 empty] | 78038.9
Utility ID | Utility Name | Plant Code | Plant Name | State | County | Generator ID | Technology | Prime Mover | Unit Code | Ownership | Duct Burners | Can Bypass Heat Recovery Steam Generator? | RTO/ISO LMP Node Designation | RTO/ISO Location Designation for Reporting Wholesale Sales Data to FERC | Nameplate Capacity (MW) | Nameplate Power Factor | Summer Capacity (MW) | Winter Capacity (MW) | Minimum Load (MW) | Uprate or Derate Completed During Year | Month Uprate or Derate Completed | Year Uprate or Derate Completed | Status | Synchronized to Transmission Grid | Operating Month | Operating Year | Planned Retirement Month | Planned Retirement Year | Associated with Combined Heat and Power System | Sector Name | Sector | Topping or Bottoming | Energy Source 1 | Energy Source 2 | Energy Source 3 | Energy Source 4 | Energy Source 5 | Energy Source 6 | Startup Source 1 | Startup Source 2 | Startup Source 3 | Startup Source 4 | Solid Fuel Gasification System? | Carbon Capture Technology? | Turbines or Hydrokinetic Buoys | Time from Cold Shutdown to Full Load | Fluidized Bed Technology? | Pulverized Coal Technology? | Stoker Technology? | Other Combustion Technology? | Subcritical Technology? | Supercritical Technology? | Ultrasupercritical Technology? | Planned Net Summer Capacity Uprate (MW) | Planned Net Winter Capacity Uprate (MW) | Planned Uprate Month | Planned Uprate Year | Planned Net Summer Capacity Derate (MW) | Planned Net Winter Capacity Derate (MW) | Planned Derate Month | Planned Derate Year | Planned New Prime Mover | Planned Energy Source 1 | Planned New Nameplate Capacity (MW) | Planned Repower Month | Planned Repower Year | Other Planned Modifications? | Other Modifications Month | Other Modifications Year | Multiple Fuels? | Cofire Fuels? | Switch Between Oil and Natural Gas?
13402 | Nevada Irrigation District | 34 | Rollins | CA | Placer | 1P | Conventional Hydroelectric | HY |  | S | X | X |  |  | 12.1 | 0.99 | 12.1 | 12.1 | 0.5 | N |  |  | OP | X | 8 | 1980 |  |  | N | IPP Non-CHP | 2 | X | WAT | [9 empty] | N | N | 0 | 12H | [20 empty] | N |  |  | N
12397 | Metropolitan Water District of S CA | 72 | Venice Hydro | CA | Los Angeles | 1 | Conventional Hydroelectric | HY |  | S | X | X |  |  | 10.1 | 1 | 10.1 | 10.1 | 3.8 | N |  |  | SB | Y | 8 | 1982 |  |  | N | Electric Utility | 1 | X | WAT | [12 empty] | 12H
17609 | Southern California Edison Co | 104 | J S Eastwood | CA | Fresno | 1 | Hydroelectric Pumped Storage | PS |  | S | X | X |  |  | 199.8 | 0.9 | 199.8 | 199.8 | 0 | N |  |  | OA | X | 12 | 1987 |  |  | N | Electric Utility | 1 | X | WAT | [9 empty] | N |  |  | 10M
12745 | Modesto Irrigation District | 151 | McClure | CA | Stanislaus | 1 | Petroleum Liquids | GT |  | S | X | X |  |  | 71.2 | 0.9 | 53.5 | 53.5 | 20 | N |  |  | OP | X | 7 | 1980 |  |  | N | Electric Utility | 1 | X | DFO | NG |  |  |  |  | DFO |  |  |  | N | N |  | 1H | [23 empty] | Y | Y | Y
12745 | Modesto Irrigation District | 151 | McClure | CA | Stanislaus | 2 | Natural Gas Fired Combustion Turbine | GT |  | S | X | X |  |  | 71.2 | 0.9 | 53.5 | 53.5 | 20 | N |  |  | OP | X | 7 | 1981 |  |  | N | Electric Utility | 1 | X | NG | DFO |  |  |  |  | NG |  |  |  | N | N |  | 1H | [23 empty] | Y | Y | Y
19281 | Turlock Irrigation District | 161 | Turlock Lake | CA | Stanislaus | 1 | Conventional Hydroelectric | HY |  | S | X | X |  |  | 1.1 | 0.95 | 1.1 | 1.1 | 0.3 | N |  |  | OP | X | 7 | 1980 |  |  | N | Electric Utility | 1 | X | WAT | [9 empty] | N |  |  | 10M | [23 empty] | N
19281 | Turlock Irrigation District | 161 | Turlock Lake | CA | Stanislaus | 2 | Conventional Hydroelectric | HY |  | S | X | X |  |  | 1.1 | 0.95 | 1.1 | 1.1 | 0.3 | N |  |  | OP | X | 7 | 1980 |  |  | N | Electric Utility | 1 | X | WAT | [9 empty] | N |  |  | 10M | [23 empty] | N
19281 | Turlock Irrigation District | 161 | Turlock Lake | CA | Stanislaus | 3 | Conventional Hydroelectric | HY |  | S | X | X |  |  | 1.1 | 0.95 | 1.1 | 1.1 | 0.3 | N |  |  | OP | X | 7 | 1980 |  |  | N | Electric Utility | 1 | X | WAT | [9 empty] | N |  |  | 10M | [23 empty] | N
19281 | Turlock Irrigation District | 162 | Hickman | CA | Stanislaus | 1 | Conventional Hydroelectric | HY |  | S | X | X |  |  | 0.5 | 0.95 | 0.5 | 0.5 | 0.1 | N |  |  | OP | X | 9 | 1979 |  |  | N | Electric Utility | 1 | X | WAT | [9 empty] | N |  |  | 10M | [23 empty] | N
19281 | Turlock Irrigation District | 162 | Hickman | CA | Stanislaus | 2 | Conventional Hydroelectric | HY |  | S | X | X |  |  | 0.5 | 0.95 | 0.5 | 0.5 | 0.1 | N |  |  | OP | X | 9 | 1979 |  |  | N | Electric Utility | 1 | X | WAT | [9 empty] | N |  |  | 10M | [23 empty] | N
14328 | Pacific Gas & Electric Co. | 180 | Volta 2 | CA | Shasta | 1 | Conventional Hydroelectric | HY |  | S | X | X | VOLTA2_7_N002 | VOLTA2_7_N002 | 1 | 0.84 | 0.9 | 0.9 | 0 | N |  |  | OP | X | 11 | 1981 |  |  | N | Electric Utility | 1 | X | WAT | [9 empty] | N |  |  | 10M | [23 empty] | N
14328 | Pacific Gas & Electric Co. | 214 | Alta Powerhouse | CA | Placer | 1 | Conventional Hydroelectric | HY |  | S | X | X | BONNIEN_7_N002 | BONNIEN_7_N002 | 1 | 1 | 1 | 1 | 0 | N |  |  | OP | X | 11 | 1902 |  |  | N | Electric Utility | 1 | X | WAT | [9 empty] | N |  |  | 10M | [23 empty] | N
19586 | Utica Water & Power Authority | 215 | Angels | CA | Calaveras | 1 | Conventional Hydroelectric | HY |  | S | X | X |  |  | 1.4 | 0.8 | 0.7 | 1 | 0.3 | N |  |  | OP | X | 1 | 1940 |  |  | N | IPP Non-CHP | 2 | X | WAT | [9 empty] | N |  |  | 10M
14328 | Pacific Gas & Electric Co. | 217 | Balch 1 | CA | Fresno | 1 | Conventional Hydroelectric | HY |  | S | X | X | BALCH1_7_B2 | BALCH1_7_B2 | 31 | 0.94 | 34 | 34 | 0 | N |  |  | OP | X | 2 | 1927 |  |  | N | Electric Utility | 1 | X | WAT | [9 empty] | N |  |  | 10M | [23 empty] | N
14328 | Pacific Gas & Electric Co. | 218 | Balch 2 | CA | Fresno | 2 | Conventional Hydroelectric | HY |  | S | X | X | BLCH38750_7_B1 | BLCH38750_7_B1 | 48.6 | 0.9 | 52.5 | 52.5 | 0 | N |  |  | OP | X | 11 | 1958 |  |  | N | Electric Utility | 1 | X | WAT | [9 empty] | N |  |  | 10M | [23 empty] | N
14328 | Pacific Gas & Electric Co. | 218 | Balch 2 | CA | Fresno | 3 | Conventional Hydroelectric | HY |  | S | X | X | BLCH38751_7_B1 | BLCH38751_7_B1 | 48.6 | 0.9 | 52.5 | 52.5 | 0 | N |  |  | OP | X | 12 | 1958 |  |  | N | Electric Utility | 1 | X | WAT | [9 empty] | N |  |  | 10M | [23 empty] | N
14328 | Pacific Gas & Electric Co. | 219 | Belden | CA | Plumas | 1 | Conventional Hydroelectric | HY |  | S | X | X | BELDEN_7_B1 | BELDEN_7_B1 | 117.9 | 0.9 | 125 | 125 | 0 | N |  |  | OP | X | 9 | 1969 |  |  | N | Electric Utility | 1 | X | WAT | [9 empty] | N |  |  | 10M | [23 empty] | N
14328 | Pacific Gas & Electric Co. | 220 | Bucks Creek | CA | Plumas | H1 | Conventional Hydroelectric | HY |  | S | X | X | BUCKCK_7_PL1X2-APND | BUCKCK_7_PL1X2-APND | 33 | 1 | 32.5 | 32.5 | 0 | N |  |  | OP | X | 3 | 1928 |  |  | N | Electric Utility | 1 | X | WAT | [9 empty] | N |  |  | 10M | [23 empty] | N
14328 | Pacific Gas & Electric Co. | 220 | Bucks Creek | CA | Plumas | H2 | Conventional Hydroelectric | HY |  | S | X | X | BUCKCK_7_PL1X2-APND | BUCKCK_7_PL1X2-APND | 33 | 1 | 32.5 | 32.5 | 0 | N |  |  | OP | X | 3 | 1928 |  |  | N | Electric Utility | 1 | X | WAT | [9 empty] | N |  |  | 10M | [23 empty] | N
14328 | Pacific Gas & Electric Co. | 221 | Butt Valley | CA | Plumas | 1 | Conventional Hydroelectric | HY |  | S | X | X | BUTTVLLY_7_B1 | BUTTVLLY_7_B1 | 40 | 0.9 | 41 | 41 | 0 | N |  |  | OP | X | 12 | 1958 |  |  | N | Electric Utility | 1 | X | WAT | [9 empty] | N |  |  | 10M | [23 empty] | N
14328 | Pacific Gas & Electric Co. | 222 | Caribou 1 | CA | Plumas | 1 | Conventional Hydroelectric | HY |  | S | X | X | CARABOU_7_B12 | CARABOU_7_B12 | 23.8 | 0.9 | 25 | 25 | 0 | N |  |  | OP | X | 6 | 1921 |  |  | N | Electric Utility | 1 | X | WAT | [9 empty] | N |  |  | 10M | [23 empty] | N
14328 | Pacific Gas & Electric Co. | 222 | Caribou 1 | CA | Plumas | 2 | Conventional Hydroelectric | HY |  | S | X | X | CARBOU_7_PL2X3-APND | CARBOU_7_PL2X3-APND | 25 | 0.9 | 25 | 25 | 0 | N |  |  | OP | X | 6 | 1921 |  |  | N | Electric Utility | 1 | X | WAT | [9 empty] | N |  |  | 10M | [23 empty] | N
14328 | Pacific Gas & Electric Co. | 222 | Caribou 1 | CA | Plumas | 3 | Conventional Hydroelectric | HY |  | S | X | X | CARBOU_7_PL2X3-APND | CARBOU_7_PL2X3-APND | 25 | 0.9 | 25 | 25 | 0 | N |  |  | OP | X | 5 | 1924 |  |  | N | Electric Utility | 1 | X | WAT | [9 empty] | N |  |  | 10M | [23 empty] | N
14328 | Pacific Gas & Electric Co. | 223 | Caribou 2 | CA | Plumas | 4 | Conventional Hydroelectric | HY |  | S | X | X | CARBOU_7_PL4X5-APND | CARBOU_7_PL4X5-APND | 60.3 | 0.9 | 60 | 60 | 0 | N |  |  | OP | X | 11 | 1958 |  |  | N | Electric Utility | 1 | X | WAT | [9 empty] | N |  |  | 10M | [23 empty] | N
14328 | Pacific Gas & Electric Co. | 223 | Caribou 2 | CA | Plumas | 5 | Conventional Hydroelectric | HY |  | S | X | X | CARBOU_7_PL4X5-APND | CARBOU_7_PL4X5-APND | 57.6 | 0.9 | 60 | 60 | 0 | N |  |  | OP | X | 11 | 1958 |  |  | N | Electric Utility | 1 | X | WAT | [9 empty] | N |  |  | 10M | [23 empty] | N
14328 | Pacific Gas & Electric Co. | 224 | Centerville PH | CA | Butte | 1 | Conventional Hydroelectric | HY |  | S | X | X | CNTRVL12_7_N002 | CNTRVL12_7_N002 | 5.5 | 1 | 5.5 | 5.5 | 0 | N |  |  | OS | X | 5 | 1900 |  |  | N | Electric Utility | 1 | X | WAT | [9 empty] | N |  |  | 10M | [23 empty] | N
14328 | Pacific Gas & Electric Co. | 224 | Centerville PH | CA | Butte | 2 | Conventional Hydroelectric | HY |  | S | X | X | CNTRVL12_7_N002 | CNTRVL12_7_N002 | 0.9 | 1 | 0.9 | 0.9 | 0 | N |  |  | OS | X | 5 | 1900 |  |  | N | Electric Utility | 1 | X | WAT | [9 empty] | N |  |  | 10M | [23 empty] | N
14328 | Pacific Gas & Electric Co. | 225 | Chili Bar | CA | El Dorado | 1 | Conventional Hydroelectric | HY |  | S | X | X | PLCRVLB2_7_N001 | PLCRVLB2_7_N001 | 7 | 0.9 | 7 | 7 | 0 | N |  |  | OP | X | 3 | 1965 |  |  | N | Electric Utility | 1 | X | WAT | [9 empty] | N |  |  | 1H | [23 empty] | N
14328 | Pacific Gas & Electric Co. | 227 | Coleman PH | CA | Shasta | 1 | Conventional Hydroelectric | HY |  | S | X | X | COLEMAN_7_B1 | COLEMAN_7_B1 | 12.1 | 0.9 | 13 | 13 | 0 | N |  |  | OP | X | 6 | 1979 |  |  | N | Electric Utility | 1 | X | WAT | [9 empty] | N |  |  | 10M | [23 empty] | N
14328 | Pacific Gas & Electric Co. | 229 | Cow Creek | CA | Shasta | 1 | Conventional Hydroelectric | HY |  | S | X | X | COWCREEK_6_N001 | COWCREEK_6_N001 | 0.7 | 0.8 | 0.9 | 0.9 | 0 | N |  |  | OP | X | 1 | 1907 | 3 | 2021 | N | Electric Utility | 1 | X | WAT | [9 empty] | N |  |  | 10M | [23 empty] | N
14328 | Pacific Gas & Electric Co. | 229 | Cow Creek | CA | Shasta | 2 | Conventional Hydroelectric | HY |  | S | X | X | COWCREEK_6_N001 | COWCREEK_6_N001 | 0.7 | 0.8 | 0.9 | 0.9 | 0 | N |  |  | OP | X | 1 | 1907 | 3 | 2021 | N | Electric Utility | 1 | X | WAT | [9 empty] | N |  |  | 10M | [23 empty] | N
14328 | Pacific Gas & Electric Co. | 231 | Cresta | CA | Butte | 1 | Conventional Hydroelectric | HY |  | S | X | X | CRESTA_7_PL1X2-APND | CRESTA_7_PL1X2-APND | 36.9 | 0.9 | 35 | 35 | 0 | N |  |  | OP | X | 11 | 1949 |  |  | N | Electric Utility | 1 | X | WAT | [9 empty] | N |  |  | 10M | [23 empty] | N
14328 | Pacific Gas & Electric Co. | 231 | Cresta | CA | Butte | 2 | Conventional Hydroelectric | HY |  | S | X | X | CRESTA_7_PL1X2-APND | CRESTA_7_PL1X2-APND | 36.9 | 0.9 | 35 | 35 | 0 | N |  |  | OP | X | 1 | 1950 |  |  | N | Electric Utility | 1 | X | WAT | [9 empty] | N |  |  | 10M | [23 empty] | N
14328 | Pacific Gas & Electric Co. | 232 | De Sabla | CA | Butte | 1 | Conventional Hydroelectric | HY |  | S | X | X | DESABLA_7_B1 | DESABLA_7_B1 | 18.4 | 0.9 | 18.5 | 18.5 | 0 | N |  |  | OP | X | 2 | 1963 |  |  | N | Electric Utility | 1 | X | WAT | [9 empty] | N |  |  | 10M | [23 empty] | N
14328 | Pacific Gas & Electric Co. | 233 | Deer Creek PH | CA | Nevada | 1 | Conventional Hydroelectric | HY |  | S | X | X | DEERCRK_7_B1 | DEERCRK_7_B1 | 5.5 | 0.8 | 5.7 | 5.7 | 0 | N |  |  | OP | X | 5 | 1908 |  |  | N | Electric Utility | 1 | X | WAT | [9 empty] | N |  |  | 10M | [23 empty] | N
14328 | Pacific Gas & Electric Co. | 235 | Drum 1 | CA | Placer | 1 | Conventional Hydroelectric | HY |  | S | X | X | DRUM_7_PL1X2-APND | DRUM_7_PL1X2-APND | 12 | 0.9 | 13.2 | 13.2 | 0 | N |  |  | OP | X | 11 | 1913 |  |  | N | Electric Utility | 1 | X | WAT | [9 empty] | N |  |  | 10M | [23 empty] | N
14328 | Pacific Gas & Electric Co. | 235 | Drum 1 | CA | Placer | 2 | Conventional Hydroelectric | HY |  | S | X | X | DRUM_7_PL1X2-APND | DRUM_7_PL1X2-APND | 12 | 0.9 | 13.2 | 13.2 | 0 | N |  |  | OP | X | 11 | 1913 |  |  | N | Electric Utility | 1 | X | WAT | [9 empty] | N |  |  | 10M | [23 empty] | N
14328 | Pacific Gas & Electric Co. | 235 | Drum 1 | CA | Placer | 3 | Conventional Hydroelectric | HY |  | S | X | X | DRUM_7_PL3X4-APND | DRUM_7_PL3X4-APND | 12 | 0.9 | 13.2 | 13.2 | 0 | N |  |  | OP | X | 4 | 1922 |  |  | N | Electric Utility | 1 | X | WAT | [9 empty] | N |  |  | 10M | [23 empty] | N
14328 | Pacific Gas & Electric Co. | 235 | Drum 1 | CA | Placer | 4 | Conventional Hydroelectric | HY |  | S | X | X | DRUM_7_PL3X4-APND | DRUM_7_PL3X4-APND | 13.2 | 0.9 | 14.4 | 14.4 | 0 | N |  |  | OP | X | 6 | 1928 |  |  | N | Electric Utility | 1 | X | WAT | [9 empty] | N |  |  | 10M | [23 empty] | N
14328 | Pacific Gas & Electric Co. | 236 | Drum 2 | CA | Placer | 5 | Conventional Hydroelectric | HY |  | S | X | X | DRUM5_7_B1 | DRUM5_7_B1 | 53.1 | 0.9 | 49.5 | 49.5 | 0 | N |  |  | OP | X | 12 | 1965 |  |  | N | Electric Utility | 1 | X | WAT | [9 empty] | N |  |  | 10M | [23 empty] | N
14328 | Pacific Gas & Electric Co. | 237 | Dutch Flat | CA | Placer | 1 | Conventional Hydroelectric | HY |  | S | X | X | DTCHFLT1_7_B1 | DTCHFLT1_7_B1 | 22 | 0.8 | 22 | 22 | 0 | N |  |  | OP | X | 3 | 1943 |  |  | N | Electric Utility | 1 | X | WAT | [9 empty] | N |  |  | 10M | [23 empty] | N
25915 | El Dorado Irrigation District | 238 | El Dorado | CA | El Dorado | 1 | Conventional Hydroelectric | HY |  | S | X | X |  |  | 10 | 0.8 | 10.4 | 10.6 | 2.5 | N |  |  | OP | X | 1 | 1924 |  |  | N | Electric Utility | 1 | X | WAT | [9 empty] | N | N |  | 12H | [23 empty] | N
25915 | El Dorado Irrigation District | 238 | El Dorado | CA | El Dorado | 2 | Conventional Hydroelectric | HY |  | S | X | X |  |  | 10 | 0.8 | 10.4 | 10.5 | 2.5 | N |  |  | OP | X | 1 | 1924 |  |  | N | Electric Utility | 1 | X | WAT | [9 empty] | N | N |  | 12H | [23 empty] | N
14328 | Pacific Gas & Electric Co. | 239 | Electra | CA | Amador | 1 | Conventional Hydroelectric | HY |  | S | X | X | ELECTR_7_PL1X3-APND | ELECTR_7_PL1X3-APND | 32.3 | 0.9 | 30.7 | 30.7 | 0 | N |  |  | OP | X | 6 | 1948 |  |  | N | Electric Utility | 1 | X | WAT | [9 empty] | N |  |  | 10M | [23 empty] | N
14328 | Pacific Gas & Electric Co. | 239 | Electra | CA | Amador | 2 | Conventional Hydroelectric | HY |  | S | X | X | ELECTR_7_PL1X3-APND | ELECTR_7_PL1X3-APND | 35.1 | 0.9 | 30.7 | 30.7 | 0 | N |  |  | OP | X | 6 | 1948 |  |  | N | Electric Utility | 1 | X | WAT | [9 empty] | N |  |  | 10M | [23 empty] | N
14328 | Pacific Gas & Electric Co. | 239 | Electra | CA | Amador | 3 | Conventional Hydroelectric | HY |  | S | X | X | ELECTR_7_PL1X3-APND | ELECTR_7_PL1X3-APND | 35.1 | 0.9 | 36.6 | 36.6 | 0 | N |  |  | OP | X | 6 | 1948 |  |  | N | Electric Utility | 1 | X | WAT | [9 empty] | N |  |  | 10M | [23 empty] | N
14328 | Pacific Gas & Electric Co. | 240 | Haas | CA | Fresno | H1 | Conventional Hydroelectric | HY |  | S | X | X | HAASPH_7_PL1X2-APND | HAASPH_7_PL1X2-APND | 67.5 | 0.9 | 72 | 72 | 0 | N |  |  | OP | X | 12 | 1958 |  |  | N | Electric Utility | 1 | X | WAT | [9 empty] | N |  |  | 10M | [23 empty] | N
14328 | Pacific Gas & Electric Co. | 240 | Haas | CA | Fresno | H2 | Conventional Hydroelectric | HY |  | S | X | X | HAASPH_7_PL1X2-APND | HAASPH_7_PL1X2-APND | 67.5 | 0.9 | 72 | 72 | 0 | N |  |  | OP | X | 12 | 1958 |  |  | N | Electric Utility | 1 | X | WAT | [9 empty] | N |  |  | 10M | [23 empty] | N
14328 | Pacific Gas & Electric Co. | 241 | Halsey | CA | Placer | 1 | Conventional Hydroelectric | HY |  | S | X | X | HALSEYF_7_B1 | HALSEYF_7_B1 | 13.6 | 0.8 | 11 | 11 | 0 | N |  |  | OP | X | 12 | 1916 |  |  | N | Electric Utility | 1 | X | WAT | [9 empty] | N |  |  | 10M | [23 empty] | N
14328 | Pacific Gas & Electric Co. | 242 | Hamilton Branch | CA | Plumas | 1 | Conventional Hydroelectric | HY |  | S | X | X | HAMILBR_7_N002 | HAMILBR_7_N002 | 2.6 | 0.8 | 2.4 | 2.4 | 0 | N |  |  | OS | X | 8 | 1921 |  |  | N | Electric Utility | 1 | X | WAT | [9 empty] | N |  |  | 10M | [23 empty] | N
14328 | Pacific Gas & Electric Co. | 242 | Hamilton Branch | CA | Plumas | 2 | Conventional Hydroelectric | HY |  | S | X | X | HAMILBR_7_N002 | HAMILBR_7_N002 | 2.7 | 0.85 | 2.4 | 2.4 | 0 | N |  |  | OS | X | 8 | 1921 |  |  | N | Electric Utility | 1 | X | WAT | [9 empty] | N |  |  | 10M | [23 empty] | N
14328 | Pacific Gas & Electric Co. | 243 | Hat Creek 1 | CA | Shasta | 1 | Conventional Hydroelectric | HY |  | S | X | X | HATCRK1_7_B1 | HATCRK1_7_B1 | 10 | 0.8 | 8.5 | 8.5 | 0 | N |  |  | OP | X | 8 | 1921 |  |  | N | Electric Utility | 1 | X | WAT | [9 empty] | N |  |  | 10M | [23 empty] | N
14328 | Pacific Gas & Electric Co. | 244 | Hat Creek 2 | CA | Shasta | 1 | Conventional Hydroelectric | HY |  | S | X | X | HATCRK2_7_B1 | HATCRK2_7_B1 | 10 | 0.8 | 8.5 | 8.5 | 0 | N |  |  | OP | X | 9 | 1921 |  |  | N | Electric Utility | 1 | X | WAT | [9 empty] | N |  |  | 10M | [23 empty] | N
14328 | Pacific Gas & Electric Co. | 246 | Humboldt Bay | CA | Humboldt | IC1 | Natural Gas Internal Combustion Engine | IC |  | S | X | X | HMBUNIT1_7_GN010 | HMBUNIT1_7_GN010 | 16.7 | 0.8 | 16.3 | 16.3 | 14.5 | N |  |  | OP | X | 9 | 2010 |  |  | N | Electric Utility | 1 | X | NG | DFO | OBG | [7 empty] | N |  |  | 1H | [23 empty] | Y | Y | Y
14328 | Pacific Gas & Electric Co. | 246 | Humboldt Bay | CA | Humboldt | IC10 | Natural Gas Internal Combustion Engine | IC |  | S | X | X | HMBUNIT2_7_GN010 | HMBUNIT2_7_GN010 | 16.7 | 0.8 | 16.3 | 16.3 | 14.5 | N |  |  | OP | X | 9 | 2010 |  |  | N | Electric Utility | 1 | X | NG | DFO | OBG | [7 empty] | N |  |  | 1H | [23 empty] | Y | Y | Y
14328 | Pacific Gas & Electric Co. | 246 | Humboldt Bay | CA | Humboldt | IC2 | Natural Gas Internal Combustion Engine | IC |  | S | X | X | HMBUNIT1_7_GN010 | HMBUNIT1_7_GN010 | 16.7 | 0.8 | 16.3 | 16.3 | 14.5 | N |  |  | OP | X | 9 | 2010 |  |  | N | Electric Utility | 1 | X | NG | DFO | OBG | [7 empty] | N |  |  | 1H | [23 empty] | Y | Y | Y
14328 | Pacific Gas & Electric Co. | 246 | Humboldt Bay | CA | Humboldt | IC3 | Natural Gas Internal Combustion Engine | IC |  | S | X | X | HMBUNIT1_7_GN010 | HMBUNIT1_7_GN010 | 16.7 | 0.8 | 16.3 | 16.3 | 14.5 | N |  |  | OP | X | 3 | 2011 |  |  | N | Electric Utility | 1 | X | NG | DFO | OBG | [7 empty] | N |  |  | 1H | [23 empty] | Y | Y | Y
14328 | Pacific Gas & Electric Co. | 246 | Humboldt Bay | CA | Humboldt | IC4 | Natural Gas Internal Combustion Engine | IC |  | S | X | X | HMBUNIT3_7_GN010 | HMBUNIT3_7_GN010 | 16.7 | 0.8 | 16.3 | 16.3 | 14.5 | N |  |  | OP | X | 9 | 2010 |  |  | N | Electric Utility | 1 | X | NG | DFO | OBG | [7 empty] | N |  |  | 1H | [23 empty] | Y | Y | Y
14328 | Pacific Gas & Electric Co. | 246 | Humboldt Bay | CA | Humboldt | IC5 | Natural Gas Internal Combustion Engine | IC |  | S | X | X | HMBUNIT3_7_GN010 | HMBUNIT3_7_GN010 | 16.7 | 0.8 | 16.3 | 16.3 | 15.4 | N |  |  | OP | X | 9 | 2010 |  |  | N | Electric Utility | 1 | X | NG | DFO | OBG | [7 empty] | N |  |  | 1H | [23 empty] | Y | Y | Y
14328 | Pacific Gas & Electric Co. | 246 | Humboldt Bay | CA | Humboldt | IC6 | Natural Gas Internal Combustion Engine | IC |  | S | X | X | HMBUNIT3_7_GN010 | HMBUNIT3_7_GN010 | 16.7 | 0.8 | 16.3 | 16.3 | 14.5 | N |  |  | OP | X | 9 | 2010 |  |  | N | Electric Utility | 1 | X | NG | DFO | OBG | [7 empty] | N |  |  | 1H | [23 empty] | Y | Y | Y
14328 | Pacific Gas & Electric Co. | 246 | Humboldt Bay | CA | Humboldt | IC7 | Natural Gas Internal Combustion Engine | IC |  | S | X | X | HMBUNIT3_7_GN010 | HMBUNIT3_7_GN010 | 16.7 | 0.8 | 16.3 | 16.3 | 14.5 | N |  |  | OP | X | 9 | 2010 |  |  | N | Electric Utility | 1 | X | NG | DFO | OBG | [7 empty] | N |  |  | 1H | [23 empty] | Y | Y | Y
14328 | Pacific Gas & Electric Co. | 246 | Humboldt Bay | CA | Humboldt | IC8 | Natural Gas Internal Combustion Engine | IC |  | S | X | X | HMBUNIT2_7_GN010 | HMBUNIT2_7_GN010 | 16.7 | 0.8 | 16.3 | 16.3 | 14.5 | N |  |  | OP | X | 9 | 2010 |  |  | N | Electric Utility | 1 | X | NG | DFO | OBG | [7 empty] | N |  |  | 1H | [23 empty] | Y | Y | Y
14328 | Pacific Gas & Electric Co. | 246 | Humboldt Bay | CA | Humboldt | IC9 | Natural Gas Internal Combustion Engine | IC |  | S | X | X | HMBUNIT2_7_GN010 | HMBUNIT2_7_GN010 | 16.7 | 0.8 | 16.7 | 16.7 | 14.5 | N |  |  | OP | X | 9 | 2010 |  |  | N | Electric Utility | 1 | X | NG | DFO | OBG | [7 empty] | N |  |  | 1H | [23 empty] | Y | Y | Y
14328 | Pacific Gas & Electric Co. | 248 | Inskip | CA | Tehama | 1 | Conventional Hydroelectric | HY |  | S | X | X | INSKIP_7_B1 | INSKIP_7_B1 | 7.6 | 0.9 | 8 | 8 | 0 | N |  |  | OS | X | 10 | 1979 |  |  | N | Electric Utility | 1 | X | WAT | [9 empty] | N |  |  | 10M | [23 empty] | N
14328 | Pacific Gas & Electric Co. | 249 | James B Black | CA | Shasta | 1 | Conventional Hydroelectric | HY |  | S | X | X | JBBLACK1_7_B1 | JBBLACK1_7_B1 | 85.1 | 0.9 | 86 | 86 | 0 | N |  |  | OP | X | 2 | 1966 |  |  | N | Electric Utility | 1 | X | WAT | [9 empty] | N |  |  | 10M | [23 empty] | N
14328 | Pacific Gas & Electric Co. | 249 | James B Black | CA | Shasta | 2 | Conventional Hydroelectric | HY |  | S | X | X | JBBLACK2_7_B1 | JBBLACK2_7_B1 | 83.5 | 0.9 | 86 | 86 | 0 | N |  |  | OP | X | 12 | 1965 |  |  | N | Electric Utility | 1 | X | WAT | [9 empty] | N |  |  | 10M | [23 empty] | N
14328 | Pacific Gas & Electric Co. | 250 | Kerckhoff | CA | Fresno | H1 | Conventional Hydroelectric | HY |  | S | X | X | KERCK1G1_7_B2 | KERCK1G1_7_B2 | 11.3 | 1 | 12.6 | 12.6 | 0.5 | N |  |  | OS | X | 8 | 1920 |  |  | N | Electric Utility | 1 | X | WAT | [9 empty] | N |  |  | 10M | [23 empty] | N
14328 | Pacific Gas & Electric Co. | 250 | Kerckhoff | CA | Fresno | H3 | Conventional Hydroelectric | HY |  | S | X | X | KERCK1G3_7_B1 | KERCK1G3_7_B1 | 11.3 | 1 | 12.6 | 12.6 | 0.5 | N |  |  | OS | X | 8 | 1920 |  |  | N | Electric Utility | 1 | X | WAT | [9 empty] | N |  |  | 10M | [23 empty] | N
14328 | Pacific Gas & Electric Co. | 253 | Kilarc | CA | Shasta | 1 | Conventional Hydroelectric | HY |  | S | X | X | KILRC1-2_7_B1 | KILRC1-2_7_B1 | 1.5 | 1 | 1.6 | 1.6 | 0 | N |  |  | OP | X | 6 | 1904 | 3 | 2021 | N | Electric Utility | 1 | X | WAT | [9 empty] | N |  |  | 10M | [23 empty] | N
14328 | Pacific Gas & Electric Co. | 254 | Kings River PH | CA | Fresno | H1 | Conventional Hydroelectric | HY |  | S | X | X | KINGSRIV_7_B1 | KINGSRIV_7_B1 | 48.6 | 0.9 | 52 | 52 | 0 | N |  |  | OP | X | 3 | 1962 |  |  | N | Electric Utility | 1 | X | WAT | [9 empty] | N |  |  | 10M | [23 empty] | N
14328 | Pacific Gas & Electric Co. | 255 | Lime Saddle | CA | Butte | 1 | Conventional Hydroelectric | HY |  | S | X | X | CLARKRD_7_N003 | CLARKRD_7_N003 | 1 | 1 | 1 | 1 | 0 | N |  |  | OS | X | 8 | 1906 |  |  | N | Electric Utility | 1 | X | WAT | [9 empty] | N |  |  | 10M | [23 empty] | N
14328 | Pacific Gas & Electric Co. | 255 | Lime Saddle | CA | Butte | 2 | Conventional Hydroelectric | HY |  | S | X | X | CLARKRD_7_N003 | CLARKRD_7_N003 | 1 | 1 | 1 | 1 | 0 | N |  |  | OS | X | 8 | 1906 |  |  | N | Electric Utility | 1 | X | WAT | [9 empty] | N |  |  | 10M | [23 empty] | N
12312 | Merced Irrigation District | 258 | Merced Falls | CA | Merced | 1 | Conventional Hydroelectric | HY |  | S | X | X | MERCEDFL_7_N001 |  | 3.4 | 0.86 | 3.5 | 3.5 | 0 | N |  |  | OP | X | 7 | 1930 |  |  | N | IPP Non-CHP | 2 | X | WAT | [9 empty] | N |  |  | 10M | [23 empty] | N
54802 | Dynegy -Moss Landing LLC | 260 | Dynegy Moss Landing Power Plant Hybrid | CA | Monterey | CT1A | Natural Gas Fired Combined Cycle | CT | CC1 | S | X | N |  |  | 233 | 0.85 | 165 | 165 | 80 | N |  |  | OP | X | 7 | 2002 |  |  | N | IPP Non-CHP | 2 | X | NG | [9 empty] | N | N |  | 12H | [23 empty] | N | N | N
54802 | Dynegy -Moss Landing LLC | 260 | Dynegy Moss Landing Power Plant Hybrid | CA | Monterey | CT1B | Natural Gas Fired Combined Cycle | CT | CC1 | S | X | N |  |  | 233 | 0.85 | 165 | 165 | 80 | N |  |  | OP | X | 7 | 2002 |  |  | N | IPP Non-CHP | 2 | X | NG | [9 empty] | N | N |  | 12H | [23 empty] | N | N | N
54802 | Dynegy -Moss Landing LLC | 260 | Dynegy Moss Landing Power Plant Hybrid | CA | Monterey | CT2A | Natural Gas Fired Combined Cycle | CT | CC2 | S | X | N |  |  | 233 | 0.85 | 165 | 165 | 80 | N |  |  | OP | X | 7 | 2002 |  |  | N | IPP Non-CHP | 2 | X | NG | [9 empty] | N | N |  | 12H | [23 empty] | N | N | N
54802 | Dynegy -Moss Landing LLC | 260 | Dynegy Moss Landing Power Plant Hybrid | CA | Monterey | CT2B | Natural Gas Fired Combined Cycle | CT | CC2 | S | X | N |  |  | 233 | 0.85 | 165 | 165 | 80 | N |  |  | OP | X | 7 | 2002 |  |  | N | IPP Non-CHP | 2 | X | NG | [9 empty] | N | N |  | 12H | [20 empty] | N |  |  | N | N | N
54802 | Dynegy -Moss Landing LLC | 260 | Dynegy Moss Landing Power Plant Hybrid | CA | Monterey | ST1 | Natural Gas Fired Combined Cycle | CA | CC1 | S | N | X |  |  | 233 | 0.85 | 180 | 180 | 60 | N |  |  | OP | X | 7 | 2002 |  |  | N | IPP Non-CHP | 2 | X | NG | [9 empty] | N | N |  | 12H | [20 empty] | N |  |  | N | N | N
54802 | Dynegy -Moss Landing LLC | 260 | Dynegy Moss Landing Power Plant Hybrid | CA | Monterey | ST2 | Natural Gas Fired Combined Cycle | CA | CC2 | S | N | X |  |  | 233 | 0.85 | 180 | 180 | 60 | N |  |  | OP | X | 7 | 2002 |  |  | N | IPP Non-CHP | 2 | X | NG | [9 empty] | N | N | 0 | 12H | [20 empty] | N |  |  | N | N | N
19586 | Utica Water & Power Authority | 261 | Murphys | CA | Calaveras | 1 | Conventional Hydroelectric | HY |  | S | X | X |  |  | 3.6 | 0.8 | 1.7 | 2 | 0.5 | N |  |  | OP | X | 3 | 1954 |  |  | N | IPP Non-CHP | 2 | X | WAT | [9 empty] | N |  |  | 10M
21140 | Yuba County Water Agency | 262 | Narrows PH | CA | Nevada | 1 | Conventional Hydroelectric | HY |  | S | X | X | NARROWS1_7_B1 | NARROWS1_7_B1 | 10.2 | 0.86 | 12 | 12 | 0 | N |  |  | OP | X | 12 | 1942 |  |  | N | Electric Utility | 1 | X | WAT | [9 empty] | N |  |  | 10M | [23 empty] | N
14328 | Pacific Gas & Electric Co. | 264 | Phoenix | CA | Tuolumne | 1 | Conventional Hydroelectric | HY |  | S | X | X | PHOENIX_7_N001 | PHOENIX_7_N001 | 1.6 | 0.8 | 2 | 2 | 0 | N |  |  | OP | X | 2 | 1940 |  |  | N | Electric Utility | 1 | X | WAT | [9 empty] | N |  |  | 10M | [23 empty] | N
14328 | Pacific Gas & Electric Co. | 265 | Pit 1 | CA | Shasta | H1 | Conventional Hydroelectric | HY |  | S | X | X | PIT1U1_7_B1 | PIT1U1_7_B1 | 34.6 | 0.9 | 30.5 | 30.5 | 0 | N |  |  | OP | X | 9 | 1922 |  |  | N | Electric Utility | 1 | X | WAT | [9 empty] | N |  |  | 10M | [23 empty] | N
14328 | Pacific Gas & Electric Co. | 265 | Pit 1 | CA | Shasta | H2 | Conventional Hydroelectric | HY |  | S | X | X | PIT1U1_7_B2 | PIT1U1_7_B2 | 34.6 | 0.9 | 30.5 | 30.5 | 0 | N |  |  | OP | X | 9 | 1922 |  |  | N | Electric Utility | 1 | X | WAT | [9 empty] | N |  |  | 10M | [23 empty] | N
14328 | Pacific Gas & Electric Co. | 266 | Pit 3 | CA | Shasta | H1 | Conventional Hydroelectric | HY |  | S | X | X | PIT3_7_PL1X3-APND | PIT3_7_PL1X3-APND | 26.7 | 0.9 | 23.3 | 23.3 | 0 | N |  |  | OP | X | 7 | 1925 |  |  | N | Electric Utility | 1 | X | WAT | [9 empty] | N |  |  | 10M | [23 empty] | N
14328 | Pacific Gas & Electric Co. | 266 | Pit 3 | CA | Shasta | H2 | Conventional Hydroelectric | HY |  | S | X | X | PIT3_7_PL1X3-APND | PIT3_7_PL1X3-APND | 26.7 | 0.9 | 23.3 | 23.3 | 0 | N |  |  | OP | X | 7 | 1925 |  |  | N | Electric Utility | 1 | X | WAT | [9 empty] | N |  |  | 10M | [23 empty] | N
14328 | Pacific Gas & Electric Co. | 266 | Pit 3 | CA | Shasta | H3 | Conventional Hydroelectric | HY |  | S | X | X | PIT3_7_PL1X3-APND | PIT3_7_PL1X3-APND | 26.7 | 0.9 | 23.3 | 23.3 | 0 | N |  |  | OP | X | 7 | 1925 |  |  | N | Electric Utility | 1 | X | WAT | [9 empty] | N |  |  | 10M | [23 empty] | N
14328 | Pacific Gas & Electric Co. | 267 | Pit 4 | CA | Shasta | 1 | Conventional Hydroelectric | HY |  | S | X | X | PIT4_7_PL1X2-APND | PIT4_7_PL1X2-APND | 51.7 | 0.9 | 47.5 | 47.5 | 0 | N |  |  | OP | X | 10 | 1955 |  |  | N | Electric Utility | 1 | X | WAT | [9 empty] | N |  |  | 1H | [23 empty] | N
14328 | Pacific Gas & Electric Co. | 267 | Pit 4 | CA | Shasta | 2 | Conventional Hydroelectric | HY |  | S | X | X | PIT4_7_PL1X2-APND | PIT4_7_PL1X2-APND | 51.7 | 0.9 | 47.5 | 47.5 | 0 | N |  |  | OP | X | 7 | 1955 |  |  | N | Electric Utility | 1 | X | WAT | [9 empty] | N |  |  | 1H | [23 empty] | N
14328 | Pacific Gas & Electric Co. | 268 | Pit 5 | CA | Shasta | H1 | Conventional Hydroelectric | HY |  | S | X | X | PIT5_7_PL1X2-APND | PIT5_7_PL1X2-APND | 38.2 | 0.87 | 40 | 40 | 0 | N |  |  | OP | X | 4 | 1944 |  |  | N | Electric Utility | 1 | X | WAT | [9 empty] | N |  |  | 10M | [23 empty] | N
14328 | Pacific Gas & Electric Co. | 268 | Pit 5 | CA | Shasta | H2 | Conventional Hydroelectric | HY |  | S | X | X | PIT5_7_PL1X2-APND | PIT5_7_PL1X2-APND | 38.2 | 0.87 | 40 | 40 | 0 | N |  |  | OP | X | 4 | 1944 |  |  | N | Electric Utility | 1 | X | WAT | [9 empty] | N |  |  | 10M | [23 empty] | N
14328 | Pacific Gas & Electric Co. | 268 | Pit 5 | CA | Shasta | H3 | Conventional Hydroelectric | HY |  | S | X | X | PIT5_7_PL3X4-APND | PIT5_7_PL3X4-APND | 33.2 | 0.8 | 40 | 40 | 0 | N |  |  | OP | X | 4 | 1944 |  |  | N | Electric Utility | 1 | X | WAT | [9 empty] | N |  |  | 10M | [23 empty] | N
14328 | Pacific Gas & Electric Co. | 268 | Pit 5 | CA | Shasta | H4 | Conventional Hydroelectric | HY |  | S | X | X | PIT5_7_PL3X4-APND | PIT5_7_PL3X4-APND | 32 | 0.8 | 40 | 40 | 0 | N |  |  | OP | X | 4 | 1944 |  |  | N | Electric Utility | 1 | X | WAT | [9 empty] | N |  |  | 10M | [23 empty] | N
14328 | Pacific Gas & Electric Co. | 269 | Pit 6 | CA | Shasta | H1 | Conventional Hydroelectric | HY |  | S | X | X | PIT6U1_7_B1 | PIT6U1_7_B1 | 39.6 | 0.9 | 40 | 40 | 0 | N |  |  | OP | X | 8 | 1965 |  |  | N | Electric Utility | 1 | X | WAT | [9 empty] | N |  |  | 10M | [23 empty] | N
14328 | Pacific Gas & Electric Co. | 269 | Pit 6 | CA | Shasta | H2 | Conventional Hydroelectric | HY |  | S | X | X | PIT6U2_7_B1 | PIT6U2_7_B1 | 39.6 | 0.9 | 40 | 40 | 0 | N |  |  | OP | X | 8 | 1965 |  |  | N | Electric Utility | 1 | X | WAT | [9 empty] | N |  |  | 10M | [23 empty] | N
14328 | Pacific Gas & Electric Co. | 270 | Pit 7 | CA | Shasta | H1 | Conventional Hydroelectric | HY |  | S | X | X | PIT7U1_7_B1 | PIT7U1_7_B1 | 57.6 | 0.9 | 56 | 56 | 0 | N |  |  | OP | X | 9 | 1965 |  |  | N | Electric Utility | 1 | X | WAT | [9 empty] | N |  |  | 10M | [23 empty] | N
14328 | Pacific Gas & Electric Co. | 270 | Pit 7 | CA | Shasta | H2 | Conventional Hydroelectric | HY |  | S | X | X | PIT7U2_7_B1 | PIT7U2_7_B1 | 52.2 | 0.9 | 57 | 57 | 0 | N |  |  | OP | X | 9 | 1965 |  |  | N | Electric Utility | 1 | X | WAT | [9 empty] | N |  |  | 10M | [23 empty] | N
14328 | Pacific Gas & Electric Co. | 272 | Poe | CA | Butte | 1 | Conventional Hydroelectric | HY |  | S | X | X | POE1_7_B1 | POE1_7_B1 | 71.4 | 0.9 | 60 | 60 | 0 | N |  |  | OP | X | 10 | 1958 |  |  | N | Electric Utility | 1 | X | WAT | [9 empty] | N |  |  | 10M | [23 empty] | N
14328 | Pacific Gas & Electric Co. | 272 | Poe | CA | Butte | 2 | Conventional Hydroelectric | HY |  | S | X | X | POE2_7_B1 | POE2_7_B1 | 71.4 | 0.9 | 60 | 60 | 0 | N |  |  | OP | X | 10 | 1958 |  |  | N | Electric Utility | 1 | X | WAT | [9 empty] | N |  |  | 10M | [23 empty] | N
14328 | Pacific Gas & Electric Co. | 274 | Potter Valley | CA | Mendocino | 1 | Conventional Hydroelectric | HY |  | S | X | X | POTTRVLY_7_N002 | POTTRVLY_7_N002 | 4.4 | 0.8 | 4.5 | 4.5 | 0 | N |  |  | OP | X | 2 | 1939 |  |  | N | Electric Utility | 1 | X | WAT | [9 empty] | N |  |  | 10M | [23 empty] | N
14328 | Pacific Gas & Electric Co. | 274 | Potter Valley | CA | Mendocino | 2 | Conventional Hydroelectric | HY |  | S | X | X | POTTRVLY_7_N002 | POTTRVLY_7_N002 | 2 | 0.8 | 2 | 2 | 0 | N |  |  | OP | X | 3 | 1910 |  |  | N | Electric Utility | 1 | X | WAT | [9 empty] | N |  |  | 10M | [23 empty] | N
14328 | Pacific Gas & Electric Co. | 274 | Potter Valley | CA | Mendocino | 3 | Conventional Hydroelectric | HY |  | S | X | X | POTTRVLY_7_N002 | POTTRVLY_7_N002 | 3 | 1 | 2.7 | 2.7 | 0 | N |  |  | OP | X | 9 | 1917 |  |  | N | Electric Utility | 1 | X | WAT | [9 empty] | N |  |  | 10M | [23 empty] | N
14328 | Pacific Gas & Electric Co. | 275 | Rock Creek | CA | Plumas | H1 | Conventional Hydroelectric | HY |  | S | X | X | ROCKCK1_7_B1 | ROCKCK1_7_B1 | 63 | 0.9 | 63 | 63 | 0 | N |  |  | OP | X | 3 | 1950 |  |  | N | Electric Utility | 1 | X | WAT | [9 empty] | N |  |  | 10M | [23 empty] | N
14328 | Pacific Gas & Electric Co. | 275 | Rock Creek | CA | Plumas | H2 | Conventional Hydroelectric | HY |  | S | X | X | ROCKCK2_7_B1 | ROCKCK2_7_B1 | 63 | 0.9 | 63 | 63 | 0 | N |  |  | OP | X | 3 | 1950 |  |  | N | Electric Utility | 1 | X | WAT | [9 empty] | N |  |  | 10M | [23 empty] | N
14328 | Pacific Gas & Electric Co. | 276 | San Joaquin 2 | CA | Madera | 1 | Conventional Hydroelectric | HY |  | S | X | X | SJNO2_6_N002 | SJNO2_6_N002 | 2.8 | 0.8 | 3.2 | 3.2 | 0 | N |  |  | OP | X | 9 | 1917 |  |  | N | Electric Utility | 1 | X | WAT | [9 empty] | N |  |  | 10M | [23 empty] | N
14328 | Pacific Gas & Electric Co. | 277 | San Joaquin 3 | CA | Madera | 3 | Conventional Hydroelectric | HY |  | S | X | X | CRANEVLY_6_N002 | CRANEVLY_6_N002 | 4 | 0.8 | 4.2 | 4.2 | 0 | N |  |  | OS | X | 8 | 1923 |  |  | N | Electric Utility | 1 | X | WAT | [9 empty] | N |  |  | 10M | [23 empty] | N
14328 | Pacific Gas & Electric Co. | 279 | Salt Springs | CA | Amador | 1 | Conventional Hydroelectric | HY |  | S | X | X | SALTSP_7_UNITS-APND | SALTSP_7_UNITS-APND | 12.3 | 0.85 | 11 | 11 | 0 | N |  |  | OP | X | 6 | 1931 |  |  | N | Electric Utility | 1 | X | WAT | [9 empty] | N |  |  | 1H | [23 empty] | N
14328 | Pacific Gas & Electric Co. | 279 | Salt Springs | CA | Amador | 2 | Conventional Hydroelectric | HY |  | S | X | X | SALTSP_7_UNITS-APND | SALTSP_7_UNITS-APND | 29.7 | 0.9 | 33 | 33 | 0 | N |  |  | OP | X | 4 | 1953 |  |  | N | Electric Utility | 1 | X | WAT | [9 empty] | N |  |  | 1H | [23 empty] | N
14328 | Pacific Gas & Electric Co. | 280 | South | CA | Tehama | 1 | Conventional Hydroelectric | HY |  | S | X | X | SOUTHG_7_B1 | SOUTHG_7_B1 | 6.7 | 0.9 | 7 | 7 | 0 | N |  |  | OP | X | 12 | 1979 |  |  | N | Electric Utility | 1 | X | WAT | [9 empty] | N |  |  | 10M | [23 empty] | N
14328 | Pacific Gas & Electric Co. | 281 | Spaulding 1 | CA | Nevada | 1 | Conventional Hydroelectric | HY |  | S | X | X | SPAULD_6_UNIT12-APND | SPAULD_6_UNIT12-APND | 7 | 0.8 | 7 | 7 | 0 | N |  |  | OP | X | 5 | 1928 |  |  | N | Electric Utility | 1 | X | WAT | [9 empty] | N |  |  | 10M | [23 empty] | N
14328 | Pacific Gas & Electric Co. | 282 | Spaulding 2 | CA | Nevada | 1 | Conventional Hydroelectric | HY |  | S | X | X | SPAULD_6_UNIT12-APND | SPAULD_6_UNIT12-APND | 3.7 | 0.9 | 4.4 | 4.4 | 0 | N |  |  | OP | X | 7 | 1928 |  |  | N | Electric Utility | 1 | X | WAT | [9 empty] | N |  |  | 10M | [23 empty] | N
14328 | Pacific Gas & Electric Co. | 283 | Spaulding 3 | CA | Nevada | 1 | Conventional Hydroelectric | HY |  | S | X | X | SPAULD3_7_B1 | SPAULD3_7_B1 | 6.6 | 0.9 | 5.8 | 5.8 | 0 | N |  |  | OP | X | 2 | 1929 |  |  | N | Electric Utility | 1 | X | WAT | [9 empty] | N |  |  | 10M | [23 empty] | N
14328 | Pacific Gas & Electric Co. | 284 | Spring Gap | CA | Tuolumne | 1 | Conventional Hydroelectric | HY |  | S | X | X | SPRNGGP_7_B1 | SPRNGGP_7_B1 | 6 | 0.8 | 7 | 7 | 0 | N |  |  | OP | X | 9 | 1921 |  |  | N | Electric Utility | 1 | X | WAT | [9 empty] | N |  |  | 10M | [23 empty] | N
14328 | Pacific Gas & Electric Co. | 285 | Stanislaus | CA | Tuolumne | HC1 | Conventional Hydroelectric | HY |  | S | X | X | STANISLS_7_B1 | STANISLS_7_B1 | 81.9 | 0.9 | 91 | 91 | 0 | N |  |  | OP | X | 3 | 1963 |  |  | N | Electric Utility | 1 | X | WAT | [9 empty] | N |  |  | 10M | [23 empty] | N
7160 | Geysers Power Co LLC | 286 | Geysers Unit 5-20 | CA | Sonoma | U11 | Geothermal | ST |  | S | X | X |  |  | 110 | 1 | 68 | 68 | 22 | N |  |  | OP | X | 12 | 1975 |  |  | N | IPP Non-CHP | 2 | X | GEO | [5 empty] | GEO |  |  |  | N |  |  | 12H | [23 empty] | N
7160 | Geysers Power Co LLC | 286 | Geysers Unit 5-20 | CA | Sonoma | U12 | Geothermal | ST |  | S | X | X |  |  | 110 | 1 | 51 | 56 | 22 | N |  |  | OP | X | 8 | 1979 |  |  | N | IPP Non-CHP | 2 | X | GEO | [5 empty] | GEO |  |  |  | N |  |  | 12H | [23 empty] | N | N
7160 | Geysers Power Co LLC | 286 | Geysers Unit 5-20 | CA | Sonoma | U13 | Geothermal | ST |  | S | X | X |  |  | 138 | 1 | 65 | 68 | 22 | N |  |  | OP | X | 4 | 1980 |  |  | N | IPP Non-CHP | 2 | X | GEO | [5 empty] | GEO |  |  |  | N |  |  | 12H | [23 empty] | N | N
7160 | Geysers Power Co LLC | 286 | Geysers Unit 5-20 | CA | Sonoma | U14 | Geothermal | ST |  | S | X | X |  |  | 113 | 1 | 60 | 62 | 22 | N |  |  | OP | X | 2 | 1980 |  |  | N | IPP Non-CHP | 2 | X | GEO | [5 empty] | GEO |  |  |  | N |  |  | 12H | [23 empty] | N | N
7160 | Geysers Power Co LLC | 286 | Geysers Unit 5-20 | CA | Sonoma | U16 | Geothermal | ST |  | S | X | X |  |  | 118 | 1 | 60 | 60 | 22 | N |  |  | OP | X | 10 | 1985 |  |  | N | IPP Non-CHP | 2 | X | GEO | [5 empty] | GEO |  |  |  | N |  |  | 12H | [23 empty] | N | N
7160 | Geysers Power Co LLC | 286 | Geysers Unit 5-20 | CA | Sonoma | U17 | Geothermal | ST |  | S | X | X |  |  | 118 | 1 | 60 | 65 | 22 | N |  |  | OP | X | 11 | 1982 |  |  | N | IPP Non-CHP | 2 | X | GEO | [5 empty] | GEO |  |  |  | N |  |  | 12H | [23 empty] | N | N
7160 | Geysers Power Co LLC | 286 | Geysers Unit 5-20 | CA | Sonoma | U18 | Geothermal | ST |  | S | X | X |  |  | 118 | 1 | 60 | 60 | 22 | N |  |  | OP | X | 11 | 1983 |  |  | N | IPP Non-CHP | 2 | X | GEO | [5 empty] | GEO |  |  |  | N |  |  | 12H | [23 empty] | N | N
7160 | Geysers Power Co LLC | 286 | Geysers Unit 5-20 | CA | Sonoma | U20 | Geothermal | ST |  | S | X | X |  |  | 118 | 1 | 50 | 50 | 22 | N |  |  | OP | X | 10 | 1985 |  |  | N | IPP Non-CHP | 2 | X | GEO | [5 empty] | GEO |  |  |  | N |  |  | 12H | [23 empty] | N | N
7160 | Geysers Power Co LLC | 286 | Geysers Unit 5-20 | CA | Sonoma | U5 | Geothermal | ST |  | S | X | X |  |  | 55 | 1 | 45 | 50 | 20 | N |  |  | OP | X | 4 | 1971 |  |  | N | IPP Non-CHP | 2 | X | GEO | [5 empty] | GEO |  |  |  | N |  |  | 12H | [23 empty] | N | N
7160 | Geysers Power Co LLC | 286 | Geysers Unit 5-20 | CA | Sonoma | U6 | Geothermal | ST |  | S | X | X |  |  | 55 | 1 | 45 | 50 | 20 | N |  |  | OP | X | 4 | 1971 |  |  | N | IPP Non-CHP | 2 | X | GEO | [5 empty] | GEO |  |  |  | N |  |  | 12H | [23 empty] | N | N
7160 | Geysers Power Co LLC | 286 | Geysers Unit 5-20 | CA | Sonoma | U7 | Geothermal | ST |  | S | X | X |  |  | 55 | 1 | 40 | 42 | 20 | N |  |  | OP | X | 7 | 1972 |  |  | N | IPP Non-CHP | 2 | X | GEO | [5 empty] | GEO |  |  |  | N |  |  | 12H | [23 empty] | N | N
7160 | Geysers Power Co LLC | 286 | Geysers Unit 5-20 | CA | Sonoma | U8 | Geothermal | ST |  | S | X | X |  |  | 55 | 1 | 40 | 42 | 20 | N |  |  | OP | X | 7 | 1972 |  |  | N | IPP Non-CHP | 2 | X | GEO | [5 empty] | GEO |  |  |  | N |  |  | 12H | [23 empty] | N | N
14328 | Pacific Gas & Electric Co. | 287 | Tiger Creek | CA | Amador | H1 | Conventional Hydroelectric | HY |  | S | X | X | TIGRCK_7_UNITS-APND | TIGRCK_7_UNITS-APND | 25.5 | 0.85 | 29 | 29 | 0 | N |  |  | OP | X | 8 | 1931 |  |  | N | Electric Utility | 1 | X | WAT | [9 empty] | N |  |  | 10M | [23 empty] | N
14328 | Pacific Gas & Electric Co. | 287 | Tiger Creek | CA | Amador | H2 | Conventional Hydroelectric | HY |  | S | X | X | TIGRCK_7_UNITS-APND | TIGRCK_7_UNITS-APND | 26.7 | 0.85 | 29 | 29 | 0 | N |  |  | OP | X | 6 | 1931 |  |  | N | Electric Utility | 1 | X | WAT | [9 empty] | N |  |  | 10M | [23 empty] | N
14328 | Pacific Gas & Electric Co. | 289 | Tule River | CA | Tulare | 1 | Conventional Hydroelectric | HY |  | S | X | X | SPRINGVL_6_N002 | SPRINGVL_6_N002 | 4.2 | 1 | 3.2 | 3.2 | 0 | N |  |  | OS | X | 1 | 1914 |  |  | N | Electric Utility | 1 | X | WAT | [9 empty] | N |  |  | 10M | [23 empty] | N
14328 | Pacific Gas & Electric Co. | 289 | Tule River | CA | Tulare | 2 | Conventional Hydroelectric | HY |  | S | X | X | SPRINGVL_6_N002 | SPRINGVL_6_N002 | 4.2 | 1 | 3.2 | 3.2 | 0 | N |  |  | OS | X | 1 | 1914 |  |  | N | Electric Utility | 1 | X | WAT | [9 empty] | N |  |  | 10M | [23 empty] | N
14328 | Pacific Gas & Electric Co. | 290 | Volta 1 | CA | Shasta | 1 | Conventional Hydroelectric | HY |  | S | X | X | VOLTA1_7_B1 | VOLTA1_7_B1 | 8.5 | 0.9 | 9 | 9 | 0 | N |  |  | OP | X | 4 | 1980 |  |  | N | Electric Utility | 1 | X | WAT | [9 empty] | N |  |  | 10M | [23 empty] | N
14328 | Pacific Gas & Electric Co. | 291 | West Point PH | CA | Amador | 1 | Conventional Hydroelectric | HY |  | S | X | X | WESTPNT_7_B2 | WESTPNT_7_B2 | 13.6 | 0.85 | 14.5 | 14.5 | 0 | N |  |  | OP | X | 11 | 1948 |  |  | N | Electric Utility | 1 | X | WAT | [9 empty] | N |  |  | 10M | [23 empty] | N
14328 | Pacific Gas & Electric Co. | 292 | Wise | CA | Placer | 1 | Conventional Hydroelectric | HY |  | S | X | X | WISE1_7_B1 | WISE1_7_B1 | 13.6 | 0.8 | 14 | 14 | 0 | N |  |  | OP | X | 3 | 1917 |  |  | N | Electric Utility | 1 | X | WAT | [9 empty] | N |  |  | 10M | [23 empty] | N
14328 | Pacific Gas & Electric Co. | 292 | Wise | CA | Placer | 2 | Conventional Hydroelectric | HY |  | S | X | X | WISE2_7_B1 | WISE2_7_B1 | 2.8 | 0.9 | 3.2 | 3.2 | 0 | N |  |  | OP | X | 12 | 1986 |  |  | N | Electric Utility | 1 | X | WAT | [9 empty] | N |  |  | 10M | [23 empty] | N
14328 | Pacific Gas & Electric Co. | 293 | A G Wishon | CA | Madera | 1 | Conventional Hydroelectric | HY |  | S | X | X | WISHON_6_UNITS-APND | WISHON_6_UNITS-APND | 3.2 | 0.8 | 5 | 5 | 0 | N |  |  | OP | X | 9 | 1910 |  |  | N | Electric Utility | 1 | X | WAT | [9 empty] | N |  |  | 10M | [23 empty] | N
14328 | Pacific Gas & Electric Co. | 293 | A G Wishon | CA | Madera | 2 | Conventional Hydroelectric | HY |  | S | X | X | WISHON_6_UNITS-APND | WISHON_6_UNITS-APND | 3.2 | 0.8 | 5 | 5 | 0 | N |  |  | OP | X | 9 | 1910 |  |  | N | Electric Utility | 1 | X | WAT | [9 empty] | N |  |  | 10M | [23 empty] | N
14328 | Pacific Gas & Electric Co. | 293 | A G Wishon | CA | Madera | 3 | Conventional Hydroelectric | HY |  | S | X | X | WISHON_6_UNITS-APND | WISHON_6_UNITS-APND | 3.2 | 0.8 | 5 | 5 | 0 | N |  |  | OP | X | 9 | 1910 |  |  | N | Electric Utility | 1 | X | WAT | [9 empty] | N |  |  | 10M | [23 empty] | N
14328 | Pacific Gas & Electric Co. | 293 | A G Wishon | CA | Madera | 4 | Conventional Hydroelectric | HY |  | S | X | X | WISHON_6_UNITS-APND | WISHON_6_UNITS-APND | 3.2 | 0.8 | 5 | 5 | 0 | N |  |  | OP | X | 9 | 1910 |  |  | N | Electric Utility | 1 | X | WAT | [9 empty] | N |  |  | 10M | [23 empty] | N
14354 | PacifiCorp | 294 | Copco 1 | CA | Siskiyou | 1 | Conventional Hydroelectric | HY |  | S | X | X |  |  | 10 | 0.8 | 14 | 14 | 0 | N |  |  | OP | X | 1 | 1918 |  |  | N | Electric Utility | 1 | X | WAT | [9 empty] | N | N |  | OVER | [23 empty] | N
14354 | PacifiCorp | 294 | Copco 1 | CA | Siskiyou | 2 | Conventional Hydroelectric | HY |  | S | X | X |  |  | 10 | 0.8 | 14 | 14 | 0 | N |  |  | OP | X | 11 | 1918 |  |  | N | Electric Utility | 1 | X | WAT | [9 empty] | N | N |  | OVER | [23 empty] | N
14354 | PacifiCorp | 295 | Copco 2 | CA | Siskiyou | 1 | Conventional Hydroelectric | HY |  | S | X | X |  |  | 13.5 | 0.9 | 17 | 17 | 0 | N |  |  | OP | X | 7 | 1925 |  |  | N | Electric Utility | 1 | X | WAT | [9 empty] | N | N |  | 10M | [23 empty] | N
14354 | PacifiCorp | 295 | Copco 2 | CA | Siskiyou | 2 | Conventional Hydroelectric | HY |  | S | X | X |  |  | 13.5 | 0.9 | 17 | 17 | 0 | N |  |  | OP | X | 8 | 1925 |  |  | N | Electric Utility | 1 | X | WAT | [9 empty] | N | N |  | 10M | [23 empty] | N
14354 | PacifiCorp | 296 | Fall Creek | CA | Siskiyou | 1 | Conventional Hydroelectric | HY |  | S | X | X |  |  | 0.5 | 1 | 0.4 | 0.4 | 0 | N |  |  | OP | X | 9 | 1903 |  |  | N | Electric Utility | 1 | X | WAT | [9 empty] | N | N |  | 10M | [23 empty] | N
14354 | PacifiCorp | 296 | Fall Creek | CA | Siskiyou | 2 | Conventional Hydroelectric | HY |  | S | X | X |  |  | 0.4 | 1 | 0.4 | 0.4 | 0 | N |  |  | OP | X | 8 | 1907 |  |  | N | Electric Utility | 1 | X | WAT | [9 empty] | N | N |  | 10M | [23 empty] | N
14354 | PacifiCorp | 296 | Fall Creek | CA | Siskiyou | 3 | Conventional Hydroelectric | HY |  | S | X | X |  |  | 1.2 | 1 | 1.1 | 1.1 | 0 | N |  |  | OP | X | 1 | 1910 |  |  | N | Electric Utility | 1 | X | WAT | [9 empty] | N | N |  | 10M | [23 empty] | N
14354 | PacifiCorp | 297 | Iron Gate | CA | Siskiyou | 1 | Conventional Hydroelectric | HY |  | S | X | X |  |  | 18 | 0.85 | 18.8 | 18.8 | 0 | N |  |  | OP | X | 2 | 1962 |  |  | N | Electric Utility | 1 | X | WAT | [9 empty] | N |  |  | 10M | [23 empty] | N
9216 | Imperial Irrigation District | 314 | Drop 5 | CA | Imperial | 1 | Conventional Hydroelectric | HY |  | S | X | X |  |  | 2 | 0.8 | 1.9 | 0.9 | 0.1 | N |  |  | OP | X | 3 | 1982 |  |  | N | Electric Utility | 1 | X | WAT | [9 empty] | N | N |  | 1H | [23 empty] | N
9216 | Imperial Irrigation District | 314 | Drop 5 | CA | Imperial | 2 | Conventional Hydroelectric | HY |  | S | X | X |  |  | 2 | 0.8 | 1.9 | 0.9 | 0.1 | N |  |  | OP | X | 3 | 1982 |  |  | N | Electric Utility | 1 | X | WAT | [9 empty] | N | N |  | 1H | [23 empty] | N
22148 | AES Alamitos LLC | 315 | AES Alamitos LLC | CA | Los Angeles | 3 | Natural Gas Steam Turbine | ST |  | S | X | X | ALAMT3G_7_B1 | ALAMT3G_7_B1 | 310 | 1 | 332 | 332 | 10 | N |  |  | OP | X | 12 | 1961 | 12 | 2023 | N | IPP Non-CHP | 2 | X | NG | [5 empty] | NG |  |  |  | N | N |  | OVER | [23 empty] | N | N | N
22148 | AES Alamitos LLC | 315 | AES Alamitos LLC | CA | Los Angeles | 4 | Natural Gas Steam Turbine | ST |  | S | X | X | ALAMT4G_7_B1 | ALAMT4G_7_B1 | 310 | 1 | 335 | 335 | 20 | N |  |  | OP | X | 6 | 1962 | 12 | 2023 | N | IPP Non-CHP | 2 | X | NG | [5 empty] | NG |  |  |  | N | N |  | OVER | [23 empty] | N | N | N
22148 | AES Alamitos LLC | 315 | AES Alamitos LLC | CA | Los Angeles | 5 | Natural Gas Steam Turbine | ST |  | S | X | X | ALAMT5G_7_B1 | ALAMT5G_7_B1 | 495 | 1 | 485 | 485 | 70 | N |  |  | OP | X | 3 | 1964 | 12 | 2023 | N | IPP Non-CHP | 2 | X | NG | [5 empty] | NG |  |  |  | N | N |  | OVER | [23 empty] | N | N | N
12397 | Metropolitan Water District of S CA | 316 | Sepulveda Canyon | CA | Los Angeles | 1 | Conventional Hydroelectric | HY |  | S | X | X |  |  | 8.5 | 1 | 8.5 | 8.5 | 1.5 | N |  |  | SB | Y | 6 | 1982 |  |  | N | Electric Utility | 1 | X | WAT | [12 empty] | 12H
17609 | Southern California Edison Co | 317 | Big Creek 1 | CA | Fresno | 1 | Conventional Hydroelectric | HY |  | S | X | X |  |  | 19.8 | 0.9 | 19.8 | 19.8 | 2 | N |  |  | OP | X | 11 | 1913 |  |  | N | Electric Utility | 1 | X | WAT | [9 empty] | N |  |  | 10M
17609 | Southern California Edison Co | 317 | Big Creek 1 | CA | Fresno | 2 | Conventional Hydroelectric | HY |  | S | X | X |  |  | 15.8 | 0.9 | 15.8 | 15.8 | 1.6 | N |  |  | OP | X | 11 | 1913 |  |  | N | Electric Utility | 1 | X | WAT | [9 empty] | N |  |  | 10M
17609 | Southern California Edison Co | 317 | Big Creek 1 | CA | Fresno | 3 | Conventional Hydroelectric | HY |  | S | X | X |  |  | 21.6 | 0.9 | 21.6 | 21.6 | 2.2 | N |  |  | OP | X | 7 | 1923 |  |  | N | Electric Utility | 1 | X | WAT | [9 empty] | N |  |  | 10M
17609 | Southern California Edison Co | 317 | Big Creek 1 | CA | Fresno | 4 | Conventional Hydroelectric | HY |  | S | X | X |  |  | 31.2 | 1 | 31.2 | 31.2 | 3.1 | N |  |  | OP | X | 6 | 1925 |  |  | N | Electric Utility | 1 | X | WAT | [9 empty] | N |  |  | 10M
17609 | Southern California Edison Co | 318 | Big Creek 2 | CA | Fresno | 3 | Conventional Hydroelectric | HY |  | S | X | X |  |  | 15.8 | 0.9 | 15.8 | 15.8 | 1.6 | N |  |  | OA | X | 12 | 1913 |  |  | N | Electric Utility | 1 | X | WAT | [9 empty] | N |  |  | 10M
17609 | Southern California Edison Co | 318 | Big Creek 2 | CA | Fresno | 4 | Conventional Hydroelectric | HY |  | S | X | X |  |  | 15.8 | 0.9 | 15.8 | 15.8 | 1.6 | N |  |  | OA | X | 1 | 1914 |  |  | N | Electric Utility | 1 | X | WAT | [9 empty] | N |  |  | 10M
17609 | Southern California Edison Co | 318 | Big Creek 2 | CA | Fresno | 5 | Conventional Hydroelectric | HY |  | S | X | X |  |  | 17.5 | 1 | 17.5 | 17.5 | 1.8 | N |  |  | OA | X | 2 | 1921 |  |  | N | Electric Utility | 1 | X | WAT | [9 empty] | N |  |  | 10M
17609 | Southern California Edison Co | 318 | Big Creek 2 | CA | Fresno | 6 | Conventional Hydroelectric | HY |  | S | X | X |  |  | 17.5 | 1 | 17.5 | 17.5 | 1.8 | N |  |  | OA | X | 3 | 1925 |  |  | N | Electric Utility | 1 | X | WAT | [12 empty] | 10M
17609 | Southern California Edison Co | 319 | Big Creek 3 | CA | Fresno | 1 | Conventional Hydroelectric | HY |  | S | X | X |  |  | 34 | 1 | 34 | 34 | 3.4 | N |  |  | OP | X | 10 | 1923 |  |  | N | Electric Utility | 1 | X | WAT | [9 empty] | N |  |  | 10M
17609 | Southern California Edison Co | 319 | Big Creek 3 | CA | Fresno | 2 | Conventional Hydroelectric | HY |  | S | X | X |  |  | 34 | 1 | 34 | 34 | 3.4 | N |  |  | OP | X | 9 | 1923 |  |  | N | Electric Utility | 1 | X | WAT | [9 empty] | N |  |  | 10M
17609 | Southern California Edison Co | 319 | Big Creek 3 | CA | Fresno | 3 | Conventional Hydroelectric | HY |  | S | X | X |  |  | 34 | 1 | 33 | 33 | 3.4 | N |  |  | OP | X | 10 | 1923 |  |  | N | Electric Utility | 1 | X | WAT | [9 empty] | N |  |  | 10M
17609 | Southern California Edison Co | 319 | Big Creek 3 | CA | Fresno | 4 | Conventional Hydroelectric | HY |  | S | X | X |  |  | 36 | 0.9 | 36 | 36 | 3.6 | N |  |  | OP | X | 4 | 1948 |  |  | N | Electric Utility | 1 | X | WAT | [9 empty] | N |  |  | 10M
17609 | Southern California Edison Co | 319 | Big Creek 3 | CA | Fresno | 5 | Conventional Hydroelectric | HY |  | S | X | X |  |  | 36.5 | 0.9 | 36.5 | 36.5 | 3.6 | N |  |  | OP | X | 2 | 1980 |  |  | N | Electric Utility | 1 | X | WAT | [9 empty] | N |  |  | 10M
17609 | Southern California Edison Co | 320 | Big Creek 4 | CA | Madera | 1 | Conventional Hydroelectric | HY |  | S | X | X |  |  | 50 | 1 | 50 | 50 | 5 | N |  |  | OP | X | 6 | 1951 |  |  | N | Electric Utility | 1 | X | WAT | [9 empty] | N |  |  | 10M
17609 | Southern California Edison Co | 320 | Big Creek 4 | CA | Madera | 2 | Conventional Hydroelectric | HY |  | S | X | X |  |  | 50 | 1 | 50 | 50 | 5 | N |  |  | OP | X | 7 | 1951 |  |  | N | Electric Utility | 1 | X | WAT | [9 empty] | N |  |  | 10M
17609 | Southern California Edison Co | 321 | Big Creek 8 | CA | Fresno | 1 | Conventional Hydroelectric | HY |  | S | X | X |  |  | 30 | 1 | 25.8 | 25.8 | 2.6 | N |  |  | OA | X | 8 | 1921 |  |  | N | Electric Utility | 1 | X | WAT | [9 empty] | N |  |  | 10M
17609 | Southern California Edison Co | 321 | Big Creek 8 | CA | Fresno | 2 | Conventional Hydroelectric | HY |  | S | X | X |  |  | 45 | 0.9 | 45 | 45 | 4.5 | N |  |  | OS | X | 6 | 1929 |  |  | N | Electric Utility | 1 | X | WAT | [9 empty] | N |  |  | 10M
17609 | Southern California Edison Co | 322 | Big Creek 2A | CA | Fresno | 1 | Conventional Hydroelectric | HY |  | S | X | X |  |  | 55 | 1 | 50 | 50 | 5.5 | N |  |  | OA | X | 8 | 1928 |  |  | N | Electric Utility | 1 | X | WAT | [9 empty] | N |  |  | 10M
17609 | Southern California Edison Co | 322 | Big Creek 2A | CA | Fresno | 2 | Conventional Hydroelectric | HY |  | S | X | X |  |  | 55 | 1 | 50 | 50 | 5.5 | N |  |  | OA | X | 12 | 1928 |  |  | N | Electric Utility | 1 | X | WAT | [12 empty] | 10M
17609 | Southern California Edison Co | 323 | Bishop Creek 2 | CA | Inyo | 1 | Conventional Hydroelectric | HY |  | S | X | X |  |  | 2.5 | 1 | 2.5 | 2.5 | 0 | N |  |  | OP | X | 11 | 1908 |  |  | N | Electric Utility | 1 | X | WAT | [9 empty] | N |  |  | 10M
17609 | Southern California Edison Co | 323 | Bishop Creek 2 | CA | Inyo | 2 | Conventional Hydroelectric | HY |  | S | X | X |  |  | 2.5 | 1 | 2.5 | 2.5 | 0 | N |  |  | OP | X | 11 | 1908 |  |  | N | Electric Utility | 1 | X | WAT | [9 empty] | N |  |  | 10M
17609 | Southern California Edison Co | 323 | Bishop Creek 2 | CA | Inyo | 3 | Conventional Hydroelectric | HY |  | S | X | X |  |  | 2.3 | 0.8 | 2.3 | 2.3 | 0 | N |  |  | OP | X | 6 | 1911 |  |  | N | Electric Utility | 1 | X | WAT | [9 empty] | N |  |  | 10M
17609 | Southern California Edison Co | 324 | Bishop Creek 3 | CA | Inyo | 1 | Conventional Hydroelectric | HY |  | S | X | X |  |  | 2.8 | 1 | 2.8 | 2.8 | 0 | N |  |  | OP | X | 6 | 1913 |  |  | N | Electric Utility | 1 | X | WAT | [9 empty] | N |  |  | 10M
17609 | Southern California Edison Co | 324 | Bishop Creek 3 | CA | Inyo | 2 | Conventional Hydroelectric | HY |  | S | X | X |  |  | 2.8 | 1 | 2.8 | 2.8 | 0 | N |  |  | OP | X | 6 | 1913 |  |  | N | Electric Utility | 1 | X | WAT | [9 empty] | N |  |  | 10M
17609 | Southern California Edison Co | 324 | Bishop Creek 3 | CA | Inyo | 3 | Conventional Hydroelectric | HY |  | S | X | X |  |  | 2.8 | 1 | 2.8 | 2.8 | 0 | N |  |  | OP | X | 6 | 1913 |  |  | N | Electric Utility | 1 | X | WAT | [9 empty] | N |  |  | 10M
17609 | Southern California Edison Co | 325 | Bishop Creek 4 | CA | Inyo | 1 | Conventional Hydroelectric | HY |  | S | X | X |  |  | 1 | 1 | 1 | 1 | 0 | N |  |  | OP | X | 9 | 1905 |  |  | N | Electric Utility | 1 | X | WAT | [9 empty] | N |  |  | 10M
17609 | Southern California Edison Co | 325 | Bishop Creek 4 | CA | Inyo | 2 | Conventional Hydroelectric | HY |  | S | X | X |  |  | 1 | 1 | 1 | 1 | 0 | N |  |  | OP | X | 9 | 1905 |  |  | N | Electric Utility | 1 | X | WAT | [9 empty] | N |  |  | 10M
17609 | Southern California Edison Co | 325 | Bishop Creek 4 | CA | Inyo | 3 | Conventional Hydroelectric | HY |  | S | X | X |  |  | 2 | 0.91 | 2 | 2 | 0 | N |  |  | OP | X | 6 | 1906 |  |  | N | Electric Utility | 1 | X | WAT | [9 empty] | N |  |  | 10M
17609 | Southern California Edison Co | 325 | Bishop Creek 4 | CA | Inyo | 4 | Conventional Hydroelectric | HY |  | S | X | X |  |  | 2.2 | 1 | 2.2 | 2.2 | 0 | N |  |  | OP | X | 10 | 1907 |  |  | N | Electric Utility | 1 | X | WAT | [9 empty] | N |  |  | 10M
17609 | Southern California Edison Co | 325 | Bishop Creek 4 | CA | Inyo | 5 | Conventional Hydroelectric | HY |  | S | X | X |  |  | 2 | 0.91 | 2 | 2 | 0 | N |  |  | OP | X | 6 | 1909 |  |  | N | Electric Utility | 1 | X | WAT | [9 empty] | N |  |  | 10M
17609 | Southern California Edison Co | 326 | Bishop Creek 5 | CA | Inyo | 1 | Conventional Hydroelectric | HY |  | S | X | X |  |  | 2 | 0.8 | 2 | 2 | 0.1 | N |  |  | OP | X | 5 | 1943 |  |  | N | Electric Utility | 1 | X | WAT | [9 empty] | N |  |  | 10M
17609 | Southern California Edison Co | 326 | Bishop Creek 5 | CA | Inyo | 2 | Conventional Hydroelectric | HY |  | S | X | X |  |  | 2.5 | 0.9 | 1.8 | 1.8 | 0.1 | N |  |  | OP | X | 6 | 1919 |  |  | N | Electric Utility | 1 | X | WAT | [9 empty] | N |  |  | 10M
17609 | Southern California Edison Co | 327 | Bishop Creek 6 | CA | Inyo | 1 | Conventional Hydroelectric | HY |  | S | X | X |  |  | 1.6 | 0.8 | 1.6 | 1.6 | 0 | N |  |  | OP | X | 3 | 1913 |  |  | N | Electric Utility | 1 | X | WAT | [9 empty] | N |  |  | 10M
17609 | Southern California Edison Co | 332 | Fontana | CA | San Bernardino | 1 | Conventional Hydroelectric | HY |  | S | X | X |  |  | 1.5 | 1 | 1.5 | 1.5 | 0 | N |  |  | OP | X | 12 | 1917 |  |  | N | Electric Utility | 1 | X | WAT | [9 empty] | N |  |  | 10M
17609 | Southern California Edison Co | 332 | Fontana | CA | San Bernardino | 2 | Conventional Hydroelectric | HY |  | S | X | X |  |  | 1.5 | 1 | 1.5 | 1.5 | 0 | N |  |  | OP | X | 12 | 1917 |  |  | N | Electric Utility | 1 | X | WAT | [9 empty] | N |  |  | 10M
23693 | AES Huntington Beach LLC | 335 | AES Huntington Beach LLC | CA | Orange | 2 | Natural Gas Steam Turbine | ST |  | S | X | X | HUNT2G_7_B1 | HUNT2G_7_B1 | 218 | 1 | 225.8 | 225.8 | 20 | N |  |  | OP | X | 12 | 1958 | 12 | 2023 | N | IPP Non-CHP | 2 | X | NG | [5 empty] | NG |  |  |  |  | N |  | OVER | [23 empty] | N | N
17609 | Southern California Edison Co | 336 | Kaweah 2 | CA | Tulare | 2 | Conventional Hydroelectric | HY |  | S | X | X |  |  | 1.8 | 0.9 | 1.8 | 1.8 | 0.1 | N |  |  | OP | X | 9 | 1929 |  |  | N | Electric Utility | 1 | X | WAT | [9 empty] | N |  |  | 10M
17609 | Southern California Edison Co | 337 | Kaweah 1 | CA | Tulare | 1 | Conventional Hydroelectric | HY |  | S | X | X |  |  | 2.3 | 0.9 | 2.3 | 2.3 | 0 | N |  |  | OS | X | 5 | 1929 |  |  | N | Electric Utility | 1 | X | WAT | [9 empty] | N |  |  | 10M
17609 | Southern California Edison Co | 338 | Kaweah 3 | CA | Tulare | 1 | Conventional Hydroelectric | HY |  | S | X | X |  |  | 2.4 | 1 | 2.4 | 2.4 | 0 | N |  |  | OP | X | 5 | 1913 |  |  | N | Electric Utility | 1 | X | WAT | [9 empty] | N |  |  | 10M
17609 | Southern California Edison Co | 338 | Kaweah 3 | CA | Tulare | 2 | Conventional Hydroelectric | HY |  | S | X | X |  |  | 2.4 | 1 | 2.1 | 2.1 | 0 | N |  |  | OP | X | 5 | 1913 |  |  | N | Electric Utility | 1 | X | WAT | [9 empty] | N |  |  | 10M
17609 | Southern California Edison Co | 339 | Kern River 3 | CA | Kern | 1 | Conventional Hydroelectric | HY |  | S | X | X |  |  | 20.5 | 0.9 | 20.5 | 20.5 | 0.8 | N |  |  | OP | X | 5 | 1921 |  |  | N | Electric Utility | 1 | X | WAT | [9 empty] | N |  |  | 10M
17609 | Southern California Edison Co | 339 | Kern River 3 | CA | Kern | 2 | Conventional Hydroelectric | HY |  | S | X | X |  |  | 19.8 | 0.9 | 19.7 | 19.7 | 0.8 | N |  |  | OP | X | 3 | 1921 |  |  | N | Electric Utility | 1 | X | WAT | [9 empty] | N |  |  | 10M
17609 | Southern California Edison Co | 340 | Kern River 1 | CA | Kern | 1 | Conventional Hydroelectric | HY |  | S | X | X |  |  | 6.6 | 0.9 | 6.6 | 6.6 | 0 | N |  |  | OP | X | 5 | 1907 |  |  | N | Electric Utility | 1 | X | WAT | [9 empty] | N |  |  | 10M
17609 | Southern California Edison Co | 340 | Kern River 1 | CA | Kern | 2 | Conventional Hydroelectric | HY |  | S | X | X |  |  | 6.6 | 0.9 | 6.6 | 6.6 | 0 | N |  |  | OP | X | 6 | 1907 |  |  | N | Electric Utility | 1 | X | WAT | [9 empty] | N |  |  | 10M
17609 | Southern California Edison Co | 340 | Kern River 1 | CA | Kern | 3 | Conventional Hydroelectric | HY |  | S | X | X |  |  | 6.6 | 0.9 | 6.6 | 6.6 | 0 | N |  |  | OP | X | 7 | 1907 |  |  | N | Electric Utility | 1 | X | WAT | [9 empty] | N |  |  | 10M
17609 | Southern California Edison Co | 340 | Kern River 1 | CA | Kern | 4 | Conventional Hydroelectric | HY |  | S | X | X |  |  | 6.6 | 0.9 | 6.6 | 6.6 | 0 | N |  |  | OP | X | 6 | 1907 |  |  | N | Electric Utility | 1 | X | WAT | [9 empty] | N |  |  | 10M
13584 | NRG El Segundo Operations Inc | 341 | Long Beach Generation LLC | CA | Los Angeles | CT1 | Natural Gas Fired Combustion Turbine | GT |  | W | X | X |  |  | 63 | 0.9 | 65 | 65 | 47 | N |  |  | OP | X | 12 | 1976 |  |  | N | IPP Non-CHP | 2 | X | NG | [5 empty] | NG |  |  |  | N | N |  | 1H | [23 empty] | N |  | N
13584 | NRG El Segundo Operations Inc | 341 | Long Beach Generation LLC | CA | Los Angeles | CT2 | Natural Gas Fired Combustion Turbine | GT |  | W | X | X |  |  | 63 | 0.9 | 65 | 65 | 47 | N |  |  | OP | X | 12 | 1976 |  |  | N | IPP Non-CHP | 2 | X | NG | [5 empty] | NG |  |  |  | N | N |  | 1H | [23 empty] | N |  | N
13584 | NRG El Segundo Operations Inc | 341 | Long Beach Generation LLC | CA | Los Angeles | CT3 | Natural Gas Fired Combustion Turbine | GT |  | W | X | X |  |  | 63 | 0.9 | 65 | 65 | 47 | N |  |  | OP | X | 12 | 1976 |  |  | N | IPP Non-CHP | 2 | X | NG | [5 empty] | NG |  |  |  | N | N |  | 1H | [23 empty] | N |  | N
13584 | NRG El Segundo Operations Inc | 341 | Long Beach Generation LLC | CA | Los Angeles | CT4 | Natural Gas Fired Combustion Turbine | GT |  | W | X | X |  |  | 63 | 0.9 | 65 | 65 | 47 | N |  |  | OP | X | 12 | 1976 |  |  | N | IPP Non-CHP | 2 | X | NG | [5 empty] | NG |  |  |  | N | N |  | 1H | [23 empty] | N |  | N
17609 | Southern California Edison Co | 342 | Lundy | CA | Mono | 1 | Conventional Hydroelectric | HY |  | S | X | X |  |  | 1.5 | 0.8 | 1.5 | 1.5 | 0 | N |  |  | OP | X | 12 | 1911 |  |  | N | Electric Utility | 1 | X | WAT | [9 empty] | N |  |  | 10M
17609 | Southern California Edison Co | 342 | Lundy | CA | Mono | 2 | Conventional Hydroelectric | HY |  | S | X | X |  |  | 1.5 | 0.8 | 1.5 | 1.5 | 0 | N |  |  | OP | X | 2 | 1912 |  |  | N | Electric Utility | 1 | X | WAT | [9 empty] | N |  |  | 10M
17609 | Southern California Edison Co | 344 | Mammoth Pool | CA | Madera | 1 | Conventional Hydroelectric | HY |  | S | X | X |  |  | 95 | 1 | 95 | 95 | 0 | N |  |  | OA | X | 3 | 1960 |  |  | N | Electric Utility | 1 | X | WAT | [9 empty] | N |  |  | 10M
17609 | Southern California Edison Co | 344 | Mammoth Pool | CA | Madera | 2 | Conventional Hydroelectric | HY |  | S | X | X |  |  | 95 | 1 | 95 | 95 | 0 | N |  |  | OA | X | 3 | 1960 |  |  | N | Electric Utility | 1 | X | WAT | [12 empty] | 10M
63843 | Ormond Beach Power, LLC | 350 | Ormond Beach | CA | Ventura | 1 | Natural Gas Steam Turbine | ST |  | S | X | X | ORMOND_7_UNIT 1_ | ORMOND1G_7_B1 | 806 | 0.85 | 741 | 741 | 100 | N |  |  | OP | X | 8 | 1971 | 1 | 2024 | N | IPP Non-CHP | 2 | X | NG | [5 empty] | NG |  |  |  | N | N |  | OVER | [20 empty] | N |  |  | N
63843 | Ormond Beach Power, LLC | 350 | Ormond Beach | CA | Ventura | 2 | Natural Gas Steam Turbine | ST |  | S | X | X | ORMOND_7_UNIT 2 | ORMOND2G_7_B1 | 806 | 0.85 | 750 | 750 | 50 | N |  |  | OP | X | 3 | 1973 | 1 | 2024 | N | IPP Non-CHP | 2 | X | NG | [5 empty] | NG |  |  |  | N | N |  | OVER | [20 empty] | N |  |  | N
17609 | Southern California Edison Co | 353 | Poole | CA | Mono | 1 | Conventional Hydroelectric | HY |  | S | X | X |  |  | 11.3 | 0.9 | 11.3 | 11.3 | 0 | N |  |  | OP | X | 5 | 1924 |  |  | N | Electric Utility | 1 | X | WAT | [9 empty] | N |  |  | 10M
17609 | Southern California Edison Co | 354 | Portal | CA | Fresno | 1 | Conventional Hydroelectric | HY |  | S | X | X |  |  | 10.8 | 0.9 | 10.8 | 10.8 | 1.1 | N |  |  | OA | X | 12 | 1956 |  |  | N | Electric Utility | 1 | X | WAT | [12 empty] | 10M
22484 | AES Redondo Beach LLC | 356 | AES Redondo Beach LLC | CA | Los Angeles | 5 | Natural Gas Steam Turbine | ST |  | S | X | X | REDON5G_7_B1 | REDON5G_7_B1 | 163.2 | 1 | 175 | 178.9 | 10 | N |  |  | OP | X | 10 | 1954 | 12 | 2023 | N | IPP Non-CHP | 2 | X | NG | [5 empty] | NG |  |  |  | N | N |  | OVER | [23 empty] | N | N | N
22484 | AES Redondo Beach LLC | 356 | AES Redondo Beach LLC | CA | Los Angeles | 6 | Natural Gas Steam Turbine | ST |  | S | X | X | REDON6G_7_B1 | REDON6G_7_B1 | 163.2 | 1 | 175 | 175 | 10 | N |  |  | OP | X | 7 | 1957 | 12 | 2023 | N | IPP Non-CHP | 2 | X | NG | [5 empty] | NG |  |  |  | N | N |  | OVER | [23 empty] | N | N | N
22484 | AES Redondo Beach LLC | 356 | AES Redondo Beach LLC | CA | Los Angeles | 8 | Natural Gas Steam Turbine | ST |  | S | X | X | REDON8G_7_B1 | REDON8G_7_B1 | 495 | 1 | 480 | 486.9 | 130 | N |  |  | OP | X | 7 | 1967 | 12 | 2023 | N | IPP Non-CHP | 2 | X | NG | [5 empty] | NG |  |  |  | N | N |  | OVER | [23 empty] | N | N | N
17609 | Southern California Edison Co | 357 | Rush Creek | CA | Mono | 1 | Conventional Hydroelectric | HY |  | S | X | X |  |  | 5.9 | 0.9 | 5.9 | 5.9 | 0 | N |  |  | OP | X | 10 | 1916 |  |  | N | Electric Utility | 1 | X | WAT | [9 empty] | N |  |  | 10M
17609 | Southern California Edison Co | 357 | Rush Creek | CA | Mono | 2 | Conventional Hydroelectric | HY |  | S | X | X |  |  | 7.2 | 0.9 | 5.5 | 5.5 | 0 | N |  |  | OP | X | 12 | 1917 |  |  | N | Electric Utility | 1 | X | WAT | [9 empty] | N |  |  | 10M
17609 | Southern California Edison Co | 358 | Mountainview Generating Station | CA | San Bernardino | MV3A | Natural Gas Fired Combined Cycle | CT | 3 | S | X | N |  |  | 164.6 | 0.8 | 156 | 182 | 60 | N |  |  | OP | X | 12 | 2005 |  |  | N | Electric Utility | 1 | X | NG | [9 empty] | N |  |  | 12H | [23 empty] | N
17609 | Southern California Edison Co | 358 | Mountainview Generating Station | CA | San Bernardino | MV3B | Natural Gas Fired Combined Cycle | CT | 3 | S | X | N |  |  | 164.6 | 0.8 | 156 | 182 | 60 | N |  |  | OP | X | 12 | 2005 |  |  | N | Electric Utility | 1 | X | NG | [9 empty] | N |  |  | 12H | [23 empty] | N
17609 | Southern California Edison Co | 358 | Mountainview Generating Station | CA | San Bernardino | MV3C | Natural Gas Fired Combined Cycle | CA | 3 | S | Y | X |  |  | 189.2 | 0.83 | 197 | 191 | 90 | N |  |  | OP | X | 12 | 2005 |  |  | N | Electric Utility | 1 | X | NG | [9 empty] | N |  |  | 12H | [23 empty] | N
17609 | Southern California Edison Co | 358 | Mountainview Generating Station | CA | San Bernardino | MV4A | Natural Gas Fired Combined Cycle | CT | 4 | S | X | N |  |  | 164.6 | 0.8 | 156 | 182 | 60 | N |  |  | OP | X | 1 | 2006 |  |  | N | Electric Utility | 1 | X | NG | [9 empty] | N |  |  | 12H | [23 empty] | N
17609 | Southern California Edison Co | 358 | Mountainview Generating Station | CA | San Bernardino | MV4B | Natural Gas Fired Combined Cycle | CT | 4 | S | X | N |  |  | 164.6 | 0.8 | 156 | 182 | 60 | N |  |  | OP | X | 1 | 2006 |  |  | N | Electric Utility | 1 | X | NG | [9 empty] | N |  |  | 12H | [23 empty] | N
17609 | Southern California Edison Co | 358 | Mountainview Generating Station | CA | San Bernardino | MV4C | Natural Gas Fired Combined Cycle | CA | 4 | S | Y | X |  |  | 189.2 | 0.83 | 197 | 191 | 90 | N |  |  | OP | X | 1 | 2006 |  |  | N | Electric Utility | 1 | X | NG | [9 empty] | N |  |  | 12H | [23 empty] | N
17609 | Southern California Edison Co | 361 | Santa Ana 1 | CA | San Bernardino | 1 | Conventional Hydroelectric | HY |  | S | X | X |  |  | 0.8 | 0.8 | 0.8 | 0.8 | 0 | N |  |  | OP | X | 2 | 1899 |  |  | N | Electric Utility | 1 | X | WAT | [9 empty] | N |  |  | 10M
17609 | Southern California Edison Co | 361 | Santa Ana 1 | CA | San Bernardino | 2 | Conventional Hydroelectric | HY |  | S | X | X |  |  | 0.8 | 0.8 | 0.8 | 0.8 | 0 | N |  |  | OP | X | 2 | 1899 |  |  | N | Electric Utility | 1 | X | WAT | [9 empty] | N |  |  | 10M
17609 | Southern California Edison Co | 361 | Santa Ana 1 | CA | San Bernardino | 3 | Conventional Hydroelectric | HY |  | S | X | X |  |  | 0.8 | 0.8 | 0.8 | 0.8 | 0 | N |  |  | OP | X | 1 | 1899 |  |  | N | Electric Utility | 1 | X | WAT | [9 empty] | N |  |  | 10M
17609 | Southern California Edison Co | 361 | Santa Ana 1 | CA | San Bernardino | 4 | Conventional Hydroelectric | HY |  | S | X | X |  |  | 0.8 | 0.8 | 0.8 | 0.8 | 0 | N |  |  | OP | X | 1 | 1899 |  |  | N | Electric Utility | 1 | X | WAT | [9 empty] | N |  |  | 10M
17609 | Southern California Edison Co | 363 | Santa Ana 3 | CA | San Bernardino | 1 | Conventional Hydroelectric | HY |  | S | X | X |  |  | 3.1 | 0.9 | 3.1 | 3.1 | 0 | N |  |  | OP | X | 9 | 1999 |  |  | N | Electric Utility | 1 | X | WAT | [9 empty] | N |  |  | 10M
17609 | Southern California Edison Co | 365 | Lower Tule River | CA | Tulare | 1 | Conventional Hydroelectric | HY |  | S | X | X |  |  | 1.3 | 0.9 | 1.3 | 1.3 | 0 | N |  |  | OS | X | 9 | 1909 |  |  | N | Electric Utility | 1 | X | WAT | [9 empty] | N |  |  | 10M
17609 | Southern California Edison Co | 365 | Lower Tule River | CA | Tulare | 2 | Conventional Hydroelectric | HY |  | S | X | X |  |  | 1.3 | 0.9 | 1.3 | 1.3 | 0 | N |  |  | OS | X | 9 | 1909 |  |  | N | Electric Utility | 1 | X | WAT | [9 empty] | N |  |  | 10M
5571 | East Bay Municipal Util Dist | 376 | Pardee | CA | Calaveras | 1 | Conventional Hydroelectric | HY |  | S | X | X | Pardeb_6_units |  | 7.5 | 0.8 | 8.9 | 8.9 | 5 | N |  |  | OP | X | 7 | 1930 |  |  | N | Electric Utility | 1 | X | WAT | [9 empty] | N | N |  | 10M
5571 | East Bay Municipal Util Dist | 376 | Pardee | CA | Calaveras | 2 | Conventional Hydroelectric | HY |  | S | X | X | Pardeb_6_units |  | 7.5 | 0.8 | 8.9 | 8.9 | 5 | N |  |  | OP | X | 7 | 1930 |  |  | N | Electric Utility | 1 | X | WAT | [9 empty] | N | N |  | 10M
5571 | East Bay Municipal Util Dist | 376 | Pardee | CA | Calaveras | 3 | Conventional Hydroelectric | HY |  | S | X | X | Pardeb_6_units |  | 8.6 | 0.95 | 9.9 | 9.9 | 5 | N |  |  | OP | X | 6 | 1983 |  |  | N | Electric Utility | 1 | X | WAT | [9 empty] | N | N |  | 10M
7294 | City of Glendale - (CA) | 377 | Grayson | CA | Los Angeles | 1 | Natural Gas Fired Combined Cycle | CA | CC1 | S | N | X |  |  | 20 | 0.85 | 19 | 19 | 1 | N |  |  | OP | X | 7 | 1977 |  |  | N | Electric Utility | 1 | X | NG | [9 empty] | N | N |  | 12H | [23 empty] | N | N | N
7294 | City of Glendale - (CA) | 377 | Grayson | CA | Los Angeles | 2 | Natural Gas Fired Combined Cycle | CA | CC1 | S | N | X |  |  | 20 | 0.85 | 19 | 19 | 1 | N |  |  | OP | X | 7 | 1977 |  |  | N | Electric Utility | 1 | X | NG | [9 empty] | N | N |  | 12H | [23 empty] | N | N | N
7294 | City of Glendale - (CA) | 377 | Grayson | CA | Los Angeles | 3 | Landfill Gas | ST |  | S | X | X |  |  | 23 | 0.85 | 18 | 18 | 7 | N |  |  | OS | X | 12 | 1953 |  |  | N | Electric Utility | 1 | X | LFG | NG |  |  |  |  | NG |  |  |  | N | N |  | 12H | [5 empty] | N | [17 empty] | Y | Y | N
7294 | City of Glendale - (CA) | 377 | Grayson | CA | Los Angeles | 4 | Natural Gas Steam Turbine | ST |  | S | X | X |  |  | 50 | 0.85 | 40 | 40 | 15 | N |  |  | OP | X | 9 | 1959 |  |  | N | Electric Utility | 1 | X | NG | LFG |  |  |  |  | NG |  |  |  | N | N |  | 12H | [23 empty] | Y | Y | N
7294 | City of Glendale - (CA) | 377 | Grayson | CA | Los Angeles | 5 | Natural Gas Steam Turbine | ST |  | S | X | X |  |  | 50 | 0.85 | 40 | 40 | 15 | N |  |  | OP | X | 11 | 1964 |  |  | N | Electric Utility | 1 | X | NG | LFG |  |  |  |  | NG |  |  |  | N | N |  | 12H | [23 empty] | Y | Y | N
7294 | City of Glendale - (CA) | 377 | Grayson | CA | Los Angeles | 8A | Natural Gas Fired Combined Cycle | CT | CC1 | S | X | N |  |  | 25.4 | 0.9 | 26 | 30 | 16 | N |  |  | OP | X | 7 | 1977 |  |  | N | Electric Utility | 1 | X | NG | [5 empty] | NG |  |  |  | N | N |  | 1H | [23 empty] | N | N | N
7294 | City of Glendale - (CA) | 377 | Grayson | CA | Los Angeles | 8BC | Natural Gas Fired Combined Cycle | CT | CC1 | S | X | N |  |  | 55.1 | 0.9 | 46 | 50 | 34 | N |  |  | OP | X | 7 | 1977 |  |  | N | Electric Utility | 1 | X | NG | [5 empty] | NG |  |  |  | N | N |  | 1H | [23 empty] | N | N | N
7294 | City of Glendale - (CA) | 377 | Grayson | CA | Los Angeles | 9 | Natural Gas Fired Combustion Turbine | GT |  | S | X | X |  |  | 57.4 | 0.85 | 48 | 48 | 25 | N |  |  | OP | X | 1 | 2004 |  |  | N | Electric Utility | 1 | X | NG | [5 empty] | NG |  |  |  | N | N |  | 10M | [23 empty] | N | N | N
16612 | City & County of San Francisco | 380 | Dion R Holm | CA | Tuolumne | 1 | Conventional Hydroelectric | HY |  | S | X | X | INTKEP_2_UNITS-APND | INTKEP_2_UNITS | 78.4 | 0.95 | 78.4 | 78.4 | 0 | N |  |  | OP | X | 8 | 1960 |  |  | N | Electric Utility | 1 | X | WAT | [9 empty] | N | N |  | 1H | [23 empty] | N
16612 | City & County of San Francisco | 380 | Dion R Holm | CA | Tuolumne | 2 | Conventional Hydroelectric | HY |  | S | X | X | INTKEP_2_UNITS-APND | INTKEP_2_UNITS | 78.4 | 0.95 | 78.4 | 78.4 | 0 | N |  |  | OP | X | 8 | 1960 |  |  | N | Electric Utility | 1 | X | WAT | [9 empty] | N | N |  | 1H | [23 empty] | N
16612 | City & County of San Francisco | 381 | Moccasin | CA | Tuolumne | 1 | Conventional Hydroelectric | HY |  | S | X | X | INTKEP_2_UNITS-APND | INTKEP_2_UNITS | 50 | 0.9 | 50 | 50 | 0 | N |  |  | OP | X | 8 | 1969 |  |  | N | Electric Utility | 1 | X | WAT | [9 empty] | N | N |  | 1H | [23 empty] | N
16612 | City & County of San Francisco | 381 | Moccasin | CA | Tuolumne | 2 | Conventional Hydroelectric | HY |  | S | X | X | INTKEP_2_UNITS-APND | INTKEP_2_UNITS | 50 | 0.9 | 50 | 50 | 0 | N |  |  | OP | X | 9 | 1969 |  |  | N | Electric Utility | 1 | X | WAT | [9 empty] | N | N |  | 1H | [23 empty] | N
16612 | City & County of San Francisco | 382 | R C Kirkwood | CA | Tuolumne | 1 | Conventional Hydroelectric | HY |  | S | X | X | INTKEP_2_UNITS-APND | INTKEP_2_UNITS | 39.5 | 0.95 | 39.5 | 39.5 | 0 | N |  |  | OP | X | 2 | 1967 |  |  | N | Electric Utility | 1 | X | WAT | [9 empty] | N | N |  | 1H | [23 empty] | N
16612 | City & County of San Francisco | 382 | R C Kirkwood | CA | Tuolumne | 2 | Conventional Hydroelectric | HY |  | S | X | X | INTKEP_2_UNITS-APND | INTKEP_2_UNITS | 39.5 | 0.95 | 39.5 | 39.5 | 0 | N |  |  | OP | X | 2 | 1967 |  |  | N | Electric Utility | 1 | X | WAT | [9 empty] | N | N |  | 1H | [23 empty] | N
16612 | City & County of San Francisco | 382 | R C Kirkwood | CA | Tuolumne | 3 | Conventional Hydroelectric | HY |  | S | X | X | INTKEP_2_UNITS-APND | INTKEP_2_UNITS | 36.5 | 0.9 | 36.5 | 36.5 | 0 | N |  |  | OP | X | 9 | 1987 |  |  | N | Electric Utility | 1 | X | WAT | [9 empty] | N | N |  | 1H | [23 empty] | N
9216 | Imperial Irrigation District | 385 | Drop 2 (CA) | CA | Imperial | 1 | Conventional Hydroelectric | HY |  | S | X | X |  |  | 5 | 0.8 | 4.9 | 2.5 | 0.7 | N |  |  | OP | X | 12 | 1953 |  |  | N | Electric Utility | 1 | X | WAT | [9 empty] | N | N |  | 1H | [23 empty] | N
9216 | Imperial Irrigation District | 385 | Drop 2 (CA) | CA | Imperial | 2 | Conventional Hydroelectric | HY |  | S | X | X |  |  | 5 | 0.8 | 4.9 | 2.5 | 0.7 | N |  |  | OP | X | 12 | 1953 |  |  | N | Electric Utility | 1 | X | WAT | [9 empty] | N | N |  | 1H | [23 empty] | N
9216 | Imperial Irrigation District | 386 | Drop 3 (CA) | CA | Imperial | 1 | Conventional Hydroelectric | HY |  | S | X | X |  |  | 4.8 | 0.8 | 2.7 | 2.7 | 1 | N |  |  | OP | X | 2 | 1941 |  |  | N | Electric Utility | 1 | X | WAT | [12 empty] | 1H | [23 empty] | N
9216 | Imperial Irrigation District | 386 | Drop 3 (CA) | CA | Imperial | 2 | Conventional Hydroelectric | HY |  | S | X | X |  |  | 4.4 | 0.8 | 4.6 | 4.6 | 1 | N |  |  | OP | X | 11 | 1966 |  |  | N | Electric Utility | 1 | X | WAT | [12 empty] | 1H | [23 empty] | N
9216 | Imperial Irrigation District | 387 | Drop 4 | CA | Imperial | 1 | Conventional Hydroelectric | HY |  | S | X | X |  |  | 10 | 0.8 | 8.1 | 10.8 | 0.6 | N |  |  | OP | X | 8 | 1950 |  |  | N | Electric Utility | 1 | X | WAT | [12 empty] | 1H | [23 empty] | N
9216 | Imperial Irrigation District | 387 | Drop 4 | CA | Imperial | 2 | Conventional Hydroelectric | HY |  | S | X | X |  |  | 9.6 | 0.8 | 11 | 10 | 1 | N |  |  | OP | X | 2 | 1941 |  |  | N | Electric Utility | 1 | X | WAT | [12 empty] | 1H | [23 empty] | N
9216 | Imperial Irrigation District | 388 | Pilot Knob | CA | Imperial | 1 | Conventional Hydroelectric | HY |  | S | X | X |  |  | 16.5 | 0.8 |  | 10.4 | 0.7 | N |  |  | OP | X | 1 | 1957 |  |  | N | Electric Utility | 1 | X | WAT | [12 empty] | 1H | [23 empty] | N
9216 | Imperial Irrigation District | 388 | Pilot Knob | CA | Imperial | 2 | Conventional Hydroelectric | HY |  | S | X | X |  |  | 16.5 | 0.8 |  | 7.7 | 0.7 | N |  |  | OP | X | 1 | 1957 |  |  | N | Electric Utility | 1 | X | WAT | [12 empty] | 1H | [23 empty] | N
9216 | Imperial Irrigation District | 389 | El Centro Hybrid | CA | Imperial | 2 | Natural Gas Fired Combined Cycle | CA | STM2 | S | N | X |  |  | 34.5 | 0.85 | 32.5 | 32.5 | 22 | N |  |  | OP | X | 8 | 1952 |  |  | N | Electric Utility | 1 | X | NG | [9 empty] | N | N |  | 12H | [23 empty] | N | N | N
9216 | Imperial Irrigation District | 389 | El Centro Hybrid | CA | Imperial | 2A | Natural Gas Fired Combined Cycle | CT | STM2 | S | X | N |  |  | 89.9 | 0.85 | 73 | 73 | 48 | N |  |  | OP | X | 6 | 1993 |  |  | N | Electric Utility | 1 | X | NG | DFO |  |  |  |  | NG | DFO |  |  | N | N |  | 12H | [23 empty] | Y | Y | Y
9216 | Imperial Irrigation District | 389 | El Centro Hybrid | CA | Imperial | 30 | Natural Gas Fired Combined Cycle | CA | STM3 | S | Y | X |  |  | 65.9 | 0.85 | 42 | 53 | 28 | N |  |  | OP | X | 10 | 2012 |  |  | N | Electric Utility | 1 | X | NG | [5 empty] | NG |  |  |  | N | N |  | 12H | [23 empty] | N | N | N
9216 | Imperial Irrigation District | 389 | El Centro Hybrid | CA | Imperial | 31 | Natural Gas Fired Combined Cycle | CT | STM3 | S | X | N |  |  | 43.2 | 0.8 | 39 | 46 | 24 | N |  |  | OP | X | 10 | 2012 |  |  | N | Electric Utility | 1 | X | NG | [5 empty] | NG |  |  |  | N | N |  | 12H | [23 empty] | N | N | N
9216 | Imperial Irrigation District | 389 | El Centro Hybrid | CA | Imperial | 32 | Natural Gas Fired Combined Cycle | CT | STM3 | S | X | N |  |  | 43.2 | 0.8 | 39 | 46 | 24 | N |  |  | OP | X | 10 | 2012 |  |  | N | Electric Utility | 1 | X | NG | [5 empty] | NG |  |  |  | N | N |  | 12H | [23 empty] | N | N | N
9216 | Imperial Irrigation District | 389 | El Centro Hybrid | CA | Imperial | 4 | Natural Gas Steam Turbine | ST |  | S | X | X |  |  | 81.6 | 0.85 | 67.6 | 72 | 20 | N |  |  | OP | X | 8 | 1968 |  |  | N | Electric Utility | 1 | X | NG | RFO |  |  |  |  | NG | RFO |  |  | N | N |  | 12H | [23 empty] | Y | Y | Y
9216 | Imperial Irrigation District | 389 | El Centro Hybrid | CA | Imperial | BESS | Batteries | BA |  | S | X | X |  |  | 30 |  | 18.9 | 29 | 0 | N |  |  | OP | X | 10 | 2016 |  |  | N | Electric Utility | 1 | X | MWH | [9 empty] | N | N |  | 10M | [23 empty] | N
11208 | Los Angeles Department of Water & Power | 391 | Big Pine Creek | CA | Inyo | 1 | Conventional Hydroelectric | HY |  | S | X | X | none | none | 3.2 | 0.8 | 3 | 3 | 0.3 | N |  |  | OP | X | 7 | 1925 |  |  | N | Electric Utility | 1 | X | WAT | [9 empty] | N | N |  | 12H | [20 empty] | N |  |  | N
11208 | Los Angeles Department of Water & Power | 392 | Castaic | CA | Los Angeles | 1 | Hydroelectric Pumped Storage | PS |  | S | X | X | none | none | 271 | 0.943 | 270.5 | 270.5 | 10 | N |  |  | OP | X | 9 | 1973 |  |  | N | Electric Utility | 1 | X | WAT | [9 empty] | N | N |  | 10M | [20 empty] | N |  |  | N
11208 | Los Angeles Department of Water & Power | 392 | Castaic | CA | Los Angeles | 2 | Hydroelectric Pumped Storage | PS |  | S | X | X | none | none | 271 | 0.943 | 270.5 | 270.5 | 10 | N |  |  | OP | X | 7 | 1974 |  |  | N | Electric Utility | 1 | X | WAT | [9 empty] | N | N |  | 10M | [20 empty] | N |  |  | N
11208 | Los Angeles Department of Water & Power | 392 | Castaic | CA | Los Angeles | 3 | Hydroelectric Pumped Storage | PS |  | S | X | X | none | none | 271 | 0.943 | 270.5 | 270.5 | 10 | N |  |  | OP | X | 7 | 1976 |  |  | N | Electric Utility | 1 | X | WAT | [9 empty] | N | N |  | 10M | [20 empty] | N |  |  | N
11208 | Los Angeles Department of Water & Power | 392 | Castaic | CA | Los Angeles | 4 | Hydroelectric Pumped Storage | PS |  | S | X | X | none | none | 271 | 0.943 | 270.5 | 270.5 | 10 | N |  |  | OP | X | 6 | 1977 |  |  | N | Electric Utility | 1 | X | WAT | [9 empty] | N | N |  | 10M | [20 empty] | N |  |  | N
11208 | Los Angeles Department of Water & Power | 392 | Castaic | CA | Los Angeles | 5 | Hydroelectric Pumped Storage | PS |  | S | X | X | none | none | 271 | 0.943 | 270.5 | 270.5 | 10 | N |  |  | OP | X | 12 | 1977 |  |  | N | Electric Utility | 1 | X | WAT | [9 empty] | N | N |  | 10M | [20 empty] | N |  |  | N
11208 | Los Angeles Department of Water & Power | 392 | Castaic | CA | Los Angeles | 6 | Hydroelectric Pumped Storage | PS |  | S | X | X | none | none | 271 | 0.943 | 270.5 | 270.5 | 10 | N |  |  | OP | X | 8 | 1978 |  |  | N | Electric Utility | 1 | X | WAT | [9 empty] | N | N |  | 10M | [20 empty] | N |  |  | N
11208 | Los Angeles Department of Water & Power | 392 | Castaic | CA | Los Angeles | 7 | Conventional Hydroelectric | HY |  | S | X | X | none | none | 56 | 0.8 | 51.5 | 51.5 | 2 | N |  |  | OP | X | 1 | 1972 |  |  | N | Electric Utility | 1 | X | WAT | [9 empty] | N | N |  | 10M | [20 empty] | N |  |  | N
11208 | Los Angeles Department of Water & Power | 393 | Control Gorge | CA | Inyo | 1 | Conventional Hydroelectric | HY |  | S | X | X | none | none | 37.5 | 1 | 37.5 | 37.5 | 0.5 | N |  |  | OP | X | 4 | 1952 |  |  | N | Electric Utility | 1 | X | WAT | [9 empty] | N | N |  | 1H | [20 empty] | N |  |  | N
11208 | Los Angeles Department of Water & Power | 394 | Cottonwood | CA | Inyo | 1 | Conventional Hydroelectric | HY |  | S | X | X | none | none | 0.8 | 0.8 | 1.2 | 1.2 | 0.1 | N |  |  | OP | X | 11 | 1908 |  |  | N | Electric Utility | 1 | X | WAT | [9 empty] | N | N |  | 1H | [20 empty] | N |  |  | N |  | N
11208 | Los Angeles Department of Water & Power | 394 | Cottonwood | CA | Inyo | 2 | Conventional Hydroelectric | HY |  | S | X | X | none | none | 0.8 | 0.8 | 1.2 | 1.2 | 0.1 | N |  |  | OP | X | 10 | 1909 |  |  | N | Electric Utility | 1 | X | WAT | [9 empty] | N | N |  | 1H | [20 empty] | N |  |  | N |  | N
11208 | Los Angeles Department of Water & Power | 396 | Foothill | CA | Los Angeles | 1 | Conventional Hydroelectric | HY |  | S | X | X | none | none | 10.1 | 0.8 | 8.6 | 8.6 | 0.1 | N |  |  | OP | X | 10 | 1971 |  |  | N | Electric Utility | 1 | X | WAT | [9 empty] | N | N |  | 10M | [20 empty] | N |  |  | N |  | N
11208 | Los Angeles Department of Water & Power | 397 | Franklin (CA) | CA | Los Angeles | 1 | Conventional Hydroelectric | HY |  | S | X | X | none | none | 2 | 0.8 | 2 | 2 | 0.1 | N |  |  | OP | X | 6 | 1921 |  |  | N | Electric Utility | 1 | X | WAT | [9 empty] | N | N |  | 10M | [20 empty] | N |  |  | N
11208 | Los Angeles Department of Water & Power | 398 | Haiwee | CA | Inyo | 1 | Conventional Hydroelectric | HY |  | S | X | X | none | none | 2.8 | 0.8 | 2.5 | 2.5 | 0.5 | N |  |  | OP | X | 7 | 1927 |  |  | N | Electric Utility | 1 | X | WAT | [9 empty] | N | N |  | 1H | [20 empty] | N |  |  | N |  | N
11208 | Los Angeles Department of Water & Power | 398 | Haiwee | CA | Inyo | 2 | Conventional Hydroelectric | HY |  | S | X | X | none | none | 2.8 | 0.8 | 2.5 | 2.5 | 0.5 | N |  |  | OP | X | 7 | 1927 |  |  | N | Electric Utility | 1 | X | WAT | [9 empty] | N | N |  | 1H | [20 empty] | N |  |  | N |  | N
11208 | Los Angeles Department of Water & Power | 399 | Harbor | CA | Los Angeles | 10A | Natural Gas Fired Combined Cycle | CT | CC1 | S | X | N | none | none | 85.3 | 0.85 | 73 | 73 | 36 | N |  |  | OP | X | 1 | 1995 |  |  | N | Electric Utility | 1 | X | NG | DFO | [8 empty] | N | N |  | 12H | [20 empty] | N |  |  | Y | Y | Y
11208 | Los Angeles Department of Water & Power | 399 | Harbor | CA | Los Angeles | 10B | Natural Gas Fired Combined Cycle | CT | CC1 | S | X | N | none | none | 85.3 | 0.85 | 73 | 73 | 36 | N |  |  | OP | X | 1 | 1995 |  |  | N | Electric Utility | 1 | X | NG | DFO | [8 empty] | N | N |  | 12H | [20 empty] | N |  |  | Y | Y | Y
11208 | Los Angeles Department of Water & Power | 399 | Harbor | CA | Los Angeles | 5 | Natural Gas Fired Combined Cycle | CA | CC1 | S | N | X | none | none | 75 | 0.8 | 56 | 60 | 17 | N |  |  | OP | X | 1 | 1995 |  |  | N | Electric Utility | 1 | X | NG | DFO |  |  |  |  | NG |  |  |  | N | N |  | 12H | [20 empty] | N |  |  | Y | Y | N
11208 | Los Angeles Department of Water & Power | 399 | Harbor | CA | Los Angeles | GT10 | Natural Gas Fired Combustion Turbine | GT |  | S | X | X | none | none | 60.5 | 0.85 | 47.4 | 47.4 | 15 | N |  |  | OP | X | 1 | 2002 |  |  | N | Electric Utility | 1 | X | NG | DFO | [8 empty] | N | N |  | 1H | [20 empty] | N |  |  | Y | Y | Y
11208 | Los Angeles Department of Water & Power | 399 | Harbor | CA | Los Angeles | GT11 | Natural Gas Fired Combustion Turbine | GT |  | S | X | X | none | none | 60.5 | 0.85 | 47.4 | 47.4 | 15 | N |  |  | OP | X | 1 | 2002 |  |  | N | Electric Utility | 1 | X | NG | DFO | [8 empty] | N | N |  | 1H | [20 empty] | N |  |  | Y | Y | Y
11208 | Los Angeles Department of Water & Power | 399 | Harbor | CA | Los Angeles | GT12 | Natural Gas Fired Combustion Turbine | GT |  | S | X | X | none | none | 60.5 | 0.85 | 47.4 | 47.4 | 15 | N |  |  | OP | X | 1 | 2002 |  |  | N | Electric Utility | 1 | X | NG | DFO | [8 empty] | N | N |  | 1H | [20 empty] | N |  |  | Y | Y | Y
11208 | Los Angeles Department of Water & Power | 399 | Harbor | CA | Los Angeles | GT13 | Natural Gas Fired Combustion Turbine | GT |  | S | X | X | none | none | 60.5 | 0.85 | 47.4 | 47.4 | 15 | N |  |  | OP | X | 1 | 2002 |  |  | N | Electric Utility | 1 | X | NG | DFO | [8 empty] | N | N |  | 1H | [20 empty] | N |  |  | Y | Y | Y
11208 | Los Angeles Department of Water & Power | 399 | Harbor | CA | Los Angeles | GT14 | Natural Gas Fired Combustion Turbine | GT |  | S | X | X | none | none | 60.5 | 0.85 | 47.4 | 47.4 | 15 | N |  |  | OP | X | 1 | 2002 |  |  | N | Electric Utility | 1 | X | NG | DFO | [8 empty] | N | N |  | 1H | [20 empty] | N |  |  | Y | Y | Y
11208 | Los Angeles Department of Water & Power | 400 | Haynes | CA | Los Angeles | 1 | Natural Gas Steam Turbine | ST |  | S | X | X | none | none | 230 | 0.85 | 222 | 222 | 50 | N |  |  | OP | X | 9 | 1962 |  |  | N | Electric Utility | 1 | X | NG | [5 empty] | NG |  |  |  | N | N |  | OVER | [20 empty] | N |  |  | Y | Y | N
11208 | Los Angeles Department of Water & Power | 400 | Haynes | CA | Los Angeles | 10 | Natural Gas Fired Combined Cycle | CT | CC1 | S | X | N | none | none | 182.8 | 0.85 | 162.5 | 162.5 | 105 | N |  |  | OP | X | 1 | 2005 |  |  | N | Electric Utility | 1 | X | NG | DFO | [8 empty] | N | N |  | 12H | [20 empty] | N |  |  | Y | Y | Y
11208 | Los Angeles Department of Water & Power | 400 | Haynes | CA | Los Angeles | 11 | Natural Gas Fired Combustion Turbine | GT |  | S | X | X | none | none | 108.2 | 0.85 | 99.4 | 99.4 | 52 | N |  |  | OP | X | 6 | 2013 |  |  | N | Electric Utility | 1 | X | NG | [9 empty] | N | N |  | 10M | [20 empty] | N |  |  | Y | Y | N
11208 | Los Angeles Department of Water & Power | 400 | Haynes | CA | Los Angeles | 12 | Natural Gas Fired Combustion Turbine | GT |  | S | X | X | none | none | 108.2 | 0.85 | 99.4 | 99.4 | 52 | N |  |  | OP | X | 6 | 2013 |  |  | N | Electric Utility | 1 | X | NG | [9 empty] | N | N |  | 10M | [20 empty] | N |  |  | Y | Y | N
11208 | Los Angeles Department of Water & Power | 400 | Haynes | CA | Los Angeles | 13 | Natural Gas Fired Combustion Turbine | GT |  | S | X | X | none | none | 108.2 | 0.85 | 99.4 | 99.4 | 52 | N |  |  | OP | X | 6 | 2013 |  |  | N | Electric Utility | 1 | X | NG | [9 empty] | N | N |  | 10M | [20 empty] | N |  |  | Y | Y | N
11208 | Los Angeles Department of Water & Power | 400 | Haynes | CA | Los Angeles | 14 | Natural Gas Fired Combustion Turbine | GT |  | S | X | X | none | none | 108.2 | 0.85 | 99.4 | 99.4 | 52 | N |  |  | OP | X | 6 | 2013 |  |  | N | Electric Utility | 1 | X | NG | [9 empty] | N | N |  | 10M | [20 empty] | N |  |  | Y | Y | N
11208 | Los Angeles Department of Water & Power | 400 | Haynes | CA | Los Angeles | 15 | Natural Gas Fired Combustion Turbine | GT |  | S | X | X | none | none | 108.2 | 0.85 | 99.4 | 99.4 | 52 | N |  |  | OP | X | 6 | 2013 |  |  | N | Electric Utility | 1 | X | NG | [9 empty] | N | N |  | 10M | [20 empty] | N |  |  | Y | Y | N
11208 | Los Angeles Department of Water & Power | 400 | Haynes | CA | Los Angeles | 16 | Natural Gas Fired Combustion Turbine | GT |  | S | X | X | none | none | 108.2 | 0.85 | 99.4 | 99.4 | 52 | N |  |  | OP | X | 6 | 2013 |  |  | N | Electric Utility | 1 | X | NG | [9 empty] | N | N |  | 10M | [20 empty] | N |  |  | Y | Y | N
11208 | Los Angeles Department of Water & Power | 400 | Haynes | CA | Los Angeles | 2 | Natural Gas Steam Turbine | ST |  | S | X | X | none | none | 230 | 0.85 | 222 | 222 | 50 | N |  |  | OP | X | 4 | 1963 |  |  | N | Electric Utility | 1 | X | NG | [5 empty] | NG |  |  |  | N | N |  | OVER | [20 empty] | N |  |  | Y | Y | N
11208 | Los Angeles Department of Water & Power | 400 | Haynes | CA | Los Angeles | 8 | Natural Gas Fired Combined Cycle | CA | CC1 | S | Y | X | none | none | 264.3 | 0.85 | 235 | 250 | 73 | N |  |  | OP | X | 1 | 2005 |  |  | N | Electric Utility | 1 | X | NG | DFO |  |  |  |  | NG |  |  |  | N | N |  | 12H | [20 empty] | N |  |  | N | N | N
11208 | Los Angeles Department of Water & Power | 400 | Haynes | CA | Los Angeles | 9 | Natural Gas Fired Combined Cycle | CT | CC1 | S | X | N | none | none | 182.8 | 0.85 | 162.5 | 162.5 | 105 | N |  |  | OP | X | 1 | 2005 |  |  | N | Electric Utility | 1 | X | NG | DFO | [8 empty] | N | N |  | 12H | [20 empty] | N |  |  | Y | Y | Y
11208 | Los Angeles Department of Water & Power | 401 | Middle Gorge | CA | Mono | 1 | Conventional Hydroelectric | HY |  | S | X | X | none | none | 37.5 | 1 | 37.5 | 37.5 | 0.5 | N |  |  | OP | X | 5 | 1952 |  |  | N | Electric Utility | 1 | X | WAT | [9 empty] | N | N |  | 1H | [20 empty] | N |  |  | N
11208 | Los Angeles Department of Water & Power | 402 | Pleasant Valley Hydro | CA | Inyo | 1 | Conventional Hydroelectric | HY |  | S | X | X | none | none | 3.2 | 0.8 | 2.7 | 2.7 | 0.3 | N |  |  | OP | X | 2 | 1958 |  |  | N | Electric Utility | 1 | X | WAT | [9 empty] | N | N |  | 1H | [20 empty] | N |  |  | N
11208 | Los Angeles Department of Water & Power | 403 | San Fernando | CA | Los Angeles | 1 | Conventional Hydroelectric | HY |  | S | X | X | none | none | 2.8 | 0.8 | 3.2 | 3.2 | 0.1 | N |  |  | OP | X | 10 | 1922 |  |  | N | Electric Utility | 1 | X | WAT | [9 empty] | N | N |  | 10M | [20 empty] | N |  |  | N
11208 | Los Angeles Department of Water & Power | 403 | San Fernando | CA | Los Angeles | 2 | Conventional Hydroelectric | HY |  | S | X | X | none | none | 2.8 | 0.8 | 2.9 | 2.9 | 0.1 | N |  |  | OP | X | 10 | 1922 |  |  | N | Electric Utility | 1 | X | WAT | [9 empty] | N | N |  | 10M | [20 empty] | N |  |  | N
11208 | Los Angeles Department of Water & Power | 404 | Scattergood | CA | Los Angeles | 1 | Natural Gas Steam Turbine | ST |  | S | X | X | none | none | 163.2 | 0.85 | 111.8 | 111.8 | 40 | N |  |  | OP | X | 12 | 1958 | 12 | 2024 | N | Electric Utility | 1 | X | NG | [5 empty] | NG |  |  |  | N | N |  | OVER | [20 empty] | N |  |  | N | N | N
11208 | Los Angeles Department of Water & Power | 404 | Scattergood | CA | Los Angeles | 2 | Natural Gas Steam Turbine | ST |  | S | X | X | none | none | 163.2 | 0.85 | 156.3 | 156.3 | 40 | N |  |  | OP | X | 7 | 1959 | 12 | 2024 | N | Electric Utility | 1 | X | NG | [5 empty] | NG |  |  |  | N | N |  | OVER | [20 empty] | N |  |  | N | N | N
11208 | Los Angeles Department of Water & Power | 404 | Scattergood | CA | Los Angeles | 4 | Natural Gas Fired Combined Cycle | CT | CC1 | S | X | N | none | none | 216.9 | 0.85 | 204 | 204 | 75 | N |  |  | OP | X | 10 | 2015 |  |  | N | Electric Utility | 1 | X | NG | [9 empty] | N | N |  | 12H | [20 empty] | N |  |  | N | N | N
11208 | Los Angeles Department of Water & Power | 404 | Scattergood | CA | Los Angeles | 5 | Natural Gas Fired Combined Cycle | CA | CC1 | S | N | X | none | none | 118.9 | 0.85 | 107 | 107 | 65 | N |  |  | OP | X | 11 | 2015 |  |  | N | Electric Utility | 1 | X | NG | [5 empty] | NG |  |  |  | N | N |  | 12H | [20 empty] | N |  |  | N | N | N
11208 | Los Angeles Department of Water & Power | 404 | Scattergood | CA | Los Angeles | 6 | Natural Gas Fired Combustion Turbine | GT |  | S | X | X | none | none | 106.9 | 0.85 | 102 | 102 | 25 | N |  |  | OP | X | 8 | 2015 |  |  | N | Electric Utility | 1 | X | NG | [9 empty] | N | N |  | 1H | [20 empty] | N |  |  | N | N | N
11208 | Los Angeles Department of Water & Power | 404 | Scattergood | CA | Los Angeles | 7 | Natural Gas Fired Combustion Turbine | GT |  | S | X | X | none | none | 106.9 | 0.85 | 102 | 102 | 25 | N |  |  | OP | X | 9 | 2015 |  |  | N | Electric Utility | 1 | X | NG | [9 empty] | N | N |  | 1H | [20 empty] | N |  |  | N | N | N
11208 | Los Angeles Department of Water & Power | 407 | Upper Gorge | CA | Mono | 1 | Conventional Hydroelectric | HY |  | S | X | X | none | none | 37.5 | 1 | 36.5 | 36.5 | 0.5 | N |  |  | OP | X | 6 | 1953 |  |  | N | Electric Utility | 1 | X | WAT | [9 empty] | N | N |  | 1H | [20 empty] | N |  |  | N
11208 | Los Angeles Department of Water & Power | 408 | Valley (CA) | CA | Los Angeles | 5 | Natural Gas Fired Combustion Turbine | GT |  | S | X | X | none | none | 60.5 | 0.85 | 43 | 43 | 15 | N |  |  | OP | X | 8 | 2001 |  |  | N | Electric Utility | 1 | X | NG | DFO | [8 empty] | N | N |  | 1H | [20 empty] | N |  |  | Y | Y | Y
11208 | Los Angeles Department of Water & Power | 408 | Valley (CA) | CA | Los Angeles | 6 | Natural Gas Fired Combined Cycle | CT | CC1 | S | X | N | none | none | 182.8 | 0.85 | 162 | 162 | 100 | N |  |  | OP | X | 9 | 2003 |  |  | N | Electric Utility | 1 | X | NG | DFO | [8 empty] | N | N |  | 12H | [20 empty] | N |  |  | Y | Y | Y
11208 | Los Angeles Department of Water & Power | 408 | Valley (CA) | CA | Los Angeles | 7 | Natural Gas Fired Combined Cycle | CT | CC1 | S | X | N | none | none | 182.8 | 0.85 | 162 | 162 | 100 | N |  |  | OP | X | 9 | 2003 |  |  | N | Electric Utility | 1 | X | NG | DFO | [8 empty] | N | N |  | 12H | [20 empty] | N |  |  | Y | Y | Y
11208 | Los Angeles Department of Water & Power | 408 | Valley (CA) | CA | Los Angeles | 8 | Natural Gas Fired Combined Cycle | CA | CC1 | S | Y | X | none | none | 264.4 | 0.85 | 209 | 209 | 62 | N |  |  | OP | X | 11 | 2003 |  |  | N | Electric Utility | 1 | X | NG | [5 empty] | NG |  |  |  | N | N |  | 12H | [20 empty] | N |  |  | N | N | N
12312 | Merced Irrigation District | 409 | Exchequer | CA | Mariposa | 1 | Conventional Hydroelectric | HY |  | S | X | X | POD_EXCHEC_7_UNIT 1-APND |  | 94.5 | 0.9 | 94.5 | 94.5 | 0.1 | N |  |  | OP | X | 7 | 1967 |  |  | N | IPP Non-CHP | 2 | X | WAT | [9 empty] | N |  |  | 10M | [23 empty] | N
12312 | Merced Irrigation District | 410 | McSwain | CA | Mariposa | 1 | Conventional Hydroelectric | HY |  | S | X | X | MCSWAIN_6_N001 |  | 9 | 0.9 | 9 | 9 | 0.1 | N |  |  | OP | X | 7 | 1967 |  |  | N | IPP Non-CHP | 2 | X | WAT | [9 empty] | N |  |  | 10M | [23 empty] | N
13402 | Nevada Irrigation District | 412 | Chicago Park | CA | Nevada | 2P | Conventional Hydroelectric | HY |  | S | X | X |  |  | 44 | 0.99 | 44 | 44 | 5 | N |  |  | OP | X | 11 | 1965 |  |  | N | IPP Non-CHP | 2 | X | WAT | [9 empty] | N | N | 0 | 12H | [23 empty] | N
13402 | Nevada Irrigation District | 413 | Dutch Flat 2 | CA | Nevada | 3P | Conventional Hydroelectric | HY |  | S | X | X |  |  | 27.3 | 0.99 | 27.3 | 27.3 | 5 | N |  |  | OP | X | 11 | 1965 |  |  | N | IPP Non-CHP | 2 | X | WAT | [9 empty] | N | N | 0 | 12H | [23 empty] | N
13935 | Oakdale&South San Joaquin Irrigation D. | 414 | Beardsley | CA | Tuolumne | 1 | Conventional Hydroelectric | HY |  | S | X | X |  |  | 10 | 0.9 | 11 | 8.5 | 1 | N |  |  | OP | X | 5 | 1957 |  |  | N | IPP Non-CHP | 2 | X | WAT | [9 empty] | N | N |  | 1H | [23 empty] | N
13935 | Oakdale&South San Joaquin Irrigation D. | 415 | Donnells | CA | Tuolumne | H1 | Conventional Hydroelectric | HY |  | S | X | X |  |  | 72 | 0.9 | 72 | 61.2 | 5 | N |  |  | OP | X | 6 | 1957 |  |  | N | IPP Non-CHP | 2 | X | WAT | [9 empty] | N | N |  | 1H | [23 empty] | N
13935 | Oakdale&South San Joaquin Irrigation D. | 416 | Tulloch | CA | Tuolumne | 1 | Conventional Hydroelectric | HY |  | S | X | X |  |  | 11.7 | 0.9 | 9 | 8 | 1 | N |  |  | OP | X | 6 | 1958 |  |  | N | IPP Non-CHP | 2 | X | WAT | [9 empty] | N | N |  | 1H | [23 empty] | N
13935 | Oakdale&South San Joaquin Irrigation D. | 416 | Tulloch | CA | Tuolumne | 2 | Conventional Hydroelectric | HY |  | S | X | X |  |  | 11.7 | 0.9 | 10 | 8.5 | 1 | N |  |  | OP | X | 6 | 1958 |  |  | N | IPP Non-CHP | 2 | X | WAT | [9 empty] | N | N |  | 1H | [23 empty] | N
13935 | Oakdale&South San Joaquin Irrigation D. | 416 | Tulloch | CA | Tuolumne | 3 | Conventional Hydroelectric | HY |  | S | X | X |  |  | 6.5 | 0.9 | 6.5 | 6 | 1 | N |  |  | OP | X | 3 | 2012 |  |  | N | IPP Non-CHP | 2 | X | WAT | [9 empty] | N | N |  | 1H | [23 empty] | N
14191 | South Feather Water and Power Agency | 417 | Forbestown | CA | Butte | 1 | Conventional Hydroelectric | HY |  | S | X | X |  |  | 41.9 | 0.9 | 37.5 | 37.5 | 0 | N |  |  | OP | X | 10 | 1963 |  |  | N | Electric Utility | 1 | X | WAT | [9 empty] | N | N |  | 10M | [20 empty] | N |  |  | N
14191 | South Feather Water and Power Agency | 418 | Kelly Ridge | CA | Butte | 1 | Conventional Hydroelectric | HY |  | S | X | X |  |  | 10 | 0.9 | 10 | 10 | 0 | N |  |  | OP | X | 9 | 1963 |  |  | N | Electric Utility | 1 | X | WAT | [9 empty] | N | N |  | 10M | [20 empty] | N |  |  | N
14191 | South Feather Water and Power Agency | 419 | Woodleaf | CA | Butte | 1 | Conventional Hydroelectric | HY |  | S | X | X |  |  | 67.2 | 0.9 | 60 | 60 | 0 | N |  |  | OP | X | 11 | 1963 |  |  | N | Electric Utility | 1 | X | WAT | [9 empty] | N | N |  | 10M | [20 empty] | N |  |  | N
14534 | City of Pasadena - (CA) | 422 | Glenarm | CA | Los Angeles | GT1 | Natural Gas Fired Combustion Turbine | GT |  | S | X | X | Unit 1 | Unit 1 | 28.8 | 0.85 | 28.6 | 28.6 | 16 | N |  |  | OP | X | 1 | 1976 |  |  | N | Electric Utility | 1 | X | NG | [9 empty] | N | N |  | 10M | [23 empty] | N | N | N
14534 | City of Pasadena - (CA) | 422 | Glenarm | CA | Los Angeles | GT2 | Natural Gas Fired Combustion Turbine | GT |  | S | X | X | Unit 2 | Unit 2 | 28.8 | 0.85 | 28.6 | 28.6 | 16 | N |  |  | OA | X | 1 | 1976 |  |  | N | Electric Utility | 1 | X | NG | [9 empty] | N | N |  | 10M | [23 empty] | N | N | N
14534 | City of Pasadena - (CA) | 422 | Glenarm | CA | Los Angeles | GT3 | Natural Gas Fired Combustion Turbine | GT |  | S | X | X | Unit 3 | Unit 3 | 60.5 | 0.85 | 47.2 | 47.2 | 15.4 | N |  |  | OP | X | 1 | 2004 |  |  | N | Electric Utility | 1 | X | NG | [9 empty] | N | N |  | 10M | [23 empty] | N | N | N
14534 | City of Pasadena - (CA) | 422 | Glenarm | CA | Los Angeles | GT4 | Natural Gas Fired Combustion Turbine | GT |  | S | X | X | Unit 4 | Unit 4 | 60.5 | 0.85 | 47.2 | 47.2 | 15.4 | N |  |  | OP | X | 1 | 2004 |  |  | N | Electric Utility | 1 | X | NG | [9 empty] | N | N |  | 10M | [23 empty] | N | N | N
14534 | City of Pasadena - (CA) | 422 | Glenarm | CA | Los Angeles | GT5 | Natural Gas Fired Combined Cycle | CT | 1 | S | X | Y | Unit 5 | Unit 5 | 71 | 0.85 | 68 | 68 | 18 | N |  |  | OP | X | 12 | 2016 |  |  | N | Electric Utility | 1 | X | NG | [9 empty] | N | N |  | 10M | [23 empty] | N | N | N
14534 | City of Pasadena - (CA) | 422 | Glenarm | CA | Los Angeles | ST1 | Natural Gas Fired Combined Cycle | CA | 1 | S | N | X | Unit 5 | Unit 5 | 16 | 0.9 | 16 | 16 | 6 | N |  |  | OP | X | 12 | 2016 |  |  | N | Electric Utility | 1 | X | NG | [9 empty] | N | N |  | 12H | [23 empty] | N | N | N
15127 | Placer County Water Agency | 424 | French Meadows | CA | Placer | 1 | Conventional Hydroelectric | HY |  | S | X | X |  |  | 15.3 | 0.9 | 16 | 16 | 0 | N |  |  | OP | X | 10 | 1966 |  |  | N | Electric Utility | 1 | X | WAT | [9 empty] | N | N |  | 10M
15127 | Placer County Water Agency | 425 | Middle Fork | CA | Placer | 1 | Conventional Hydroelectric | HY |  | S | X | X |  |  | 61.2 | 0.9 | 66 | 66 | 0 | N |  |  | OP | X | 10 | 1966 |  |  | N | Electric Utility | 1 | X | WAT | [9 empty] | N | N |  | 10M
15127 | Placer County Water Agency | 425 | Middle Fork | CA | Placer | 2 | Conventional Hydroelectric | HY |  | S | X | X |  |  | 61.2 | 0.9 | 66 | 66 | 0 | N |  |  | OP | X | 10 | 1966 |  |  | N | Electric Utility | 1 | X | WAT | [9 empty] | N | N |  | 10M
15127 | Placer County Water Agency | 426 | Oxbow (CA) | CA | Placer | 1 | Conventional Hydroelectric | HY |  | S | X | X |  |  | 6.1 | 0.9 | 6 | 6 | 0 | N |  |  | OP | X | 10 | 1966 |  |  | N | Electric Utility | 1 | X | WAT | [9 empty] | N | N |  | 10M
15127 | Placer County Water Agency | 427 | Ralston | CA | Placer | 1 | Conventional Hydroelectric | HY |  | S | X | X |  |  | 79.2 | 0.9 | 86 | 86 | 0 | N |  |  | OP | X | 10 | 1966 |  |  | N | Electric Utility | 1 | X | WAT | [9 empty] | N | N |  | 10M
12312 | Merced Irrigation District | 428 | Parker | CA | Merced | 1 | Conventional Hydroelectric | HY |  | S | X | X |  |  | 2.7 | 0.95 | 2.7 | 2.7 | 0.1 | N |  |  | OP | X | 4 | 1982 |  |  | N | IPP Non-CHP | 2 | X | WAT | [9 empty] | N |  |  | 10M | [23 empty] | N
16534 | Sacramento Municipal Util Dist | 430 | Camino | CA | El Dorado | H1 | Conventional Hydroelectric | HY |  | S | X | X |  |  | 78.9 | 0.95 | 78.9 | 78.9 | 1 | N |  |  | OP | X | 10 | 1963 |  |  | N | Electric Utility | 1 | X | WAT | [9 empty] | N | N |  | 10M | [20 empty] | N |  |  | N
16534 | Sacramento Municipal Util Dist | 430 | Camino | CA | El Dorado | H2 | Conventional Hydroelectric | HY |  | S | X | X |  |  | 78.9 | 0.95 | 77 | 77 | 1 | N |  |  | OP | X | 8 | 1968 |  |  | N | Electric Utility | 1 | X | WAT | [9 empty] | N | N |  | 10M | [20 empty] | N |  |  | N
16534 | Sacramento Municipal Util Dist | 431 | Jaybird | CA | El Dorado | H1 | Conventional Hydroelectric | HY |  | S | X | X |  |  | 80.8 | 0.95 | 78.1 | 78.1 | 1 | N |  |  | OP | X | 4 | 1961 |  |  | N | Electric Utility | 1 | X | WAT | [9 empty] | N | N |  | 10M | [23 empty] | N
16534 | Sacramento Municipal Util Dist | 431 | Jaybird | CA | El Dorado | H2 | Conventional Hydroelectric | HY |  | S | X | X |  |  | 80.8 | 0.95 | 78.1 | 78.1 | 1 | N |  |  | OP | X | 3 | 1962 |  |  | N | Electric Utility | 1 | X | WAT | [9 empty] | N | N |  | 10M | [23 empty] | N
16534 | Sacramento Municipal Util Dist | 432 | Loon Lake | CA | El Dorado | H1 | Conventional Hydroelectric | HY |  | S | X | X |  |  | 74.1 | 0.95 | 74.1 | 74.1 | 1 | N |  |  | OP | X | 9 | 1971 |  |  | N | Electric Utility | 1 | X | WAT | [9 empty] | N | N |  | 10M | [23 empty] | N
16534 | Sacramento Municipal Util Dist | 433 | Robbs Peak | CA | El Dorado | 1 | Conventional Hydroelectric | HY |  | S | X | X |  |  | 25.5 | 0.95 | 25.5 | 25.5 | 1 | N |  |  | OP | X | 10 | 1965 |  |  | N | Electric Utility | 1 | X | WAT | [9 empty] | N | N |  | 10M | [23 empty] | N
16534 | Sacramento Municipal Util Dist | 435 | White Rock/Slab Creek | CA | El Dorado | H1 | Conventional Hydroelectric | HY |  | S | X | X |  |  | 133 | 0.95 | 108 | 108 | 1 | N |  |  | OP | X | 6 | 1968 |  |  | N | Electric Utility | 1 | X | WAT | [9 empty] | N | N |  | 10M | [23 empty] | N
16534 | Sacramento Municipal Util Dist | 435 | White Rock/Slab Creek | CA | El Dorado | H2 | Conventional Hydroelectric | HY |  | S | X | X |  |  | 133 | 0.95 | 133 | 133 | 1 | N |  |  | OP | X | 2 | 1968 |  |  | N | Electric Utility | 1 | X | WAT | [9 empty] | N | N |  | 10M | [23 empty] | N
16534 | Sacramento Municipal Util Dist | 435 | White Rock/Slab Creek | CA | El Dorado | H3 | Conventional Hydroelectric | HY |  | S | X | X |  |  | 2.7 | 0.95 | 2.7 | 2.7 | 0.4 | N |  |  | OP | X | 12 | 2020 |  |  | N | Electric Utility | 1 | X | WAT | [9 empty] | N | N |  | 10M | [23 empty] | N
16534 | Sacramento Municipal Util Dist | 435 | White Rock/Slab Creek | CA | El Dorado | H4 | Conventional Hydroelectric | HY |  | S | X | X |  |  | 0.5 | 0.86 | 0.5 | 0.5 | 0.5 | N |  |  | OS | X | 6 | 1983 | 12 | 2021 | N | Electric Utility | 1 | X | WAT | [12 empty] | 10M | [23 empty] | N
3255 | California Dept. of Water Resources | 436 | Devil Canyon | CA | San Bernardino | 1 | Conventional Hydroelectric | HY |  | S | X | X |  |  | 59.8 | 0.95 | 57 | 57 | 15 | N |  |  | OP | X | 12 | 1972 |  |  | N | Electric Utility | 1 | X | WAT | [9 empty] | N | N |  | 10M
3255 | California Dept. of Water Resources | 436 | Devil Canyon | CA | San Bernardino | 2 | Conventional Hydroelectric | HY |  | S | X | X |  |  | 59.8 | 0.95 | 57 | 57 | 15 | N |  |  | OP | X | 7 | 1976 |  |  | N | Electric Utility | 1 | X | WAT | [9 empty] | N | N |  | 10M
3255 | California Dept. of Water Resources | 436 | Devil Canyon | CA | San Bernardino | 3 | Conventional Hydroelectric | HY |  | S | X | X |  |  | 78.3 | 0.95 | 74 | 74 | 15 | N |  |  | OP | X | 7 | 1994 |  |  | N | Electric Utility | 1 | X | WAT | [9 empty] | N | N |  | 10M
3255 | California Dept. of Water Resources | 436 | Devil Canyon | CA | San Bernardino | 4 | Conventional Hydroelectric | HY |  | S | X | X |  |  | 78.3 | 0.95 | 74 | 74 | 15 | N |  |  | OP | X | 7 | 1992 |  |  | N | Electric Utility | 1 | X | WAT | [9 empty] | N | N |  | 10M
3255 | California Dept. of Water Resources | 437 | Edward C Hyatt | CA | Butte | 1 | Conventional Hydroelectric | HY |  | S | X | X |  |  | 117 | 0.95 | 135.3 | 131.3 | 115 | N |  |  | OP | X | 3 | 1968 |  |  | N | Electric Utility | 1 | X | WAT | [9 empty] | N |  |  | 10M
3255 | California Dept. of Water Resources | 437 | Edward C Hyatt | CA | Butte | 2 | Hydroelectric Pumped Storage | PS |  | S | X | X |  |  | 97.7 | 0.85 | 112.4 | 122.6 | 97 | N |  |  | OP | X | 11 | 1968 |  |  | N | Electric Utility | 1 | X | WAT | [9 empty] | N |  |  | 10M
3255 | California Dept. of Water Resources | 437 | Edward C Hyatt | CA | Butte | 3 | Conventional Hydroelectric | HY |  | S | X | X |  |  | 117 | 0.95 | 135.3 | 131.3 | 115 | N |  |  | OP | X | 6 | 1968 |  |  | N | Electric Utility | 1 | X | WAT | [9 empty] | N |  |  | 10M
3255 | California Dept. of Water Resources | 437 | Edward C Hyatt | CA | Butte | 4 | Hydroelectric Pumped Storage | PS |  | S | X | X |  |  | 97.7 | 0.85 | 112.4 | 122.6 | 97 | N |  |  | OP | X | 12 | 1968 |  |  | N | Electric Utility | 1 | X | WAT | [9 empty] | N |  |  | 10M
3255 | California Dept. of Water Resources | 437 | Edward C Hyatt | CA | Butte | 5 | Conventional Hydroelectric | HY |  | S | X | X |  |  | 117 | 0.95 | 135.3 | 131.3 | 115 | N |  |  | OP | X | 8 | 1968 |  |  | N | Electric Utility | 1 | X | WAT | [9 empty] | N |  |  | 10M
3255 | California Dept. of Water Resources | 437 | Edward C Hyatt | CA | Butte | 6 | Hydroelectric Pumped Storage | PS |  | S | X | X |  |  | 97.7 | 0.85 | 112.4 | 122.6 | 97 | N |  |  | OP | X | 2 | 1969 |  |  | N | Electric Utility | 1 | X | WAT | [9 empty] | N |  |  | 10M
3255 | California Dept. of Water Resources | 438 | Thermalito | CA | Butte | 1 | Conventional Hydroelectric | HY |  | S | X | X |  |  | 32.6 | 0.95 | 32.6 | 30 | 30 | N |  |  | OP | X | 11 | 1968 |  |  | N | Electric Utility | 1 | X | WAT | [9 empty] | N |  |  | 10M
3255 | California Dept. of Water Resources | 438 | Thermalito | CA | Butte | 2 | Hydroelectric Pumped Storage | PS |  | S | X | X |  |  | 27.5 | 0.9 | 27.5 | 27.3 | 27 | N |  |  | OP | X | 7 | 1968 |  |  | N | Electric Utility | 1 | X | WAT | [9 empty] | N |  |  | 10M
3255 | California Dept. of Water Resources | 438 | Thermalito | CA | Butte | 3 | Hydroelectric Pumped Storage | PS |  | S | X | X |  |  | 27.5 | 0.9 | 27.5 | 27.3 | 27 | N |  |  | OP | X | 7 | 1968 |  |  | N | Electric Utility | 1 | X | WAT | [9 empty] | N |  |  | 10M
3255 | California Dept. of Water Resources | 438 | Thermalito | CA | Butte | 4 | Hydroelectric Pumped Storage | PS |  | S | X | X |  |  | 27.5 | 0.9 | 27.5 | 27.3 | 27 | N |  |  | OP | X | 2 | 1968 |  |  | N | Electric Utility | 1 | X | WAT | [9 empty] | N |  |  | 10M
19281 | Turlock Irrigation District | 439 | Don Pedro | CA | Tuolumne | 1 | Conventional Hydroelectric | HY |  | J | X | X |  |  | 45.5 | 0.95 | 55 | 55 | 10 | N |  |  | OP | X | 5 | 1971 |  |  | N | Electric Utility | 1 | X | WAT | [9 empty] | N |  |  | 1H | [23 empty] | N
19281 | Turlock Irrigation District | 439 | Don Pedro | CA | Tuolumne | 2 | Conventional Hydroelectric | HY |  | J | X | X |  |  | 45.5 | 0.95 | 55 | 55 | 10 | N |  |  | OP | X | 5 | 1971 |  |  | N | Electric Utility | 1 | X | WAT | [9 empty] | N |  |  | 1H | [23 empty] | N
19281 | Turlock Irrigation District | 439 | Don Pedro | CA | Tuolumne | 3 | Conventional Hydroelectric | HY |  | J | X | X |  |  | 45.5 | 0.95 | 55 | 55 | 10 | N |  |  | OP | X | 5 | 1971 |  |  | N | Electric Utility | 1 | X | WAT | [9 empty] | N |  |  | 1H | [23 empty] | N
19281 | Turlock Irrigation District | 439 | Don Pedro | CA | Tuolumne | 4 | Conventional Hydroelectric | HY |  | J | X | X |  |  | 34.3 | 0.9 | 38.2 | 38.2 | 8 | N |  |  | OP | X | 4 | 1989 |  |  | N | Electric Utility | 1 | X | WAT | [9 empty] | N |  |  | 1H | [23 empty] | N
19281 | Turlock Irrigation District | 440 | La Grange | CA | Stanislaus | 1 | Conventional Hydroelectric | HY |  | S | X | X |  |  | 1.2 | 0.8 | 1 | 1 | 0.1 | N |  |  | OP | X | 12 | 1924 |  |  | N | Electric Utility | 1 | X | WAT | [9 empty] | N |  |  | 10M | [23 empty] | N
19281 | Turlock Irrigation District | 440 | La Grange | CA | Stanislaus | 2 | Conventional Hydroelectric | HY |  | S | X | X |  |  | 3.3 | 0.8 | 3.3 | 3.3 | 0.1 | N |  |  | OP | X | 12 | 1924 |  |  | N | Electric Utility | 1 | X | WAT | [9 empty] | N |  |  | 10M | [23 empty] | N
2518 | U S Bureau of Reclamation | 441 | Folsom | CA | Sacramento | 1 | Conventional Hydroelectric | HY |  | S | X | X |  |  | 66.2 | 1 | 71.7 | 71.7 | 0 | N |  |  | OP | X | 6 | 1955 |  |  | N | Electric Utility | 1 | X | WAT | [12 empty] | 10M
2518 | U S Bureau of Reclamation | 441 | Folsom | CA | Sacramento | 2 | Conventional Hydroelectric | HY |  | S | X | X |  |  | 66.2 | 1 | 71.7 | 71.7 | 0 | N |  |  | OP | X | 10 | 1955 |  |  | N | Electric Utility | 1 | X | WAT | [12 empty] | 10M
2518 | U S Bureau of Reclamation | 441 | Folsom | CA | Sacramento | 3 | Conventional Hydroelectric | HY |  | S | X | X |  |  | 66.2 | 1 | 71.7 | 71.7 | 0 | N |  |  | OP | X | 5 | 1955 |  |  | N | Electric Utility | 1 | X | WAT | [12 empty] | 10M
2518 | U S Bureau of Reclamation | 442 | Judge F Carr | CA | Shasta | 1 | Conventional Hydroelectric | HY |  | S | X | X |  |  | 77.2 | 0.91 | 88.7 | 88.7 | 0 | N |  |  | OP | X | 5 | 1963 |  |  | N | Electric Utility | 1 | X | WAT | [12 empty] | 10M
2518 | U S Bureau of Reclamation | 442 | Judge F Carr | CA | Shasta | 2 | Conventional Hydroelectric | HY |  | S | X | X |  |  | 77.2 | 0.91 | 88.7 | 88.7 | 0 | N |  |  | OP | X | 7 | 1963 |  |  | N | Electric Utility | 1 | X | WAT | [12 empty] | 10M
2518 | U S Bureau of Reclamation | 443 | Keswick | CA | Shasta | 1 | Conventional Hydroelectric | HY |  | S | X | X |  |  | 39 | 1 | 39 | 39 | 0 | N |  |  | OP | X | 3 | 1950 |  |  | N | Electric Utility | 1 | X | WAT | [12 empty] | 10M
2518 | U S Bureau of Reclamation | 443 | Keswick | CA | Shasta | 2 | Conventional Hydroelectric | HY |  | S | X | X |  |  | 39 | 1 | 39 | 39 | 0 | N |  |  | OP | X | 12 | 1949 |  |  | N | Electric Utility | 1 | X | WAT | [12 empty] | 10M
2518 | U S Bureau of Reclamation | 443 | Keswick | CA | Shasta | 3 | Conventional Hydroelectric | HY |  | S | X | X |  |  | 39 | 1 | 39 | 39 | 0 | N |  |  | OP | X | 10 | 1949 |  |  | N | Electric Utility | 1 | X | WAT | [12 empty] | 10M
2518 | U S Bureau of Reclamation | 444 | Nimbus | CA | Sacramento | 1 | Conventional Hydroelectric | HY |  | S | X | X |  |  | 6.7 | 0.9 | 8.3 | 8.3 | 0 | N |  |  | OP | X | 5 | 1955 |  |  | N | Electric Utility | 1 | X | WAT | [12 empty] | 10M
2518 | U S Bureau of Reclamation | 444 | Nimbus | CA | Sacramento | 2 | Conventional Hydroelectric | HY |  | S | X | X |  |  | 6.7 | 0.9 | 8.3 | 8.3 | 0 | N |  |  | OP | X | 6 | 1955 |  |  | N | Electric Utility | 1 | X | WAT | [12 empty] | 10M
2518 | U S Bureau of Reclamation | 445 | Shasta | CA | Shasta | 1 | Conventional Hydroelectric | HY |  | S | X | X |  |  | 142 | 1 | 142 | 142 | 0 | N |  |  | OP | X | 4 | 1949 |  |  | N | Electric Utility | 1 | X | WAT | [12 empty] | 10M
2518 | U S Bureau of Reclamation | 445 | Shasta | CA | Shasta | 2 | Conventional Hydroelectric | HY |  | S | X | X |  |  | 142 | 1 | 142 | 142 | 0 | N |  |  | OP | X | 7 | 1948 |  |  | N | Electric Utility | 1 | X | WAT | [12 empty] | 10M
2518 | U S Bureau of Reclamation | 445 | Shasta | CA | Shasta | 3 | Conventional Hydroelectric | HY |  | S | X | X |  |  | 142 | 1 | 142 | 142 | 0 | N |  |  | OP | X | 6 | 1944 |  |  | N | Electric Utility | 1 | X | WAT | [12 empty] | 10M
2518 | U S Bureau of Reclamation | 445 | Shasta | CA | Shasta | 4 | Conventional Hydroelectric | HY |  | S | X | X |  |  | 142 | 1 | 142 | 142 | 0 | N |  |  | OP | X | 6 | 1944 |  |  | N | Electric Utility | 1 | X | WAT | [12 empty] | 10M
2518 | U S Bureau of Reclamation | 445 | Shasta | CA | Shasta | 5 | Conventional Hydroelectric | HY |  | S | X | X |  |  | 142 | 1 | 142 | 142 | 0 | N |  |  | OP | X | 3 | 1948 |  |  | N | Electric Utility | 1 | X | WAT | [12 empty] | 10M
2518 | U S Bureau of Reclamation | 445 | Shasta | CA | Shasta | S1 | Conventional Hydroelectric | HY |  | S | X | X |  |  | 2 | 0.8 | 2 | 2 | 0 | N |  |  | OP | X | 6 | 1944 |  |  | N | Electric Utility | 1 | X | WAT | [12 empty] | 10M
2518 | U S Bureau of Reclamation | 445 | Shasta | CA | Shasta | S2 | Conventional Hydroelectric | HY |  | S | X | X |  |  | 2 | 0.8 | 2 | 2 | 0 | N |  |  | OP | X | 6 | 1944 |  |  | N | Electric Utility | 1 | X | WAT | [12 empty] | 10M
2518 | U S Bureau of Reclamation | 446 | ONeill | CA | Merced | 1 | Hydroelectric Pumped Storage | PS |  | S | X | X |  |  | 4.2 | 1 | 2.4 | 2.4 | 0 | N |  |  | OP | X | 1 | 1968 |  |  | N | Electric Utility | 1 | X | WAT | [12 empty] | 10M
2518 | U S Bureau of Reclamation | 446 | ONeill | CA | Merced | 2 | Hydroelectric Pumped Storage | PS |  | S | X | X |  |  | 4.2 | 1 | 2.4 | 2.4 | 0 | N |  |  | OP | X | 2 | 1968 |  |  | N | Electric Utility | 1 | X | WAT | [12 empty] | 10M
2518 | U S Bureau of Reclamation | 446 | ONeill | CA | Merced | 3 | Hydroelectric Pumped Storage | PS |  | S | X | X |  |  | 4.2 | 1 | 2.4 | 2.4 | 0 | N |  |  | OP | X | 11 | 1967 |  |  | N | Electric Utility | 1 | X | WAT | [12 empty] | 10M
2518 | U S Bureau of Reclamation | 446 | ONeill | CA | Merced | 4 | Hydroelectric Pumped Storage | PS |  | S | X | X |  |  | 4.2 | 1 | 2.4 | 2.4 | 0 | N |  |  | OP | X | 11 | 1967 |  |  | N | Electric Utility | 1 | X | WAT | [12 empty] | 10M
2518 | U S Bureau of Reclamation | 446 | ONeill | CA | Merced | 5 | Hydroelectric Pumped Storage | PS |  | S | X | X |  |  | 4.2 | 1 | 2.4 | 2.4 | 0 | N |  |  | OP | X | 2 | 1968 |  |  | N | Electric Utility | 1 | X | WAT | [12 empty] | 10M
2518 | U S Bureau of Reclamation | 446 | ONeill | CA | Merced | 6 | Hydroelectric Pumped Storage | PS |  | S | X | X |  |  | 4.2 | 1 | 2.4 | 2.4 | 0 | N |  |  | OP | X | 12 | 1967 |  |  | N | Electric Utility | 1 | X | WAT | [12 empty] | 10M
2518 | U S Bureau of Reclamation | 447 | Parker Dam | CA | San Bernardino | 1 | Conventional Hydroelectric | HY |  | S | X | X |  |  | 30 | 1 | 30 | 30 | 0 | N |  |  | OP | X | 12 | 1942 |  |  | N | Electric Utility | 1 | X | WAT | [12 empty] | 10M
2518 | U S Bureau of Reclamation | 447 | Parker Dam | CA | San Bernardino | 2 | Conventional Hydroelectric | HY |  | S | X | X |  |  | 30 | 1 | 30 | 30 | 0 | N |  |  | OP | X | 1 | 1943 |  |  | N | Electric Utility | 1 | X | WAT | [12 empty] | 10M
2518 | U S Bureau of Reclamation | 447 | Parker Dam | CA | San Bernardino | 3 | Conventional Hydroelectric | HY |  | S | X | X |  |  | 30 | 1 | 30 | 30 | 0 | N |  |  | OP | X | 12 | 1942 |  |  | N | Electric Utility | 1 | X | WAT | [12 empty] | 10M
2518 | U S Bureau of Reclamation | 447 | Parker Dam | CA | San Bernardino | 4 | Conventional Hydroelectric | HY |  | S | X | X |  |  | 30 | 1 | 30 | 30 | 0 | N |  |  | OP | X | 5 | 1943 |  |  | N | Electric Utility | 1 | X | WAT | [12 empty] | 10M
3255 | California Dept. of Water Resources | 448 | W R Gianelli | CA | Merced | 1 | Hydroelectric Pumped Storage | PS |  | J | X | X |  |  | 53 | 0.95 | 51 | 51 | 0 | N |  |  | OP | X | 6 | 1968 |  |  | N | Electric Utility | 1 | X | WAT | [9 empty] | N |  |  | 10M
3255 | California Dept. of Water Resources | 448 | W R Gianelli | CA | Merced | 2 | Hydroelectric Pumped Storage | PS |  | J | X | X |  |  | 53 | 0.95 | 50 | 50 | 0 | N |  |  | OP | X | 3 | 1968 |  |  | N | Electric Utility | 1 | X | WAT | [9 empty] | N |  |  | 10M
3255 | California Dept. of Water Resources | 448 | W R Gianelli | CA | Merced | 3 | Hydroelectric Pumped Storage | PS |  | J | X | X |  |  | 53 | 0.95 | 50 | 50 | 0 | N |  |  | OP | X | 11 | 1967 |  |  | N | Electric Utility | 1 | X | WAT | [9 empty] | N |  |  | 10M
3255 | California Dept. of Water Resources | 448 | W R Gianelli | CA | Merced | 4 | Hydroelectric Pumped Storage | PS |  | J | X | X |  |  | 53 | 0.95 | 50 | 50 | 0 | N |  |  | OP | X | 9 | 1967 |  |  | N | Electric Utility | 1 | X | WAT | [9 empty] | N |  |  | 10M
3255 | California Dept. of Water Resources | 448 | W R Gianelli | CA | Merced | 5 | Hydroelectric Pumped Storage | PS |  | J | X | X |  |  | 53 | 0.95 | 50 | 50 | 0 | N |  |  | OP | X | 8 | 1967 |  |  | N | Electric Utility | 1 | X | WAT | [9 empty] | N |  |  | 10M
3255 | California Dept. of Water Resources | 448 | W R Gianelli | CA | Merced | 6 | Hydroelectric Pumped Storage | PS |  | J | X | X |  |  | 53 | 0.95 | 50 | 50 | 0 | N |  |  | OP | X | 7 | 1967 |  |  | N | Electric Utility | 1 | X | WAT | [9 empty] | N |  |  | 10M
3255 | California Dept. of Water Resources | 448 | W R Gianelli | CA | Merced | 7 | Hydroelectric Pumped Storage | PS |  | J | X | X |  |  | 53 | 0.95 | 50 | 50 | 0 | N |  |  | OP | X | 5 | 1967 |  |  | N | Electric Utility | 1 | X | WAT | [9 empty] | N |  |  | 10M
3255 | California Dept. of Water Resources | 448 | W R Gianelli | CA | Merced | 8 | Hydroelectric Pumped Storage | PS |  | J | X | X |  |  | 53 | 0.95 | 50 | 50 | 0 | N |  |  | OP | X | 3 | 1967 |  |  | N | Electric Utility | 1 | X | WAT | [9 empty] | N |  |  | 10M
2518 | U S Bureau of Reclamation | 450 | Spring Creek | CA | Shasta | 1 | Conventional Hydroelectric | HY |  | S | X | X |  |  | 90 | 0.95 | 90 | 90 | 0 | N |  |  | OP | X | 1 | 1964 |  |  | N | Electric Utility | 1 | X | WAT | [12 empty] | 10M
2518 | U S Bureau of Reclamation | 450 | Spring Creek | CA | Shasta | 2 | Conventional Hydroelectric | HY |  | S | X | X |  |  | 90 | 0.95 | 90 | 90 | 0 | N |  |  | OP | X | 3 | 1964 |  |  | N | Electric Utility | 1 | X | WAT | [12 empty] | 10M
2518 | U S Bureau of Reclamation | 451 | Trinity | CA | Trinity | 1 | Conventional Hydroelectric | HY |  | S | X | X |  |  | 70 | 1 | 70 | 70 | 0 | N |  |  | OP | X | 2 | 1964 |  |  | N | Electric Utility | 1 | X | WAT | [12 empty] | 10M
2518 | U S Bureau of Reclamation | 451 | Trinity | CA | Trinity | 2 | Conventional Hydroelectric | HY |  | S | X | X |  |  | 70 | 1 | 70 | 70 | 0 | N |  |  | OP | X | 2 | 1964 |  |  | N | Electric Utility | 1 | X | WAT | [12 empty] | 10M
21140 | Yuba County Water Agency | 454 | Colgate | CA | Yuba | 1 | Conventional Hydroelectric | HY |  | S | X | X | COLGATE 1_7_B1 | COLGATE 1_7_B1 | 157.5 | 0.9 | 176.7 | 176.7 | 0 | N |  |  | OP | X | 10 | 1969 |  |  | N | Electric Utility | 1 | X | WAT | [9 empty] | N | N |  | 10M
21140 | Yuba County Water Agency | 454 | Colgate | CA | Yuba | 2 | Conventional Hydroelectric | HY |  | S | X | X | COLGATE 2_7_B1 | COLGATE 2_7_B1 | 157.5 | 0.9 | 175.7 | 175.7 | 0 | N |  |  | OP | X | 10 | 1969 |  |  | N | Electric Utility | 1 | X | WAT | [9 empty] | N | N |  | 10M
21140 | Yuba County Water Agency | 455 | Narrows 2 | CA | Yuba | 1 | Conventional Hydroelectric | HY |  | S | X | X | NARROWS 2_7_B1 | NARROWS 2_7_B1 | 46.7 | 0.9 | 55 | 55 | 4 | N |  |  | OP | X | 12 | 1969 |  |  | N | Electric Utility | 1 | X | WAT | [9 empty] | N | N |  | 10M
5969 | City of Escondido - (CA) | 457 | Bear Valley | CA | San Diego | HC1 | Conventional Hydroelectric | HY |  | S | X | X |  |  | 0.7 | 0.85 | 0.7 | 0.7 | 0.2 | N |  |  | OP | X | 6 | 1986 |  |  | N | Electric Utility | 1 | X | WAT | [9 empty] | N |  |  | 10M | [20 empty] | N |  |  | N | N
5969 | City of Escondido - (CA) | 457 | Bear Valley | CA | San Diego | HC2 | Conventional Hydroelectric | HY |  | S | X | X |  |  | 0.7 | 0.85 | 0.7 | 0.7 | 0.2 | N |  |  | OP | X | 6 | 1986 |  |  | N | Electric Utility | 1 | X | WAT | [9 empty] | N |  |  | 10M | [20 empty] | N |  |  | N | N
12397 | Metropolitan Water District of S CA | 479 | Temescal | CA | Riverside | 1 | Conventional Hydroelectric | HY |  | S | X | X |  |  | 2.9 | 0.85 | 2.8 | 2.8 | 1.5 | N |  |  | OP | X | 7 | 1983 |  |  | N | Electric Utility | 1 | X | WAT | [12 empty] | 12H
12397 | Metropolitan Water District of S CA | 480 | Corona | CA | Riverside | 1 | Conventional Hydroelectric | HY |  | S | X | X |  |  | 2.9 | 0.85 | 2.8 | 2.8 | 1.4 | N |  |  | OP | X | 8 | 1983 |  |  | N | Electric Utility | 1 | X | WAT | [12 empty] | 12H
12397 | Metropolitan Water District of S CA | 481 | Perris | CA | Riverside | 1 | Conventional Hydroelectric | HY |  | S | X | X |  |  | 7.9 | 1 | 7.9 | 7.9 | 1.5 | N |  |  | OP | X | 5 | 1983 |  |  | N | Electric Utility | 1 | X | WAT | [12 empty] | 12H
12397 | Metropolitan Water District of S CA | 482 | Rio Hondo | CA | Los Angeles | 1 | Conventional Hydroelectric | HY |  | S | X | X |  |  | 1.9 | 0.87 | 1.9 | 1.9 | 0.5 | N |  |  | OP | X | 3 | 1984 |  |  | N | Electric Utility | 1 | X | WAT | [12 empty] | 12H
12397 | Metropolitan Water District of S CA | 483 | Coyote Creek | CA | Orange | 1 | Conventional Hydroelectric | HY |  | S | X | X |  |  | 3.1 | 0.87 | 3.1 | 3.1 | 0.7 | N |  |  | OP | X | 6 | 1984 |  |  | N | Electric Utility | 1 | X | WAT | [12 empty] | 12H
12397 | Metropolitan Water District of S CA | 484 | Red Mountain | CA | San Diego | 1 | Conventional Hydroelectric | HY |  | S | X | X |  |  | 5.9 | 1 | 5.9 | 5.9 | 1 | N |  |  | OP | X | 6 | 1985 |  |  | N | Electric Utility | 1 | X | WAT | [12 empty] | 12H
12397 | Metropolitan Water District of S CA | 487 | Valley View | CA | Orange | 1 | Conventional Hydroelectric | HY |  | S | X | X |  |  | 4.1 | 1 | 4.1 | 4.1 | 1.2 | N |  |  | OP | X | 11 | 1985 |  |  | N | Electric Utility | 1 | X | WAT | [12 empty] | 12H
19281 | Turlock Irrigation District | 489 | Upper Dawson | CA | Tuolumne | 1 | Conventional Hydroelectric | HY |  | S | X | X |  |  | 4.4 | 0.95 | 5.5 | 5.5 | 0.6 | N |  |  | OP | X | 11 | 1983 |  |  | N | Electric Utility | 1 | X | WAT | [9 empty] | N |  |  | 10M | [23 empty] | N
7160 | Geysers Power Co LLC | 510 | Sonoma California Geothermal | CA | Lake | 1 | Geothermal | ST |  | S | X | X |  |  | 78 | 1 | 50 | 55 | 10 | N |  |  | OP | X | 12 | 1983 |  |  | N | IPP Non-CHP | 2 | X | GEO | [5 empty] | GEO |  |  |  | N |  |  | 12H | [23 empty] | N | N
16534 | Sacramento Municipal Util Dist | 531 | Camp Far West | CA | Placer | 1 | Conventional Hydroelectric | HY |  | W | X | X |  |  | 7.2 | 0.95 | 7.2 | 7.2 | 1 | N |  |  | OP | X | 2 | 1985 |  |  | N | Electric Utility | 1 | X | WAT | [9 empty] | N | N |  | 10M | [23 empty] | N
16534 | Sacramento Municipal Util Dist | 534 | Jones Fork | CA | El Dorado | 1 | Conventional Hydroelectric | HY |  | S | X | X |  |  | 10 | 0.95 | 10 | 10 | 1 | N |  |  | OP | X | 6 | 1985 |  |  | N | Electric Utility | 1 | X | WAT | [9 empty] | N | N |  | 10M | [23 empty] | N
16534 | Sacramento Municipal Util Dist | 535 | McClellan (CA) | CA | Sacramento | 1 | Natural Gas Fired Combustion Turbine | GT |  | W | X | X |  |  | 77 | 0.85 | 77 | 77 | 55 | N |  |  | OP | X | 3 | 1986 |  |  | N | Electric Utility | 1 | X | NG | [9 empty] | N | N |  | 10M | [23 empty] | N | N | N
5571 | East Bay Municipal Util Dist | 537 | Camanche | CA | San Joaquin | 1 | Conventional Hydroelectric | HY |  | S | X | X | Camche_1_PL1X3 |  | 3.6 | 0.95 | 3.5 | 3.5 | 0.8 | N |  |  | OP | X | 7 | 1983 |  |  | N | Electric Utility | 1 | X | WAT | [9 empty] | N | N |  | 10M
5571 | East Bay Municipal Util Dist | 537 | Camanche | CA | San Joaquin | 2 | Conventional Hydroelectric | HY |  | S | X | X | Camche_1_PL1X3 |  | 3.6 | 0.95 | 3.5 | 3.5 | 0.8 | N |  |  | OP | X | 7 | 1983 |  |  | N | Electric Utility | 1 | X | WAT | [9 empty] | N | N |  | 10M
5571 | East Bay Municipal Util Dist | 537 | Camanche | CA | San Joaquin | 3 | Conventional Hydroelectric | HY |  | S | X | X | Camche_1_PL1X3 |  | 3.6 | 0.95 | 3.5 | 3.5 | 0.8 | N |  |  | OP | X | 8 | 1983 |  |  | N | Electric Utility | 1 | X | WAT | [9 empty] | N | N |  | 10M
9216 | Imperial Irrigation District | 585 | Drop 1 | CA | Imperial | 1 | Conventional Hydroelectric | HY |  | S | X | X |  |  | 1.9 | 0.8 | 1.3 | 1.5 | 0.2 | N |  |  | OP | X | 11 | 1984 |  |  | N | Electric Utility | 1 | X | WAT | [9 empty] | N |  |  | 1H | [23 empty] | N
9216 | Imperial Irrigation District | 585 | Drop 1 | CA | Imperial | 2 | Conventional Hydroelectric | HY |  | S | X | X |  |  | 1.9 | 0.8 | 1.2 | 1.1 | 0.2 | N |  |  | OP | X | 11 | 1984 |  |  | N | Electric Utility | 1 | X | WAT | [9 empty] | N |  |  | 1H | [23 empty] | N
9216 | Imperial Irrigation District | 585 | Drop 1 | CA | Imperial | 3 | Conventional Hydroelectric | HY |  | S | X | X |  |  | 1.9 | 0.8 | 1.3 | 1.1 | 0.2 | N |  |  | OP | X | 10 | 1984 |  |  | N | Electric Utility | 1 | X | WAT | [9 empty] | N |  |  | 1H | [23 empty] | N
9216 | Imperial Irrigation District | 586 | East Highline | CA | Imperial | 1 | Conventional Hydroelectric | HY |  | S | X | X |  |  | 2.4 | 0.8 | 1 | 0.8 | 0.3 | N |  |  | OP | X | 9 | 1984 |  |  | N | Electric Utility | 1 | X | WAT | [12 empty] | 1H | [23 empty] | N
14328 | Pacific Gas & Electric Co. | 626 | Oak Flat | CA | Plumas | 1 | Conventional Hydroelectric | HY |  | S | X | X | BCKSCRK_7_N002 | BCKSCRK_7_N002 | 1.4 | 0.86 | 1.3 | 1.3 | 0 | N |  |  | OP | X | 11 | 1985 |  |  | N | Electric Utility | 1 | X | WAT | [9 empty] | N |  |  | 10M | [23 empty] | N
14328 | Pacific Gas & Electric Co. | 632 | Newcastle | CA | Placer | 1 | Conventional Hydroelectric | HY |  | S | X | X | NEWCSTLE_7_B1 | NEWCSTLE_7_B1 | 12.7 | 0.9 | 11.5 | 11.5 | 0 | N |  |  | OP | X | 12 | 1986 |  |  | N | Electric Utility | 1 | X | WAT | [9 empty] | N |  |  | 10M | [23 empty] | N
14328 | Pacific Gas & Electric Co. | 682 | Kerckhoff 2 | CA | Fresno | 1 | Conventional Hydroelectric | HY |  | S | X | X | KERCKHOF_7_B1 | KERCKHOF_7_B1 | 139.5 | 0.9 | 155 | 155 | 5 | N |  |  | OP | X | 5 | 1983 |  |  | N | Electric Utility | 1 | X | WAT | [9 empty] | N |  |  | 10M | [23 empty] | N
14328 | Pacific Gas & Electric Co. | 714 | Toadtown | CA | Butte | 1 | Conventional Hydroelectric | HY |  | S | X | X | TOADTWN_7_N002 | TOADTWN_7_N002 | 1.8 | 0.95 | 1.5 | 1.5 | 0 | N |  |  | OP | X | 4 | 1986 |  |  | N | Electric Utility | 1 | X | WAT | [9 empty] | N |  |  | 10M | [23 empty] | N
12397 | Metropolitan Water District of S CA | 745 | Etiwanda | CA | San Bernardino | 1 | Conventional Hydroelectric | HY |  | S | X | X |  |  | 23.9 | 0.95 | 23.9 | 23.9 | 2.5 | N |  |  | OP | X | 12 | 1994 |  |  | N | Electric Utility | 1 | X | WAT | [12 empty] | 12H
16612 | City & County of San Francisco | 751 | Moccasin Low Head Hydro Project | CA | Tuolumne | 1 | Conventional Hydroelectric | HY |  | S | X | X | INTKEP_2_UNITS-APND | INTKEP_2_UNITS | 2.9 | 0.8 | 2.9 | 2.9 | 0 | N |  |  | OP | X | 7 | 1987 |  |  | N | Electric Utility | 1 | X | WAT | [9 empty] | N | N |  | 1H | [23 empty] | N
14191 | South Feather Water and Power Agency | 776 | Sly Creek | CA | Butte | 1 | Conventional Hydroelectric | HY |  | S | X | X |  |  | 12.1 | 0.9 | 12.1 | 12.1 | 0 | N |  |  | OP | X | 7 | 1983 |  |  | N | Electric Utility | 1 | X | WAT | [9 empty] | N | N |  | 10M | [20 empty] | N |  |  | N
13402 | Nevada Irrigation District | 839 | Scott Flat | CA | Nevada | 7P | Conventional Hydroelectric | HY |  | S | X | X |  |  | 1 | 0.99 | 0.9 | 0.9 | 0.1 | N |  |  | OP | X | 2 | 1985 |  |  | N | IPP Non-CHP | 2 | X | WAT | [9 empty] | N | N | 0 | 1H | [23 empty] | N
13402 | Nevada Irrigation District | 846 | Combie South | CA | Nevada | 1 | Conventional Hydroelectric | HY |  | S | X | X |  |  | 0.5 | 0.99 | 0.5 | 0.5 | 0.5 | N |  |  | OP | X | 4 | 1984 |  |  | N | IPP Non-CHP | 2 | X | WAT | [9 empty] | N | N | 0 | 1H | [23 empty] | N
13402 | Nevada Irrigation District | 846 | Combie South | CA | Nevada | 2 | Conventional Hydroelectric | HY |  | S | X | X |  |  | 0.5 | 0.99 | 0.5 | 0.5 | 0.5 | N |  |  | OP | X | 4 | 1984 |  |  | N | IPP Non-CHP | 2 | X | WAT | [9 empty] | N |  |  | 1H | [23 empty] | N
13402 | Nevada Irrigation District | 846 | Combie South | CA | Nevada | 3 | Conventional Hydroelectric | HY |  | S | X | X |  |  | 0.5 | 0.99 | 0.5 | 0.5 | 0.5 | N |  |  | OP | X | 4 | 1984 |  |  | N | IPP Non-CHP | 2 | X | WAT | [9 empty] | N |  |  | 1H | [23 empty] | N
56589 | Bottle Rock Power LLC | 902 | Bottle Rock Power | CA | Lake | 1 | Geothermal | ST |  | S | X | X |  |  | 55 | 0.9 | 9 | 9 | 1.8 | N |  |  | OS | X | 2 | 1985 |  |  | N | IPP Non-CHP | 2 | X | GEO | [5 empty] | OTH |  |  |  | N | N |  | 12H | [23 empty] | N
3255 | California Dept. of Water Resources | 905 | Alamo | CA | Los Angeles | 1 | Conventional Hydroelectric | HY |  | S | X | X |  |  | 19.6 | 0.95 | 17 | 17 | 4 | N |  |  | OP | X | 7 | 1986 |  |  | N | Electric Utility | 1 | X | WAT | [9 empty] | N |  |  | 10M
19281 | Turlock Irrigation District | 4256 | Walnut | CA | Stanislaus | 1 | Natural Gas Fired Combustion Turbine | GT |  | S | X | X |  |  | 24.9 | 0.9 | 23.5 | 24.9 | 11 | N |  |  | OP | X | 4 | 1986 |  |  | N | Electric Utility | 1 | X | NG | DFO | [8 empty] | N |  |  | 10M | [23 empty] | Y | Y | Y
19281 | Turlock Irrigation District | 4256 | Walnut | CA | Stanislaus | 2 | Natural Gas Fired Combustion Turbine | GT |  | S | X | X |  |  | 24.9 | 0.9 | 23.5 | 24.9 | 11 | N |  |  | OP | X | 4 | 1986 |  |  | N | Electric Utility | 1 | X | NG | DFO | [8 empty] | N |  |  | 10M | [23 empty] | Y | Y | Y
2507 | City of Burbank Water and Power | 6013 | Olive | CA | Los Angeles | O1 | Natural Gas Steam Turbine | ST |  | S | X | X |  |  | 50 | 0.8 | 44 | 44 | 5 | N |  |  | SB | N | 10 | 1959 |  |  | N | Electric Utility | 1 | X | NG | [5 empty] | NG |  |  |  | N | N |  | OVER | [23 empty] | N
2507 | City of Burbank Water and Power | 6013 | Olive | CA | Los Angeles | O2 | Natural Gas Steam Turbine | ST |  | S | X | X |  |  | 59.7 | 0.85 | 55 | 55 | 6 | N |  |  | SB | N | 9 | 1964 |  |  | N | Electric Utility | 1 | X | NG | [5 empty] | NG |  |  |  | N | N |  | OVER | [23 empty] | N
9216 | Imperial Irrigation District | 6060 | Coachella | CA | Riverside | 1 | Natural Gas Fired Combustion Turbine | GT |  | S | X | X |  |  | 23.1 | 0.9 | 18.5 | 18.5 | 3 | N |  |  | OP | X | 6 | 1973 |  |  | N | Electric Utility | 1 | X | NG | DFO | [8 empty] | N | N |  | 10M | [23 empty] | Y | Y | Y
9216 | Imperial Irrigation District | 6060 | Coachella | CA | Riverside | 2 | Natural Gas Fired Combustion Turbine | GT |  | S | X | X |  |  | 23.1 | 0.9 | 16.1 | 16.1 | 3 | N |  |  | OP | X | 6 | 1973 |  |  | N | Electric Utility | 1 | X | NG | DFO | [8 empty] | N | N |  | 10M | [23 empty] | Y | Y | Y
9216 | Imperial Irrigation District | 6060 | Coachella | CA | Riverside | 3 | Natural Gas Fired Combustion Turbine | GT |  | S | X | X |  |  | 23.1 | 0.9 | 20.3 | 20.3 | 3 | N |  |  | OP | X | 4 | 1974 |  |  | N | Electric Utility | 1 | X | NG | DFO | [8 empty] | N | N |  | 10M | [23 empty] | Y | Y | Y
9216 | Imperial Irrigation District | 6060 | Coachella | CA | Riverside | 4 | Natural Gas Fired Combustion Turbine | GT |  | S | X | X |  |  | 23.1 | 0.9 | 19.2 | 19.2 | 3 | N |  |  | OP | X | 5 | 1976 |  |  | N | Electric Utility | 1 | X | NG | DFO | [8 empty] | N | N |  | 10M | [23 empty] | Y | Y | Y
14328 | Pacific Gas & Electric Co. | 6099 | Diablo Canyon | CA | San Luis Obispo | 1 | Nuclear | ST |  | S | X | X | DIABLO1_7_B1 | DIABLO1_7_B1 | 1159 | 0.9 | 1122 | 1122 | 0 | N |  |  | OP | X | 5 | 1985 | 11 | 2024 | N | Electric Utility | 1 | X | NUC | [9 empty] | N |  |  | OVER | [23 empty] | N
14328 | Pacific Gas & Electric Co. | 6099 | Diablo Canyon | CA | San Luis Obispo | 2 | Nuclear | ST |  | S | X | X | DIABLO2_7_B1 | DIABLO2_7_B1 | 1164 | 0.9 | 1118 | 1118 | 0 | N |  |  | OP | X | 3 | 1986 | 8 | 2025 | N | Electric Utility | 1 | X | NUC | [9 empty] | N |  |  | OVER | [23 empty] | N
14328 | Pacific Gas & Electric Co. | 6100 | Helms Pumped Storage | CA | Fresno | 1 | Hydroelectric Pumped Storage | PS |  | S | X | X | HELMS1_7_B1 | HELMS1_7_B1 | 351 | 0.9 | 404 | 404 | 83 | N |  |  | OS | X | 6 | 1984 |  |  | N | Electric Utility | 1 | X | WAT | [9 empty] | N |  |  | 10M | [23 empty] | N
14328 | Pacific Gas & Electric Co. | 6100 | Helms Pumped Storage | CA | Fresno | 2 | Hydroelectric Pumped Storage | PS |  | S | X | X | HELMS2_7_B1 | HELMS2_7_B1 | 351 | 0.9 | 404 | 404 | 83 | N |  |  | OP | X | 6 | 1984 |  |  | N | Electric Utility | 1 | X | WAT | [9 empty] | N |  |  | 10M | [23 empty] | N
14328 | Pacific Gas & Electric Co. | 6100 | Helms Pumped Storage | CA | Fresno | 3 | Hydroelectric Pumped Storage | PS |  | S | X | X | HELMS3_7_B1 | HELMS3_7_B1 | 351 | 0.9 | 404 | 404 | 83 | N |  |  | OP | X | 6 | 1984 |  |  | N | Electric Utility | 1 | X | WAT | [9 empty] | N |  |  | 10M | [23 empty] | N
2518 | U S Bureau of Reclamation | 6158 | New Melones | CA | Tuolumne | 1 | Conventional Hydroelectric | HY |  | S | X | X |  |  | 150 | 1 | 191 | 191 | 0 | N |  |  | OP | X | 6 | 1979 |  |  | N | Electric Utility | 1 | X | WAT | [12 empty] | 10M
2518 | U S Bureau of Reclamation | 6158 | New Melones | CA | Tuolumne | 2 | Conventional Hydroelectric | HY |  | S | X | X |  |  | 150 | 1 | 191 | 191 | 0 | N |  |  | OP | X | 6 | 1979 |  |  | N | Electric Utility | 1 | X | WAT | [12 empty] | 10M
3255 | California Dept. of Water Resources | 6196 | W E Warne | CA | Los Angeles | 1 | Conventional Hydroelectric | HY |  | S | X | X |  |  | 37.1 | 0.95 | 38 | 38 | 5 | N |  |  | OP | X | 11 | 1982 |  |  | N | Electric Utility | 1 | X | WAT | [9 empty] | N |  |  | 10M
3255 | California Dept. of Water Resources | 6196 | W E Warne | CA | Los Angeles | 2 | Conventional Hydroelectric | HY |  | S | X | X |  |  | 37.1 | 0.95 | 38 | 38 | 5 | N |  |  | OP | X | 2 | 1983 |  |  | N | Electric Utility | 1 | X | WAT | [9 empty] | N |  |  | 10M
54803 | Dynegy Oakland, LLC | 6211 | Dynegy Oakland Power Plant | CA | Alameda | GEN1 | Petroleum Liquids | GT |  | S | X | X |  |  | 74.5 | 0.9 | 55 | 55 | 15 | N |  |  | OP | X | 11 | 1978 |  |  | N | IPP Non-CHP | 2 | X | JF | DFO | [8 empty] | N | N |  | 1H | [23 empty] | N | N | N
54803 | Dynegy Oakland, LLC | 6211 | Dynegy Oakland Power Plant | CA | Alameda | GEN3 | Petroleum Liquids | GT |  | S | X | X |  |  | 74.5 | 0.9 | 55 | 55 | 15 | N |  |  | OP | X | 11 | 1978 |  |  | N | IPP Non-CHP | 2 | X | JF | DFO | [8 empty] | N | N |  | 1H | [23 empty] | N | N
14534 | City of Pasadena - (CA) | 6449 | Azusa | CA | Los Angeles | 1 | Conventional Hydroelectric | HY |  | S | X | X |  |  | 3 | 0.85 | 2 | 2 | 2 | N |  |  | OP | X | 2 | 1949 |  |  | N | Electric Utility | 1 | X | WAT | [9 empty] | N | N |  | 1H |  |  |  | N | [19 empty] | N
11208 | Los Angeles Department of Water & Power | 6479 | San Francisquito 1 | CA | Los Angeles | 1A | Conventional Hydroelectric | HY |  | S | X | X | none | none | 22.5 | 0.9 | 27 | 27 | 0.1 | N |  |  | OP | X | 12 | 1983 |  |  | N | Electric Utility | 1 | X | WAT | [9 empty] | N | N |  | 10M | [20 empty] | N |  |  | N
11208 | Los Angeles Department of Water & Power | 6479 | San Francisquito 1 | CA | Los Angeles | 3 | Conventional Hydroelectric | HY |  | S | X | X | none | none | 9.9 | 0.8 | 11 | 11 | 0.1 | N |  |  | OP | X | 4 | 1917 |  |  | N | Electric Utility | 1 | X | WAT | [9 empty] | N | N |  | 10M | [20 empty] | N |  |  | N
11208 | Los Angeles Department of Water & Power | 6479 | San Francisquito 1 | CA | Los Angeles | 4 | Conventional Hydroelectric | HY |  | S | X | X | none | none | 10.6 | 0.85 | 12 | 12 | 0.1 | N |  |  | OP | X | 5 | 1923 |  |  | N | Electric Utility | 1 | X | WAT | [9 empty] | N | N |  | 10M | [20 empty] | N |  |  | N
11208 | Los Angeles Department of Water & Power | 6479 | San Francisquito 1 | CA | Los Angeles | 6 | Conventional Hydroelectric | HY |  | S | X | X | none | none | 22.5 | 0.9 | 27 | 27 | 0.1 | N |  |  | OP | X | 4 | 1987 |  |  | N | Electric Utility | 1 | X | WAT | [9 empty] | N | N |  | 10M | [20 empty] | N |  |  | N
11208 | Los Angeles Department of Water & Power | 6480 | San Francisquito 2 | CA | Los Angeles | 1 | Conventional Hydroelectric | HY |  | S | X | X | none | none | 14 | 0.8 | 14.5 | 14.5 | 0.1 | N |  |  | OS | X | 7 | 1920 |  |  | N | Electric Utility | 1 | X | WAT | [9 empty] | N | N |  | 10M | [20 empty] | N |  |  | N
11208 | Los Angeles Department of Water & Power | 6480 | San Francisquito 2 | CA | Los Angeles | 2 | Conventional Hydroelectric | HY |  | S | X | X | none | none | 14 | 0.8 | 14.4 | 14.4 | 0.1 | N |  |  | OP | X | 8 | 1920 |  |  | N | Electric Utility | 1 | X | WAT | [9 empty] | N | N |  | 1H | [20 empty] | N |  |  | N
11208 | Los Angeles Department of Water & Power | 6480 | San Francisquito 2 | CA | Los Angeles | 3 | Conventional Hydroelectric | HY |  | S | X | X | none | none | 18 | 0.9 | 16 | 16 | 0.1 | N |  |  | OP | X | 9 | 1932 |  |  | N | Electric Utility | 1 | X | WAT | [9 empty] | N | N |  | 10M | [20 empty] | N |  |  | N
57222 | Liberty Utilities (CalPeco Electric) LLC | 6518 | Kings Beach | CA | Placer | KB1 | Petroleum Liquids | IC |  | S | X | X |  |  | 2.5 | 0.94 | 2 | 2 | 0.6 | N |  |  | OP | X | 10 | 2008 |  |  | N | Electric Utility | 1 | X | DFO | [9 empty] | N | N |  | 10M | [23 empty] | N | N | N
57222 | Liberty Utilities (CalPeco Electric) LLC | 6518 | Kings Beach | CA | Placer | KB2 | Petroleum Liquids | IC |  | S | X | X |  |  | 2.5 | 0.94 | 2 | 2 | 0.6 | N |  |  | OP | X | 10 | 2008 |  |  | N | Electric Utility | 1 | X | DFO | [9 empty] | N | N |  | 10M | [23 empty] | N | N | N
57222 | Liberty Utilities (CalPeco Electric) LLC | 6518 | Kings Beach | CA | Placer | KB3 | Petroleum Liquids | IC |  | S | X | X |  |  | 2.5 | 0.94 | 2 | 2 | 0.6 | N |  |  | OP | X | 10 | 2008 |  |  | N | Electric Utility | 1 | X | DFO | [9 empty] | N | N |  | 10M | [23 empty] | N | N | N
57222 | Liberty Utilities (CalPeco Electric) LLC | 6518 | Kings Beach | CA | Placer | KB4 | Petroleum Liquids | IC |  | S | X | X |  |  | 2.5 | 0.94 | 2 | 2 | 0.6 | N |  |  | OP | X | 10 | 2008 |  |  | N | Electric Utility | 1 | X | DFO | [9 empty] | N | N |  | 10M | [23 empty] | N | N
57222 | Liberty Utilities (CalPeco Electric) LLC | 6518 | Kings Beach | CA | Placer | KB5 | Petroleum Liquids | IC |  | S | X | X |  |  | 2.5 | 0.94 | 2 | 2 | 0.6 | N |  |  | OP | X | 10 | 2008 |  |  | N | Electric Utility | 1 | X | DFO | [9 empty] | N | N |  | 10M | [23 empty] | N | N
57222 | Liberty Utilities (CalPeco Electric) LLC | 6518 | Kings Beach | CA | Placer | KB6 | Petroleum Liquids | IC |  | S | X | X |  |  | 2.5 | 0.94 | 2 | 2 | 0.6 | N |  |  | OP | X | 10 | 2008 |  |  | N | Electric Utility | 1 | X | DFO | [9 empty] | N | N |  | 10M | [23 empty] | N | N
16534 | Sacramento Municipal Util Dist | 6612 | Union Valley | CA | El Dorado | 1 | Conventional Hydroelectric | HY |  | S | X | X |  |  | 38.6 | 0.95 | 38.6 | 38.6 | 1 | N |  |  | OP | X | 10 | 1963 |  |  | N | Electric Utility | 1 | X | WAT | [9 empty] | N | N |  | 10M | [23 empty] | N
12397 | Metropolitan Water District of S CA | 6644 | Lake Mathews | CA | Riverside | 1 | Conventional Hydroelectric | HY |  | S | X | X |  |  | 4.9 | 0.85 | 4.9 | 4.9 | 2 | N |  |  | OP | X | 8 | 1980 |  |  | N | Electric Utility | 1 | X | WAT | [12 empty] | 12H
12397 | Metropolitan Water District of S CA | 6645 | Foothill Feeder | CA | Los Angeles | 1 | Conventional Hydroelectric | HY | A184 | S | X | X |  |  | 4.5 | 0.84 | 7.1 | 6.7 | 2 | N |  |  | OP | X | 4 | 1981 |  |  | N | Electric Utility | 1 | X | WAT | [12 empty] | 12H
12397 | Metropolitan Water District of S CA | 6645 | Foothill Feeder | CA | Los Angeles | 2 | Conventional Hydroelectric | HY | A184 | S | X | X |  |  | 4.5 | 0.84 |  |  | 2 | N |  |  | OP | X | 4 | 1981 |  |  | N | Electric Utility | 1 | X | WAT | [12 empty] | 12H
12397 | Metropolitan Water District of S CA | 6646 | San Dimas | CA | Los Angeles | 1 | Conventional Hydroelectric | HY |  | S | X | X |  |  | 9.9 | 1 | 9.9 | 9.9 | 1 | N |  |  | OP | X | 6 | 1981 |  |  | N | Electric Utility | 1 | X | WAT | [12 empty] | 12H
12397 | Metropolitan Water District of S CA | 6647 | Yorba Linda | CA | Orange | 1 | Conventional Hydroelectric | HY |  | S | X | X |  |  | 5.1 | 1 | 5.1 | 5.1 | 1 | N |  |  | OP | X | 11 | 1981 |  |  | N | Electric Utility | 1 | X | WAT | [12 empty] | 12H
17609 | Southern California Edison Co | 6704 | Pebbly Beach Generating Station Hybrid | CA | Los Angeles | 10 | Petroleum Liquids | IC |  | S | X | X |  |  | 1.1 | 0.8 | 1.1 | 1.1 | 0.9 | N |  |  | OP | X | 7 | 1966 |  |  | N | Electric Utility | 1 | X | DFO | [9 empty] | N | N |  | 10M | [23 empty] | N | N | N
17609 | Southern California Edison Co | 6704 | Pebbly Beach Generating Station Hybrid | CA | Los Angeles | 12 | Petroleum Liquids | IC |  | S | X | X |  |  | 1.6 | 0.8 | 1.6 | 1.6 | 1.3 | N |  |  | OP | X | 6 | 1976 |  |  | N | Electric Utility | 1 | X | DFO | [9 empty] | N | N |  | 10M | [23 empty] | N | N | N
17609 | Southern California Edison Co | 6704 | Pebbly Beach Generating Station Hybrid | CA | Los Angeles | 14 | Petroleum Liquids | IC |  | S | X | X |  |  | 1.4 | 0.8 | 1.4 | 1.4 | 1.1 | N |  |  | OP | X | 10 | 1986 |  |  | N | Electric Utility | 1 | X | DFO | [9 empty] | N | N |  | 10M | [23 empty] | N | N | N
17609 | Southern California Edison Co | 6704 | Pebbly Beach Generating Station Hybrid | CA | Los Angeles | 15 | Petroleum Liquids | IC |  | S | X | X |  |  | 2.8 | 0.8 | 2.8 | 2.8 | 2.2 | N |  |  | OP | X | 12 | 1995 |  |  | N | Electric Utility | 1 | X | DFO | [9 empty] | N | N |  | 10M | [23 empty] | N | N | N
17609 | Southern California Edison Co | 6704 | Pebbly Beach Generating Station Hybrid | CA | Los Angeles | 7 | Petroleum Liquids | IC |  | S | X | X |  |  | 1 | 0.8 | 1 | 1 | 0.8 | N |  |  | OP | X | 7 | 1958 |  |  | N | Electric Utility | 1 | X | DFO | [9 empty] | N | N |  | 10M | [23 empty] | N | N | N
17609 | Southern California Edison Co | 6704 | Pebbly Beach Generating Station Hybrid | CA | Los Angeles | 8 | Petroleum Liquids | IC |  | S | X | X |  |  | 1.5 | 0.8 | 1.5 | 1.5 | 1.2 | N |  |  | OP | X | 6 | 1963 |  |  | N | Electric Utility | 1 | X | DFO | [9 empty] | N | N |  | 10M | [23 empty] | N | N | N
17609 | Southern California Edison Co | 6704 | Pebbly Beach Generating Station Hybrid | CA | Los Angeles | MT01 | Petroleum Liquids | GT |  | S | X | X |  |  | 0.1 | 0.8 | 0.1 | 0.1 | 0.1 | N |  |  | OP | X | 12 | 2011 |  |  | N | Electric Utility | 1 | X | PG | [9 empty] | N | N |  | 10M | [23 empty] | N
17609 | Southern California Edison Co | 6704 | Pebbly Beach Generating Station Hybrid | CA | Los Angeles | MT02 | Petroleum Liquids | GT |  | S | X | X |  |  | 0.1 | 0.8 | 0.1 | 0.1 | 0.1 | N |  |  | OP | X | 12 | 2011 |  |  | N | Electric Utility | 1 | X | PG | [9 empty] | N | N |  | 10M | [23 empty] | N
17609 | Southern California Edison Co | 6704 | Pebbly Beach Generating Station Hybrid | CA | Los Angeles | MT03 | Petroleum Liquids | GT |  | S | X | X |  |  | 0.1 | 0.8 | 0.1 | 0.1 | 0.1 | N |  |  | OP | X | 12 | 2011 |  |  | N | Electric Utility | 1 | X | PG | [9 empty] | N | N |  | 10M | [23 empty] | N
17609 | Southern California Edison Co | 6704 | Pebbly Beach Generating Station Hybrid | CA | Los Angeles | MT04 | Petroleum Liquids | GT |  | S | X | X |  |  | 0.1 | 0.8 | 0.1 | 0.1 | 0.1 | N |  |  | OP | X | 12 | 2011 |  |  | N | Electric Utility | 1 | X | PG | [9 empty] | N | N |  | 10M | [23 empty] | N
17609 | Southern California Edison Co | 6704 | Pebbly Beach Generating Station Hybrid | CA | Los Angeles | MT05 | Petroleum Liquids | GT |  | S | X | X |  |  | 0.1 | 0.8 | 0.1 | 0.1 | 0.1 | N |  |  | OP | X | 12 | 2011 |  |  | N | Electric Utility | 1 | X | PG | [9 empty] | N | N |  | 10M | [23 empty] | N
17609 | Southern California Edison Co | 6704 | Pebbly Beach Generating Station Hybrid | CA | Los Angeles | MT06 | Petroleum Liquids | GT |  | S | X | X |  |  | 0.1 | 0.8 | 0.1 | 0.1 | 0.1 | N |  |  | OP | X | 12 | 2011 |  |  | N | Electric Utility | 1 | X | PG | [9 empty] | N | N |  | 10M | [23 empty] | N
17609 | Southern California Edison Co | 6704 | Pebbly Beach Generating Station Hybrid | CA | Los Angeles | MT07 | Petroleum Liquids | GT |  | S | X | X |  |  | 0.1 | 0.8 | 0.1 | 0.1 | 0.1 | N |  |  | OP | X | 12 | 2011 |  |  | N | Electric Utility | 1 | X | PG | [9 empty] | N | N |  | 10M | [23 empty] | N
17609 | Southern California Edison Co | 6704 | Pebbly Beach Generating Station Hybrid | CA | Los Angeles | MT08 | Petroleum Liquids | GT |  | S | X | X |  |  | 0.1 | 0.8 | 0.1 | 0.1 | 0.1 | N |  |  | OP | X | 12 | 2011 |  |  | N | Electric Utility | 1 | X | PG | [9 empty] | N | N |  | 10M | [23 empty] | N
17609 | Southern California Edison Co | 6704 | Pebbly Beach Generating Station Hybrid | CA | Los Angeles | MT09 | Petroleum Liquids | GT |  | S | X | X |  |  | 0.1 | 0.8 | 0.1 | 0.1 | 0.1 | N |  |  | OP | X | 12 | 2011 |  |  | N | Electric Utility | 1 | X | PG | [9 empty] | N | N |  | 10M | [23 empty] | N
17609 | Southern California Edison Co | 6704 | Pebbly Beach Generating Station Hybrid | CA | Los Angeles | MT10 | Petroleum Liquids | GT |  | S | X | X |  |  | 0.1 | 0.8 | 0.1 | 0.1 | 0.1 | N |  |  | OP | X | 12 | 2011 |  |  | N | Electric Utility | 1 | X | PG | [9 empty] | N | N |  | 10M | [23 empty] | N
17609 | Southern California Edison Co | 6704 | Pebbly Beach Generating Station Hybrid | CA | Los Angeles | MT11 | Petroleum Liquids | GT |  | S | X | X |  |  | 0.1 | 0.8 | 0.1 | 0.1 | 0.1 | N |  |  | OP | X | 12 | 2011 |  |  | N | Electric Utility | 1 | X | PG | [9 empty] | N | N |  | 10M | [23 empty] | N
17609 | Southern California Edison Co | 6704 | Pebbly Beach Generating Station Hybrid | CA | Los Angeles | MT14 | Petroleum Liquids | GT |  | S | X | X |  |  | 0.1 | 0.8 | 0.1 | 0.1 | 0.1 | N |  |  | OP | X | 12 | 2011 |  |  | N | Electric Utility | 1 | X | PG | [9 empty] | N | N |  | 10M | [23 empty] | N
17609 | Southern California Edison Co | 6704 | Pebbly Beach Generating Station Hybrid | CA | Los Angeles | MT15 | Petroleum Liquids | GT |  | S | X | X |  |  | 0.1 | 0.8 | 0.1 | 0.1 | 0.1 | N |  |  | OP | X | 12 | 2011 |  |  | N | Electric Utility | 1 | X | PG | [9 empty] | N | N |  | 10M | [23 empty] | N
17609 | Southern California Edison Co | 6704 | Pebbly Beach Generating Station Hybrid | CA | Los Angeles | MT16 | Petroleum Liquids | GT |  | S | X | X |  |  | 0.1 | 0.8 | 0.1 | 0.1 | 0.1 | N |  |  | OP | X | 12 | 2011 |  |  | N | Electric Utility | 1 | X | PG | [9 empty] | N | N |  | 10M | [23 empty] | N
17609 | Southern California Edison Co | 6704 | Pebbly Beach Generating Station Hybrid | CA | Los Angeles | MT17 | Petroleum Liquids | GT |  | S | X | X |  |  | 0.1 | 0.8 | 0.1 | 0.1 | 0.1 | N |  |  | OP | X | 12 | 2011 |  |  | N | Electric Utility | 1 | X | PG | [9 empty] | N | N |  | 10M | [23 empty] | N
17609 | Southern California Edison Co | 6704 | Pebbly Beach Generating Station Hybrid | CA | Los Angeles | MT18 | Petroleum Liquids | GT |  | S | X | X |  |  | 0.1 | 0.8 | 0.1 | 0.1 | 0.1 | N |  |  | OP | X | 12 | 2011 |  |  | N | Electric Utility | 1 | X | PG | [9 empty] | N | N |  | 10M | [23 empty] | N
17609 | Southern California Edison Co | 6704 | Pebbly Beach Generating Station Hybrid | CA | Los Angeles | MT19 | Petroleum Liquids | GT |  | S | X | X |  |  | 0.1 | 0.8 | 0.1 | 0.1 | 0.1 | N |  |  | OP | X | 12 | 2011 |  |  | N | Electric Utility | 1 | X | PG | [9 empty] | N | N |  | 10M | [23 empty] | N
17609 | Southern California Edison Co | 6704 | Pebbly Beach Generating Station Hybrid | CA | Los Angeles | MT20 | Petroleum Liquids | GT |  | S | X | X |  |  | 0.1 | 0.8 | 0.1 | 0.1 | 0.1 | N |  |  | OP | X | 12 | 2011 |  |  | N | Electric Utility | 1 | X | PG | [9 empty] | N | N |  | 10M | [23 empty] | N
17609 | Southern California Edison Co | 6704 | Pebbly Beach Generating Station Hybrid | CA | Los Angeles | MT21 | Petroleum Liquids | GT |  | S | X | X |  |  | 0.1 | 0.8 | 0.1 | 0.1 | 0.1 | N |  |  | OP | X | 12 | 2011 |  |  | N | Electric Utility | 1 | X | PG | [9 empty] | N | N |  | 10M | [23 empty] | N
17609 | Southern California Edison Co | 6704 | Pebbly Beach Generating Station Hybrid | CA | Los Angeles | MT22 | Petroleum Liquids | GT |  | S | X | X |  |  | 0.1 | 0.8 | 0.1 | 0.1 | 0.1 | N |  |  | OP | X | 12 | 2011 |  |  | N | Electric Utility | 1 | X | PG | [9 empty] | N | N |  | 10M | [23 empty] | N
17609 | Southern California Edison Co | 6704 | Pebbly Beach Generating Station Hybrid | CA | Los Angeles | MT23 | Petroleum Liquids | GT |  | S | X | X |  |  | 0.1 | 0.8 | 0.1 | 0.1 | 0.1 | N |  |  | OP | X | 12 | 2011 |  |  | N | Electric Utility | 1 | X | PG | [9 empty] | N | N |  | 10M | [23 empty] | N
17609 | Southern California Edison Co | 6704 | Pebbly Beach Generating Station Hybrid | CA | Los Angeles | MT24 | Petroleum Liquids | GT |  | S | X | X |  |  | 0.1 | 0.8 | 0.1 | 0.1 | 0.1 | N |  |  | OP | X | 12 | 2011 |  |  | N | Electric Utility | 1 | X | PG | [9 empty] | N | N |  | 10M | [23 empty] | N
17609 | Southern California Edison Co | 6704 | Pebbly Beach Generating Station Hybrid | CA | Los Angeles | MT25 | Petroleum Liquids | GT |  | S | X | X |  |  | 0.1 | 0.8 | 0.1 | 0.1 | 0.1 | N |  |  | OP | X | 12 | 2011 |  |  | N | Electric Utility | 1 | X | PG | [9 empty] | N | N |  | 10M | [23 empty] | N
17609 | Southern California Edison Co | 6704 | Pebbly Beach Generating Station Hybrid | CA | Los Angeles | NASB1 | Batteries | BA |  | S | X | X |  |  | 1 |  | 1 | 1 | 0.1 | N |  |  | OP | X | 8 | 2012 |  |  | N | Electric Utility | 1 | X | MWH | [12 empty] | OVER | [23 empty] | N | N
2518 | U S Bureau of Reclamation | 7066 | Stampede | CA | Sierra | 1 | Conventional Hydroelectric | HY |  | S | X | X |  |  | 3 | 0.9 | 3 | 3 | 0 | N |  |  | OP | X | 1 | 1988 |  |  | N | Electric Utility | 1 | X | WAT | [12 empty] | 10M
2518 | U S Bureau of Reclamation | 7066 | Stampede | CA | Sierra | 2 | Conventional Hydroelectric | HY |  | S | X | X |  |  | 0.6 | 1 | 0.6 | 0.6 | 0 | N |  |  | OP | X | 1 | 1988 |  |  | N | Electric Utility | 1 | X | WAT | [12 empty] | 10M
3255 | California Dept. of Water Resources | 7072 | Mojave Siphon | CA | San Bernardino | 1 | Conventional Hydroelectric | HY |  | S | X | X |  |  | 10.9 | 0.95 | 10.8 | 10.8 | 2 | N |  |  | OP | X | 8 | 1996 |  |  | N | Electric Utility | 1 | X | WAT | [9 empty] | N |  |  | 10M
3255 | California Dept. of Water Resources | 7072 | Mojave Siphon | CA | San Bernardino | 2 | Conventional Hydroelectric | HY |  | S | X | X |  |  | 10.9 | 0.95 | 10.8 | 10.8 | 2 | N |  |  | OP | X | 8 | 1996 |  |  | N | Electric Utility | 1 | X | WAT | [9 empty] | N |  |  | 10M
3255 | California Dept. of Water Resources | 7072 | Mojave Siphon | CA | San Bernardino | 3 | Conventional Hydroelectric | HY |  | S | X | X |  |  | 10.9 | 0.95 | 10.8 | 10.8 | 2 | N |  |  | OP | X | 8 | 1996 |  |  | N | Electric Utility | 1 | X | WAT | [9 empty] | N |  |  | 10M
3255 | California Dept. of Water Resources | 7129 | Thermalito Diverson Dam | CA | Butte | TD1 | Conventional Hydroelectric | HY |  | S | X | X |  |  | 3.4 | 0.9 | 3 | 3 | 0 | N |  |  | OP | X | 7 | 1987 |  |  | N | Electric Utility | 1 | X | WAT | [9 empty] | N |  |  | 10M
17609 | Southern California Edison Co | 7147 | Mill Creek 3 | CA | San Bernardino | 3 | Conventional Hydroelectric | HY |  | S | X | X |  |  | 1 | 1 | 1 | 1 | 0 | N |  |  | OP | X | 3 | 1903 |  |  | N | Electric Utility | 1 | X | WAT | [9 empty] | N |  |  | 10M
17609 | Southern California Edison Co | 7147 | Mill Creek 3 | CA | San Bernardino | 4 | Conventional Hydroelectric | HY |  | S | X | X |  |  | 1 | 1 | 1 | 1 | 0 | N |  |  | OP | X | 10 | 1904 |  |  | N | Electric Utility | 1 | X | WAT | [9 empty] | N |  |  | 10M
17609 | Southern California Edison Co | 7147 | Mill Creek 3 | CA | San Bernardino | 5 | Conventional Hydroelectric | HY |  | S | X | X |  |  | 1 | 1 | 1 | 1 | 0 | N |  |  | OP | X | 3 | 1904 |  |  | N | Electric Utility | 1 | X | WAT | [9 empty] | N |  |  | 10M
16655 | City of Santa Clara - (CA) | 7151 | Stony Gorge | CA | Glenn | 1 | Conventional Hydroelectric | HY |  | S | X | X | POD_ELKCRK_6_STONYG-APNDPOD_ELKCRK_6_STONYG-APND | POD_ELKCRK_6_STONYG-APND | 2.5 | 0.9 | 2.5 | 2.5 | 0.3 | N |  |  | OP | X | 4 | 1986 |  |  | N | Electric Utility | 1 | X | WAT | [9 empty] | N | N |  | 10M
16655 | City of Santa Clara - (CA) | 7151 | Stony Gorge | CA | Glenn | 2 | Conventional Hydroelectric | HY |  | S | X | X | POD_ELKCRK_6_STONYG-APND | POD_ELKCRK_6_STONYG-APND | 2.5 | 0.9 | 2.5 | 2.5 | 0.3 | N |  |  | OP | X | 4 | 1986 |  |  | N | Electric Utility | 1 | X | WAT | [9 empty] | N | N |  | 10M
15783 | City of Redding - (CA) | 7189 | Whiskeytown | CA | Shasta | 1 | Conventional Hydroelectric | HY |  | S | X | X |  |  | 3.5 | 0.9 | 3.5 | 3.5 | 1 | N |  |  | OP | X | 9 | 1986 |  |  | N | Electric Utility | 1 | X | WAT | [9 empty] | N | N |  | 10M |  |  |  |  | N | N | [14 empty] | N |  |  | N
16655 | City of Santa Clara - (CA) | 7229 | Black Butte | CA | Tehama | 1 | Conventional Hydroelectric | HY |  | S | X | X | BLCKBUTT_7_B1 | BLCKBUTT_7_B1 | 6.1 | 0.9 | 6.1 | 6.1 | 0.5 | N |  |  | OP | X | 9 | 1988 |  |  | N | Electric Utility | 1 | X | WAT | [9 empty] | N | N |  | 10M
16655 | City of Santa Clara - (CA) | 7231 | Gianera | CA | Santa Clara | 1 | Natural Gas Fired Combustion Turbine | GT |  | S | X | X | CSCGNRA1_7_N101 | CSCGNRA1_7_N101 | 32.3 | 0.9 | 24.8 | 24.8 | 22 | N |  |  | OP | X | 6 | 1987 |  |  | N | Electric Utility | 1 | X | NG | DFO | [8 empty] | N | N |  | 1H | [23 empty] | Y | N | Y
16655 | City of Santa Clara - (CA) | 7231 | Gianera | CA | Santa Clara | 2 | Natural Gas Fired Combustion Turbine | GT |  | S | X | X | CSCGNRA2_7_N101 | CSCGNRA2_7_N101 | 32.3 | 0.9 | 24.8 | 24.8 | 22 | N |  |  | OP | X | 6 | 1986 |  |  | N | Electric Utility | 1 | X | NG | DFO | [8 empty] | N | N |  | 1H | [23 empty] | Y | N | Y
16655 | City of Santa Clara - (CA) | 7232 | Santa Clara Cogen | CA | Santa Clara | 1 | Natural Gas Fired Combustion Turbine | GT |  | S | X | X | CSCCOG_6_N001 | CSCCOG_6_N001 | 3.9 | 0.85 | 3.5 | 3.5 | 2.8 | N |  |  | OP | X | 6 | 1982 |  |  | Y | Electric Utility | 1 | T | NG | [9 empty] | N | N |  | 12H | [23 empty] | N
16655 | City of Santa Clara - (CA) | 7232 | Santa Clara Cogen | CA | Santa Clara | 2 | Natural Gas Fired Combustion Turbine | GT |  | S | X | X | CSCCOG_6_N001 | CSCCOG_6_N001 | 3.9 | 0.85 | 3.5 | 3.5 | 2.8 | N |  |  | OP | X | 6 | 1982 |  |  | Y | Electric Utility | 1 | T | NG | [9 empty] | N | N |  | 12H | [23 empty] | N
12745 | Modesto Irrigation District | 7266 | Woodland | CA | Stanislaus | 2 | Natural Gas Fired Combined Cycle | CA | CC1 | S | Y | X |  |  | 37.7 | 0.85 | 33 | 33 | 2 | N |  |  | OP | X | 6 | 2003 |  |  | N | Electric Utility | 1 | X | NG | [5 empty] | NG |  |  |  | N | N |  | 12H | [23 empty] | N | N | N
12745 | Modesto Irrigation District | 7266 | Woodland | CA | Stanislaus | 3 | Natural Gas Fired Combined Cycle | CT | CC1 | S | X | N |  |  | 60.5 | 0.85 | 50 | 50 | 23 | N |  |  | OP | X | 6 | 2003 |  |  | N | Electric Utility | 1 | X | NG | [5 empty] | NG |  |  |  | N | N |  | 12H | [23 empty] | N | N | N
12745 | Modesto Irrigation District | 7266 | Woodland | CA | Stanislaus | 3A | Natural Gas Internal Combustion Engine | IC |  | S | X | X |  |  | 8.4 | 0.8 | 8.2 | 8.2 | 4 | N |  |  | OP | X | 7 | 2011 |  |  | N | Electric Utility | 1 | X | NG | [5 empty] | NG |  |  |  | N | N |  | 1H | [23 empty] | N | N | N
12745 | Modesto Irrigation District | 7266 | Woodland | CA | Stanislaus | 3B | Natural Gas Internal Combustion Engine | IC |  | S | X | X |  |  | 8.4 | 0.8 | 8.2 | 8.2 | 4 | N |  |  | OP | X | 7 | 2011 |  |  | N | Electric Utility | 1 | X | NG | [5 empty] | NG |  |  |  | N | N |  | 1H | [23 empty] | N | N | N
12745 | Modesto Irrigation District | 7266 | Woodland | CA | Stanislaus | 3C | Natural Gas Internal Combustion Engine | IC |  | S | X | X |  |  | 8.4 | 0.8 | 8.2 | 8.2 | 4 | N |  |  | OP | X | 7 | 2011 |  |  | N | Electric Utility | 1 | X | NG | [5 empty] | NG |  |  |  | N | N |  | 1H | [23 empty] | N | N | N
12745 | Modesto Irrigation District | 7266 | Woodland | CA | Stanislaus | 3D | Natural Gas Internal Combustion Engine | IC |  | S | X | X |  |  | 8.4 | 0.8 | 8.2 | 8.2 | 4 | N |  |  | OP | X | 7 | 2011 |  |  | N | Electric Utility | 1 | X | NG | [5 empty] | NG |  |  |  | N | N |  | 1H | [23 empty] | N | N | N
12745 | Modesto Irrigation District | 7266 | Woodland | CA | Stanislaus | 3E | Natural Gas Internal Combustion Engine | IC |  | S | X | X |  |  | 8.4 | 0.8 | 8.2 | 8.2 | 4 | N |  |  | OP | X | 7 | 2011 |  |  | N | Electric Utility | 1 | X | NG | [5 empty] | NG |  |  |  | N | N |  | 1H | [23 empty] | N | N | N
12745 | Modesto Irrigation District | 7266 | Woodland | CA | Stanislaus | 3F | Natural Gas Internal Combustion Engine | IC |  | S | X | X |  |  | 8.4 | 0.8 | 8.2 | 8.2 | 4 | N |  |  | OP | X | 7 | 2011 |  |  | N | Electric Utility | 1 | X | NG | [5 empty] | NG |  |  |  | N | N |  | 1H | [23 empty] | N | N | N
12745 | Modesto Irrigation District | 7266 | Woodland | CA | Stanislaus | NA1 | Natural Gas Fired Combustion Turbine | GT |  | S | X | X |  |  | 50.4 | 0.9 | 45 | 45 | 23 | N |  |  | OP | X | 11 | 1993 |  |  | N | Electric Utility | 1 | X | NG | DFO |  |  |  |  | NG |  |  |  | N |  |  | 12H | [23 empty] | Y | N | Y
15783 | City of Redding - (CA) | 7307 | Redding Power | CA | Shasta | 1 | Natural Gas Fired Combustion Turbine | GT |  | S | X | X |  |  | 18 | 0.85 | 16 | 17 | 14 | N |  |  | OP | X | 10 | 1996 |  |  | N | Electric Utility | 1 | X | NG | [9 empty] | N | N |  | 1H |  | N |  |  | N | [15 empty] | N |  |  | N | N | N
15783 | City of Redding - (CA) | 7307 | Redding Power | CA | Shasta | 2 | Natural Gas Fired Combustion Turbine | GT |  | S | X | X |  |  | 27.9 | 0.9 | 23 | 25 | 16 | N |  |  | OP | X | 4 | 1996 |  |  | N | Electric Utility | 1 | X | NG | [9 empty] | N | N |  | 1H | [20 empty] | N |  |  | N | N | N
15783 | City of Redding - (CA) | 7307 | Redding Power | CA | Shasta | 3 | Natural Gas Fired Combustion Turbine | GT |  | S | X | X |  |  | 27.9 | 0.9 | 23 | 25 | 16 | N |  |  | OP | X | 4 | 1996 |  |  | N | Electric Utility | 1 | X | NG | [9 empty] | N | N |  | 1H | [20 empty] | N |  |  | N | N | N
15783 | City of Redding - (CA) | 7307 | Redding Power | CA | Shasta | 4 | Natural Gas Fired Combined Cycle | CA | 101 | S | N | X |  |  | 26.8 | 0.85 | 27 | 28 | 5 | N |  |  | OP | X | 1 | 1989 |  |  | N | Electric Utility | 1 | X | NG | [5 empty] | NG |  |  |  | N | N |  | 12H |  |  |  |  | N | [15 empty] | N |  |  | N | N | N
15783 | City of Redding - (CA) | 7307 | Redding Power | CA | Shasta | 5 | Natural Gas Fired Combined Cycle | CT | 101 | S | X | N |  |  | 40 | 0.8 | 41 | 45 | 5 | N |  |  | OP | X | 7 | 2002 |  |  | N | Electric Utility | 1 | X | NG | [9 empty] | N | N |  | 12H | [20 empty] | N |  |  | N | N | N
15783 | City of Redding - (CA) | 7307 | Redding Power | CA | Shasta | 6 | Natural Gas Fired Combined Cycle | CT | 101 | S | X | N |  |  | 42.5 | 0.85 | 41 | 46 | 24 | N |  |  | OP | X | 8 | 2011 |  |  | N | Electric Utility | 1 | X | NG | [9 empty] | N | N |  | 12H | [20 empty] | N |  |  | N | N | N
19281 | Turlock Irrigation District | 7315 | Almond Power Plant | CA | Stanislaus | 1 | Natural Gas Fired Combustion Turbine | GT |  | S | X | X |  |  | 49.5 | 0.9 | 49.5 | 49.5 | 16 | N |  |  | OP | X | 4 | 1996 |  |  | N | Electric Utility | 1 | X | NG | [9 empty] | N |  |  | 12H | [23 empty] | N
19281 | Turlock Irrigation District | 7315 | Almond Power Plant | CA | Stanislaus | 2 | Natural Gas Fired Combustion Turbine | GT |  | S | X | X |  |  | 58 | 0.9 | 50 | 58 | 16 | N |  |  | OP | X | 7 | 2012 |  |  | N | Electric Utility | 1 | X | NG | [9 empty] | N |  |  | 10M | [23 empty] | N
19281 | Turlock Irrigation District | 7315 | Almond Power Plant | CA | Stanislaus | 3 | Natural Gas Fired Combustion Turbine | GT |  | S | X | X |  |  | 58 | 0.9 | 50 | 58 | 16 | N |  |  | OP | X | 7 | 2012 |  |  | N | Electric Utility | 1 | X | NG | [9 empty] | N |  |  | 10M | [23 empty] | N
19281 | Turlock Irrigation District | 7315 | Almond Power Plant | CA | Stanislaus | 4 | Natural Gas Fired Combustion Turbine | GT |  | S | X | X |  |  | 58 | 0.9 | 50 | 58 | 16 | N |  |  | OP | X | 7 | 2012 |  |  | N | Electric Utility | 1 | X | NG | [9 empty] | N |  |  | 10M | [23 empty] | N
16655 | City of Santa Clara - (CA) | 7338 | Grizzly | CA | Plumas | NA1 | Conventional Hydroelectric | HY |  | S | X | X | GRIZZLYG_7_B1 | GRIZZLYG_7_B1 | 22 | 0.9 | 17.7 | 17.7 | 0 | N |  |  | OP | X | 11 | 1993 |  |  | N | Electric Utility | 1 | X | WAT | [9 empty] | N | N |  | 10M
40613 | Northern California Power Agny | 7368 | Geothermal 1 | CA | Sonoma | 1 | Geothermal | ST |  | S | X | X |  |  | 55 | 0.86 | 25 | 26 | 10 | N |  |  | OP | X | 1 | 1983 |  |  | N | Electric Utility | 1 | X | GEO | [5 empty] | GEO |  |  |  | N | N |  | 12H | [23 empty] | N | N
40613 | Northern California Power Agny | 7368 | Geothermal 1 | CA | Sonoma | 2 | Geothermal | ST |  | S | X | X |  |  | 55 | 0.86 | 26 | 27 | 10 | N |  |  | OP | X | 1 | 1983 |  |  | N | Electric Utility | 1 | X | GEO | [5 empty] | GEO |  |  |  | N | N |  | 12H | [23 empty] | N | N
40613 | Northern California Power Agny | 7369 | Geothermal 2 | CA | Sonoma | 3 | Geothermal | ST |  | S | X | X |  |  | 55 | 0.9 | 25 | 25 | 0 | N |  |  | SB | N | 12 | 1985 |  |  | N | Electric Utility | 1 | X | GEO | [5 empty] | GEO |  |  |  | N |  |  | OVER | [23 empty] | N
40613 | Northern California Power Agny | 7369 | Geothermal 2 | CA | Sonoma | 4 | Geothermal | ST |  | S | X | X |  |  | 55 | 0.9 | 40 | 41 | 10 | N |  |  | OP | X | 5 | 1986 |  |  | N | Electric Utility | 1 | X | GEO | [5 empty] | GEO |  |  |  | N | N |  | 12H | [23 empty] | N
19798 | City of Vernon | 7436 | Vernon | CA | Los Angeles | JH1 | Petroleum Liquids | IC |  | S | X | X |  |  | 6 | 0.8 | 3.6 | 4 | 3.6 | N |  |  | OS | X | 9 | 1933 |  |  | N | Electric Utility | 1 | X | DFO | [9 empty] | N |  |  | OVER | [23 empty] | N | N
19798 | City of Vernon | 7436 | Vernon | CA | Los Angeles | JH2 | Petroleum Liquids | IC |  | S | X | X |  |  | 6 | 0.8 | 3.6 | 4 | 3.6 | N |  |  | OS | X | 9 | 1933 |  |  | N | Electric Utility | 1 | X | DFO | [9 empty] | N |  |  | OVER | [23 empty] | N | N
19798 | City of Vernon | 7436 | Vernon | CA | Los Angeles | JH3 | Petroleum Liquids | IC |  | S | X | X |  |  | 6 | 0.8 | 3.6 | 4.6 | 3.6 | N |  |  | OS | X | 9 | 1933 |  |  | N | Electric Utility | 1 | X | DFO | [9 empty] | N | N |  | OVER | [23 empty] | N | N
19798 | City of Vernon | 7436 | Vernon | CA | Los Angeles | JH4 | Petroleum Liquids | IC |  | S | X | X |  |  | 6 | 0.8 | 3.6 | 4 | 3.6 | N |  |  | OS | X | 9 | 1933 |  |  | N | Electric Utility | 1 | X | DFO | [9 empty] | N | N |  | OVER | [23 empty] | N
19798 | City of Vernon | 7436 | Vernon | CA | Los Angeles | JH5 | Petroleum Liquids | IC |  | S | X | X |  |  | 6 | 0.8 | 3.6 | 4 | 3.6 | N |  |  | OS | X | 9 | 1933 |  |  | N | Electric Utility | 1 | X | DFO | [9 empty] | N | N |  | OVER | [23 empty] | N
40613 | Northern California Power Agny | 7449 | Combustion Turbine Project No 2 | CA | San Joaquin | NA1 | Natural Gas Fired Combustion Turbine | GT |  | S | X | X |  |  | 50 | 0.95 | 49.3 | 49.9 | 40 | N |  |  | OP | X | 4 | 1996 |  |  | N | Electric Utility | 1 | X | NG | [9 empty] | N |  |  | 1H | [23 empty] | N | N | N
40613 | Northern California Power Agny | 7450 | Alameda | CA | Alameda | 1 | Natural Gas Fired Combustion Turbine | GT |  | S | X | X |  |  | 27.4 | 0.95 | 24.9 | 24.9 | 21.8 | N |  |  | OP | X | 5 | 1986 |  |  | N | Electric Utility | 1 | X | NG | DFO | [8 empty] | N |  |  | 1H | [23 empty] | Y | N | Y
40613 | Northern California Power Agny | 7450 | Alameda | CA | Alameda | 2 | Natural Gas Fired Combustion Turbine | GT |  | S | X | X |  |  | 27.4 | 0.95 | 24.9 | 24.9 | 21.8 | N |  |  | OP | X | 5 | 1986 |  |  | N | Electric Utility | 1 | X | NG | DFO | [8 empty] | N |  |  | 1H | [23 empty] | Y | N | Y
40613 | Northern California Power Agny | 7451 | Lodi | CA | San Joaquin | 1 | Natural Gas Fired Combustion Turbine | GT |  | S | X | X |  |  | 27.4 | 0.95 | 25.2 | 25.2 | 23.3 | N |  |  | SB | Y | 2 | 1986 |  |  | N | Electric Utility | 1 | X | NG | DFO | [8 empty] | N |  |  | 1H | [23 empty] | Y | N | Y
16295 | City of Roseville - (CA) | 7452 | Roseville Power Plant #2 | CA | Placer | 1 | Natural Gas Fired Combustion Turbine | GT |  | S | X | X |  |  | 33 |  | 21.2 | 24.2 | 15 | N |  |  | SB | Y | 4 | 1986 |  |  | N | Electric Utility | 1 | X | NG | [9 empty] | N | N |  | 1H | [23 empty] | N | N | N
16295 | City of Roseville - (CA) | 7452 | Roseville Power Plant #2 | CA | Placer | 2 | Natural Gas Fired Combustion Turbine | GT |  | S | X | X |  |  | 33 |  | 21.2 | 24.2 | 15 | N |  |  | SB | Y | 5 | 1986 |  |  | N | Electric Utility | 1 | X | NG | [9 empty] | N | N |  | 1H | [23 empty] | N | N | N
19397 | City of Ukiah - (CA) | 7489 | Lake Mendocino | CA | Mendocino | G1 | Conventional Hydroelectric | HY |  | S | X | X | N/A | N/A | 1 | 0.9 | 1 | 1 | 0.1 | N |  |  | OP | X | 5 | 1987 |  |  | N | Electric Utility | 1 | X | WAT | [9 empty] | N | N |  | 10M | [20 empty] | N |  |  | N | N | N
19397 | City of Ukiah - (CA) | 7489 | Lake Mendocino | CA | Mendocino | G2 | Conventional Hydroelectric | HY |  | S | X | X |  |  | 2.5 | 0.9 | 2.5 | 2.5 | 0.1 | N |  |  | OP | X | 5 | 1987 |  |  | N | Electric Utility | 1 | X | WAT | [9 empty] | N | N |  | 10M | [20 empty] | N |  |  | N | N | N
61958 | Hydro Sierra Energy, LLC | 7507 | Deadwood Creek | CA | Yuba | 1 | Conventional Hydroelectric | HY |  | S | X | X |  |  | 2 | 0.9 | 1.9 | 2 | 0.1 | N |  |  | OP | X | 12 | 1993 |  |  | N | Electric Utility | 1 | X | WAT | [9 empty] | N |  |  | 10M
16534 | Sacramento Municipal Util Dist | 7526 | Solano Wind | CA | Solano | 1 | Onshore Wind Turbine | WT |  | S | X | X |  |  | 13.2 |  | 13.1 | 13.2 | 1 | N |  |  | OP | X | 6 | 1994 |  |  | N | Electric Utility | 1 | X | WND | [9 empty] | N | N | 23
16534 | Sacramento Municipal Util Dist | 7526 | Solano Wind | CA | Solano | 2 | Onshore Wind Turbine | WT |  | S | X | X |  |  | 24 |  | 24 | 24 | 1 | N |  |  | OP | X | 6 | 2006 |  |  | N | Electric Utility | 1 | X | WND | [9 empty] | N | N | 8
16534 | Sacramento Municipal Util Dist | 7526 | Solano Wind | CA | Solano | 2B | Onshore Wind Turbine | WT |  | S | X | X |  |  | 63 |  | 63 | 63 | 1 | N |  |  | OP | X | 12 | 2007 |  |  | N | Electric Utility | 1 | X | WND | [9 empty] | N | N | 21
16534 | Sacramento Municipal Util Dist | 7526 | Solano Wind | CA | Solano | 3 | Onshore Wind Turbine | WT |  | W | X | X |  |  | 128 |  | 128 | 128 | 1 | N |  |  | OP | X | 4 | 2012 |  |  | N | Electric Utility | 1 | X | WND | [9 empty] | N | N | 55
16534 | Sacramento Municipal Util Dist | 7527 | Carson Ice-Gen Project | CA | Sacramento | 1 | Natural Gas Fired Combustion Turbine | GT |  | W | X | X |  |  | 54 | 0.9 | 41.2 | 41.2 | 20 | N |  |  | OP | X | 10 | 1995 |  |  | Y | Electric Utility | 1 | T | NG | [9 empty] | N | N |  | 10M | [23 empty] | N
16534 | Sacramento Municipal Util Dist | 7527 | Carson Ice-Gen Project | CA | Sacramento | 2 | Natural Gas Fired Combined Cycle | CA | CC1 | W | Y | X |  |  | 17.5 | 0.85 | 16.6 | 16.6 | 2 | N |  |  | OP | X | 10 | 1995 |  |  | Y | Electric Utility | 1 | T | NG | [9 empty] | N | N |  | 12H | [23 empty] | N
16534 | Sacramento Municipal Util Dist | 7527 | Carson Ice-Gen Project | CA | Sacramento | CCCT | Natural Gas Fired Combined Cycle | CT | CC1 | W | X | N |  |  | 54 | 0.9 | 51.2 | 51.2 | 21 | N |  |  | OP | X | 10 | 1995 |  |  | N | Electric Utility | 1 | X | NG | OBG | [8 empty] | N | N |  | 12H | [23 empty] | Y | Y | N
16534 | Sacramento Municipal Util Dist | 7551 | SCA Cogen 2 | CA | Sacramento | CCST | Natural Gas Fired Combined Cycle | CA | CCC1 | W | Y | X |  |  | 49.8 | 0.9 | 37.6 | 37.6 | 4.5 | N |  |  | OP | X | 3 | 1997 |  |  | Y | Electric Utility | 1 | T | NG | [9 empty] | N | N |  | 12H | [23 empty] | N | N | N
16534 | Sacramento Municipal Util Dist | 7551 | SCA Cogen 2 | CA | Sacramento | CT1A | Natural Gas Fired Combined Cycle | CT | CCC1 | W | X | Y |  |  | 49.8 | 0.9 | 47.6 | 47.6 | 35 | N |  |  | OP | X | 5 | 1997 |  |  | Y | Electric Utility | 1 | T | NG | [9 empty] | N | N |  | 12H | [23 empty] | N | N | N
16534 | Sacramento Municipal Util Dist | 7551 | SCA Cogen 2 | CA | Sacramento | CT1B | Natural Gas Fired Combined Cycle | CT | CCC1 | W | X | Y |  |  | 49.8 | 0.9 | 47.6 | 47.6 | 35 | N |  |  | OP | X | 3 | 1997 |  |  | Y | Electric Utility | 1 | T | NG | [9 empty] | N | N |  | 12H | [23 empty] | N | N | N
16534 | Sacramento Municipal Util Dist | 7551 | SCA Cogen 2 | CA | Sacramento | CT1C | Natural Gas Fired Combustion Turbine | GT |  | W | X | X |  |  | 44 | 0.9 | 43.8 | 47.3 | 20 | N |  |  | OP | X | 4 | 2001 |  |  | N | Electric Utility | 1 | X | NG | [9 empty] | N | N |  | 10M | [23 empty] | N
16534 | Sacramento Municipal Util Dist | 7552 | SPA Cogen 3 | CA | Sacramento | CCCT | Natural Gas Fired Combined Cycle | CT | CCC1 | W | X | Y |  |  | 118.7 | 0.9 | 119 | 111 | 55 | N | 5 | 2019 | OP | X | 12 | 1997 |  |  | Y | Electric Utility | 1 | T | NG | [9 empty] | N | N |  | 12H | [23 empty] | N | N | N
16534 | Sacramento Municipal Util Dist | 7552 | SPA Cogen 3 | CA | Sacramento | CCST | Natural Gas Fired Combined Cycle | CA | CCC1 | W | Y | X |  |  | 55.2 | 0.85 | 59 | 53 | 36 | N | 5 | 2019 | OP | X | 12 | 1997 |  |  | N | Electric Utility | 1 | X | NG | [9 empty] | N | N |  | 12H | [23 empty] | N | N | N
22776 | Solano Irrigation District | 7646 | Monticello Dam | CA | Solano | 1 | Conventional Hydroelectric | HY |  | S | X | X |  |  | 5 | 0.9 | 5 | 5 | 1.6 | N |  |  | OP | X | 6 | 1983 |  |  | N | Electric Utility | 1 | X | WAT | [9 empty] | N | N |  | 12H | [23 empty] | N
22776 | Solano Irrigation District | 7646 | Monticello Dam | CA | Solano | 2 | Conventional Hydroelectric | HY |  | S | X | X |  |  | 5 | 0.9 | 5 | 5 | 1.6 | N |  |  | OP | X | 6 | 1983 |  |  | N | Electric Utility | 1 | X | WAT | [9 empty] | N | N |  | 12H | [23 empty] | N
22776 | Solano Irrigation District | 7646 | Monticello Dam | CA | Solano | 3 | Conventional Hydroelectric | HY |  | S | X | X |  |  | 1.5 | 0.9 | 1.5 | 1.5 | 0.7 | N |  |  | OP | X | 6 | 1983 |  |  | N | Electric Utility | 1 | X | WAT | [9 empty] | N | N |  | 12H | [23 empty] | N
9216 | Imperial Irrigation District | 7824 | Rockwood | CA | Imperial | 1 | Natural Gas Fired Combustion Turbine | GT |  | S | X | X |  |  | 24.9 | 0.85 | 21.1 | 21.1 | 1.5 | N |  |  | OP | X | 6 | 1979 |  |  | N | Electric Utility | 1 | X | NG | DFO | [8 empty] | N | N |  | 10M | [23 empty] | Y | Y | Y
9216 | Imperial Irrigation District | 7824 | Rockwood | CA | Imperial | 2 | Petroleum Liquids | GT |  | S | X | X |  |  | 24.9 | 0.85 | 21.9 | 21.9 | 1.5 | N |  |  | OP | X | 4 | 1980 |  |  | N | Electric Utility | 1 | X | DFO | [9 empty] | N | N |  | 10M | [23 empty] | N | N | N
10325 | Kings River Conservation Dist | 7907 | Pine Flat | CA | Fresno | 1 | Conventional Hydroelectric | HY |  | S | X | X |  |  | 55 | 0.95 | 55 | 55 | 5 | N |  |  | OP | X | 1 | 1984 |  |  | N | Electric Utility | 1 | X | WAT | [12 empty] | 1H
10325 | Kings River Conservation Dist | 7907 | Pine Flat | CA | Fresno | 2 | Conventional Hydroelectric | HY |  | S | X | X |  |  | 55 | 0.95 | 55 | 55 | 5 | N |  |  | OP | X | 1 | 1984 |  |  | N | Electric Utility | 1 | X | WAT | [12 empty] | 1H
10325 | Kings River Conservation Dist | 7907 | Pine Flat | CA | Fresno | 3 | Conventional Hydroelectric | HY |  | S | X | X |  |  | 55 | 0.95 | 55 | 55 | 5 | N |  |  | OP | X | 4 | 1984 |  |  | N | Electric Utility | 1 | X | WAT | [12 empty] | 1H
64145 | Kern and Tule Hydro LLC | 7911 | Kern Canyon | CA | Kern | 1 | Conventional Hydroelectric | HY |  | S | X | X | KRNCNYN_6_N001 | KRNCNYN_6_N001 | 11.5 | 0.9 | 11.5 | 11.5 | 0 | N |  |  | OS | X | 8 | 1921 |  |  | N | Electric Utility | 1 | X | WAT | [9 empty] | N |  |  | 10M | [23 empty] | N
12397 | Metropolitan Water District of S CA | 7942 | Diamond Valley Lake | CA | Riverside | 10 | Conventional Hydroelectric | HY |  | S | X | X |  |  | 3.3 | 0.9 | 3.3 | 3.3 | 2 | N |  |  | OP | X | 12 | 2001 |  |  | N | Electric Utility | 1 | X | WAT | [12 empty] | 10M
12397 | Metropolitan Water District of S CA | 7942 | Diamond Valley Lake | CA | Riverside | 11 | Conventional Hydroelectric | HY |  | S | X | X |  |  | 3.3 | 0.9 | 3.3 | 3.3 | 2 | N |  |  | OP | X | 12 | 2001 |  |  | N | Electric Utility | 1 | X | WAT | [12 empty] | 10M
12397 | Metropolitan Water District of S CA | 7942 | Diamond Valley Lake | CA | Riverside | 12 | Conventional Hydroelectric | HY |  | S | X | X |  |  | 3.3 | 0.9 | 3.3 | 3.3 | 2 | N |  |  | OP | X | 12 | 2001 |  |  | N | Electric Utility | 1 | X | WAT | [12 empty] | 10M
12397 | Metropolitan Water District of S CA | 7942 | Diamond Valley Lake | CA | Riverside | 2 | Conventional Hydroelectric | HY |  | S | X | X |  |  | 3.3 | 0.9 | 3.3 | 3.3 | 2 | N |  |  | OP | X | 5 | 2001 |  |  | N | Electric Utility | 1 | X | WAT | [12 empty] | 10M
12397 | Metropolitan Water District of S CA | 7942 | Diamond Valley Lake | CA | Riverside | 3 | Conventional Hydroelectric | HY |  | S | X | X |  |  | 3.3 | 0.9 | 3.3 | 3.3 | 2 | N |  |  | OP | X | 5 | 2001 |  |  | N | Electric Utility | 1 | X | WAT | [12 empty] | 10M
12397 | Metropolitan Water District of S CA | 7942 | Diamond Valley Lake | CA | Riverside | 4 | Conventional Hydroelectric | HY |  | S | X | X |  |  | 3.3 | 0.9 | 3.3 | 3.3 | 2 | N |  |  | OP | X | 5 | 2001 |  |  | N | Electric Utility | 1 | X | WAT | [12 empty] | 10M
12397 | Metropolitan Water District of S CA | 7942 | Diamond Valley Lake | CA | Riverside | 6 | Conventional Hydroelectric | HY |  | S | X | X |  |  | 3.3 | 0.9 | 3.3 | 3.3 | 2 | N |  |  | OP | X | 12 | 2001 |  |  | N | Electric Utility | 1 | X | WAT | [12 empty] | 10M
12397 | Metropolitan Water District of S CA | 7942 | Diamond Valley Lake | CA | Riverside | 7 | Conventional Hydroelectric | HY |  | S | X | X |  |  | 3.3 | 0.9 | 3.3 | 3.3 | 2 | N |  |  | OP | X | 12 | 2001 |  |  | N | Electric Utility | 1 | X | WAT | [12 empty] | 10M
12397 | Metropolitan Water District of S CA | 7942 | Diamond Valley Lake | CA | Riverside | 8 | Conventional Hydroelectric | HY |  | S | X | X |  |  | 3.3 | 0.9 | 3.3 | 3.3 | 2 | N |  |  | OP | X | 12 | 2001 |  |  | N | Electric Utility | 1 | X | WAT | [12 empty] | 10M
2507 | City of Burbank Water and Power | 7987 | Lake One | CA | Los Angeles | L1 | Natural Gas Fired Combustion Turbine | GT |  | S | X | X |  |  | 60.5 | 0.85 | 48 | 48 | 10 | N |  |  | OP | X | 6 | 2002 |  |  | N | Electric Utility | 1 | X | NG | [9 empty] | N | N |  | 10M | [23 empty] | N | N | N
63844 | Ellwood Power, LLC | 8076 | Ellwood | CA | Santa Barbara | 01 | Natural Gas Fired Combustion Turbine | GT |  | S | X | X | GOLETA_6_ELLWOD | GOLETA_6_N100 | 58 | 0.9 | 54 | 54 | 54 | N |  |  | OP | X | 8 | 1974 | 1 | 2024 | N | IPP Non-CHP | 2 | X | NG | [9 empty] | N | N |  | 10M | [20 empty] | N |  |  | N
9397 | International Turbine Res Inc | 10005 | Dinosaur Point | CA | Merced | WTGS | Onshore Wind Turbine | WT |  | S | X | X |  |  | 17.4 |  | 17 | 16 | 15 | N |  |  | OP | X | 5 | 1988 |  |  | N | IPP Non-CHP | 2 | X | WND | [9 empty] | N | N | 161 | [16 empty] | WT | WND | 90 | 9 | 2024
5901 | Encina Joint Powers Authority | 10026 | Encina Water Pollution Control | CA | San Diego | EG10 | Other Waste Biomass | IC |  | S | X | X |  |  | 0.8 | 0.8 | 0.8 | 0.8 | 0.6 | N |  |  | OP | X | 11 | 2008 |  |  | N | Commercial Non-CHP | 4 | X | OBG | NG | [8 empty] | N | N |  | 1H | [23 empty] | Y | N | N
5901 | Encina Joint Powers Authority | 10026 | Encina Water Pollution Control | CA | San Diego | EG20 | Other Waste Biomass | IC |  | S | X | X |  |  | 0.8 | 0.8 | 0.8 | 0.8 | 0.6 | N |  |  | OP | X | 11 | 2008 |  |  | N | Commercial Non-CHP | 4 | X | OBG | NG | [8 empty] | N | N |  | 1H | [23 empty] | Y | N | N
5901 | Encina Joint Powers Authority | 10026 | Encina Water Pollution Control | CA | San Diego | EG30 | Other Waste Biomass | IC |  | S | X | X |  |  | 0.8 | 0.8 | 0.8 | 0.8 | 0.6 | N |  |  | OP | X | 1 | 2009 |  |  | N | Commercial Non-CHP | 4 | X | OBG | NG | [8 empty] | N | N |  | 1H | [23 empty] | Y | N | N
5901 | Encina Joint Powers Authority | 10026 | Encina Water Pollution Control | CA | San Diego | EG40 | Other Waste Biomass | IC |  | S | X | X |  |  | 0.8 | 0.8 | 0.8 | 0.8 | 0.6 | N |  |  | OP | X | 4 | 2009 |  |  | N | Commercial Non-CHP | 4 | X | OBG | NG | [8 empty] | N | N |  | 1H | [23 empty] | Y | N | N
3028 | Calpine Gilroy Cogen LP | 10034 | Gilroy Power Plant | CA | Santa Clara | GEN1 | Natural Gas Fired Combined Cycle | CT | CC1 | S | X | N |  |  | 90 | 1 | 85 | 85 | 85 | N |  |  | OP | X | 10 | 1987 |  |  | Y | IPP CHP | 3 | T | NG | [9 empty] | N |  |  | 12H | [23 empty] | N | N | N
3028 | Calpine Gilroy Cogen LP | 10034 | Gilroy Power Plant | CA | Santa Clara | GEN2 | Natural Gas Fired Combined Cycle | CA | CC1 | S | N | X |  |  | 40 | 1 | 30 | 35 | 20 | N |  |  | OP | X | 10 | 1987 |  |  | Y | IPP CHP | 3 | T | NG | [9 empty] | N |  |  | 12H | [23 empty] | N | N | N
10077 | Kaweah Delta Hospital | 10042 | Kaweah Delta District Hospital | CA | Tulare | KDHT1 | Natural Gas Fired Combustion Turbine | GT |  | S | X | X |  |  | 3.5 | 0.8 | 3.5 | 3.5 | 1.6 | N |  |  | OP | X | 10 | 2008 |  |  | N | Commercial Non-CHP | 4 | X | NG | [9 empty] | N | N |  | 10M | [23 empty] | N | N
54788 | DG Fairhaven Power LLC | 10052 | Fairhaven Power | CA | Humboldt | GEN1 | Wood/Wood Waste Biomass | ST |  | W | X | X |  |  | 18.8 | 0.95 | 16 | 16 | 1 | N |  |  | OA | X | 9 | 1986 |  |  | N | IPP Non-CHP | 2 | X | WDS | NG |  |  |  |  | NG |  |  |  | N | N |  | OVER | [23 empty] | Y | Y | N
11217 | Los Angeles County Sanitation | 10091 | Total Energy Facilities | CA | Los Angeles | G2 | Other Waste Biomass | CT | CC1 | S | X | Y |  |  | 9.9 | 0.9 | 8 | 9 | 5 | N |  |  | OP | X | 2 | 2003 |  |  | Y | Commercial CHP | 5 | T | OBG | NG | DFO | [7 empty] | N | N |  | 1H | [23 empty] | Y | N | Y
11217 | Los Angeles County Sanitation | 10091 | Total Energy Facilities | CA | Los Angeles | G3 | Other Waste Biomass | CT | CC1 | S | X | Y |  |  | 9.9 | 0.9 | 8 | 9 | 5 | N |  |  | OP | X | 12 | 2001 |  |  | Y | Commercial CHP | 5 | T | OBG | NG | DFO | [7 empty] | N | N |  | 1H | [23 empty] | Y | N | Y
11217 | Los Angeles County Sanitation | 10091 | Total Energy Facilities | CA | Los Angeles | GEN1 | Other Waste Biomass | CT | CC1 | S | X | Y |  |  | 9.9 | 0.9 | 8 | 9 | 5 | N |  |  | OP | X | 1 | 1986 |  |  | Y | Commercial CHP | 5 | T | OBG | NG | DFO | [7 empty] | N | N |  | 1H | [23 empty] | Y | N | Y
11217 | Los Angeles County Sanitation | 10091 | Total Energy Facilities | CA | Los Angeles | GEN4 | Other Waste Biomass | CA | CC1 | S | N | X |  |  | 8.7 | 0.9 | 7.4 | 7.4 | 2 | N |  |  | OP | X | 11 | 1986 |  |  | Y | Commercial CHP | 5 | T | OBG | NG | [8 empty] | N | N |  | 12H | [23 empty] | N | N | N
15743 | Frito-Lay Inc | 10110 | Frito-Lay Cogen Plant | CA | Kern | GEN1 | Natural Gas Fired Combustion Turbine | GT |  | S | X | X |  |  | 6 | 0.8 | 5.5 | 5.9 | 0.5 | N |  |  | OP | X | 3 | 1986 |  |  | Y | Industrial CHP | 7 | T | NG | [9 empty] | N | N |  | 12H | [23 empty] | N | N | N
7726 | Sharp Grossmont Hospital | 10115 | Grossmont Hospital | CA | San Diego | GEN3 | Natural Gas Fired Combustion Turbine | GT |  | S | X | X |  |  | 4.5 | 0.83 | 4.2 | 4.4 | 2.2 | N |  |  | OP | X | 5 | 2016 |  |  | Y | Commercial CHP | 5 | T | NG | [9 empty] | N | N | 0 | 1H |  |  |  |  | N | [18 empty] | N | N
8787 | Humboldt Bay Mun Water Dist | 10128 | Gosselin Hydro Plant | CA | Trinity | GEN1 | Conventional Hydroelectric | HY |  | S | X | X |  |  | 1 | 0.85 | 0.1 | 0.2 | 0.1 | N |  |  | OP | X | 6 | 1983 |  |  | N | Commercial Non-CHP | 4 | X | WAT | [9 empty] | N | N | 0 | 1H | [20 empty] | N |  |  | N
8787 | Humboldt Bay Mun Water Dist | 10128 | Gosselin Hydro Plant | CA | Trinity | GEN2 | Conventional Hydroelectric | HY |  | S | X | X |  |  | 1 | 0.85 | 0.1 | 0.2 | 0.1 | N |  |  | OP | X | 6 | 1983 |  |  | N | Commercial Non-CHP | 4 | X | WAT | [9 empty] | N | N | 0 | 1H | [20 empty] | N |  |  | N
9439 | Isabella Partners | 10139 | Isabella Hydro Project | CA | Kern | GEN1 | Conventional Hydroelectric | HY |  | S | X | X |  |  | 5.9 | 0.95 | 5.9 | 5.9 | 0.5 | N |  |  | OP | X | 12 | 1990 |  |  | N | IPP Non-CHP | 2 | X | WAT | [9 empty] | N |  | 0 | 1H
9439 | Isabella Partners | 10139 | Isabella Hydro Project | CA | Kern | GEN2 | Conventional Hydroelectric | HY |  | S | X | X |  |  | 5.9 | 0.95 | 5.9 | 5.9 | 0.5 | N |  |  | OP | X | 12 | 1990 |  |  | N | IPP Non-CHP | 2 | X | WAT | [9 empty] | N |  | 0 | 1H
17164 | Sierra Pacific Industries Inc | 10144 | Sierra Pacific Lincoln Facility | CA | Placer | GEN4 | Wood/Wood Waste Biomass | ST |  | S | X | X | SPILINCF_7_N002 | SPILINCF_7_N002 | 19.2 | 0.85 | 17.5 | 16.9 | 1 | N |  |  | OP | X | 3 | 2004 |  |  | Y | Industrial CHP | 7 | T | WDS | [5 empty] | NG |  |  |  | N |  |  | 12H | [23 empty] | N | N | N
20323 | Wellhead Services, Inc | 10156 | Fresno Cogen Partners | CA | Fresno | GEN2 | Natural Gas Fired Combined Cycle | CA | CC1 | J | N | X |  |  | 10 | 0.8 | 6 | 6.5 | 1.5 | N |  |  | OP | X | 1 | 1990 |  |  | Y | IPP CHP | 3 | T | NG | [9 empty] | N | N |  | 12H | [23 empty] | N
20323 | Wellhead Services, Inc | 10156 | Fresno Cogen Partners | CA | Fresno | GEN3 | Natural Gas Fired Combustion Turbine | GT |  | J | X | X |  |  | 18.6 | 0.85 | 18.6 | 18.6 | 14 | N |  |  | OP | X | 8 | 2001 |  |  | N | IPP CHP | 3 | X | NG | [9 empty] | N | N |  | 1H | [23 empty] | N
20323 | Wellhead Services, Inc | 10156 | Fresno Cogen Partners | CA | Fresno | GEN4 | Natural Gas Fired Combined Cycle | CT | CC1 | J | X | N |  |  | 52.2 | 0.85 | 52.2 | 52.2 | 1.5 | N |  |  | OP | X | 1 | 2004 |  |  | Y | IPP CHP | 3 | T | NG | [9 empty] | N | N |  | 12H | [23 empty] | N
5093 | Desert Water Agency | 10162 | Whitewater Hydro Plant | CA | Riverside | WWHI | Conventional Hydroelectric | HY |  | S | X | X |  |  | 1.3 | 0.9 | 1.3 | 1.3 | 0.8 | N |  |  | SB | Y | 4 | 1986 |  |  | N | IPP Non-CHP | 2 | X | WAT | [9 empty] | N | N | 0 | 1H | [20 empty] | Y | 8 | 2021 | N
3084 | Carson Cogeneration Co | 10169 | Carson Cogeneration | CA | Los Angeles | GEN1 | Natural Gas Fired Combined Cycle | CT | CC1 | J | X | N |  |  | 45.3 | 1 | 41.3 | 41.1 | 10 | N |  |  | OP | X | 12 | 1989 |  |  | N | IPP Non-CHP | 2 | X | NG | [9 empty] | N | N |  | 12H | [23 empty] | N | N
3084 | Carson Cogeneration Co | 10169 | Carson Cogeneration | CA | Los Angeles | GEN2 | Natural Gas Fired Combined Cycle | CA | CC1 | J | N | X |  |  | 10.5 | 1 | 8 | 8.1 | 3 | N |  |  | OP | X | 1 | 1990 |  |  | N | IPP Non-CHP | 2 | X | NG | [9 empty] | N | N |  | 12H | [23 empty] | N | N
3476 | DTE San Diego COGEN Inc. | 10175 | Childrens Hospital | CA | San Diego | 0799 | Petroleum Liquids | IC |  | S | X | X |  |  | 2 | 0.8 | 2 | 2 | 0.2 | N |  |  | SB | N | 4 | 2000 |  |  | N | Commercial CHP | 5 | X | DFO | [9 empty] | N | N |  | 10M | [23 empty] | N
3476 | DTE San Diego COGEN Inc. | 10175 | Childrens Hospital | CA | San Diego | 1711 | Natural Gas Fired Combustion Turbine | GT |  | S | X | X |  |  | 4.8 | 0.9 | 4.8 | 4.8 | 2.8 | N |  |  | OP | X | 12 | 2004 |  |  | Y | Commercial CHP | 5 | T | NG | [9 empty] | N | N |  | 10M | [23 empty] | N | N
3476 | DTE San Diego COGEN Inc. | 10175 | Childrens Hospital | CA | San Diego | 5083 | Petroleum Liquids | IC |  | S | X | X |  |  | 1.5 | 0.8 | 1.5 | 1.5 | 0.1 | N |  |  | OP | X | 10 | 2010 |  |  | N | Commercial CHP | 5 | X | DFO | [9 empty] | N | N |  | 10M | [23 empty] | N | N
3476 | DTE San Diego COGEN Inc. | 10175 | Childrens Hospital | CA | San Diego | 5084 | Petroleum Liquids | IC |  | S | X | X |  |  | 1.5 | 0.8 | 1.5 | 1.5 | 0.1 | N |  |  | OP | X | 10 | 2010 |  |  | N | Commercial CHP | 5 | X | DFO | [9 empty] | N | N |  | 10M | [23 empty] | N | N
3476 | DTE San Diego COGEN Inc. | 10175 | Childrens Hospital | CA | San Diego | 5085 | Petroleum Liquids | IC |  | S | X | X |  |  | 1.5 | 0.8 | 1.5 | 1.5 | 0.1 | N |  |  | OP | X | 10 | 2010 |  |  | N | Commercial CHP | 5 | X | DFO | [9 empty] | N | N |  | 10M | [23 empty] | N | N
2719 | CalWind Resources Inc | 10191 | Tehachapi Wind Resource I | CA | Kern | EXIS | Onshore Wind Turbine | WT |  | S | X | X | SP15 | SP15 | 8.7 |  | 8.7 | 8.7 | 0 | N |  |  | OP | X | 12 | 1984 |  |  | N | IPP Non-CHP | 2 | X | WND | [9 empty] | N | N | 134 | [21 empty] | N |  |  | N
11161 | Loma Linda University | 10206 | Loma Linda University Cogen | CA | San Bernardino | GEN1 | Natural Gas Fired Combustion Turbine | GT | ST01 | S | X | X |  |  | 5.2 | 0.8 | 4.8 | 4.8 | 2.4 | N |  |  | OP | X | 11 | 1989 |  |  | Y | Commercial CHP | 5 | T | NG | DFO | [8 empty] | N | N |  | 1H | [23 empty] | Y | N | Y
11161 | Loma Linda University | 10206 | Loma Linda University Cogen | CA | San Bernardino | GEN2 | Natural Gas Fired Combustion Turbine | GT | ST01 | S | X | X |  |  | 5.2 | 0.8 | 4.8 | 4.8 | 2.4 | N |  |  | OP | X | 11 | 1989 |  |  | Y | Commercial CHP | 5 | T | NG | DFO | [8 empty] | N | N |  | 1H | [23 empty] | Y | N | Y
11161 | Loma Linda University | 10206 | Loma Linda University Cogen | CA | San Bernardino | GEN4 | Petroleum Liquids | IC |  | S | X | X |  |  | 1.7 | 0.8 | 1.7 | 1.7 | 0.9 | N |  |  | SB | N | 6 | 1986 |  |  | N | Commercial CHP | 5 | X | DFO | [9 empty] | N | N |  | 10M | [23 empty] | N
11161 | Loma Linda University | 10206 | Loma Linda University Cogen | CA | San Bernardino | GEN5 | Petroleum Liquids | IC |  | S | X | X |  |  | 1 | 0.8 | 1 | 1 | 0.5 | N |  |  | SB | N | 7 | 2018 |  |  | N | Commercial CHP | 5 | X | DFO | [9 empty] | N | N |  | 10M | [23 empty] | N
3452 | Chevron USA Inc-El Segundo | 10213 | El Segundo Cogen | CA | Los Angeles | GEN1 | Natural Gas Fired Combined Cycle | CT | CC1 | W | X | N | ELSEG4G 7 B1 |  | 42.4 | 0.85 | 38.7 | 38.7 | 30 | N |  |  | OP | X | 12 | 1987 |  |  | Y | Industrial CHP | 7 | T | NG | [9 empty] | N | N |  | 12H | [23 empty] | N | N | N
3452 | Chevron USA Inc-El Segundo | 10213 | El Segundo Cogen | CA | Los Angeles | GEN2 | Natural Gas Fired Combined Cycle | CT | CC1 | W | X | N | ELSEG4G 7 B1 |  | 42.4 | 0.85 | 38.7 | 38.7 | 30 | N |  |  | OP | X | 12 | 1987 |  |  | Y | Industrial CHP | 7 | T | NG | [9 empty] | N | N |  | 12H | [23 empty] | N | N | N
3452 | Chevron USA Inc-El Segundo | 10213 | El Segundo Cogen | CA | Los Angeles | GEN5 | Natural Gas Fired Combined Cycle | CT | CC1 | W | X | N | ELSEG4G 7 B1 |  | 40.3 | 0.85 | 39.2 | 39.2 | 20 | N |  |  | OP | X | 3 | 1996 |  |  | Y | Industrial CHP | 7 | T | NG | [9 empty] | N | N |  | 12H | [23 empty] | N | N | N
3452 | Chevron USA Inc-El Segundo | 10213 | El Segundo Cogen | CA | Los Angeles | GEN6 | Natural Gas Fired Combined Cycle | CA | CC1 | W | Y | X |  |  | 9.1 | 0.85 | 9.1 | 9.1 | 2 | N |  |  | OP | X | 3 | 1996 |  |  | Y | Industrial CHP | 7 | B | NG | OG | [8 empty] | N |  |  | 1H | [23 empty] | N
3452 | Chevron USA Inc-El Segundo | 10213 | El Segundo Cogen | CA | Los Angeles | GEN7 | Natural Gas Fired Combined Cycle | CT | CC1 | S | X | N | ELSEG4G_7_B1 | ELSEG4G_7_B1 | 40.7 | 0.85 | 40.7 | 40.7 | 25 | N |  |  | OP | X | 6 | 2013 |  |  | Y | Industrial CHP | 7 | T | NG | [9 empty] | N | N |  | 1H | [23 empty] | N
3452 | Chevron USA Inc-El Segundo | 10213 | El Segundo Cogen | CA | Los Angeles | GEN8 | Natural Gas Fired Combined Cycle | CA | CC1 | S | Y | X | ELSEG4G_7_B1 | ELSEG4G_7_B1 | 5.2 | 0.85 | 5.2 | 5.2 | 0.5 | N |  |  | OP | X | 6 | 2013 |  |  | N | Industrial CHP | 7 | X | NG | OG | [8 empty] | N |  |  | 1H | [23 empty] | N
11278 | Lower Tule River Irrgtn Dist | 10222 | Tulare Success Power Project | CA | Tulare | SPP1 | Conventional Hydroelectric | HY |  | J | X | X |  |  | 1.4 | 1 | 1.4 | 1.4 | 0.8 | N |  |  | SB | Y | 12 | 1989 |  |  | N | IPP Non-CHP | 2 | X | WAT | [9 empty] | N | N | 0 | 1H | [20 empty] | N |  |  | N
56531 | EIF Haypress LLC | 10253 | Haypress | CA | Sierra | LGEN | Conventional Hydroelectric | HY |  | S | X | X |  |  | 5 | 0.9 | 5 | 5 | 0.7 | N |  |  | OP | X | 1 | 1989 |  |  | N | IPP Non-CHP | 2 | X | WAT | [9 empty] | N |  | 0 | 10M | [23 empty] | N
56531 | EIF Haypress LLC | 10253 | Haypress | CA | Sierra | UGEN | Conventional Hydroelectric | HY |  | S | X | X |  |  | 5 | 0.9 | 5 | 5 | 0.7 | N |  |  | OP | X | 12 | 1988 |  |  | N | IPP Non-CHP | 2 | X | WAT | [9 empty] | N |  | 0 | 10M | [23 empty] | N
2848 | California Institute-Technology | 10262 | California Institute of Technology | CA | Los Angeles | GEN6 | Natural Gas Fired Combined Cycle | CT | CC1 | S | X | N |  |  | 10.5 | 0.9 | 9 | 9.9 | 9 | N |  |  | OP | X | 8 | 2003 |  |  | Y | Commercial CHP | 5 | T | NG | [9 empty] | N | N |  | 1H | [23 empty] | N | N | N
2848 | California Institute-Technology | 10262 | California Institute of Technology | CA | Los Angeles | GEN7 | Natural Gas Fired Combined Cycle | CA | CC1 | S | N | X |  |  | 2.5 | 0.9 | 2.1 | 2.1 | 2 | N |  |  | OP | X | 10 | 2003 |  |  | Y | Commercial CHP | 5 | T | NG | [9 empty] | N | N |  | 1H | [23 empty] | N | N | N
1678 | Big Creek Water Works Ltd | 10282 | Big Creek Water Works | CA | Trinity | BCHY | Conventional Hydroelectric | HY |  | S | X | X |  |  | 5 | 0.95 | 4.8 | 4.6 | 0.2 | N |  |  | OP | X | 1 | 1987 |  |  | N | Commercial Non-CHP | 4 | X | WAT | [10 empty] | N |  | 10M
56497 | Big Valley Power (BVP) LLC | 10288 | Big Valley Power LLC | CA | Lassen | IS27 | Wood/Wood Waste Biomass | ST |  | S | X | X |  |  | 9.3 | 0.9 | 8.7 | 8.7 | 8.7 |  |  |  | OS | X | 8 | 1983 |  |  | N | Industrial Non-CHP | 6 | X | WDS | [5 empty] | AB |  |  |  | N |  |  | 12H | [23 empty] | N | N | N
2938 | Calpine King City Cogen LLC | 10294 | King City Power Plant | CA | Monterey | GTG | Natural Gas Fired Combined Cycle | CT | CC01 | S | X | N |  |  | 90.8 | 0.85 | 73 | 83.5 | 62 | N |  |  | OP | X | 2 | 1989 |  |  | Y | IPP CHP | 3 | T | NG | [5 empty] | NG |  |  |  | N | N |  | 12H | [23 empty] | N | N | N
2938 | Calpine King City Cogen LLC | 10294 | King City Power Plant | CA | Monterey | STG | Natural Gas Fired Combined Cycle | CA | CC01 | S | N | X |  |  | 42.4 | 0.85 | 38 | 39 | 28 | N |  |  | OP | X | 3 | 1989 |  |  | Y | IPP CHP | 3 | T | NG | [5 empty] | NG |  |  |  | N | N |  | 12H | [23 empty] | N | N | N
3998 | Desert View Power Inc | 10300 | Desert View Power | CA | Riverside | GEN1 | Wood/Wood Waste Biomass | ST |  | S | X | X |  |  | 55.5 | 0.9 | 47 | 47 | 30 | N |  |  | OP | X | 11 | 1991 |  |  | N | IPP Non-CHP | 2 | X | WDS | NG | PC | TDF |  |  | NG |  |  |  | N | N |  | OVER | Y |  |  | Y | Y | [18 empty] | Y | Y | N
6659 | Foster Wheeler Power Sys Inc | 10342 | Foster Wheeler Martinez | CA | Contra Costa | TG1 | Natural Gas Fired Combined Cycle | CT | CC1 | J | X | N | FOSTERW_7_N004 | TH_NP15_GEN-APND | 40 | 0.85 | 35 | 37 | 29 | N |  |  | OP | X | 2 | 1987 |  |  | Y | IPP CHP | 3 | T | NG | [9 empty] | N | N |  | 12H | [23 empty] | N | N | N
6659 | Foster Wheeler Power Sys Inc | 10342 | Foster Wheeler Martinez | CA | Contra Costa | TG2 | Natural Gas Fired Combined Cycle | CT | CC1 | J | X | N | FOSTERW_7_N004 | TH_NP15_GEN-APND | 40 | 0.85 | 35 | 37 | 29 | N |  |  | OP | X | 2 | 1987 |  |  | Y | IPP CHP | 3 | T | NG | [9 empty] | N | N |  | 12H | [23 empty] | N | N | N
6659 | Foster Wheeler Power Sys Inc | 10342 | Foster Wheeler Martinez | CA | Contra Costa | TG3 | Natural Gas Fired Combined Cycle | CA | CC1 | J | N | X | FOSTERW_7_N004 | TH_np15_GEN-APND | 33.5 | 0.8 | 33.5 | 33.5 | 5 | N |  |  | OP | X | 2 | 1987 |  |  | Y | IPP CHP | 3 | T | NG | [9 empty] | N | N |  | 12H | [23 empty] | N | N | N
59879 | Greenleaf Energy LLC | 10349 | Greenleaf 2 Power Plant | CA | Sutter | GEN1 | Natural Gas Fired Combustion Turbine | GT |  | S | X | X |  |  | 49.5 | 0.89 | 49.5 | 49.5 | 42 | N |  |  | OA | X | 10 | 1989 |  |  | Y | IPP CHP | 3 | T | NG | [9 empty] | N | N |  | 12H | [23 empty] | N | N | N
57223 | Sycamore Energy LLC | 10387 | Sycamore Energy LLC | CA | San Diego | 1A | Landfill Gas | GT |  | S | X | X |  |  | 1.2 | 0.98 | 1.2 | 1.2 | 0.9 | N |  |  | OP | X | 5 | 2011 |  |  | N | IPP Non-CHP | 2 | X | LFG | [10 empty] | N |  | 1H | [23 empty] | N
57223 | Sycamore Energy LLC | 10387 | Sycamore Energy LLC | CA | San Diego | 2A | Landfill Gas | GT |  | S | X | X |  |  | 1.2 | 0.98 | 1.2 | 1.2 | 0.9 | N |  |  | OP | X | 5 | 2011 |  |  | N | IPP Non-CHP | 2 | X | LFG | [10 empty] | N |  | 1H | [23 empty] | N
57223 | Sycamore Energy LLC | 10387 | Sycamore Energy LLC | CA | San Diego | 3 | Landfill Gas | GT |  | S | X | X |  |  | 3 | 0.98 | 2.8 | 3 | 2.4 | N |  |  | OP | X | 4 | 2004 |  |  | N | IPP Non-CHP | 2 | X | LFG | PG | [8 empty] | N | N |  | 1H | [23 empty] | N
10337 | KES Kingsburg LP | 10405 | Kingsburg Cogen | CA | Fresno | GEN1 | Natural Gas Fired Combined Cycle | CT | CC1 | S | X | N | KINGSBUR_7_B1 | KINGSBUR_7_B1 | 23.1 | 0.9 | 22 | 23 | 18 | N |  |  | OP | X | 12 | 1990 |  |  | Y | IPP CHP | 3 | T | NG | [9 empty] | N | N |  | 12H | [23 empty] | N | N
10337 | KES Kingsburg LP | 10405 | Kingsburg Cogen | CA | Fresno | GEN2 | Natural Gas Fired Combined Cycle | CA | CC1 | S | Y | X |  |  | 13.1 | 0.9 | 11.8 | 11.8 | 4 | N |  |  | OP | X | 12 | 1990 |  |  | Y | IPP CHP | 3 | B | NG | [9 empty] | N | N |  | 12H | [23 empty] | N | N
22091 | New-Indy Ontario LLC | 10427 | New-Indy Ontario Mill | CA | San Bernardino | GEN2 | Natural Gas Fired Combustion Turbine | GT |  | S | X | X |  |  | 16.5 | 1 | 14.7 | 14.8 | 8 | N |  |  | OP | X | 11 | 2019 |  |  | N | Industrial Non-CHP | 6 | X | NG | [9 empty] | N | N |  | 12H | [23 empty] | N | N | N
22091 | New-Indy Ontario LLC | 10427 | New-Indy Ontario Mill | CA | San Bernardino | GEN3 | Natural Gas Fired Combustion Turbine | GT |  | S | X | X |  |  | 16.5 | 1 | 14.7 | 14.8 | 8 | N |  |  | OP | X | 11 | 2019 |  |  | N | Industrial Non-CHP | 6 | X | NG | [9 empty] | N | N |  | 12H | [23 empty] | N | N | N
60246 | Sunray Energy 2, LLC | 10437 | Sunray 2 | CA | San Bernardino | SUN2 | Solar Photovoltaic | PV |  | W | X | X |  |  | 20 |  | 20 | 18.5 |  | N |  |  | OP | X | 6 | 2017 |  |  | N | IPP Non-CHP | 2 | X | SUN | [9 empty] | N | [26 empty] | N
60247 | Sunray Energy 3 LLC | 10438 | Sunray 3 | CA | San Bernardino | SUN3 | Solar Photovoltaic | PV |  | W | X | X |  |  | 13.8 |  | 13.8 | 13 |  | N |  |  | OP | X | 6 | 2017 |  |  | N | IPP Non-CHP | 2 | X | SUN | [36 empty] | N
55711 | FPL Energy Operating Services Inc - SEGS | 10439 | SEGS III | CA | San Bernardino | GEN1 | Solar Thermal without Energy Storage | ST |  | J | X | X |  |  | 34.2 | 0.9 | 36 | 34 | 3 |  |  |  | OS | X | 12 | 1986 | 7 | 2021 | N | IPP Non-CHP | 2 | X | SUN | NG |  |  |  |  | SUN |  |  |  | N | N |  | 1H | [23 empty] | N | N | N
55711 | FPL Energy Operating Services Inc - SEGS | 10440 | SEGS IV | CA | San Bernardino | GEN1 | Solar Thermal without Energy Storage | ST |  | J | X | X |  |  | 34.2 | 0.9 | 36 | 34 | 3 |  |  |  | OS | X | 12 | 1986 | 7 | 2021 | N | IPP Non-CHP | 2 | X | SUN | NG |  |  |  |  | SUN |  |  |  | N | N |  | 1H | [23 empty] | N | N
55711 | FPL Energy Operating Services Inc - SEGS | 10441 | SEGS V | CA | San Bernardino | GEN1 | Solar Thermal without Energy Storage | ST |  | J | X | X |  |  | 34.2 | 0.9 | 36 | 34 | 3 |  |  |  | OS | X | 10 | 1987 | 7 | 2021 | N | IPP Non-CHP | 2 | X | SUN | NG |  |  |  |  | SUN |  |  |  | N | N |  | 1H | [23 empty] | N | N
55711 | FPL Energy Operating Services Inc - SEGS | 10442 | SEGS VI | CA | San Bernardino | GEN1 | Solar Thermal without Energy Storage | ST |  | J | X | X |  |  | 35 | 0.9 | 36 | 35 | 3 |  |  |  | OS | X | 12 | 1988 | 7 | 2021 | N | IPP Non-CHP | 2 | X | SUN | NG |  |  |  |  | SUN |  |  |  | N | N |  | 1H | [23 empty] | N | N
55711 | FPL Energy Operating Services Inc - SEGS | 10443 | SEGS VII | CA | San Bernardino | GEN1 | Solar Thermal without Energy Storage | ST |  | J | X | X |  |  | 35 | 0.9 | 36 | 35 | 3 |  |  |  | OS | X | 12 | 1988 | 7 | 2021 | N | IPP Non-CHP | 2 | X | SUN | NG |  |  |  |  | SUN |  |  |  | N | N |  | 1H | [23 empty] | N | N
61950 | Terra-Gen Operating Co-Solar | 10444 | SEGS VIII | CA | San Bernardino | GEN1 | Solar Thermal without Energy Storage | ST |  | S | X | X |  |  | 92 | 0.85 | 88 | 64 | 7 | N |  |  | OP | X | 12 | 1989 | 9 | 2021 | N | IPP Non-CHP | 2 | X | SUN | NG |  |  |  |  | SUN |  |  |  | N | N |  | 1H | [20 empty] | N |  |  | N | N
61950 | Terra-Gen Operating Co-Solar | 10446 | SEGS IX | CA | San Bernardino | GEN1 | Solar Thermal without Energy Storage | ST |  | S | X | X |  |  | 92 | 0.85 | 88 | 64 | 7 | N |  |  | OP | X | 9 | 1990 |  |  | N | IPP Non-CHP | 2 | X | SUN | NG |  |  |  |  | SUN |  |  |  | N | N | 0 | 1H | [23 empty] | N | N
63235 | Brookfield Renewable Trading and Marketing LP | 10458 | Muck Valley Hydroelectric | CA | LASSEN | GEN1 | Conventional Hydroelectric | HY |  | W | X | X |  |  | 29.9 | 1 | 29.9 | 29.9 | 1 | N |  |  | OP | X | 12 | 1988 |  |  | N | IPP Non-CHP | 2 | X | WAT | [9 empty] | N |  | 0 | 1H
11217 | Los Angeles County Sanitation | 10472 | Puente Hills Energy Recovery | CA | Los Angeles | GEN1 | Landfill Gas | ST |  | S | X | X |  |  | 50 | 0.9 | 45 | 45 | 13 | N |  |  | OP | X | 10 | 1986 |  |  | N | Commercial Non-CHP | 4 | X | LFG | [5 empty] | WO |  |  |  | N | N |  | 12H | [23 empty] | N | N | N
34691 | Ormat Nevada Inc | 10479 | Mammoth G3 | CA | Mono | T101 | Geothermal | BT |  | W | X | X |  |  | 5 | 0.8 | 3.3 | 5 | 3.3 | N |  |  | OP | X | 12 | 1990 |  |  | N | IPP Non-CHP | 2 | X | GEO | [12 empty] | OVER | [23 empty] | N
34691 | Ormat Nevada Inc | 10479 | Mammoth G3 | CA | Mono | T102 | Geothermal | BT |  | W | X | X |  |  | 5 | 0.8 | 3.3 | 5 | 3.3 | N |  |  | OP | X | 12 | 1990 |  |  | N | IPP Non-CHP | 2 | X | GEO | [12 empty] | OVER | [23 empty] | N
34691 | Ormat Nevada Inc | 10479 | Mammoth G3 | CA | Mono | T103 | Geothermal | BT |  | W | X | X |  |  | 5 | 0.8 | 3.3 | 5 | 3.3 | N |  |  | OP | X | 12 | 1990 |  |  | N | IPP Non-CHP | 2 | X | GEO | [12 empty] | OVER | [23 empty] | N
34691 | Ormat Nevada Inc | 10480 | Mammoth G1 | CA | Mono | GEN1 | Geothermal | BT |  | W | X | X |  |  | 5 | 0.8 | 3.3 | 5 | 3.3 | N |  |  | OP | X | 12 | 1984 |  |  | N | IPP Non-CHP | 2 | X | GEO | [9 empty] | N |  |  | OVER | [23 empty] | N
34691 | Ormat Nevada Inc | 10480 | Mammoth G1 | CA | Mono | GEN2 | Geothermal | BT |  | W | X | X |  |  | 5 | 0.8 | 3.3 | 5 | 3.3 | N |  |  | OP | X | 12 | 1984 |  |  | N | IPP Non-CHP | 2 | X | GEO | [9 empty] | N |  |  | OVER | [23 empty] | N
34691 | Ormat Nevada Inc | 10481 | Mammoth G2 | CA | Mono | 1 | Geothermal | BT |  | W | X | X |  |  | 5 | 0.8 | 3.3 | 5 | 3.3 | N |  |  | OP | X | 12 | 1990 |  |  | N | IPP Non-CHP | 2 | X | GEO | [9 empty] | N |  |  | OVER | [23 empty] | N
34691 | Ormat Nevada Inc | 10481 | Mammoth G2 | CA | Mono | 2 | Geothermal | BT |  | W | X | X |  |  | 5 | 0.8 | 3.3 | 5 | 3.3 | N |  |  | OP | X | 12 | 1990 |  |  | N | IPP Non-CHP | 2 | X | GEO | [9 empty] | N |  |  | OVER | [23 empty] | N
34691 | Ormat Nevada Inc | 10481 | Mammoth G2 | CA | Mono | 3 | Geothermal | BT |  | W | X | X |  |  | 5 | 0.8 | 3.3 | 5 | 3.3 | N |  |  | OP | X | 12 | 1990 |  |  | N | IPP Non-CHP | 2 | X | GEO | [9 empty] | N |  |  | OVER | [23 empty] | N
10203 | Kern River Cogeneration Co | 10496 | Kern River Cogeneration | CA | Kern | GTAG | Natural Gas Fired Combustion Turbine | GT |  | S | X | X |  |  | 75 | 1 | 72 | 77 | 70 | N |  |  | OP | X | 7 | 1985 |  |  | Y | IPP CHP | 3 | T | NG | [12 empty] | 1H | [23 empty] | N | N | N
10203 | Kern River Cogeneration Co | 10496 | Kern River Cogeneration | CA | Kern | GTBG | Natural Gas Fired Combustion Turbine | GT |  | S | X | X |  |  | 75 | 1 | 72 | 77 | 70 | N |  |  | OP | X | 7 | 1985 |  |  | Y | IPP CHP | 3 | T | NG | [12 empty] | 1H | [23 empty] | N | N | N
10203 | Kern River Cogeneration Co | 10496 | Kern River Cogeneration | CA | Kern | GTCG | Natural Gas Fired Combustion Turbine | GT |  | S | X | X |  |  | 75 | 1 | 72 | 77 | 70 | N |  |  | OP | X | 7 | 1985 |  |  | Y | IPP CHP | 3 | T | NG | [12 empty] | 1H | [23 empty] | N | N | N
10203 | Kern River Cogeneration Co | 10496 | Kern River Cogeneration | CA | Kern | GTDG | Natural Gas Fired Combustion Turbine | GT |  | S | X | X |  |  | 75 | 1 | 72 | 77 | 70 | N |  |  | OP | X | 7 | 1985 |  |  | Y | IPP CHP | 3 | T | NG | [12 empty] | 1H | [23 empty] | N | N | N
12449 | Mid Set Cogeneration Co | 10501 | Mid-Set Cogeneration | CA | Kern | K100 | Natural Gas Fired Combustion Turbine | GT |  | W | X | X |  |  | 39.1 | 1 | 36 | 34 | 36 | N |  |  | OS | X | 4 | 1989 |  |  | Y | IPP CHP | 3 | T | NG | [12 empty] | 10M | [23 empty] | N
16732 | San Jose State University Fclts Dev &Ops | 10548 | San Jose Cogeneration | CA | Santa Clara | GEN1 | Natural Gas Fired Combustion Turbine | GT |  | S | X | X |  |  | 6 | 0.9 | 5.6 | 5.6 | 0 | N |  |  | OP | X | 12 | 1984 |  |  | Y | Commercial CHP | 5 | T | NG | [9 empty] | N | N |  | 1H | [23 empty] | N | N | N
2770 | Terra-Gen Operating Co-Wind | 10586 | Cameron Ridge LLC | CA | Kern | EXIS | Onshore Wind Turbine | WT |  | W | X | X |  |  | 59.6 |  | 59.6 | 59.6 | 0 | N |  |  | OP | X | 12 | 1984 |  |  | N | IPP Non-CHP | 2 | X | WND | [9 empty] | N | N | 114
2770 | Terra-Gen Operating Co-Wind | 10597 | Ridgetop Energy LLC | CA | Kern | WGN1 | Onshore Wind Turbine | WT |  | W | X | X |  |  | 29 |  | 29 | 29 | 0 | N |  |  | OP | X | 1 | 1984 |  |  | N | IPP Non-CHP | 2 | X | WND | [9 empty] | N | N | 239
2674 | Tesoro Refining & Marketing Company LLC | 10601 | Tesoro Wilmington Calciner | CA | Los Angeles | GEN1 | All Other | ST |  | S | X | X |  |  | 34 | 0.95 | 30.7 | 30.7 | 5 | N |  |  | OP | X | 12 | 1982 |  |  | Y | Industrial CHP | 7 | B | WH | [5 empty] | NG |  |  |  | N | N |  | OVER |  |  |  | N | N | [18 empty] | N | N | N
11216 | Los Angeles County | 10623 | Civic Center | CA | Los Angeles | GEN1 | Natural Gas Fired Combined Cycle | CT | CC1 | S | X | N |  |  | 22.1 | 0.92 | 22.1 | 22.1 | 16 | N |  |  | OP | X | 8 | 1989 |  |  | Y | Commercial CHP | 5 | T | NG | [9 empty] | N |  |  | 12H | [23 empty] | N | N | N
11216 | Los Angeles County | 10623 | Civic Center | CA | Los Angeles | GEN2 | Natural Gas Fired Combined Cycle | CA | CC1 | S | N | X |  |  | 12.4 | 0.92 | 1.5 | 0.5 | 0.5 | N |  |  | OP | X | 8 | 1989 |  |  | Y | Commercial CHP | 5 | B | NG | [9 empty] | N |  |  | 12H | [23 empty] | N | N | N
49899 | CalEnergy Operating Corporation | 10631 | CE Leathers | CA | Imperial | GEN1 | Geothermal | ST |  | W | X | X |  |  | 45.5 | 0.85 | 42 | 42 | 2 | N |  |  | OP | X | 11 | 1989 |  |  | N | IPP Non-CHP | 2 | X | GEO | [5 empty] | GEO |  |  |  | N | N |  | 12H | [23 empty] | N | N
49899 | CalEnergy Operating Corporation | 10632 | Del Ranch Company | CA | Imperial | GEN1 | Geothermal | ST |  | W | X | X |  |  | 45.5 | 0.85 | 42 | 42 | 2 | N |  |  | OP | X | 10 | 1988 |  |  | N | IPP Non-CHP | 2 | X | GEO | [5 empty] | GEO |  |  |  | N | N |  | 12H | [23 empty] | N | N
49899 | CalEnergy Operating Corporation | 10634 | Elmore Company | CA | Imperial | GEN1 | Geothermal | ST |  | W | X | X |  |  | 45.5 | 0.85 | 49 | 49 | 2 | N |  |  | OP | X | 11 | 1988 |  |  | N | IPP Non-CHP | 2 | X | GEO | [5 empty] | GEO |  |  |  | N | N |  | 12H | [23 empty] | N
60662 | WCAC Operating Company | 10649 | Bear Mountain Limited | CA | Kern | GEN1 | Natural Gas Fired Combustion Turbine | GT |  | W | X | X |  |  | 46 | 0.85 | 46 | 48 | 32 | N |  |  | OP | X | 4 | 1995 |  |  | Y | IPP CHP | 3 | T | NG | [9 empty] | N | N |  | 12H | [23 empty] | N | N | N
60662 | WCAC Operating Company | 10650 | Badger Creek Limited | CA | Kern | GEN1 | Natural Gas Fired Combustion Turbine | GT |  | W | X | X |  |  | 46 | 0.85 | 46 | 48 | 32 | N |  |  | OP | X | 4 | 1991 |  |  | Y | IPP CHP | 3 | T | NG | [9 empty] | N | N |  | 12H | [23 empty] | N | N | N
62970 | Burney Forest Products, A Joint Venture | 10652 | Burney Forest Products | CA | Shasta | GEN1 | Wood/Wood Waste Biomass | ST |  | S | X | X | BioRAM | BioRAM | 31 | 0.9 | 31 | 31 | 1 | N |  |  | OP | X | 10 | 1989 |  |  | Y | IPP CHP | 3 | T | WDS | NG |  |  |  |  | NG |  |  |  | N | N |  | 12H | [23 empty] | Y | Y | N
178 | CES Placerita Inc | 10677 | CES Placerita Power Plant | CA | Los Angeles | UNT2 | Natural Gas Fired Combined Cycle | CT | CESP | S | X | N |  |  | 60 | 0.85 | 46 | 50 | 23 | N |  |  | OS | X | 6 | 1988 |  |  | N | IPP Non-CHP | 2 | X | NG | [5 empty] | NG |  |  |  | N |  |  | 12H | [23 empty] | N | N | N
178 | CES Placerita Inc | 10677 | CES Placerita Power Plant | CA | Los Angeles | UNT3 | Natural Gas Fired Combined Cycle | CA | CESP | S | N | X |  |  | 30 | 0.85 | 23 | 25 | 5 | N |  |  | OS | X | 6 | 1988 |  |  | N | IPP Non-CHP | 2 | X | NG | [9 empty] | N |  |  | 12H | [23 empty] | N | N
49968 | Searles Valley Minerals Operations Inc. | 10684 | Argus Cogen Plant | CA | San Bernardino | TG5 | Conventional Steam Coal | ST |  | W | X | X | CAISO | CAISO | 7.5 | 0.8 | 7 | 7 | 1 | N |  |  | SB | Y | 12 | 1947 |  |  | Y | Industrial CHP | 7 | T | RC | NG | BIT |  |  |  | NG |  |  |  | N | Y |  | 12H |  | Y |  |  | Y | [18 empty] | Y | Y | N
49968 | Searles Valley Minerals Operations Inc. | 10684 | Argus Cogen Plant | CA | San Bernardino | TG8 | Conventional Steam Coal | ST |  | W | X | X | CAISO | CAISO | 27.5 | 0.8 | 25 | 25 | 10 | N |  |  | OP | X | 7 | 1978 |  |  | Y | Industrial CHP | 7 | T | RC | NG | BIT |  |  |  | NG |  |  |  | N | Y |  | 12H |  | Y |  |  | Y | [18 empty] | Y | Y | N
49968 | Searles Valley Minerals Operations Inc. | 10684 | Argus Cogen Plant | CA | San Bernardino | TG9 | Conventional Steam Coal | ST |  | W | X | X | CAISO | CAISO | 27.5 | 0.8 | 25 | 25 | 10 | N |  |  | OP | X | 7 | 1978 |  |  | Y | Industrial CHP | 7 | T | RC | NG | BIT |  |  |  | NG |  |  |  | N | Y |  | 12H |  | Y |  |  | Y | [18 empty] | Y | Y | N
49968 | Searles Valley Minerals Operations Inc. | 10685 | Westend Facility | CA | San Bernardino | PINA | Natural Gas Fired Combustion Turbine | GT |  | W | X | X |  |  | 20 | 0.8 | 15 | 15 | 1 |  |  |  | OS | X | 1 | 1969 |  |  | Y | Industrial CHP | 7 | T | NG | [9 empty] | N |  |  | 12H | [23 empty] | N | N | N
17725 | Snow Mountain Hydro LLC | 10706 | Burney Creek | CA | Shasta | GEN1 | Conventional Hydroelectric | HY |  | S | X | X |  |  | 3 | 0.9 | 3 | 3 | 0.2 | N |  |  | OP | X | 3 | 1990 |  |  | N | IPP Non-CHP | 2 | X | WAT | [9 empty] | N |  |  | 1H | [23 empty] | N
17725 | Snow Mountain Hydro LLC | 10707 | Cove Hydroelectric | CA | Shasta | GEN1 | Conventional Hydroelectric | HY |  | S | X | X |  |  | 5 | 0.9 | 5 | 5 | 0.2 | N |  |  | OP | X | 2 | 1990 |  |  | N | IPP Non-CHP | 2 | X | WAT | [9 empty] | N |  |  | 1H | [23 empty] | N
17725 | Snow Mountain Hydro LLC | 10708 | Lost Creek I | CA | Shasta | GEN1 | Conventional Hydroelectric | HY |  | S | X | X |  |  | 1.1 | 0.9 | 1.1 | 1.1 | 0.1 | N |  |  | OP | X | 12 | 1989 |  |  | N | IPP Non-CHP | 2 | X | WAT | [9 empty] | N |  |  | 1H | [23 empty] | N
17725 | Snow Mountain Hydro LLC | 10709 | Ponderosa Bailey Creek | CA | Tehama | GEN1 | Conventional Hydroelectric | HY |  | S | X | X |  |  | 1.1 | 0.9 | 1.1 | 1.1 | 0.1 | N |  |  | OP | X | 3 | 1990 |  |  | N | IPP Non-CHP | 2 | X | WAT | [9 empty] | N |  |  | 1H | [23 empty] | N
16630 | San Gorgonio Farms Inc | 10718 | Karen Avenue Wind Farm | CA | Riverside | WND | Onshore Wind Turbine | WT |  | S | X | X | GARNET_2_WIND2 | GARNET_2_WIND2 | 11.7 |  | 11.7 | 11.7 | 0 | N |  |  | OP | X | 1 | 1985 |  |  | N | IPP Non-CHP | 2 | X | WND | [9 empty] | N | N | 12 | 10M | [23 empty] | N
9948 | Kyocrea International, Ind | 10720 | Kyocera America Project | CA | San Diego | 0287 | Natural Gas Internal Combustion Engine | IC |  | S | X | X |  |  | 1.7 | 0.95 | 1.7 | 1.7 | 0.8 | N |  |  | OP | X | 9 | 2012 |  |  | Y | Industrial CHP | 7 | T | NG | [9 empty] | N | N |  | 1H | [20 empty] | N |  |  | N | N | N
9948 | Kyocrea International, Ind | 10720 | Kyocera America Project | CA | San Diego | 0333 | Natural Gas Internal Combustion Engine | IC |  | S | X | X |  |  | 2.1 | 0.95 | 2.1 | 2.1 | 1 | N |  |  | OP | X | 9 | 2012 |  |  | Y | Industrial CHP | 7 | T | NG | [9 empty] | N | N | 0 | 1H | [20 empty] | N |  |  | N | N | N
12869 | Monterey Regional Waste Mgmt | 10748 | Marina Landfill Gas | CA | Monterey | U1C06 | Landfill Gas | IC |  | S | X | X | CSTRVLLE_1_N |  | 1.6 | 0.8 | 1.6 | 1.6 | 0.8 | N |  |  | OP | X | 5 | 2006 |  |  | N | Commercial Non-CHP | 4 | X | LFG | [9 empty] | N | N |  | 10M | [23 empty] | N | N | N
12869 | Monterey Regional Waste Mgmt | 10748 | Marina Landfill Gas | CA | Monterey | U2J02 | Landfill Gas | IC |  | S | X | X | CSTRVLLE_1_N004 |  | 1 | 0.8 | 1 | 1 | 0.5 | N |  |  | OP | X | 9 | 2002 |  |  | N | Commercial Non-CHP | 4 | X | LFG | [9 empty] | N |  |  | 10M | [23 empty] | N |  | N
12869 | Monterey Regional Waste Mgmt | 10748 | Marina Landfill Gas | CA | Monterey | U3J17 | Landfill Gas | IC |  | S | X | X |  |  | 1 | 0.8 | 1 | 1 | 0.5 | N |  |  | OP | X | 8 | 2017 |  |  | N | Commercial Non-CHP | 4 | X | LFG | [12 empty] | 10M | [23 empty] | N
12869 | Monterey Regional Waste Mgmt | 10748 | Marina Landfill Gas | CA | Monterey | U4J16 | Landfill Gas | IC |  | S | X | X | CSTRVLLE_N003 |  | 1.4 | 0.8 | 1.2 | 1.2 | 0.7 | N |  |  | OP | X | 7 | 2016 |  |  | N | Commercial Non-CHP | 4 | X | LFG | [10 empty] | N |  | 10M | [23 empty] | N
49899 | CalEnergy Operating Corporation | 10759 | Salton Sea Power Gen Co - Unit 3 | CA | Imperial | GEN1 | Geothermal | ST |  | W | X | X |  |  | 53.9 | 0.9 | 50 | 50 | 2 | N |  |  | OP | X | 2 | 1989 |  |  | N | IPP Non-CHP | 2 | X | GEO | [5 empty] | GEO |  |  |  | N | N |  | 12H | [23 empty] | N
34691 | Ormat Nevada Inc | 10763 | Ormesa III | CA | Imperial | GBU | Geothermal | BT |  | S | X | X |  |  | 8 | 0.8 | 5.3 | 8 | 5.3 | N |  |  | OP | X | 4 | 2007 |  |  | N | IPP Non-CHP | 2 | X | GEO | [9 empty] | N |  |  | OVER | [23 empty] | N
34691 | Ormat Nevada Inc | 10763 | Ormesa III | CA | Imperial | GEN1 | Geothermal | ST |  | S | X | X |  |  | 21.6 | 0.9 | 14.4 | 21.6 | 14.4 | N |  |  | OS | X | 5 | 1989 |  |  | N | IPP Non-CHP | 2 | X | GEO | [9 empty] | N |  |  | OVER | [23 empty] | N
34691 | Ormat Nevada Inc | 10763 | Ormesa III | CA | Imperial | OE301 | Geothermal | BT |  | S | X | X |  |  | 16 | 0.8 | 10.7 | 16 | 10.7 | N |  |  | OP | X | 4 | 2020 |  |  | N | IPP Non-CHP | 2 | X | GEO | [9 empty] | N |  |  | OVER | [23 empty] | N
56120 | Blue Lake Power LLC | 10764 | Blue Lake Power LLC | CA | Humboldt | GEN1 | Wood/Wood Waste Biomass | ST |  | S | X | X |  |  | 13.8 | 0.85 | 11.5 | 10 | 10 | N |  |  | OS | X | 7 | 1985 |  |  | N | IPP Non-CHP | 2 | X | WDS | PG |  |  |  |  | PG |  |  |  | N | N |  | OVER | [23 empty] | Y | N | N
15986 | Rio Bravo Fresno | 10767 | Rio Bravo Fresno | CA | Fresno | GEN1 | Wood/Wood Waste Biomass | ST |  | S | X | X | POD_ULTPFR_1_UNIT 1 APND | POD_ULTPFR_1_UNIT 1 APND | 28 | 0.85 | 24.3 | 24.3 | 12.2 | N |  |  | OP | X | 7 | 1988 |  |  | N | IPP Non-CHP | 2 | X | WDS | [5 empty] | NG |  |  |  | N | N |  | 12H | [23 empty] | N | N | N
16077 | Rio Bravo Rocklin | 10772 | Rio Bravo Rocklin | CA | Placer | GEN1 | Wood/Wood Waste Biomass | ST |  | S | X | X |  |  | 27.9 | 0.85 | 24.4 | 24.4 | 12.2 | N |  |  | OP | X | 6 | 1989 |  |  | N | IPP Non-CHP | 2 | X | WDS | NG |  |  |  |  | NG |  |  |  | N | N |  | OVER | [23 empty] | N | N | N
5533 | EF Oxnard, LLC | 10776 | E F Oxnard Energy Facility | CA | Ventura | GTG | Natural Gas Fired Combustion Turbine | GT |  | S | X | X | SNCLRA_6_OXGEN | SNCLRA_6_OXGEN | 48.5 | 0.85 | 48.5 | 48.5 | 29.8 | N |  |  | OP | X | 6 | 1990 |  |  | N | IPP Non-CHP | 2 | X | NG | [9 empty] | N | N |  | 12H | [23 empty] | N | N | N
56866 | HL Power Company | 10777 | HL Power | CA | Lassen | GEN1 | Wood/Wood Waste Biomass | ST |  | W | X | X |  |  | 36.2 | 0.9 | 30 | 30 | 16 | N |  |  | OP | X | 7 | 1989 |  |  | N | IPP Non-CHP | 2 | X | WDS | NG |  |  |  |  | NG |  |  |  | N | N | 0 | 12H | [23 empty] | Y | N | N
54806 | DTE Energy Services-Woodland | 10836 | Woodland Biomass Power Ltd | CA | Yolo | GEN1 | Wood/Wood Waste Biomass | ST |  | W | X | X |  |  | 28 | 0.85 | 25 | 25 | 4 | N |  |  | OP | X | 9 | 1989 |  |  | N | IPP Non-CHP | 2 | X | WDS | NG |  |  |  |  | NG |  |  |  | N | N |  | OVER | [23 empty] | N
55989 | Covanta Mendota LP | 10837 | Covanta Mendota | CA | Fresno | GEN1 | Wood/Wood Waste Biomass | ST |  | W | X | X |  |  | 28 | 0.85 | 25 | 25 | 12 |  |  |  | OS | X | 7 | 1989 |  |  | N | IPP Non-CHP | 2 | X | WDS | [5 empty] | NG |  |  |  | N |  |  | 12H | [23 empty] | N | N | N
56099 | Covanta Delano Inc | 10840 | Covanta Delano Energy | CA | Kern | GEN1 | Wood/Wood Waste Biomass | ST |  | S | X | X |  |  | 31.8 | 0.85 | 27 | 27 | 22 |  |  |  | OS | X | 6 | 1990 |  |  | N | IPP Non-CHP | 2 | X | WDS | [5 empty] | NG | [6 empty] | OVER | [23 empty] | N
56099 | Covanta Delano Inc | 10840 | Covanta Delano Energy | CA | Kern | GEN2 | Wood/Wood Waste Biomass | ST |  | S | X | X |  |  | 25.2 | 0.85 | 22 | 22 | 18 |  |  |  | OS | X | 7 | 1993 |  |  | N | IPP Non-CHP | 2 | X | WDS | [5 empty] | NG | [6 empty] | OVER | [23 empty] | N
4397 | Coso Operating Co LLC | 10873 | Coso Finance Partners | CA | Inyo | GEN1 | Geothermal | ST |  | S | X | X |  |  | 32.2 | 0.9 | 27.5 | 27.5 | 3 | N |  |  | OP | X | 7 | 1987 |  |  | N | IPP Non-CHP | 2 | X | GEO | [5 empty] | GEO |  |  |  | N | N |  | 12H | [20 empty] | N |  |  | N | N | N
4397 | Coso Operating Co LLC | 10873 | Coso Finance Partners | CA | Inyo | GEN2 | Geothermal | ST |  | S | X | X |  |  | 30 | 0.9 | 27 | 27 | 3 | N |  |  | OP | X | 11 | 1988 |  |  | N | IPP Non-CHP | 2 | X | GEO | [5 empty] | GEO |  |  |  | N | N |  | 12H | [20 empty] | N |  |  | N | N | N
4397 | Coso Operating Co LLC | 10873 | Coso Finance Partners | CA | Inyo | GEN3 | Geothermal | ST |  | S | X | X |  |  | 30 | 0.9 | 26.7 | 27.2 | 3 | N |  |  | OP | X | 11 | 1988 |  |  | N | IPP Non-CHP | 2 | X | GEO | [5 empty] | GEO |  |  |  | N | N |  | 12H | [20 empty] | N |  |  | N | N | N
4397 | Coso Operating Co LLC | 10874 | Coso Power Developers | CA | Inyo | GEN4 | Geothermal | ST |  | S | X | X |  |  | 30 | 0.9 | 30 | 30 | 3 | N |  |  | OP | X | 11 | 1989 |  |  | N | IPP Non-CHP | 2 | X | GEO | [5 empty] | GEO |  |  |  | N |  |  | 12H | [20 empty] | N |  |  | N | N | N
4397 | Coso Operating Co LLC | 10874 | Coso Power Developers | CA | Inyo | GEN5 | Geothermal | ST |  | S | X | X |  |  | 30 | 0.9 | 23.4 | 27 | 3 | N |  |  | OP | X | 12 | 1989 |  |  | N | IPP Non-CHP | 2 | X | GEO | [5 empty] | GEO |  |  |  | N |  |  | 12H | [20 empty] | N |  |  | N | N | N
4397 | Coso Operating Co LLC | 10874 | Coso Power Developers | CA | Inyo | GEN6 | Geothermal | ST |  | S | X | X |  |  | 30 | 0.9 | 26.9 | 29 | 3 | N |  |  | OP | X | 12 | 1989 |  |  | N | IPP Non-CHP | 2 | X | GEO | [5 empty] | GEO |  |  |  | N |  |  | 12H | [20 empty] | N |  |  | N | N | N
4397 | Coso Operating Co LLC | 10875 | Coso Energy Developers | CA | Inyo | GEN7 | Geothermal | ST |  | S | X | X |  |  | 30 | 0.9 | 21.8 | 26.1 | 3 | N |  |  | OP | X | 12 | 1988 |  |  | N | IPP Non-CHP | 2 | X | GEO | [5 empty] | GEO |  |  |  | N |  |  | 12H | [20 empty] | N |  |  | N | N | N
4397 | Coso Operating Co LLC | 10875 | Coso Energy Developers | CA | Inyo | GEN8 | Geothermal | ST |  | S | X | X |  |  | 30 | 0.9 | 22.5 | 28.5 | 3 | N |  |  | OP | X | 12 | 1988 |  |  | N | IPP Non-CHP | 2 | X | GEO | [5 empty] | GEO |  |  |  | N |  |  | 12H | [20 empty] | N |  |  | N | N | N
4397 | Coso Operating Co LLC | 10875 | Coso Energy Developers | CA | Inyo | GEN9 | Geothermal | ST |  | S | X | X |  |  | 30 | 0.9 | 23.5 | 28.7 | 3 | N |  |  | OP | X | 8 | 1989 |  |  | N | IPP Non-CHP | 2 | X | GEO | [5 empty] | GEO |  |  |  | N |  |  | 12H | [20 empty] | N |  |  | N | N | N
49899 | CalEnergy Operating Corporation | 10878 | Salton Sea Power Gen Co Unit 1 | CA | Imperial | EE11 | Geothermal | ST |  | W | X | X |  |  | 10 | 0.9 | 10 | 10 | 2 | N |  |  | OP | X | 7 | 1982 |  |  | N | IPP Non-CHP | 2 | X | GEO | [5 empty] | GEO |  |  |  | N | N |  | 12H | [23 empty] | N
49899 | CalEnergy Operating Corporation | 10879 | Salton Sea Power Gen Co - Unit 2 | CA | Imperial | GEN1 | Geothermal | ST |  | W | X | X |  |  | 11.5 | 0.9 | 17 | 17 | 2 | N |  |  | OP | X | 3 | 1990 |  |  | N | IPP Non-CHP | 2 | X | GEO | [5 empty] | GEO |  |  |  | N | N |  | 12H | [23 empty] | N
49899 | CalEnergy Operating Corporation | 10879 | Salton Sea Power Gen Co - Unit 2 | CA | Imperial | GEN2 | Geothermal | ST |  | W | X | X |  |  | 5 | 1 | 4 | 4 | 2 | N |  |  | OP | X | 3 | 1990 |  |  | N | IPP Non-CHP | 2 | X | GEO | [5 empty] | GEO |  |  |  | N | N |  | 12H | [23 empty] | N
49899 | CalEnergy Operating Corporation | 10879 | Salton Sea Power Gen Co - Unit 2 | CA | Imperial | GEN3 | Geothermal | ST |  | W | X | X |  |  | 3.5 | 0.85 | 2.1 | 2.1 | 1 | N |  |  | OP | X | 3 | 1990 |  |  | N | IPP Non-CHP | 2 | X | GEO | [5 empty] | GEO |  |  |  | N | N |  | 12H | [23 empty] | N
12239 | Mega Renewables | 10880 | Bidwell Ditch Project | CA | Shasta | GEN1 | Conventional Hydroelectric | HY |  | S | X | X |  |  | 1.8 | 0.95 | 1.8 | 1.8 | 0.2 | N |  |  | OP | X | 3 | 1987 |  |  | N | IPP Non-CHP | 2 | X | WAT | [9 empty] | N |  | 0 | 1H
16997 | Shasta Hydroelectric Inc | 10881 | Roaring Creek Water Power | CA | Shasta | GEN1 | Conventional Hydroelectric | HY |  | S | X | X |  |  | 2 | 0.95 | 2 | 2 | 0.2 | N |  |  | OP | X | 12 | 1986 |  |  | N | IPP Non-CHP | 2 | X | WAT | [11 empty] | 0 | 1H
12239 | Mega Renewables | 10882 | Hatchet Creek Project | CA | Shasta | GEN1 | Conventional Hydroelectric | HY |  | S | X | X |  |  | 6.8 | 0.95 | 6.8 | 6.8 | 0.3 | N |  |  | OP | X | 12 | 1986 |  |  | N | IPP Non-CHP | 2 | X | WAT | [11 empty] | 0 | 10M
11216 | Los Angeles County | 10884 | Olive View Medical Center | CA | Los Angeles | CTC1 | Natural Gas Fired Combustion Turbine | GT |  | S | X | X |  |  | 2.8 | 0.9 | 2.7 | 2.7 | 0.5 | N |  |  | OP | X | 2 | 1987 |  |  | Y | Commercial CHP | 5 | T | NG | DFO | [8 empty] | N | N |  | 1H | [23 empty] | Y | N | Y
11216 | Los Angeles County | 10884 | Olive View Medical Center | CA | Los Angeles | CTC2 | Natural Gas Fired Combustion Turbine | GT |  | S | X | X |  |  | 2.8 | 0.9 | 2.7 | 2.7 | 0.5 | N |  |  | OP | X | 2 | 1987 |  |  | Y | Commercial CHP | 5 | T | NG | DFO | [8 empty] | N | N |  | 1H | [23 empty] | Y | N | Y
60662 | WCAC Operating Company | 50003 | Chalk Cliff Limited | CA | Kern | GEN1 | Natural Gas Fired Combustion Turbine | GT |  | W | X | X |  |  | 46 | 0.85 | 46 | 48 | 32 | N |  |  | OP | X | 3 | 1990 |  |  | Y | IPP CHP | 3 | T | NG | [9 empty] | N | N |  | 12H | [23 empty] | N | N | N
30347 | Olcese Water District | 50037 | Rio Bravo Hydro Project | CA | Kern | UNT1 | Conventional Hydroelectric | HY |  | S | X | X |  |  | 7 | 0.9 | 6.7 | 6.4 | 1.5 | N |  |  | SB | Y | 5 | 1989 |  |  | N | IPP Non-CHP | 2 | X | WAT | [11 empty] | 0 | 12H
30347 | Olcese Water District | 50037 | Rio Bravo Hydro Project | CA | Kern | UNT2 | Conventional Hydroelectric | HY |  | S | X | X |  |  | 7 | 0.9 | 6.7 | 6.4 | 1.5 | N |  |  | SB | Y | 6 | 1989 |  |  | N | IPP Non-CHP | 2 | X | WAT | [11 empty] | 0 | 12H
60153 | Mendocino Forest Products | 50049 | Humboldt Sawmill Company | CA | Humboldt | GEN1 | Wood/Wood Waste Biomass | ST |  | S | X | X |  |  | 12.5 | 0.99 | 13 | 13 | 1 | N |  |  | OP | X | 3 | 1988 |  |  | Y | Industrial CHP | 7 | T | WDS | [5 empty] | DFO |  |  |  | N | N |  | 12H | [23 empty] | Y | Y | N
60153 | Mendocino Forest Products | 50049 | Humboldt Sawmill Company | CA | Humboldt | GEN2 | Wood/Wood Waste Biomass | ST |  | S | X | X |  |  | 12.5 | 0.99 | 13 | 13 | 1 | N |  |  | OP | X | 3 | 1988 |  |  | Y | Industrial CHP | 7 | T | WDS | [5 empty] | DFO |  |  |  | N | N |  | 12H | [23 empty] | Y | Y | N
60153 | Mendocino Forest Products | 50049 | Humboldt Sawmill Company | CA | Humboldt | GEN3 | Wood/Wood Waste Biomass | ST |  | S | X | X |  |  | 7.5 | 0.99 | 7.5 | 7.5 | 1 | N |  |  | OP | X | 1 | 1938 |  |  | N | Industrial CHP | 7 | X | WDS | [5 empty] | DFO |  |  |  | N | N |  | 12H | [23 empty] | Y | Y | N
16625 | San Diego State University | 50061 | San Diego State University | CA | San Diego | GEN2 | Natural Gas Fired Combined Cycle | CT | CC1 | S | X | Y |  |  | 5.1 | 1 | 4.6 | 4.8 | 3.4 | N |  |  | OP | X | 9 | 2002 |  |  | Y | Commercial CHP | 5 | T | NG | [9 empty] | N | N |  | 1H | [23 empty] | N | N | N
16625 | San Diego State University | 50061 | San Diego State University | CA | San Diego | GEN3 | Natural Gas Fired Combined Cycle | CT | CC1 | S | X | Y |  |  | 5.1 | 1 | 4.6 | 4.8 | 3.4 | N |  |  | OP | X | 9 | 2002 |  |  | Y | Commercial CHP | 5 | T | NG | [9 empty] | N | N |  | 1H | [23 empty] | N | N | N
16625 | San Diego State University | 50061 | San Diego State University | CA | San Diego | GEN4 | Natural Gas Fired Combined Cycle | CA | CC1 | S | Y | X |  |  | 4.1 | 1 | 4.1 | 4.1 | 1 | N |  |  | OP | X | 12 | 2002 |  |  | Y | Commercial CHP | 5 | T | NG | [9 empty] | N | N |  | 1H | [23 empty] | N
16625 | San Diego State University | 50061 | San Diego State University | CA | San Diego | GEN5 | Solar Photovoltaic | PV |  | S | X | X |  |  | 0.1 |  | 0.1 | 0.1 |  | N |  |  | OP | X | 9 | 2009 |  |  | N | Commercial CHP | 5 | X | SUN
16625 | San Diego State University | 50061 | San Diego State University | CA | San Diego | GEN6 | Solar Photovoltaic | PV |  | S | X | X |  |  | 0.3 |  | 0.3 | 0.2 |  | N |  |  | OP | X | 10 | 2011 |  |  | N | Commercial CHP | 5 | X | SUN
16625 | San Diego State University | 50061 | San Diego State University | CA | San Diego | GEN7 | Solar Photovoltaic | PV |  | S | X | X |  |  | 0.3 |  | 0.3 | 0.2 |  | N |  |  | OP | X | 4 | 2012 |  |  | N | Commercial CHP | 5 | X | SUN
16625 | San Diego State University | 50061 | San Diego State University | CA | San Diego | GEN8 | Solar Photovoltaic | PV |  | S | X | X |  |  | 0.1 |  | 0.1 | 0.1 |  | N |  |  | OP | X | 3 | 2014 |  |  | N | Commercial CHP | 5 | X | SUN
22142 | Santa Cruz Cogeneration Assoc | 50064 | Univ of Calif Santa Cruz Cogeneration | CA | Santa Cruz | 003 | Natural Gas Fired Combustion Turbine | GT |  | S | X | X |  |  | 4.4 | 0.9 | 4.4 | 4.4 | 0.5 | N |  |  | OP | X | 7 | 2015 |  |  | Y | Commercial CHP | 5 | T | NG | [9 empty] | N | N |  | 1H | [23 empty] | N | N | N
7160 | Geysers Power Co LLC | 50066 | Calistoga Power Plant | CA | Lake | UNT1 | Geothermal | ST |  | S | X | X |  |  | 88.2 | 1 | 50 | 55 | 15 | N |  |  | OP | X | 3 | 1984 |  |  | N | IPP Non-CHP | 2 | X | GEO | [5 empty] | GEO |  |  |  | N |  |  | 12H | [23 empty] | N | N
7160 | Geysers Power Co LLC | 50066 | Calistoga Power Plant | CA | Lake | UNT2 | Geothermal | ST |  | S | X | X |  |  | 88.2 | 1 | 50 | 55 | 15 | N |  |  | OP | X | 3 | 1984 |  |  | N | IPP Non-CHP | 2 | X | GEO | [5 empty] | GEO |  |  |  | N |  |  | 12H | [23 empty] | N | N
19532 | United Water Conservation Dist | 50076 | Santa Felicia Dam | CA | Ventura | UNT1 | Conventional Hydroelectric | HY |  | S | X | X | GEN | GEN | 0.2 | 0.9 | 0.2 | 0.2 | 0.1 | N |  |  | OP | X | 6 | 1987 |  |  | N | IPP Non-CHP | 2 | X | WAT | [9 empty] | N | N | 0 | 1H | [20 empty] | N |  |  | N | N
19532 | United Water Conservation Dist | 50076 | Santa Felicia Dam | CA | Ventura | UNT2 | Conventional Hydroelectric | HY |  | S | X | X | GEN | GEN | 1.1 | 0.9 | 1.1 | 1 | 0.8 | N |  |  | OP | X | 6 | 1987 |  |  | N | IPP Non-CHP | 2 | X | WAT | [9 empty] | N | N | 0 | 1H | [20 empty] | N |  |  | N | N
24010 | University of San Francisco | 50089 | Univ of San Francisco Cogen | CA | San Francisco | S-17 | Natural Gas Internal Combustion Engine | IC |  | S | X | X |  |  | 1.5 | 0.8 | 1.4 | 1.4 | 1 | N |  |  | OP | X | 9 | 1987 |  |  | Y | Commercial CHP | 5 | T | NG | [9 empty] | N |  |  | 1H | [23 empty] | N | N | N
17164 | Sierra Pacific Industries Inc | 50110 | Sierra Pacific Burney Facility | CA | Shasta | GEN1 | Wood/Wood Waste Biomass | ST |  | S | X | X | SPI-BURN_7_N003 | SPI-BURN_7_N003 | 20 | 0.85 | 18.9 | 17.9 | 1 | N |  |  | OP | X | 10 | 1986 |  |  | Y | Industrial CHP | 7 | T | WDS | [5 empty] | NG |  |  |  | N | N |  | 12H | [23 empty] | N
61379 | ARP-Loyalton Cogen LLC | 50111 | Sierra Pacific Loyalton Facility | CA | Sierra | GEN1 | Wood/Wood Waste Biomass | ST |  | S | X | X |  |  | 20 | 0.85 | 11.8 | 16.5 | 1.5 | N |  |  | OS | X | 9 | 1989 |  |  | N | IPP Non-CHP | 2 | X | WDS | [5 empty] | DFO |  |  |  | N |  |  | 12H | [23 empty] | N
17164 | Sierra Pacific Industries Inc | 50112 | Sierra Pacific Quincy Facility | CA | Plumas | GEN3 | Wood/Wood Waste Biomass | ST |  | S | X | X | SPI-QUCY_7_N002 | SPI-QUCY_7_N002 | 35.2 | 0.9 | 24 | 24 | 3.2 | N |  |  | OP | X | 5 | 2018 |  |  | N | Industrial Non-CHP | 6 | X | WDS | DFO |  |  |  |  | DFO |  |  |  | N | N |  | 12H | [23 empty] | N
22669 | U S Borax Inc | 50115 | US Borax | CA | Kern | GEN1 | Natural Gas Fired Combustion Turbine | GT |  | S | X | X |  |  | 48.2 | 0.85 | 39 | 42 | 39 | N |  |  | OP | X | 7 | 1984 |  |  | Y | Industrial CHP | 7 | T | NG | [5 empty] | NG |  |  |  | N | N |  | 12H | [23 empty] | N | N | N
4208 | Phillips 66 Company | 50119 | Phillips 66 Rodeo Refinery | CA | Contra Costa | GENA | Other Gases | GT |  | S | X | X |  |  | 18.3 | 0.85 | 15.3 | 15.5 | 12 | N |  |  | OP | X | 5 | 1987 |  |  | Y | Industrial CHP | 7 | T | OG | NG | [8 empty] | N | N |  | OVER | [23 empty] | Y | Y | N
4208 | Phillips 66 Company | 50119 | Phillips 66 Rodeo Refinery | CA | Contra Costa | GENB | Other Gases | GT |  | S | X | X |  |  | 18.3 | 0.85 | 15.4 | 16.6 | 12 | N |  |  | OP | X | 5 | 1987 |  |  | Y | Industrial CHP | 7 | T | OG | NG | [8 empty] | N | N |  | OVER | [23 empty] | Y | Y | N
4208 | Phillips 66 Company | 50119 | Phillips 66 Rodeo Refinery | CA | Contra Costa | GENC | Other Gases | GT |  | S | X | X |  |  | 18.3 | 0.85 | 14.9 | 16.4 | 12 | N |  |  | OP | X | 5 | 1987 |  |  | Y | Industrial CHP | 7 | T | OG | NG | [8 empty] | N | N |  | OVER | [23 empty] | Y | Y | N
22079 | Yolo County Flood Control WCD | 50128 | Clear Lake Hydro Project | CA | Lake | 3381 | Conventional Hydroelectric | HY |  | S | X | X |  |  | 2.5 | 1 | 2.4 | 2.3 |  | N |  |  | OS | X | 9 | 1985 |  |  | N | IPP Non-CHP | 2 | X | WAT | [9 empty] | N | N |  | 1H | [23 empty] | N
22079 | Yolo County Flood Control WCD | 50129 | Indian Valley Dam Hydro Project | CA | Lake | 1641 | Conventional Hydroelectric | HY |  | S | X | X |  |  | 1.4 | 0.8 | 1.3 | 1.3 | 1 | N |  |  | SB | Y | 10 | 1983 |  |  | N | IPP Non-CHP | 2 | X | WAT | [9 empty] | N | N | 0 | 1H | [23 empty] | N
22079 | Yolo County Flood Control WCD | 50129 | Indian Valley Dam Hydro Project | CA | Lake | 1642 | Conventional Hydroelectric | HY |  | S | X | X |  |  | 1.4 | 0.8 | 1.3 | 1.3 | 1 | N |  |  | SB | Y | 10 | 1983 |  |  | N | IPP Non-CHP | 2 | X | WAT | [9 empty] | N | N | 0 | 1H | [23 empty] | N
22079 | Yolo County Flood Control WCD | 50129 | Indian Valley Dam Hydro Project | CA | Lake | 8332 | Conventional Hydroelectric | HY |  | S | X | X |  |  | 0.1 | 0.88 | 0.1 | 0.1 | 0.1 | N |  |  | SB | Y | 10 | 1983 |  |  | N | IPP Non-CHP | 2 | X | WAT | [9 empty] | N | N | 0 | 1H | [23 empty] | N
3852 | Coalinga Cogeneration Co | 50131 | Coalinga Cogeneration | CA | Fresno | K100 | Natural Gas Fired Combustion Turbine | GT |  | S | X | X |  |  | 38.4 | 1 | 36 | 38 | 36 | N |  |  | OS | X | 10 | 1991 |  |  | Y | IPP CHP | 3 | T | NG | [12 empty] | 10M | [23 empty] | N | N
18390 | Sycamore Cogeneration Co | 50134 | Sycamore Cogeneration | CA | Kern | GTAG | Natural Gas Fired Combustion Turbine | GT |  | S | X | X |  |  | 75 | 1 | 75 | 78 | 70 | N |  |  | OP | X | 12 | 1987 |  |  | Y | IPP CHP | 3 | T | NG | [9 empty] | N |  |  | 10M | [23 empty] | N | N
18390 | Sycamore Cogeneration Co | 50134 | Sycamore Cogeneration | CA | Kern | GTBG | Natural Gas Fired Combustion Turbine | GT |  | S | X | X |  |  | 75 | 1 | 75 | 78 | 70 | N |  |  | OP | X | 12 | 1987 |  |  | Y | IPP CHP | 3 | T | NG | [9 empty] | N |  |  | 10M | [23 empty] | N | N
18390 | Sycamore Cogeneration Co | 50134 | Sycamore Cogeneration | CA | Kern | GTCG | Natural Gas Fired Combustion Turbine | GT |  | S | X | X |  |  | 75 | 1 | 75 | 78 | 70 | N |  |  | OP | X | 12 | 1987 |  |  | Y | IPP CHP | 3 | T | NG | [9 empty] | N |  |  | 10M | [23 empty] | N | N
18390 | Sycamore Cogeneration Co | 50134 | Sycamore Cogeneration | CA | Kern | GTDG | Natural Gas Fired Combustion Turbine | GT |  | S | X | X |  |  | 75 | 1 | 75 | 78 | 70 | N |  |  | OP | X | 12 | 1987 |  |  | Y | IPP CHP | 3 | T | NG | [9 empty] | N |  |  | 10M | [23 empty] | N
16713 | Santa Fe Irrigation District | 50147 | R E Badger Filtration Plant | CA | San Diego | 1 | Conventional Hydroelectric | HY |  | S | X | X |  |  | 1.4 | 0.8 | 1 | 0.5 | 0.5 | N |  |  | OP | X | 7 | 1987 |  |  | N | IPP Non-CHP | 2 | X | WAT | [9 empty] | N |  | 0 | 1H
15320 | Linde Inc | 50148 | Linde Wilmington | CA | Los Angeles | GEN1 | Natural Gas Fired Combined Cycle | CT | CC1 | S | X | Y | LADWP | LADWP | 25 | 0.9 | 21 | 21 | 18 | N |  |  | SB | Y | 12 | 1988 |  |  | Y | Industrial CHP | 7 | T | NG | [9 empty] | N | N |  | OVER | [23 empty] | N | N
15320 | Linde Inc | 50148 | Linde Wilmington | CA | Los Angeles | GEN2 | Natural Gas Fired Combined Cycle | CA | CC1 | S | Y | X |  |  | 6 | 0.9 | 6 | 6 | 4 | N |  |  | SB | Y | 12 | 1988 |  |  | Y | Industrial CHP | 7 | B | NG | [9 empty] | N | N |  | OVER | [23 empty] | N | N
64078 | Central Rivers Power US, LLC | 50156 | Bear Creek | CA | Shasta | GEN1 | Conventional Hydroelectric | HY |  | S | X | X |  |  | 3.2 | 1 | 3 | 2.9 | 0.1 | N |  |  | OP | X | 1 | 1990 |  |  | N | IPP Non-CHP | 2 | X | WAT | [12 empty] | 10M
1569 | Berry Petroleum Co | 50170 | Berry Cogen | CA | Kern | GEN1 | Natural Gas Fired Combustion Turbine | GT |  | S | X | X | ZP26 | ZP26 | 38.7 | 0.85 | 35 | 37.5 | 33.5 | N |  |  | OP | X | 12 | 1986 |  |  | Y | Industrial CHP | 7 | T | NG | [9 empty] | N | N |  | 12H | [23 empty] | N | N | N
58896 | Siskiyou Power Authority | 50179 | Box Canyon Dam | CA | Siskiyou | GEN1 | Conventional Hydroelectric | HY |  | S | X | X |  |  | 2.5 | 0.9 | 2.5 | 2.5 | 0.2 | N |  |  | OP | X | 6 | 1986 |  |  | N | IPP Non-CHP | 2 | X | WAT | [9 empty] | N |  | 0 | 1H | [23 empty] | N
58896 | Siskiyou Power Authority | 50179 | Box Canyon Dam | CA | Siskiyou | GEN2 | Conventional Hydroelectric | HY |  | S | X | X |  |  | 2.5 | 0.9 | 2.5 | 2.5 | 0.2 | N |  |  | OP | X | 6 | 1986 |  |  | N | IPP Non-CHP | 2 | X | WAT | [9 empty] | N |  | 0 | 1H | [23 empty] | N
60821 | Olsen Power Partners | 50180 | Olsen | CA | Shasta | GEN1 | Conventional Hydroelectric | HY |  | J | X | X |  |  | 5 | 0.9 | 4.8 | 4.6 | 0.2 | N |  |  | OP | X | 1 | 1990 |  |  | N | IPP Non-CHP | 2 | X | WAT | [12 empty] | 1H
1058 | B Braun Medical Inc | 50200 | B Braun Medical | CA | Orange | GEN1 | Natural Gas Fired Combustion Turbine | GT |  | S | X | X |  |  | 2.8 | 0.8 | 2.7 | 2.6 | 1 | N |  |  | OP | X | 11 | 1982 |  |  | Y | Industrial CHP | 7 | T | NG | [9 empty] | N | N |  | 12H | [23 empty] | N | N | N
1058 | B Braun Medical Inc | 50200 | B Braun Medical | CA | Orange | GEN2 | Natural Gas Fired Combustion Turbine | GT |  | S | X | X |  |  | 3.3 | 0.8 | 3 | 2.9 | 1 | N |  |  | OP | X | 1 | 1995 |  |  | Y | Industrial CHP | 7 | T | NG | [9 empty] | N | N |  | 12H | [23 empty] | N | N | N
49899 | CalEnergy Operating Corporation | 50210 | Vulcan-BN Geothermal Power Company | CA | Imperial | GEN1 | Geothermal | ST |  | W | X | X |  |  | 30.1 | 0.85 | 29 | 29 | 2 | N |  |  | OP | X | 12 | 1985 |  |  | N | IPP Non-CHP | 2 | X | GEO | [5 empty] | GEO |  |  |  | N | N |  | 12H | [23 empty] | N
49899 | CalEnergy Operating Corporation | 50210 | Vulcan-BN Geothermal Power Company | CA | Imperial | GEN2 | Geothermal | ST |  | W | X | X |  |  | 9.5 | 0.85 | 9 | 9 | 2 | N |  |  | OP | X | 12 | 1985 |  |  | N | IPP Non-CHP | 2 | X | GEO | [5 empty] | GEO |  |  |  | N | N |  | 12H | [23 empty] | N
867 | ARCO Products Co-Watson | 50216 | Watson Cogeneration | CA | Los Angeles | GN91 | Natural Gas Fired Combined Cycle | CT | CC1 | J | X | N | POD_ARCOGN_2_UNITS | POD_ARCOGN_2_UNITS | 82 | 0.9 | 82 | 82 | 68 | N |  |  | OP | X | 3 | 1988 |  |  | Y | Industrial CHP | 7 | T | NG | OG | WO |  |  |  | WO | NG |  |  | N | N |  | 12H | [23 empty] | Y | Y | Y
867 | ARCO Products Co-Watson | 50216 | Watson Cogeneration | CA | Los Angeles | GN92 | Natural Gas Fired Combined Cycle | CT | CC1 | J | X | N | POD_ARCOGN_2_UNITS | POD_ARCOGN_2_UNITS | 82 | 0.9 | 82 | 82 | 68 | N |  |  | OP | X | 2 | 1988 |  |  | Y | Industrial CHP | 7 | T | NG | OG | WO |  |  |  | WO | NG |  |  | N | N |  | 12H | [23 empty] | Y | Y | Y
867 | ARCO Products Co-Watson | 50216 | Watson Cogeneration | CA | Los Angeles | GN93 | Natural Gas Fired Combined Cycle | CT | CC1 | J | X | N | POD_ARCOGN_2_UNITS | POD_ARCOGN_2_UNITS | 82 | 0.9 | 82 | 82 | 68 | N |  |  | OP | X | 1 | 1988 |  |  | Y | Industrial CHP | 7 | T | NG | OG | WO |  |  |  | WO | NG |  |  | N | N |  | 12H | [23 empty] | Y | Y | Y
867 | ARCO Products Co-Watson | 50216 | Watson Cogeneration | CA | Los Angeles | GN94 | Natural Gas Fired Combined Cycle | CT | CC1 | J | X | N | POD_ARCOGN_2_UNITS | POD_ARCOGN_2_UNITS | 82 | 0.9 | 82 | 82 | 68 | N |  |  | OP | X | 12 | 1987 |  |  | Y | Industrial CHP | 7 | T | NG | OG | WO |  |  |  | WO | NG |  |  | N | N |  | 12H | [23 empty] | Y | Y | Y
867 | ARCO Products Co-Watson | 50216 | Watson Cogeneration | CA | Los Angeles | GN95 | Natural Gas Fired Combined Cycle | CA | CC1 | J | Y | X | POD_ARCOGN_2_UNITS | POD_ARCOGN_2_UNITS | 38.5 | 0.9 | 35 | 35 | 10 | N |  |  | OP | X | 2 | 1988 |  |  | Y | Industrial CHP | 7 | T | NG | OG | [8 empty] | N | N |  | 1H | [23 empty] | N
867 | ARCO Products Co-Watson | 50216 | Watson Cogeneration | CA | Los Angeles | GN96 | Natural Gas Fired Combined Cycle | CA | CC1 | J | Y | X | POD_ARCOGN_2_UNITS | POD_ARCOGN_2_UNITS | 38.5 | 0.9 | 35 | 35 | 10 | N |  |  | OP | X | 12 | 1987 |  |  | Y | Industrial CHP | 7 | T | NG | OG | [8 empty] | N | N |  | 1H | [23 empty] | N
19281 | Turlock Irrigation District | 50218 | Woodward Power Plant | CA | Stanislaus | U1 | Conventional Hydroelectric | HY |  | W | X | X | MRTU_VALLYHM_1_N004 |  | 2.8 | 0.95 | 2.7 | 2.6 | 0.3 | N |  |  | OP | X | 4 | 1982 |  |  | N | IPP Non-CHP | 2 | X | WAT | [9 empty] | N |  |  | 10M | [23 empty] | N
19281 | Turlock Irrigation District | 50219 | Frankenheimer Power Plant | CA | Stanislaus | U1 | Conventional Hydroelectric | HY |  | W | X | X | MRTU_COTTLE_7_N002 |  | 5.3 | 0.95 | 4 | 4.3 | 0.5 | N |  |  | OP | X | 3 | 1983 |  |  | N | IPP Non-CHP | 2 | X | WAT | [9 empty] | N |  |  | 10M | [23 empty] | N
13353 | Nelson Creek Power Inc | 50223 | Nelson Creek | CA | Shasta | 1296 | Conventional Hydroelectric | HY |  | S | X | X |  |  | 1.2 | 0.9 | 0.5 | 0.9 | 0.1 | N |  |  | OP | X | 10 | 1989 |  |  | N | IPP Non-CHP | 2 | X | WAT | [9 empty] | N |  | 0 | 1H | [23 empty] | N
22045 | Oxnard City of | 50224 | Oxnard Wastewater Treatment Plant | CA | Ventura | 7610 | Other Waste Biomass | IC |  | S | X | X |  |  | 0.5 | 0.8 | 0.4 | 0.4 | 0.4 | N |  |  | OP | X | 8 | 1981 |  |  | Y | Commercial CHP | 5 | T | OBG | NG | PG | [7 empty] | N | N |  | 1H | [23 empty] | Y | Y | N
22045 | Oxnard City of | 50224 | Oxnard Wastewater Treatment Plant | CA | Ventura | 7710 | Other Waste Biomass | IC |  | S | X | X |  |  | 0.5 | 0.8 | 0.4 | 0.4 | 0.4 | N |  |  | OP | X | 8 | 1981 |  |  | Y | Commercial CHP | 5 | T | OBG | NG | PG | [7 empty] | N | N |  | 1H | [23 empty] | Y | Y | N
22045 | Oxnard City of | 50224 | Oxnard Wastewater Treatment Plant | CA | Ventura | 7810 | Other Waste Biomass | IC |  | S | X | X |  |  | 0.5 | 0.8 | 0.4 | 0.4 | 0.4 | N |  |  | OP | X | 8 | 1981 |  |  | Y | Commercial CHP | 5 | T | OBG | NG | PG | [7 empty] | N | N |  | 1H | [23 empty] | Y | Y | N
22635 | San Gabriel Valley Mun Wtr Dt | 50233 | San Dimas Wash Generating Station | CA | Los Angeles | 4011 | Conventional Hydroelectric | HY |  | S | X | X |  |  | 1 | 1 | 1 | 1 | 0.3 | N |  |  | SB | Y | 3 | 1986 |  |  | N | IPP Non-CHP | 2 | X | WAT | [9 empty] | N | N | 0 | 1H |  |  |  | N | [19 empty] | N
16583 | San Antonio Regional Hospital | 50234 | San Antonio Regional Hospital | CA | San Bernardino | 2074 | Natural Gas Internal Combustion Engine | IC |  | S | X | X |  |  | 0.9 | 0.8 | 0.9 | 0.8 | 0.5 | N |  |  | OP | X | 1 | 1985 |  |  | Y | Commercial CHP | 5 | T | NG | [9 empty] | N | N |  | 1H | [23 empty] | N | N | N
16583 | San Antonio Regional Hospital | 50234 | San Antonio Regional Hospital | CA | San Bernardino | 2075 | Natural Gas Internal Combustion Engine | IC |  | S | X | X |  |  | 0.9 | 0.8 | 0.9 | 0.8 | 0.5 | N |  |  | OP | X | 1 | 1985 |  |  | Y | Commercial CHP | 5 | T | NG | [9 empty] | N | N |  | 1H | [23 empty] | N | N | N
16583 | San Antonio Regional Hospital | 50234 | San Antonio Regional Hospital | CA | San Bernardino | 2076 | Natural Gas Internal Combustion Engine | IC |  | S | X | X |  |  | 0.9 | 0.8 | 0.9 | 0.8 | 0.5 | N |  |  | OP | X | 3 | 2001 |  |  | Y | Commercial CHP | 5 | T | NG | [9 empty] | N | N |  | 1H | [23 empty] | N | N | N
6529 | Exxon Mobil Production Co | 50270 | ExxonMobil Santa Ynez Facility | CA | Santa Barbara | GTG1 | Natural Gas Fired Combined Cycle | CT | CC1 | S | X | Y |  |  | 39.5 | 0.85 | 40.2 | 39.2 | 21 | N |  |  | OS | X | 9 | 1993 |  |  | Y | Industrial CHP | 7 | T | NG | [9 empty] | N | N |  | OVER | [23 empty] | N
6529 | Exxon Mobil Production Co | 50270 | ExxonMobil Santa Ynez Facility | CA | Santa Barbara | STG1 | Natural Gas Fired Combined Cycle | CA | CC1 | S | Y | X |  |  | 9.8 | 0.85 | 8.9 | 8.8 | 5 | N |  |  | OS | X | 10 | 1993 |  |  | Y | Industrial CHP | 7 | T | NG | [9 empty] | N | N |  | OVER | [23 empty] | N
20707 | Wintec Energy Ltd | 50276 | Wintec Energy Ltd | CA | Riverside | EXIS | Onshore Wind Turbine | WT |  | S | X | X |  |  | 5.9 |  | 5.9 | 5.9 | 1 | N |  |  | OP | X | 12 | 1986 |  |  | N | IPP Non-CHP | 2 | X | WND | [9 empty] | N | N | 60 | [24 empty] | N
16630 | San Gorgonio Farms Inc | 50281 | San Gorgonio Farms Wind Farm | CA | Riverside | WGEN | Onshore Wind Turbine | WT |  | S | X | X | SANWD_1_QF | SANWD_1_QF | 31 |  | 31 | 31 | 0 | N |  |  | OP | X | 3 | 1983 |  |  | N | IPP Non-CHP | 2 | X | WND | [9 empty] | N |  | 111 | 10M
19946 | Wadham Energy Ltd Partners | 50293 | Wadham Energy LP | CA | Colusa | GEN1 | Other Waste Biomass | ST |  | S | X | X | WADHAM _7_B1 | WADHAM _7_B1 | 29.1 | 0.9 | 26.5 | 26.5 | 15 | N |  |  | OP | X | 3 | 1989 |  |  | N | IPP Non-CHP | 2 | X | AB | NG |  |  |  |  | NG |  |  |  | N | N |  | 12H | [23 empty] | N
60134 | AltaGas Ripon Energy Inc. | 50299 | AltaGas Ripon Energy Inc. | CA | San Joaquin | GEN1 | Natural Gas Fired Combustion Turbine | GT |  | S | X | X | POD_SMPRIP_1_SMPSOM-APND | POD_SMPRIP_1_SMPSOM-APND | 49.5 | 0.85 | 46.1 | 46.1 | 30 | N |  |  | OP | X | 4 | 1988 |  |  | N | IPP Non-CHP | 2 | X | NG | [5 empty] | NG |  |  |  | N | N |  | 12H | [23 empty] | N | N | N
54736 | VESI Pomona Energy Storage, Inc. | 50300 | VESI Pomona | CA | Los Angeles | BESS1 | Batteries | BA |  | S | X | X |  |  | 20 |  | 20 | 20 | 20 | N |  |  | OP | X | 12 | 2016 |  |  | N | IPP Non-CHP | 2 | X | MWH | [9 empty] | N | N |  | 10M | [23 empty] | N | N
26287 | Madera-Chowchilla Power Auth | 50322 | Site 980 65 | CA | Madera | GEN1 | Conventional Hydroelectric | HY |  | S | X | X |  |  | 2.1 | 0.9 | 2.1 | 2.1 | 0.5 | N |  |  | OP | X | 2 | 1985 |  |  | N | IPP Non-CHP | 2 | X | WAT | [9 empty] | N | N | 0 | 1H | [23 empty] | N
8530 | HYPOWER INC | 50350 | Forks of Butte Hydro Project | CA | Butte | GEN1 | Conventional Hydroelectric | HY |  | S | X | X |  |  | 14.5 | 0.9 | 14.5 | 14.5 | 0.7 | N |  |  | OP | X | 3 | 1992 |  |  | N | IPP Non-CHP | 2 | X | WAT | [9 empty] | N | N | 0 | 1H | [23 empty] | N
12850 | Monterey Cnty Water Res Agency | 50352 | Nacimiento Hydro Project | CA | San Luis Obispo | 1 | Conventional Hydroelectric | HY |  | S | X | X |  |  | 4 | 0.9 | 3.7 | 3.6 | 0.7 | N |  |  | OP | X | 7 | 1987 |  |  | N | IPP Non-CHP | 2 | X | WAT | [9 empty] | N | N |  | 1H | [23 empty] | N
12850 | Monterey Cnty Water Res Agency | 50352 | Nacimiento Hydro Project | CA | San Luis Obispo | 2 | Conventional Hydroelectric | HY |  | S | X | X |  |  | 0.4 | 1 | 0.3 | 0.3 | 0.1 | N |  |  | OP | X | 7 | 1987 |  |  | N | IPP Non-CHP | 2 | X | WAT | [9 empty] | N | N |  | 1H | [23 empty] | N
55960 | Mesquite Lake Energy Park | 50363 | Mesquite Lake Energy Park Plant 2 | CA | Imperial | L313 | Wood/Wood Waste Biomass | ST |  | S | X | X |  |  | 21 | 1 | 15.5 | 15.5 | 0 |  |  |  | OS | X | 11 | 1987 |  |  | N | IPP Non-CHP | 2 | X | WDS | [5 empty] | NG |  |  |  | N |  |  | OVER | [23 empty] | N | N | N
30076 | Calleguas Mun Water District | 50375 | East Portal Generator | CA | Los Angeles | GEN1 | Conventional Hydroelectric | HY |  | S | X | X |  |  | 1.2 | 1 | 1.2 | 1.2 | 0.3 | N |  |  | OP | X | 1 | 1987 |  |  | N | IPP Non-CHP | 2 | X | WAT | [9 empty] | N | N | 0 | 1H | [23 empty] | N
4208 | Phillips 66 Company | 50388 | Phillips 66 Carbon Plant | CA | Contra Costa | GEN1 | Petroleum Coke | ST |  | S | X | X |  |  | 27.3 | 0.85 | 20 | 20 | 2 | N |  |  | OP | X | 12 | 1983 |  |  | Y | Industrial CHP | 7 | B | PC | [5 empty] | NG |  |  |  | N | N |  | OVER |  |  |  | Y | Y | N | [17 empty] | N | N | N
25438 | Friant Power Authority | 50393 | Friant Hydro Facility | CA | Fresno | FR1 | Conventional Hydroelectric | HY |  | S | X | X |  |  | 18.4 | 0.9 | 20 | 20 | 1 | N |  |  | OP | X | 1 | 1986 |  |  | N | IPP Non-CHP | 2 | X | WAT | [9 empty] | N |  | 0 | 10M | [23 empty] | N
25438 | Friant Power Authority | 50393 | Friant Hydro Facility | CA | Fresno | M1 | Conventional Hydroelectric | HY |  | S | X | X |  |  | 9.8 | 0.9 | 9.8 | 9.8 | 1 | N |  |  | OP | X | 7 | 1985 |  |  | N | IPP Non-CHP | 2 | X | WAT | [9 empty] | N |  | 0 | 10M | [23 empty] | N
25438 | Friant Power Authority | 50393 | Friant Hydro Facility | CA | Fresno | RO1 | Conventional Hydroelectric | HY |  | S | X | X |  |  | 2.4 | 0.84 | 2.3 | 2.3 | 0.5 | N |  |  | OP | X | 4 | 1985 |  |  | N | IPP Non-CHP | 2 | X | WAT | [9 empty] | N |  | 0 | 10M | [23 empty] | N
25438 | Friant Power Authority | 50393 | Friant Hydro Facility | CA | Fresno | RO2 | Conventional Hydroelectric | HY |  | S | X | X |  |  | 6.9 | 0.9 | 7.3 | 7.3 | 0.5 | N |  |  | OP | X | 6 | 2017 |  |  | N | IPP Non-CHP | 2 | X | WAT | [9 empty] | N |  |  | 1H | [23 empty] | N
19560 | Tri-Dam Power Authority | 50400 | Sand Bar Power Plant | CA | Tuolumne | GEN1 | Conventional Hydroelectric | HY |  | S | X | X |  |  | 16.2 | 0.9 | 15.6 | 14 | 1 | N |  |  | OP | X | 5 | 1986 |  |  | N | IPP Non-CHP | 2 | X | WAT | [9 empty] | N | N |  | 1H | [23 empty] | N
15375 | Procter&Gamble Paper Products Co-Oxnard | 50464 | Oxnard | CA | Ventura | GEN1 | Natural Gas Fired Combustion Turbine | GT |  | S | X | X |  |  | 19.2 | 0.9 | 22.4 | 22.4 | 17 | N |  |  | OP | X | 7 | 1982 |  |  | Y | Industrial CHP | 7 | T | NG | [9 empty] | N | N |  | 1H | [20 empty] | N |  |  | N | N | N
15375 | Procter&Gamble Paper Products Co-Oxnard | 50464 | Oxnard | CA | Ventura | GEN2 | Natural Gas Fired Combustion Turbine | GT |  | S | X | X |  |  | 49.5 | 0.9 | 48.5 | 48.5 | 30 | N |  |  | OP | X | 11 | 1989 |  |  | Y | Industrial CHP | 7 | T | NG | [9 empty] | N | N |  | 12H | [20 empty] | N |  |  | N | N | N
16764 | City of San Diego | 50492 | Gas Utilization Facility | CA | San Diego | 1 | Other Waste Biomass | IC |  | S | X | X |  |  | 2.3 | 0.8 | 2.3 | 2.3 | 1 | N |  |  | OP | X | 6 | 1985 |  |  | Y | Commercial CHP | 5 | T | OBG | NG | [8 empty] | N | N |  | 10M | [23 empty] | N | N | N
16764 | City of San Diego | 50492 | Gas Utilization Facility | CA | San Diego | 2 | Other Waste Biomass | IC |  | S | X | X |  |  | 2.3 | 0.8 | 2.3 | 2.3 | 1 | N |  |  | OP | X | 6 | 1985 |  |  | Y | Commercial CHP | 5 | T | OBG | NG | [8 empty] | N | N |  | 10M | [23 empty] | N | N | N
16764 | City of San Diego | 50492 | Gas Utilization Facility | CA | San Diego | 3 | Conventional Hydroelectric | HY |  | S | X | X |  |  | 1.5 | 0.8 | 1 | 1.5 | 0.5 | N |  |  | OP | X | 5 | 2002 |  |  | N | Commercial CHP | 5 | X | WAT | [9 empty] | N | N |  | 10M | [23 empty] | N
60662 | WCAC Operating Company | 50493 | Double C Generation Limited Partnership | CA | Kern | DC1 | Natural Gas Fired Combustion Turbine | GT |  | W | X | X |  |  | 24.9 | 0.85 | 23 | 24 | 21 | N |  |  | OP | X | 3 | 1989 |  |  | N | IPP Non-CHP | 2 | X | NG | [9 empty] | N | N |  | 12H | [23 empty] | N | N | N
60662 | WCAC Operating Company | 50493 | Double C Generation Limited Partnership | CA | Kern | DC2 | Natural Gas Fired Combustion Turbine | GT |  | W | X | X |  |  | 24.9 | 0.85 | 23 | 24 | 21 | N |  |  | OP | X | 3 | 1989 |  |  | N | IPP Non-CHP | 2 | X | NG | [9 empty] | N | N |  | 12H | [23 empty] | N | N | N
60662 | WCAC Operating Company | 50494 | Kern Front Limited | CA | Kern | KF1 | Natural Gas Fired Combustion Turbine | GT |  | W | X | X |  |  | 24.9 | 0.85 | 23 | 24 | 21 | N |  |  | OP | X | 2 | 1989 |  |  | N | IPP Non-CHP | 2 | X | NG | [9 empty] | N | N |  | 12H | [23 empty] | N | N
60662 | WCAC Operating Company | 50494 | Kern Front Limited | CA | Kern | KF2 | Natural Gas Fired Combustion Turbine | GT |  | W | X | X |  |  | 24.9 | 0.85 | 23 | 24 | 21 | N |  |  | OP | X | 2 | 1989 |  |  | N | IPP Non-CHP | 2 | X | NG | [9 empty] | N | N |  | 12H | [23 empty] | N | N
60662 | WCAC Operating Company | 50495 | High Sierra Limited | CA | Kern | HS1 | Natural Gas Fired Combustion Turbine | GT |  | W | X | X |  |  | 24.9 | 0.85 | 23 | 24 | 21 | N |  |  | OP | X | 3 | 1989 |  |  | Y | IPP CHP | 3 | T | NG | [9 empty] | N | N |  | 12H | [23 empty] | N
60662 | WCAC Operating Company | 50495 | High Sierra Limited | CA | Kern | HS2 | Natural Gas Fired Combustion Turbine | GT |  | W | X | X |  |  | 24.9 | 0.85 | 23 | 24 | 21 | N |  |  | OP | X | 3 | 1989 |  |  | Y | IPP CHP | 3 | T | NG | [9 empty] | N | N |  | 12H | [23 empty] | N
55985 | Tesoro Refining and Marketing Company | 50530 | Equilon Los Angeles Refining | CA | Los Angeles | GEN1 | Other Gases | GT |  | S | X | X |  |  | 30 | 0.85 | 20.9 | 18.5 | 18 | N |  |  | OP | X | 12 | 1982 |  |  | Y | Industrial CHP | 7 | T | OG | NG | [8 empty] | N | N |  | 12H | [23 empty] | Y | Y | N
55985 | Tesoro Refining and Marketing Company | 50530 | Equilon Los Angeles Refining | CA | Los Angeles | GEN2 | Other Gases | GT |  | S | X | X |  |  | 30 | 0.85 | 20.9 | 20.2 | 18 | N |  |  | OP | X | 12 | 1982 |  |  | Y | Industrial CHP | 7 | T | OG | NG | [8 empty] | N | N |  | 12H | [23 empty] | Y | Y | N
55985 | Tesoro Refining and Marketing Company | 50530 | Equilon Los Angeles Refining | CA | Los Angeles | GEN3 | Other Gases | ST |  | S | X | X |  |  | 23 | 0.8 | 9.4 | 2.9 | 6 | N |  |  | OP | X | 4 | 1991 |  |  | Y | Industrial CHP | 7 | B | OG | NG |  |  |  |  | OG |  |  |  | N | N |  | 12H | [23 empty] | N | N | N
56899 | Wind Stream Operations LLC | 50532 | Victory Garden (Tehachapi) | CA | Kern | 15SLE | Onshore Wind Turbine | WT |  | S | X | X |  |  | 1.5 |  | 1.5 | 1.5 | 0 | N |  |  | OP | X | 5 | 2000 |  |  | N | IPP Non-CHP | 2 | X | WND | [9 empty] | N | N | 1 | [24 empty] | N
56899 | Wind Stream Operations LLC | 50532 | Victory Garden (Tehachapi) | CA | Kern | WGNS | Onshore Wind Turbine | WT |  | S | X | X |  |  | 17.3 |  | 17.3 | 17.3 | 0 | N |  |  | OP | X | 12 | 1981 |  |  | N | IPP Non-CHP | 2 | X | WND | [9 empty] | N | N | 241 | [24 empty] | N
63235 | Brookfield Renewable Trading and Marketing LP | 50535 | Mesa Wind Power Corp | CA | Riverside | WGNS | Onshore Wind Turbine | WT |  | W | X | X |  |  | 29.9 |  | 29.9 | 29.9 | 0 | N |  |  | OP | X | 11 | 1984 |  |  | N | IPP Non-CHP | 2 | X | WND | [9 empty] | N | N | 460 | [16 empty] | WT | WND | 29.9 | 3 | 2022 | N |  |  | N | N
9297 | IPT SRI Cogeneration Inc | 50537 | SRI International Cogen Project | CA | San Mateo | GEN1 | Natural Gas Fired Combustion Turbine | GT |  | W | X | X |  |  | 6 | 0.8 | 5.6 | 5.6 | 0.2 | N |  |  | OP | X | 4 | 1987 |  |  | Y | Commercial CHP | 5 | T | NG | [9 empty] | N | N |  | 10M | [23 empty] | N
2696 | Tesoro Carson Refinery | 50540 | BP Carson Refinery | CA | Los Angeles | GEN1 | Other Gases | OT |  | S | X | X |  |  | 12 | 0.9 | 6.5 | 6.5 | 1 | N |  |  | SB | Y | 6 | 1984 |  |  | N | Industrial Non-CHP | 6 | X | OG | [9 empty] | N | N |  | 12H | [23 empty] | N | N | N
2696 | Tesoro Carson Refinery | 50540 | BP Carson Refinery | CA | Los Angeles | GEN2 | Natural Gas Steam Turbine | ST |  | S | X | X |  |  | 1.5 | 0.9 | 1.5 | 1.5 | 0.2 | N |  |  | OS | X | 4 | 1982 |  |  | N | Industrial Non-CHP | 6 | X | NG | OG |  |  |  |  | NG |  |  |  | N | N |  | 12H | [23 empty] | N | N | N
8303 | Harbor Cogeneration Co. | 50541 | Harbor Cogen | CA | Los Angeles | GEN1 | Natural Gas Fired Combined Cycle | CT | HCCC | S | X | N | HARBGN_7_UNITS | HARBGN_7_UNITS | 82.3 | 1 | 80.8 | 84.5 | 65 | N |  |  | OP | X | 12 | 1988 |  |  | N | IPP Non-CHP | 2 | X | NG | [9 empty] | N | N |  | 1H | [23 empty] | N | N | N
8303 | Harbor Cogeneration Co. | 50541 | Harbor Cogen | CA | Los Angeles | ST1 | Natural Gas Fired Combined Cycle | CA | HCCC | S | N | X | HARBGN_7_UNITS | HARBGN_7_UNITS | 13.6 | 1 | 9.9 | 10.4 | 0 | N |  |  | OP | X | 6 | 2001 |  |  | N | IPP Non-CHP | 2 | X | NG | [9 empty] | N | N |  | 12H | [23 empty] | N | N | N
8303 | Harbor Cogeneration Co. | 50541 | Harbor Cogen | CA | Los Angeles | ST2 | Natural Gas Fired Combined Cycle | CA | HCCC | S | N | X | HARBGN_7_UNITS | HARBGN_7_UNITS | 11.5 | 1 | 11 | 11 | 0 | N |  |  | OP | X | 6 | 2001 |  |  | N | IPP Non-CHP | 2 | X | NG | [9 empty] | N | N |  | 12H | [23 empty] | N | N | N
13402 | Nevada Irrigation District | 50546 | Bowman | CA | Nevada | GEN1 | Conventional Hydroelectric | HY |  | S | X | X |  |  | 3.6 | 0.99 | 3.6 | 3.6 | 0.1 | N |  |  | OP | X | 9 | 1986 |  |  | N | IPP Non-CHP | 2 | X | WAT | [9 empty] | N | N | 0 | 1H | [23 empty] | N
61728 | GlidePath Power Operations LLC | 50552 | GPS Cabazon Wind LLC | CA | Riverside | WGNS | Onshore Wind Turbine | WT |  | S | X | X |  |  | 38.9 |  | 38.9 | 38.9 | 2 | N |  |  | OP | X | 1 | 1999 |  |  | N | IPP Non-CHP | 2 | X | WND | [9 empty] | N |  | 52 | [24 empty] | N
61208 | Red Marlin Wind Ventures, LLC | 50553 | Edom Hills Project 1 LLC | CA | Riverside | 1 | Onshore Wind Turbine | WT |  | S | X | X |  |  | 20 |  | 20 | 20 | 4 | N |  |  | OP | X | 9 | 2008 |  |  | N | IPP Non-CHP | 2 | X | WND | [9 empty] | N | N | 8 | [24 empty] | N
58650 | IHI Power Services Corp | 50560 | Pacific-Ultrapower Chinese Station | CA | Tuolumne | GEN1 | Wood/Wood Waste Biomass | ST |  | J | X | X |  |  | 25 | 0.85 | 18 | 18 | 15 | N |  |  | OP | X | 10 | 1986 |  |  | N | IPP Non-CHP | 2 | X | WDS | [5 empty] | PG |  |  |  | N | N |  | OVER | N | [19 empty] | N |  |  | N | N | N
54842 | WM Renewable Energy LLC | 50571 | Altamont Gas Recovery | CA | Alameda | GEN1 | Landfill Gas | GT |  | S | X | X | PG&E | PG&E | 3 | 0.98 | 2.9 | 3.3 | 1 | N |  |  | OP | X | 3 | 1989 |  |  | N | IPP Non-CHP | 2 | X | LFG | [9 empty] | N | N |  | 1H | [23 empty] | N | N | N
54842 | WM Renewable Energy LLC | 50571 | Altamont Gas Recovery | CA | Alameda | GEN2 | Landfill Gas | GT |  | S | X | X | PG&E | PG&E | 3 | 0.98 | 2.9 | 3.3 | 1 | N |  |  | OP | X | 3 | 1989 |  |  | N | IPP Non-CHP | 2 | X | LFG | [9 empty] | N | N |  | 1H | [23 empty] | N | N | N
39245 | Saint John's Health Center | 50610 | Saint Johns Health Center | CA | Los Angeles | 01 | Natural Gas Fired Combustion Turbine | GT |  | S | X | X |  |  | 1.2 | 0.8 | 1 | 1.1 | 0.4 | N |  |  | OP | X | 2 | 1992 |  |  | Y | Commercial CHP | 5 | T | NG | [9 empty] | N |  |  | 12H | [23 empty] | N | N | N
60662 | WCAC Operating Company | 50612 | McKittrick Limited | CA | Kern | GEN1 | Natural Gas Fired Combustion Turbine | GT |  | W | X | X |  |  | 46 | 0.85 | 46 | 48 | 21 | N |  |  | OP | X | 10 | 1991 |  |  | Y | IPP CHP | 3 | T | NG | [9 empty] | N | N |  | 12H | [23 empty] | N
1569 | Berry Petroleum Co | 50622 | Berry Cogen Tanne Hills 18 | CA | Kern | GEN1 | Natural Gas Fired Combustion Turbine | GT |  | S | X | X | ZP26 | ZP26 | 8.8 | 0.8 | 8 | 9 | 4.5 | N |  |  | OP | X | 12 | 1986 |  |  | Y | Industrial CHP | 7 | T | NG | [9 empty] | N | N |  | 12H | [23 empty] | N | N | N
1569 | Berry Petroleum Co | 50622 | Berry Cogen Tanne Hills 18 | CA | Kern | GEN2 | Natural Gas Fired Combustion Turbine | GT |  | S | X | X | ZP26 | Zp26 | 8.8 | 0.8 | 8 | 9 | 4.5 | N |  |  | OP | X | 12 | 1986 |  |  | Y | Industrial CHP | 7 | T | NG | [9 empty] | N | N |  | 12H | [23 empty] | N | N | N
60657 | Torrance Refining Company, LLC | 50624 | Torrance Refining Company, LLC | CA | Los Angeles | EXP1 | All Other | ST |  | S | X | X |  |  | 7.5 | 0.8 | 7.5 | 7.5 | 0 | N |  |  | OP | X | 9 | 1983 |  |  | N | Industrial CHP | 7 | X | WH | [5 empty] | WH |  |  |  | N | N |  | OVER | N | [19 empty] | N |  |  | N |  | N
60657 | Torrance Refining Company, LLC | 50624 | Torrance Refining Company, LLC | CA | Los Angeles | GTG1 | Other Gases | GT |  | S | X | X |  |  | 22.5 | 0.8 | 22.5 | 22.5 | 10.5 | N |  |  | OP | X | 11 | 1988 |  |  | Y | Industrial CHP | 7 | T | OG | NG | [8 empty] | N | N |  | OVER | [20 empty] | N |  |  | Y | Y | N
60657 | Torrance Refining Company, LLC | 50624 | Torrance Refining Company, LLC | CA | Los Angeles | STG1 | All Other | ST |  | S | X | X |  |  | 19.3 | 0.8 | 19.3 | 19.3 | 1.5 | N |  |  | OP | X | 11 | 1988 |  |  | N | Industrial CHP | 7 | X | WH | [5 empty] | WH |  |  |  | N | N |  | OVER | [20 empty] | N |  |  | N |  | N
4498 | Covanta Stanislaus Inc | 50632 | Covanta Stanislaus Energy | CA | Stanislaus | GEN1 | Municipal Solid Waste | ST |  | S | X | X |  |  | 24 | 0.85 | 19.9 | 19.9 | 3 | N |  |  | OP | X | 9 | 1988 |  |  | N | IPP Non-CHP | 2 | X | MSW | [5 empty] | DFO |  |  |  | N | N |  | 12H |  |  | N |  | N | [18 empty] | N | N | N
14395 | Palm Springs City of | 50674 | Municipal Cogen Plant | CA | Riverside | GEN1A | Natural Gas Internal Combustion Engine | IC |  | S | X | X |  |  | 1.2 | 1 | 1.2 | 1.2 | 0.5 | N |  |  | OP | X | 11 | 2015 |  |  | N | Commercial Non-CHP | 4 | X | NG | [9 empty] | N | N |  | 1H | [23 empty] | N | N | N
2770 | Terra-Gen Operating Co-Wind | 50690 | San Gorgonio Westwinds II LLC | CA | Riverside | GEN1 | Onshore Wind Turbine | WT |  | S | X | X |  |  | 43.4 |  | 43.4 | 43.4 | 0 | N |  |  | OP | X | 6 | 1999 |  |  | N | IPP Non-CHP | 2 | X | WND | [9 empty] | N | N | 62
14155 | Orange County Sanitation Dist | 50696 | Plant No 1 Orange County | CA | Orange | GEN1 | Other Waste Biomass | IC |  | S | X | X |  |  | 2.5 | 0.8 | 2.4 | 2.4 | 1.8 | N |  |  | OP | X | 6 | 1993 |  |  | Y | Commercial CHP | 5 | T | OBG | NG |  |  |  |  | NG | OBG |  |  | N | N |  | 1H | [23 empty] | N | N | N
14155 | Orange County Sanitation Dist | 50696 | Plant No 1 Orange County | CA | Orange | GEN2 | Other Waste Biomass | IC |  | S | X | X |  |  | 2.5 | 0.8 | 2.4 | 2.4 | 1.8 | N |  |  | OP | X | 6 | 1993 |  |  | Y | Commercial CHP | 5 | T | OBG | NG |  |  |  |  | NG | OBG |  |  | N | N |  | 1H | [23 empty] | N | N | N
14155 | Orange County Sanitation Dist | 50696 | Plant No 1 Orange County | CA | Orange | GEN3 | Other Waste Biomass | IC |  | S | X | X |  |  | 2.5 | 0.8 | 2.4 | 2.4 | 1.8 | N |  |  | OP | X | 6 | 1993 |  |  | Y | Commercial CHP | 5 | T | OBG | NG |  |  |  |  | NG | OBG |  |  | N | N |  | 1H | [23 empty] | N | N | N
2871 | OLS Energy-Agnews Inc. | 50748 | Agnews Power Plant | CA | Santa Clara | GEN1 | Natural Gas Fired Combined Cycle | CT | CC1 | S | X | N |  |  | 24.4 | 0.9 | 24.4 | 24.4 | 16.5 | N |  |  | OP | X | 11 | 1990 |  |  | N | IPP Non-CHP | 2 | X | NG | [9 empty] | N | N |  | 12H | [23 empty] | N | N | N
2871 | OLS Energy-Agnews Inc. | 50748 | Agnews Power Plant | CA | Santa Clara | GEN2 | Natural Gas Fired Combined Cycle | CA | CC1 | S | N | X |  |  | 7.6 | 0.8 | 7.3 | 7.4 | 4 | N |  |  | OP | X | 11 | 1990 |  |  | N | IPP Non-CHP | 2 | X | NG | [9 empty] | N | N |  | 12H | [23 empty] | N | N | N
23005 | Aera Energy LLC-Coalinga | 50750 | Coalinga Cogeneration Facility | CA | Fresno | GEN1 | Natural Gas Fired Combustion Turbine | GT |  | W | X | X |  |  | 3.4 | 0.8 | 3.2 | 3.3 | 1.8 | N |  |  | OP | X | 6 | 1988 |  |  | Y | Industrial CHP | 7 | T | NG | [9 empty] | N | N |  | 10M |  | N | [18 empty] | N |  |  | N | N | N
23005 | Aera Energy LLC-Coalinga | 50750 | Coalinga Cogeneration Facility | CA | Fresno | GEN2 | Natural Gas Fired Combustion Turbine | GT |  | W | X | X |  |  | 3.4 | 0.8 | 3.2 | 3.3 | 1.8 | N |  |  | OP | X | 6 | 1988 |  |  | Y | Industrial CHP | 7 | T | NG | [9 empty] | N | N |  | 10M | N | N | N | N |  | N | N | [13 empty] | N |  |  | N | N | N
54713 | Chevron USA Inc | 50751 | Southeast Kern River Cogen | CA | Kern | GTG1 | Natural Gas Fired Combustion Turbine | GT |  | S | X | X | POD_VEDDER_1_SEKRN-APND | TH_ZP26_GEN-APND | 24 | 0.9 | 20.8 | 21.7 | 12 | N |  |  | OP | X | 2 | 1989 |  |  | Y | Industrial CHP | 7 | T | NG | [5 empty] | NG |  |  |  | N | N |  | 1H | [23 empty] | N | N | N
54713 | Chevron USA Inc | 50751 | Southeast Kern River Cogen | CA | Kern | GTG2 | Natural Gas Fired Combustion Turbine | GT |  | S | X | X |  |  | 3.4 | 0.9 | 3 | 3.2 | 1.5 | N |  |  | OS | X | 2 | 1989 |  |  | Y | Industrial CHP | 7 | T | NG | [5 empty] | NG |  |  |  | N | N |  | 1H | [23 empty] | N | N | N
54713 | Chevron USA Inc | 50751 | Southeast Kern River Cogen | CA | Kern | GTG3 | Natural Gas Fired Combustion Turbine | GT |  | S | X | X |  |  | 3.4 | 0.9 | 3 | 3.2 | 1.5 | N |  |  | OS | X | 2 | 1989 |  |  | Y | Industrial CHP | 7 | T | NG | [5 empty] | NG |  |  |  | N | N |  | 1H | [23 empty] | N | N | N
164 | AERA Energy LLC | 50752 | South Belridge Cogeneration Facility | CA | Kern | GEN1 | Natural Gas Fired Combustion Turbine | GT |  | S | X | X |  |  | 31.4 | 0.9 | 19 | 21 | 10 | N |  |  | OP | X | 12 | 1985 |  |  | Y | Industrial CHP | 7 | T | NG | [9 empty] | N | N |  | 1H | [23 empty] | N | N | N
164 | AERA Energy LLC | 50752 | South Belridge Cogeneration Facility | CA | Kern | GEN2 | Natural Gas Fired Combustion Turbine | GT |  | S | X | X |  |  | 31.4 | 0.9 | 19 | 21 | 10 | N |  |  | OP | X | 12 | 1985 |  |  | Y | Industrial CHP | 7 | T | NG | [9 empty] | N | N |  | 1H | [23 empty] | N | N | N
164 | AERA Energy LLC | 50752 | South Belridge Cogeneration Facility | CA | Kern | GEN3 | Natural Gas Fired Combustion Turbine | GT |  | S | X | X |  |  | 31.4 | 0.9 | 19 | 21 | 10 | N |  |  | OP | X | 12 | 1986 |  |  | Y | Industrial CHP | 7 | T | NG | [9 empty] | N | N |  | 1H | [23 empty] | N | N | N
13938 | Oak Creek Energy System Inc II | 50754 | Oak Creek Energy Systems I | CA | Kern | GEN1 | Onshore Wind Turbine | WT |  | S | X | X |  |  | 3.5 |  | 3.5 | 3.5 | 0 | N |  |  | OP | X | 6 | 1982 |  |  | N | IPP Non-CHP | 2 | X | WND | [9 empty] | N | N | 37
13938 | Oak Creek Energy System Inc II | 50754 | Oak Creek Energy Systems I | CA | Kern | GEN2 | Onshore Wind Turbine | WT |  | S | X | X |  |  | 4.2 |  | 4.2 | 4.2 | 0 | N |  |  | OP | X | 12 | 1993 |  |  | N | IPP Non-CHP | 2 | X | WND | [9 empty] | N | N | 7
13938 | Oak Creek Energy System Inc II | 50754 | Oak Creek Energy Systems I | CA | Kern | GEN3 | Onshore Wind Turbine | WT |  | W | X | X |  |  | 23.1 |  | 23.1 | 23.1 | 0 | N |  |  | OP | X | 6 | 1999 |  |  | N | IPP Non-CHP | 2 | X | WND | [9 empty] | N | N | 33
13938 | Oak Creek Energy System Inc II | 50754 | Oak Creek Energy Systems I | CA | Kern | GEN4 | Onshore Wind Turbine | WT |  | S | X | X |  |  | 3.7 |  | 3.7 | 3.7 | 0 | N |  |  | OP | X | 6 | 1999 |  |  | N | IPP Non-CHP | 2 | X | WND | [9 empty] | N |  | 4
12745 | Modesto Irrigation District | 50755 | New Hogan Power Plant | CA | Calaveras | GEN1 | Conventional Hydroelectric | HY |  | W | X | X |  |  | 2 | 0.9 | 1.9 | 1.9 | 0.2 | N |  |  | OP | X | 4 | 1989 |  |  | N | Electric Utility | 1 | X | WAT | [9 empty] | N | N | 0 | 1H | [23 empty] | N |  | N
12745 | Modesto Irrigation District | 50755 | New Hogan Power Plant | CA | Calaveras | GEN2 | Conventional Hydroelectric | HY |  | W | X | X |  |  | 1 | 0.9 | 0.9 | 0.9 | 0.1 | N |  |  | OP | X | 4 | 1989 |  |  | N | Electric Utility | 1 | X | WAT | [9 empty] | N | N |  | 1H | [23 empty] | N |  | N
34691 | Ormat Nevada Inc | 50766 | Ormesa I | CA | Imperial | ITLU1 | Geothermal | BT |  | S | X | X |  |  | 12 | 0.8 | 8 | 12 | 8 | N |  |  | OP | X | 6 | 2003 |  |  | N | IPP Non-CHP | 2 | X | GEO | [5 empty] | GEO |  |  |  | N |  |  | OVER | [23 empty] | N
34691 | Ormat Nevada Inc | 50766 | Ormesa I | CA | Imperial | ITLU2 | Geothermal | BT |  | S | X | X |  |  | 12 | 0.8 | 8 | 12 | 8 | N |  |  | OP | X | 7 | 2003 |  |  | N | IPP Non-CHP | 2 | X | GEO | [5 empty] | GEO |  |  |  | N |  |  | OVER | [23 empty] | N
34691 | Ormat Nevada Inc | 50766 | Ormesa I | CA | Imperial | OE31 | Geothermal | BT |  | S | X | X |  |  | 1.2 | 0.8 | 0.8 | 1.2 | 0.8 | N |  |  | OP | X | 12 | 1986 |  |  | N | IPP Non-CHP | 2 | X | GEO | [5 empty] | GEO | [6 empty] | OVER | [23 empty] | N
34691 | Ormat Nevada Inc | 50766 | Ormesa I | CA | Imperial | OE32 | Geothermal | BT |  | S | X | X |  |  | 1.2 | 0.8 | 0.8 | 1.2 | 0.8 | N |  |  | OP | X | 12 | 1986 |  |  | N | IPP Non-CHP | 2 | X | GEO | [5 empty] | GEO | [6 empty] | OVER | [23 empty] | N
2770 | Terra-Gen Operating Co-Wind | 50820 | East Winds Project | CA | Riverside | GEN1 | Onshore Wind Turbine | WT |  | S | X | X |  |  | 3 |  | 3 | 3 | 0 | N |  |  | OP | X | 1 | 1985 |  |  | N | IPP Non-CHP | 2 | X | WND | [9 empty] | N | N | 5 | [24 empty] | N
2770 | Terra-Gen Operating Co-Wind | 50821 | Mojave 16/17/18 | CA | Kern | GEN1 | Onshore Wind Turbine | WT |  | S | X | X |  |  | 88.5 |  | 88.5 | 88.5 | 5.2 | N |  |  | OP | X | 12 | 1989 |  |  | N | IPP Non-CHP | 2 | X | WND | [9 empty] | N | N | 238
13876 | Nove Investments I LLC | 50831 | Nove Power Plant | CA | Contra Costa | GEN1 | Landfill Gas | IC |  | S | X | X | RICHMN_7_BAYENV |  | 1 | 1 | 1 | 1 | 0.5 | N |  |  | OP | X | 12 | 1985 |  |  | N | IPP Non-CHP | 2 | X | LFG | [5 empty] | LFG |  |  |  | N | N |  | 1H | [23 empty] | N | N | N
13876 | Nove Investments I LLC | 50831 | Nove Power Plant | CA | Contra Costa | GEN2 | Landfill Gas | IC |  | S | X | X | RICHMN_7_BAYENV |  | 1 | 1 | 1 | 1 | 0.5 | N |  |  | OP | X | 5 | 1987 |  |  | N | IPP Non-CHP | 2 | X | LFG | [5 empty] | LFG |  |  |  | N | N |  | 1H | [23 empty] | N | N | N
13876 | Nove Investments I LLC | 50831 | Nove Power Plant | CA | Contra Costa | GEN3 | Landfill Gas | IC |  | S | X | X | RICHMN_7_BAYENV |  | 1 | 1 | 1 | 1 | 0.5 | N |  |  | OP | X | 12 | 1985 |  |  | N | IPP Non-CHP | 2 | X | LFG | [5 empty] | LFG |  |  |  | N | N |  | 1H | [23 empty] | N | N | N
16899 | SERRF Joint Powers Authority | 50837 | Southeast Resource Recovery | CA | Los Angeles | GEN1 | Municipal Solid Waste | ST |  | J | X | X |  |  | 35.6 | 0.9 | 28 | 26 | 2 | N |  |  | OP | X | 7 | 1988 |  |  | Y | IPP CHP | 3 | T | MSW | NG |  |  |  |  | NG |  |  |  | N | N |  | 12H |  |  | N | [20 empty] | N | N | N
61261 | Berkeley Cogeneration Facility | 50849 | PE Berkeley | CA | Alameda | GEN1 | Natural Gas Fired Combined Cycle | CT | CC1 | W | X | N |  |  | 23 | 0.85 | 22 | 23 | 18 | N |  |  | OP | X | 6 | 1987 |  |  | Y | Commercial CHP | 5 | T | NG | DFO | [8 empty] | N | N |  | 12H | [23 empty] | Y | N | Y
61261 | Berkeley Cogeneration Facility | 50849 | PE Berkeley | CA | Alameda | GEN2 | Natural Gas Fired Combined Cycle | CA | CC1 | W | Y | X |  |  | 5.5 | 0.85 | 2 | 4 | 1 | N |  |  | OP | X | 6 | 1987 |  |  | Y | Commercial CHP | 5 | B | NG | [9 empty] | N | N |  | 12H | [23 empty] | N | N | N
14265 | OLS Energy-Chino | 50850 | OLS Energy Chino | CA | San Bernardino | GEN1 | Natural Gas Fired Combined Cycle | CT | CC1 | S | X | N | CIMGEN_7_B1 | CIMGEN_7_B1 | 23.5 | 0.8 | 22.5 | 22.5 | 15 | N |  |  | OP | X | 12 | 1987 |  |  | Y | IPP CHP | 3 | T | NG | [9 empty] | N | N |  | 12H | [23 empty] | N | N | N
14265 | OLS Energy-Chino | 50850 | OLS Energy Chino | CA | San Bernardino | GEN2 | Natural Gas Fired Combined Cycle | CA | CC1 | S | N | X | CIMGEN_7_B1 | CIMGEN_7_B1 | 7.3 | 0.8 | 6.5 | 6 | 2 | N |  |  | OP | X | 12 | 1987 |  |  | Y | IPP CHP | 3 | B | NG | [9 empty] | N | N |  | 12H | [23 empty] | N | N | N
56835 | CSUCI Site Authority | 50851 | CSUCI Site Authority | CA | Ventura | GEN1 | Natural Gas Fired Combined Cycle | CT | CC1 | S | X | N |  |  | 23.5 | 0.9 | 21.5 | 22.1 | 21.5 | N |  |  | OP | X | 3 | 1988 |  |  | Y | IPP CHP | 3 | T | NG | [9 empty] | N | N |  | 12H | [23 empty] | N | N | N
56835 | CSUCI Site Authority | 50851 | CSUCI Site Authority | CA | Ventura | GEN2 | Natural Gas Fired Combined Cycle | CA | CC1 | S | N | X |  |  | 7.6 | 0.8 | 6.8 | 6.9 | 6.5 | N |  |  | OP | X | 3 | 1988 |  |  | Y | IPP CHP | 3 | B | NG | [9 empty] | N | N |  | 12H | [23 empty] | N | N | N
16636 | Sargent Canyon Cogeneration Co | 50864 | Sargent Canyon Cogeneration | CA | Monterey | K100 | Natural Gas Fired Combustion Turbine | GT |  | S | X | X |  |  | 38.2 | 1 | 30 | 34 | 30 | N |  |  | OS | X | 11 | 1991 |  |  | Y | IPP CHP | 3 | T | NG | [9 empty] | N |  |  | 1H | [23 empty] | N | N
16506 | Salinas River Cogeneration Co | 50865 | Salinas River Cogeneration | CA | Monterey | K100 | Natural Gas Fired Combustion Turbine | GT |  | S | X | X |  |  | 38.9 | 1 | 33 | 35 | 30 | N |  |  | OP | X | 11 | 1991 |  |  | Y | IPP CHP | 3 | T | NG | [9 empty] | N |  |  | 10M | [23 empty] | N
20541 | Wheelabrator Environmental Systems | 50881 | Wheelabrator Shasta | CA | Shasta | GEN1 | Wood/Wood Waste Biomass | ST |  | S | X | X |  |  | 18.3 | 0.95 | 18.8 | 18.8 | 2 | N |  |  | OP | X | 10 | 1987 |  |  | N | IPP Non-CHP | 2 | X | WDS | AB |  |  |  |  | NG |  |  |  | N | N |  | 12H | [23 empty] | Y | Y | N
20541 | Wheelabrator Environmental Systems | 50881 | Wheelabrator Shasta | CA | Shasta | GEN2 | Wood/Wood Waste Biomass | ST |  | S | X | X |  |  | 18.3 | 0.95 | 18.8 | 18.8 | 2 | N |  |  | OP | X | 11 | 1987 |  |  | N | IPP Non-CHP | 2 | X | WDS | AB |  |  |  |  | NG |  |  |  | N | N |  | 12H | [23 empty] | Y | Y | N
20541 | Wheelabrator Environmental Systems | 50881 | Wheelabrator Shasta | CA | Shasta | GEN3 | Wood/Wood Waste Biomass | ST |  | S | X | X |  |  | 18.3 | 0.95 | 18.8 | 18.8 | 2 | N |  |  | OP | X | 11 | 1987 |  |  | N | IPP Non-CHP | 2 | X | WDS | AB |  |  |  |  | NG |  |  |  | N | N |  | 12H | [23 empty] | Y | Y | N
63985 | Hydroland Omega LLC | 50892 | Rock Creek LP | CA | El Dorado | GEN1 | Conventional Hydroelectric | HY |  | S | X | X |  |  | 1.5 | 1 | 1.5 | 1.5 | 0.1 | N |  |  | OP | X | 4 | 1986 |  |  | N | IPP Non-CHP | 2 | X | WAT | [11 empty] | 0 | 10M
63985 | Hydroland Omega LLC | 50892 | Rock Creek LP | CA | El Dorado | GEN2 | Conventional Hydroelectric | HY |  | S | X | X |  |  | 1.5 | 1 | 1.5 | 1.5 | 0.1 | N |  |  | OP | X | 4 | 1986 |  |  | N | IPP Non-CHP | 2 | X | WAT | [11 empty] | 0 | 10M
64078 | Central Rivers Power US, LLC | 50961 | Slate Creek | CA | Shasta | GEN1 | Conventional Hydroelectric | HY |  | J | X | X |  |  | 4.2 | 1 | 4 | 3.9 | 0.1 | N |  |  | OP | X | 5 | 1990 |  |  | N | IPP Non-CHP | 2 | X | WAT | [11 empty] | 0 | 10M
2844 | Department of the Navy | 50963 | Naval Hospital Medical Center | CA | San Diego | 4TG | Natural Gas Fired Combustion Turbine | GT |  | S | X | X |  |  | 5.3 | 0.97 | 4.4 | 4.4 | 2.7 | N |  |  | OP | X | 12 | 2003 |  |  | Y | Commercial CHP | 5 | T | NG | [9 empty] | N | N |  | 1H | [23 empty] | N | N | N
472 | Amedee Gethrm Venture I LP | 50964 | Amedee Geothermal Venture I | CA | Lassen | IND | Geothermal | ST |  | S | X | X |  |  | 1.5 | 1 | 1.1 | 0.7 | 0.1 | N |  |  | OP | X | 8 | 1988 |  |  | N | IPP Non-CHP | 2 | X | GEO | [5 empty] | GEO | [6 empty] | 1H | [23 empty] | N
472 | Amedee Gethrm Venture I LP | 50964 | Amedee Geothermal Venture I | CA | Lassen | SYN | Geothermal | ST |  | S | X | X |  |  | 1.5 | 1 | 1.1 | 0.7 | 0.1 | N |  |  | OP | X | 8 | 1988 |  |  | N | IPP Non-CHP | 2 | X | GEO | [5 empty] | GEO | [6 empty] | 1H | [23 empty] | N
17711 | Solano County | 50985 | Solano County Cogen Plant | CA | Solano | 3163 | Natural Gas Internal Combustion Engine | IC |  | S | X | X |  |  | 1 | 1 | 1 | 1 | 0.5 | N |  |  | OP | X | 6 | 1989 |  |  | Y | Commercial CHP | 5 | T | NG | [9 empty] | N | N |  | 1H | [20 empty] | N |  |  | N | N | N
17711 | Solano County | 50985 | Solano County Cogen Plant | CA | Solano | 3164 | Natural Gas Internal Combustion Engine | IC |  | S | X | X |  |  | 0.4 | 1 | 0.4 | 0.4 | 0.2 | N |  |  | OP | X | 6 | 1989 |  |  | Y | Commercial CHP | 5 | T | NG | [9 empty] | N | N |  | 1H | [20 empty] | N |  |  | N | N | N
17711 | Solano County | 50985 | Solano County Cogen Plant | CA | Solano | 3165 | Natural Gas Internal Combustion Engine | IC |  | S | X | X |  |  | 1.4 | 1 | 1.4 | 1 | 0.7 | N |  |  | OP | X | 12 | 2004 |  |  | Y | Commercial CHP | 5 | T | NG | [9 empty] | N | N |  | 1H | [20 empty] | N |  |  | N | N | N
59409 | Eco Services Corp. | 52063 | Martinez Sulfuric Acid Regeneration Plt | CA | Contra Costa | GEN1 | All Other | ST |  | S | X | X |  |  | 4 | 0.8 | 4 | 4 | 0.3 | N |  |  | OP | X | 1 | 1978 |  |  | Y | Industrial CHP | 7 | B | WH | NG |  |  |  |  | NG |  |  |  | N | N |  | OVER | [23 empty] | Y | Y | N
59409 | Eco Services Corp. | 52064 | Dominguez Plant | CA | Los Angeles | GEN1 | All Other | ST |  | S | X | X |  |  | 5 | 0.8 | 3.5 | 3.5 | 1 | N |  |  | OP | X | 8 | 1976 |  |  | Y | Industrial CHP | 7 | B | WH | NG |  |  |  |  | NG |  |  |  | N | N |  | OVER | [23 empty] | Y | N | N
19524 | University of California-LA | 52073 | UCLA So Campus Cogen Project | CA | Los Angeles | GEN1 | Natural Gas Fired Combined Cycle | CT | CC1 | S | X | N |  |  | 14.5 | 0.8 | 12.5 | 13.5 | 5 | N |  |  | OP | X | 10 | 1993 |  |  | Y | Commercial CHP | 5 | T | NG | DFO |  |  |  |  | NG |  |  |  | N | N |  | 12H | [23 empty] | Y | N | Y
19524 | University of California-LA | 52073 | UCLA So Campus Cogen Project | CA | Los Angeles | GEN2 | Natural Gas Fired Combined Cycle | CT | CC1 | S | X | N |  |  | 14.5 | 0.8 | 12.5 | 13.5 | 5 | N |  |  | OP | X | 10 | 1993 |  |  | Y | Commercial CHP | 5 | T | NG | DFO |  |  |  |  | NG |  |  |  | N | N |  | 12H | [23 empty] | Y | N | Y
19524 | University of California-LA | 52073 | UCLA So Campus Cogen Project | CA | Los Angeles | GEN3 | Natural Gas Fired Combined Cycle | CA | CC1 | S | Y | X |  |  | 14 | 0.8 | 11 | 12 | 1 | N |  |  | OP | X | 10 | 1993 |  |  | Y | Commercial CHP | 5 | T | NG | [5 empty] | NG |  |  |  | N | N |  | 12H | [23 empty] | N | N
54713 | Chevron USA Inc | 52076 | McKittrick Cogen | CA | Kern | UNIT1 | Natural Gas Fired Combustion Turbine | GT |  | S | X | X | TEXMCKT_1_N101 | TH_ZP26_GEN-APND | 6 | 0.9 | 4.8 | 5.5 | 1.5 | N |  |  | OP | X | 6 | 2012 |  |  | Y | Industrial CHP | 7 | T | NG | [5 empty] | NG |  |  |  | N | N |  | 1H | [23 empty] | N | N | N
54713 | Chevron USA Inc | 52076 | McKittrick Cogen | CA | Kern | UNIT2 | Natural Gas Fired Combustion Turbine | GT |  | S | X | X | TEXMCKT_1_N101 | TH_ZP26_GEN-APND | 6 | 0.9 | 4.8 | 5.5 | 1.5 | N |  |  | OP | X | 6 | 2012 |  |  | Y | Industrial CHP | 7 | T | NG | [5 empty] | NG |  |  |  | N | N |  | 1H | [23 empty] | N | N | N
164 | AERA Energy LLC | 52077 | Lost Hills Cogeneration Plant | CA | Kern | GEN4 | Natural Gas Fired Combustion Turbine | GT |  | S | X | X |  |  | 3.5 | 0.9 | 2.7 | 3 | 2.5 | N |  |  | OP | X | 10 | 1985 |  |  | Y | Industrial CHP | 7 | T | NG | [9 empty] | N | N |  | 1H | [23 empty] | N | N | N
164 | AERA Energy LLC | 52077 | Lost Hills Cogeneration Plant | CA | Kern | GEN5 | Natural Gas Fired Combustion Turbine | GT |  | S | X | X |  |  | 3.5 | 0.9 | 2.7 | 3 | 2.5 | N |  |  | OP | X | 10 | 1985 |  |  | Y | Industrial CHP | 7 | T | NG | [9 empty] | N | N |  | 1H | [23 empty] | N | N | N
164 | AERA Energy LLC | 52077 | Lost Hills Cogeneration Plant | CA | Kern | GEN6 | Natural Gas Fired Combustion Turbine | GT |  | S | X | X |  |  | 3.5 | 0.9 | 2.7 | 3 | 2.5 | N |  |  | OP | X | 10 | 1985 |  |  | Y | Industrial CHP | 7 | T | NG | [9 empty] | N | N |  | 1H | [23 empty] | N | N | N
54713 | Chevron USA Inc | 52078 | North Midway Cogen | CA | Kern | GEN7 | Natural Gas Fired Combustion Turbine | GT |  | S | X | X |  |  | 3.5 | 0.9 | 3 | 3.2 | 1.5 | N |  |  | OS | X | 10 | 1986 |  |  | Y | Industrial CHP | 7 | T | NG | [5 empty] | NG |  |  |  | N | N |  | 1H | [23 empty] | N | N | N
54713 | Chevron USA Inc | 52078 | North Midway Cogen | CA | Kern | GEN8 | Natural Gas Fired Combustion Turbine | GT |  | S | X | X |  |  | 3.5 | 0.9 | 3 | 3.2 | 1.5 | N |  |  | OS | X | 10 | 1986 |  |  | Y | Industrial CHP | 7 | T | NG | [5 empty] | NG |  |  |  | N | N |  | 1H | [23 empty] | N | N | N
54713 | Chevron USA Inc | 52078 | North Midway Cogen | CA | Kern | GEN9 | Natural Gas Fired Combustion Turbine | GT |  | S | X | X |  |  | 3.5 | 0.9 | 3 | 3.2 | 1.5 | N |  |  | OS | X | 10 | 1986 |  |  | Y | Industrial CHP | 7 | T | NG | [5 empty] | NG |  |  |  | N | N |  | 1H | [23 empty] | N | N | N
54713 | Chevron USA Inc | 52081 | Cymric 31X Cogen | CA | Kern | TG1 | Natural Gas Fired Combustion Turbine | GT |  | S | X | X | CYMRIC_1_N004 | TH_ZP26_GEN-APND | 3.4 | 0.9 | 2.7 | 2.9 | 1.5 | N |  |  | OP | X | 10 | 1988 |  |  | Y | Industrial CHP | 7 | T | NG | [9 empty] | N | N |  | 1H | [23 empty] | N | N | N
54713 | Chevron USA Inc | 52081 | Cymric 31X Cogen | CA | Kern | TG2 | Natural Gas Fired Combustion Turbine | GT |  | S | X | X | CYMRIC_1_N004 | TH_ZP26_GEN-APND | 3.4 | 0.9 | 2.7 | 2.9 | 1.5 | N |  |  | OP | X | 10 | 1988 |  |  | Y | Industrial CHP | 7 | T | NG | [9 empty] | N | N |  | 1H | [23 empty] | N | N | N
54713 | Chevron USA Inc | 52082 | Cymric 6Z Cogen | CA | Kern | TG1 | Natural Gas Fired Combustion Turbine | GT |  | S | X | X | CYMRIC_1_N004 | TH_ZP26_GEN-APND | 3.4 | 0.9 | 2.7 | 2.9 | 1.5 | N |  |  | OP | X | 7 | 1986 |  |  | Y | Industrial CHP | 7 | T | NG | [9 empty] | N | N |  | 1H | [23 empty] | N | N | N
54713 | Chevron USA Inc | 52082 | Cymric 6Z Cogen | CA | Kern | TG2 | Natural Gas Fired Combustion Turbine | GT |  | S | X | X | CYMRIC_1_N004 | TH_ZP26_GEN-APND | 3.4 | 0.9 | 2.7 | 2.9 | 1.5 | N |  |  | OP | X | 7 | 1986 |  |  | Y | Industrial CHP | 7 | T | NG | [9 empty] | N | N |  | 1H | [23 empty] | N | N | N
54713 | Chevron USA Inc | 52083 | Coalinga 6C Cogen | CA | Fresno | TG1 | Natural Gas Fired Combustion Turbine | GT |  | S | X | X |  |  | 3.4 | 0.9 | 2.7 | 2.9 | 1.5 | N |  |  | OS | X | 9 | 1989 |  |  | Y | Industrial CHP | 7 | T | NG | [9 empty] | N | N |  | 1H | [23 empty] | N | N | N
54713 | Chevron USA Inc | 52083 | Coalinga 6C Cogen | CA | Fresno | TG2 | Natural Gas Fired Combustion Turbine | GT |  | S | X | X |  |  | 3.4 | 0.9 | 2.7 | 2.9 | 1.5 | N |  |  | OS | X | 9 | 1989 |  |  | Y | Industrial CHP | 7 | T | NG | [9 empty] | N | N |  | 1H | [23 empty] | N | N | N
54713 | Chevron USA Inc | 52085 | Taft 26C Cogen | CA | Kern | TG1 | Natural Gas Fired Combustion Turbine | GT |  | S | X | X | CADET_6_N002 | TH_ZP26_GEN-APND | 3.1 | 0.9 | 2.7 | 2.9 | 1.5 | N |  |  | OP | X | 7 | 1982 |  |  | Y | Industrial CHP | 7 | T | NG | [9 empty] | N | N |  | 1H | [23 empty] | N | N | N
54713 | Chevron USA Inc | 52085 | Taft 26C Cogen | CA | Kern | TG2 | Natural Gas Fired Combustion Turbine | GT |  | S | X | X | CADET_6_N002 | TH_ZP26_GEN-APND | 3.1 | 0.9 | 2.7 | 2.9 | 1.5 | N |  |  | OP | X | 7 | 1982 |  |  | Y | Industrial CHP | 7 | T | NG | [9 empty] | N | N |  | 1H | [23 empty] | N | N | N
54713 | Chevron USA Inc | 52085 | Taft 26C Cogen | CA | Kern | TG3 | Natural Gas Fired Combustion Turbine | GT |  | S | X | X | CADET_6_N002 | TH_ZP26_GEN-APND | 3.1 | 0.9 | 2.7 | 2.9 | 1.5 | N |  |  | OP | X | 7 | 1982 |  |  | Y | Industrial CHP | 7 | T | NG | [9 empty] | N | N |  | 1H | [23 empty] | N | N | N
54713 | Chevron USA Inc | 52085 | Taft 26C Cogen | CA | Kern | TG4 | Natural Gas Fired Combustion Turbine | GT |  | S | X | X | CADET_6_N002 | TH_ZP26_GEN-APND | 3.1 | 0.9 | 2.7 | 2.9 | 1.5 | N |  |  | OP | X | 7 | 1982 |  |  | Y | Industrial CHP | 7 | T | NG | [9 empty] | N | N |  | 1H | [23 empty] | N | N | N
54713 | Chevron USA Inc | 52086 | Coalinga 25D Cogen | CA | Fresno | TG1 | Natural Gas Fired Combustion Turbine | GT |  | S | X | X | DERRICK_6_N003 | TH_ZP26_GEN-APND | 3.4 | 0.9 | 2.7 | 2.9 | 1.5 | N |  |  | OP | X | 10 | 1986 |  |  | Y | Industrial CHP | 7 | T | NG | [9 empty] | N | N |  | 1H | [23 empty] | N | N | N
54713 | Chevron USA Inc | 52086 | Coalinga 25D Cogen | CA | Fresno | TG2 | Natural Gas Fired Combustion Turbine | GT |  | S | X | X | DERRICK_6_N003 | TH_ZP26_GEN-APND | 3.4 | 0.9 | 2.7 | 2.9 | 1.5 | N |  |  | OP | X | 10 | 1986 |  |  | Y | Industrial CHP | 7 | T | NG | [9 empty] | N | N |  | 1H | [23 empty] | N | N | N
54713 | Chevron USA Inc | 52086 | Coalinga 25D Cogen | CA | Fresno | TG3 | Natural Gas Fired Combustion Turbine | GT |  | S | X | X | DERRICK_6_N003 | TH_ZP26_GEN-APND | 3.4 | 0.9 | 2.7 | 2.9 | 1.5 | N |  |  | OP | X | 12 | 1987 |  |  | Y | Industrial CHP | 7 | T | NG | [9 empty] | N | N |  | 1H | [23 empty] | N | N | N
54713 | Chevron USA Inc | 52086 | Coalinga 25D Cogen | CA | Fresno | TG4 | Natural Gas Fired Combustion Turbine | GT |  | S | X | X | DERRICK_6_N003 | TH_ZP26_GEN-APND | 3.4 | 0.9 | 2.7 | 2.9 | 1.5 | N |  |  | OP | X | 12 | 1987 |  |  | Y | Industrial CHP | 7 | T | NG | [9 empty] | N | N |  | 1H | [23 empty] | N | N | N
1569 | Berry Petroleum Co | 52096 | Berry Placerita Cogen | CA | Los Angeles | GEN1 | Natural Gas Fired Combustion Turbine | GT |  | S | X | X | SP15 | SP15 | 21.4 | 0.85 | 20 | 20.7 | 3 | N |  |  | OP | X | 3 | 1990 |  |  | Y | Industrial CHP | 7 | T | NG | [9 empty] | N | N |  | 12H | [23 empty] | N | N | N
1569 | Berry Petroleum Co | 52096 | Berry Placerita Cogen | CA | Los Angeles | GEN2 | Natural Gas Fired Combustion Turbine | GT |  | S | X | X | SP15 | SP15 | 21.4 | 0.85 | 20 | 20.7 | 3 | N |  |  | OP | X | 5 | 1990 |  |  | Y | Industrial CHP | 7 | T | NG | [9 empty] | N | N |  | 12H | [23 empty] | N | N | N
14155 | Orange County Sanitation Dist | 52099 | Plant No 2 Orange County | CA | Orange | GEN1 | Other Waste Biomass | IC |  | S | X | X |  |  | 3 | 0.8 | 2.7 | 2.7 | 2.2 | N |  |  | OP | X | 6 | 1993 |  |  | Y | Commercial CHP | 5 | T | OBG | NG |  |  |  |  | NG | OBG |  |  | N | N |  | 1H | [23 empty] | N
14155 | Orange County Sanitation Dist | 52099 | Plant No 2 Orange County | CA | Orange | GEN2 | Other Waste Biomass | IC |  | S | X | X |  |  | 3 | 0.8 | 2.7 | 2.7 | 2.2 | N |  |  | OP | X | 6 | 1993 |  |  | Y | Commercial CHP | 5 | T | OBG | NG |  |  |  |  | NG | OBG |  |  | N | N |  | 1H | [23 empty] | N
14155 | Orange County Sanitation Dist | 52099 | Plant No 2 Orange County | CA | Orange | GEN3 | Other Waste Biomass | IC |  | S | X | X |  |  | 3 | 0.8 | 2.7 | 2.7 | 2.2 | N |  |  | OP | X | 6 | 1993 |  |  | Y | Commercial CHP | 5 | T | OBG | NG |  |  |  |  | NG | OBG |  |  | N | N |  | 1H | [23 empty] | N
14155 | Orange County Sanitation Dist | 52099 | Plant No 2 Orange County | CA | Orange | GEN4 | Other Waste Biomass | IC |  | S | X | X |  |  | 3 | 0.8 | 2.7 | 2.7 | 2.2 | N |  |  | OP | X | 6 | 1993 |  |  | Y | Commercial CHP | 5 | T | OBG | NG |  |  |  |  | NG | OBG |  |  | N | N |  | 1H | [23 empty] | N
14155 | Orange County Sanitation Dist | 52099 | Plant No 2 Orange County | CA | Orange | GEN5 | Other Waste Biomass | IC |  | S | X | X |  |  | 3 | 0.8 | 2.7 | 2.7 | 2.2 | N |  |  | OP | X | 6 | 1993 |  |  | Y | Commercial CHP | 5 | T | OBG | NG |  |  |  |  | NG | OBG |  |  | N | N |  | 1H | [23 empty] | N
14155 | Orange County Sanitation Dist | 52099 | Plant No 2 Orange County | CA | Orange | GEN6 | Other Waste Biomass | ST |  | S | X | X |  |  | 1 | 0.8 | 0.9 | 0.9 | 0.1 | N |  |  | OP | X | 6 | 1993 |  |  | Y | Commercial CHP | 5 | B | OBG | NG |  |  |  |  | WH |  |  |  | N | N |  | 1H | [23 empty] | N
54713 | Chevron USA Inc | 52104 | Cymric 36W Cogen | CA | Kern | GEN1 | Natural Gas Fired Combustion Turbine | GT |  | S | X | X | CYMRIC_1_N004 | TH_ZP26_GEN-APND | 3.1 | 0.9 | 2.7 | 2.9 | 1.5 | N |  |  | OP | X | 10 | 1982 |  |  | Y | Industrial CHP | 7 | T | NG | [9 empty] | N | N |  | 1H | [23 empty] | N | N | N
54713 | Chevron USA Inc | 52104 | Cymric 36W Cogen | CA | Kern | GEN2 | Natural Gas Fired Combustion Turbine | GT |  | S | X | X | CYMRIC_1_N004 | TH_ZP26_GEN-APND | 3.1 | 0.9 | 2.7 | 2.9 | 1.5 | N |  |  | OP | X | 10 | 1982 |  |  | Y | Industrial CHP | 7 | T | NG | [9 empty] | N | N |  | 1H | [23 empty] | N | N | N
54713 | Chevron USA Inc | 52104 | Cymric 36W Cogen | CA | Kern | GEN3 | Natural Gas Fired Combustion Turbine | GT |  | S | X | X | CYMRIC_1_N004 | TH_ZP26_GEN-APND | 3.1 | 0.9 | 2.7 | 2.9 | 1.5 | N |  |  | OP | X | 10 | 1982 |  |  | Y | Industrial CHP | 7 | T | NG | [9 empty] | N | N |  | 1H | [23 empty] | N | N | N
54713 | Chevron USA Inc | 52104 | Cymric 36W Cogen | CA | Kern | GEN4 | Natural Gas Fired Combustion Turbine | GT |  | S | X | X | CYMRIC_1_N004 | TH_ZP26_GEN-APND | 3.1 | 0.9 | 2.7 | 2.9 | 1.5 | N |  |  | OP | X | 10 | 1982 |  |  | Y | Industrial CHP | 7 | T | NG | [9 empty] | N | N |  | 1H | [23 empty] | N | N | N
54713 | Chevron USA Inc | 52107 | Kern River Eastridge Cogen | CA | Kern | 101A | Natural Gas Fired Combustion Turbine | GT |  | S | X | X | POD_DISCOV_1_CHEVRON-APND | TH_ZP26_GEN-APND | 24.4 | 0.9 | 20.8 | 21.7 | 12 | N |  |  | OP | X | 6 | 1988 |  |  | Y | Industrial CHP | 7 | T | NG | [5 empty] | NG |  |  |  | N | N |  | 1H | [23 empty] | N | N | N
54713 | Chevron USA Inc | 52107 | Kern River Eastridge Cogen | CA | Kern | 101B | Natural Gas Fired Combustion Turbine | GT |  | S | X | X | POD_DISCOV_1_CHEVRON-APND | TH_ZP26_GEN-APND | 24.4 | 0.9 | 20.8 | 21.7 | 12 | N |  |  | OP | X | 6 | 1988 |  |  | Y | Industrial CHP | 7 | T | NG | [5 empty] | NG |  |  |  | N | N |  | 1H | [23 empty] | N | N | N
49732 | Chevron Products Company-Richmond | 52109 | Richmond Cogen | CA | Contra Costa | GEN1 | Natural Gas Fired Combined Cycle | CT | CC1 | S | X | N |  |  | 62.6 | 0.8 | 50 | 52 | 25 | N |  |  | OP | X | 8 | 1992 |  |  | Y | Industrial CHP | 7 | T | NG | OG | [8 empty] | N |  |  | 1H | [23 empty] | Y | Y | N
49732 | Chevron Products Company-Richmond | 52109 | Richmond Cogen | CA | Contra Costa | GEN2 | Natural Gas Fired Combined Cycle | CT | CC1 | S | X | N |  |  | 62.6 | 0.8 | 50 | 52 | 25 | N |  |  | OP | X | 9 | 1992 |  |  | Y | Industrial CHP | 7 | T | NG | OG | [8 empty] | N |  |  | 1H | [23 empty] | Y | Y | N
49732 | Chevron Products Company-Richmond | 52109 | Richmond Cogen | CA | Contra Costa | GEN5 | Natural Gas Fired Combined Cycle | CA | CC1 | S | Y | X |  |  | 30.4 | 0.85 | 30.4 | 30.4 | 1.5 | N |  |  | OP | X | 3 | 2006 |  |  | N | Industrial CHP | 7 | X | NG | OG | [8 empty] | N | N |  | 12H | [23 empty] | Y | N | N
49732 | Chevron Products Company-Richmond | 52109 | Richmond Cogen | CA | Contra Costa | GEN6 | All Other | ST |  | S | X | X |  |  | 17.9 | 0.85 | 17.9 | 17.9 | 1 | N |  |  | OP | X | 4 | 2019 |  |  | N | Industrial CHP | 7 | X | WH | [5 empty] | WH |  |  |  | N | N |  | 12H | [23 empty] | N
2770 | Terra-Gen Operating Co-Wind | 52142 | Mojave 3/4/5 | CA | Kern | GEN1 | Onshore Wind Turbine | WT |  | S | X | X |  |  | 75 |  | 67 | 67 | 5.2 | N |  |  | OP | X | 12 | 1990 |  |  | N | IPP Non-CHP | 2 | X | WND | [9 empty] | N | N | 300 | [24 empty] | N
3221 | CPKelco U S Inc | 52147 | C P Kelco San Diego Plant | CA | San Diego | GEN1 | Natural Gas Fired Combustion Turbine | GT |  | S | X | X |  |  | 9.2 | 0.9 | 9.2 | 9.2 | 7 | N |  |  | OP | X | 10 | 1983 |  |  | Y | Industrial CHP | 7 | T | NG | [9 empty] | N | N |  | 1H | [23 empty] | N | N | N
3221 | CPKelco U S Inc | 52147 | C P Kelco San Diego Plant | CA | San Diego | GEN2 | Natural Gas Fired Combustion Turbine | GT |  | S | X | X |  |  | 10 | 0.8 | 9.3 | 9.3 | 7 | N |  |  | OP | X | 10 | 1983 |  |  | Y | Industrial CHP | 7 | T | NG | [9 empty] | N | N |  | 1H | [23 empty] | N | N | N
3221 | CPKelco U S Inc | 52147 | C P Kelco San Diego Plant | CA | San Diego | GEN3 | Natural Gas Fired Combustion Turbine | GT |  | S | X | X |  |  | 10 | 0.8 | 9.3 | 9.3 | 7 | N |  |  | OS | X | 10 | 1983 |  |  | Y | Industrial CHP | 7 | T | NG | [9 empty] | N | N |  | 1H | [23 empty] | N | N | N
7160 | Geysers Power Co LLC | 52158 | Aidlin Geothermal Power Plant | CA | Sonoma | GEN1 | Geothermal | ST |  | S | X | X |  |  | 12.5 | 1 | 9 | 10 | 8 | N |  |  | OP | X | 5 | 1989 |  |  | N | IPP Non-CHP | 2 | X | GEO | [5 empty] | GEO |  |  |  | N |  |  | 12H | [23 empty] | N | N
7160 | Geysers Power Co LLC | 52158 | Aidlin Geothermal Power Plant | CA | Sonoma | GEN2 | Geothermal | ST |  | S | X | X |  |  | 12.5 | 1 | 9 | 10 | 8 | N |  |  | OP | X | 5 | 1989 |  |  | N | IPP Non-CHP | 2 | X | GEO | [5 empty] | GEO |  |  |  | N |  |  | 12H | [23 empty] | N | N
62092 | Tehachapi Wind Wall, LLC | 52162 | 85 A | CA | Kern | WGNS | Onshore Wind Turbine | WT |  | S | X | X |  |  | 14.1 |  | 14.1 | 14.1 | 2 | N |  |  | OP | X | 1 | 1985 |  |  | N | IPP Non-CHP | 2 | X | WND | [11 empty] | 157 | [16 empty] | WT | WND | 21.3 | 3 | 2021 | N
62092 | Tehachapi Wind Wall, LLC | 52163 | 85 B | CA | Kern | WTGN | Onshore Wind Turbine | WT |  | S | X | X |  |  | 21.2 |  | 21.2 | 21.2 | 2 | N |  |  | OP | X | 1 | 1985 |  |  | N | IPP Non-CHP | 2 | X | WND | [11 empty] | 235 | [16 empty] | WT | WND | 25.2 | 3 | 2021 | N
12687 | Midway-Sunset Cogeneration Co | 52169 | Midway Sunset Cogen | CA | Kern | A | Natural Gas Fired Combustion Turbine | GT |  | J | X | X | POD SUNSET_2_UNITS APND | ZP 26 Hub | 78 | 0.9 | 73 | 83 | 50 | N |  |  | OP | X | 5 | 1989 |  |  | Y | IPP CHP | 3 | T | NG | [9 empty] | N | N |  | 1H | [23 empty] | N
12687 | Midway-Sunset Cogeneration Co | 52169 | Midway Sunset Cogen | CA | Kern | B | Natural Gas Fired Combustion Turbine | GT |  | J | X | X | POD SUNSET_2_UNITS APND | ZP 26 Hub | 78 | 0.9 | 73 | 83 | 50 | N |  |  | OP | X | 5 | 1989 |  |  | Y | IPP CHP | 3 | T | NG | [9 empty] | N | N |  | 1H | [23 empty] | N
12687 | Midway-Sunset Cogeneration Co | 52169 | Midway Sunset Cogen | CA | Kern | C | Natural Gas Fired Combustion Turbine | GT |  | J | X | X | POD SUNSET_2_UNITS POD | ZP 26 Hub | 78 | 0.9 | 73 | 83 | 50 | N |  |  | OA | X | 5 | 1989 |  |  | Y | IPP CHP | 3 | T | NG | [9 empty] | N | N |  | 1H | [23 empty] | N
20323 | Wellhead Services, Inc | 52186 | Yuba City Cogen Partners | CA | Sutter | GEN1 | Natural Gas Fired Combustion Turbine | GT |  | S | X | X |  |  | 49.9 | 0.9 | 49.9 | 49.9 | 42 | N |  |  | OP | X | 12 | 1990 |  |  | Y | IPP CHP | 3 | T | NG | [9 empty] | N | N |  | 12H | [23 empty] | N
57224 | MM West Covina Energy LLC | 54015 | MM West Covina | CA | Los Angeles | GEN2 | Landfill Gas | ST |  | S | X | X |  |  | 6.8 | 0.98 | 5.4 | 5.4 | 5.2 | N |  |  | OP | X | 6 | 1993 |  |  | N | IPP Non-CHP | 2 | X | LFG | NG |  |  |  |  | NG |  |  |  | N |  |  | 1H | [23 empty] | Y | Y | N
11295 | Los Angeles County-San Gabriel | 54017 | San Gabriel Hydro Project | CA | Los Angeles | U1 | Conventional Hydroelectric | HY |  | S | X | X | N/A | N/A | 3.9 | 0.9 | 3.7 | 3.6 | 0.8 | N |  |  | OP | X | 12 | 1987 |  |  | N | IPP Non-CHP | 2 | X | WAT | [9 empty] | N | N | 0 | 10M | [23 empty] | N
11295 | Los Angeles County-San Gabriel | 54017 | San Gabriel Hydro Project | CA | Los Angeles | U2 | Conventional Hydroelectric | HY |  | S | X | X | N/A | N/A | 1.1 | 0.9 | 1.1 | 1 | 0.1 | N |  |  | OP | X | 12 | 1987 |  |  | N | IPP Non-CHP | 2 | X | WAT | [9 empty] | N | N | 0 | 10M | [23 empty] | N
34691 | Ormat Nevada Inc | 54038 | Geo East Mesa II | CA | Imperial | GEN1 | Geothermal | ST |  | S | X | X |  |  | 21.6 | 0.9 | 14.4 | 21.6 | 13.5 | N |  |  | OS | X | 4 | 1989 |  |  | N | IPP Non-CHP | 2 | X | GEO | [5 empty] | GEO |  |  |  | N |  |  | OVER | [23 empty] | N
49748 | ORCAL Geothermal, Inc | 54111 | Second Imperial Geothermal | CA | Imperial | GE10 | Geothermal | BT |  | W | X | X |  |  | 4.5 | 0.8 | 3.8 | 4.5 | 3.8 | N |  |  | OP | X | 6 | 1993 |  |  | N | IPP Non-CHP | 2 | X | GEO | [9 empty] | N |  |  | OVER | [23 empty] | N
49748 | ORCAL Geothermal, Inc | 54111 | Second Imperial Geothermal | CA | Imperial | GE11 | Geothermal | BT |  | W | X | X |  |  | 4.5 | 0.8 | 3.8 | 4.5 | 3.8 | N |  |  | OP | X | 6 | 1993 |  |  | N | IPP Non-CHP | 2 | X | GEO | [9 empty] | N |  |  | OVER | [23 empty] | N
49748 | ORCAL Geothermal, Inc | 54111 | Second Imperial Geothermal | CA | Imperial | GE12 | Geothermal | BT |  | W | X | X |  |  | 4.5 | 0.8 | 3.8 | 4.5 | 3.8 | N |  |  | OP | X | 6 | 1993 |  |  | N | IPP Non-CHP | 2 | X | GEO | [9 empty] | N |  |  | OVER | [23 empty] | N
49748 | ORCAL Geothermal, Inc | 54111 | Second Imperial Geothermal | CA | Imperial | GE13 | Geothermal | BT |  | W | X | X |  |  | 16 | 0.8 | 12 | 16 | 12 | N |  |  | OP | X | 1 | 2006 |  |  | N | IPP Non-CHP | 2 | X | GEO | [9 empty] | N |  |  | OVER
49748 | ORCAL Geothermal, Inc | 54111 | Second Imperial Geothermal | CA | Imperial | GEN1 | Geothermal | BT |  | W | X | X |  |  | 3.5 | 0.8 | 3 | 3.5 | 3 | N |  |  | OP | X | 6 | 1993 |  |  | N | IPP Non-CHP | 2 | X | GEO | [9 empty] | N |  |  | OVER
49748 | ORCAL Geothermal, Inc | 54111 | Second Imperial Geothermal | CA | Imperial | GEN14 | Geothermal | BT |  | W | X | X |  |  | 16 | 0.8 | 12 | 16 | 12 | N |  |  | OP | X | 4 | 2008 |  |  | N | IPP Non-CHP | 2 | X | GEO | [12 empty] | OVER
49748 | ORCAL Geothermal, Inc | 54111 | Second Imperial Geothermal | CA | Imperial | GEN2 | Geothermal | BT |  | W | X | X |  |  | 3.5 | 0.8 | 3 | 3.5 | 3 | N |  |  | OP | X | 6 | 1993 |  |  | N | IPP Non-CHP | 2 | X | GEO | [9 empty] | N |  |  | OVER
49748 | ORCAL Geothermal, Inc | 54111 | Second Imperial Geothermal | CA | Imperial | GEN3 | Geothermal | BT |  | W | X | X |  |  | 3.5 | 0.8 | 3 | 3.5 | 3 | N |  |  | OP | X | 6 | 1993 |  |  | N | IPP Non-CHP | 2 | X | GEO | [9 empty] | N |  |  | OVER
49748 | ORCAL Geothermal, Inc | 54111 | Second Imperial Geothermal | CA | Imperial | GEN4 | Geothermal | BT |  | W | X | X |  |  | 3.5 | 0.8 | 3 | 3.5 | 3 | N |  |  | OP | X | 6 | 1993 |  |  | N | IPP Non-CHP | 2 | X | GEO | [9 empty] | N |  |  | OVER
49748 | ORCAL Geothermal, Inc | 54111 | Second Imperial Geothermal | CA | Imperial | GEN5 | Geothermal | BT |  | W | X | X |  |  | 3.5 | 0.8 | 3 | 3.5 | 3 | N |  |  | OP | X | 6 | 1993 |  |  | N | IPP Non-CHP | 2 | X | GEO | [9 empty] | N |  |  | OVER
49748 | ORCAL Geothermal, Inc | 54111 | Second Imperial Geothermal | CA | Imperial | GEN6 | Geothermal | BT |  | W | X | X |  |  | 3.5 | 0.8 | 3 | 3.5 | 3 | N |  |  | OP | X | 6 | 1993 |  |  | N | IPP Non-CHP | 2 | X | GEO | [9 empty] | N |  |  | OVER
49748 | ORCAL Geothermal, Inc | 54111 | Second Imperial Geothermal | CA | Imperial | GEN7 | Geothermal | BT |  | W | X | X |  |  | 4.5 | 0.8 | 3.8 | 4.5 | 3.8 | N |  |  | OP | X | 6 | 1993 |  |  | N | IPP Non-CHP | 2 | X | GEO | [9 empty] | N |  |  | OVER
49748 | ORCAL Geothermal, Inc | 54111 | Second Imperial Geothermal | CA | Imperial | GEN8 | Geothermal | BT |  | W | X | X |  |  | 4.5 | 0.8 | 3.8 | 4.5 | 3.8 | N |  |  | OP | X | 6 | 1993 |  |  | N | IPP Non-CHP | 2 | X | GEO | [9 empty] | N |  |  | OVER
49748 | ORCAL Geothermal, Inc | 54111 | Second Imperial Geothermal | CA | Imperial | GEN9 | Geothermal | BT |  | W | X | X |  |  | 4.5 | 0.8 | 3.8 | 4.5 | 3.8 | N |  |  | OP | X | 6 | 1993 |  |  | N | IPP Non-CHP | 2 | X | GEO | [9 empty] | N |  |  | OVER
56652 | DTE Stockton LLC | 54238 | Stockton Biomass | CA | San Joaquin | STG | Wood/Wood Waste Biomass | ST |  | S | X | X | COGNAT_1_UNIT | COGNAT_1_UNIT | 54 | 0.85 | 45 | 45 | 22 | N |  |  | OP | X | 12 | 1987 |  |  | Y | IPP CHP | 3 | T | WDS | NG |  |  |  |  | NG |  |  |  | N | N |  | 12H | N | N | [21 empty] | N | N | N
21944 | Sonoma County Water Agency | 54261 | Warm Springs Hydro Project | CA | Sonoma | 3385 | Conventional Hydroelectric | HY |  | S | X | X |  |  | 2.7 | 0.9 | 1.2 | 1.2 | 0.4 | N |  |  | OP | X | 12 | 1988 |  |  | N | IPP Non-CHP | 2 | X | WAT | [9 empty] | N | N | 0 | 1H | [23 empty] | N
1752 | Biola University | 54296 | Biola University Hybrid | CA | Los Angeles | BATT | Batteries | BA |  | S | X | X |  |  | 0.3 | 1 | 0.3 | 0.3 | 0 | N |  |  | OP | X | 2 | 2018 |  |  | N | Commercial CHP | 5 | X | MWH | [12 empty] | 10M
1752 | Biola University | 54296 | Biola University Hybrid | CA | Los Angeles | EG3 | Natural Gas Internal Combustion Engine | IC |  | S | X | X |  |  | 1 | 0.9 | 1 | 1 | 0.8 | N |  |  | OP | X | 9 | 2002 |  |  | Y | Commercial CHP | 5 | T | NG | [9 empty] | N | N |  | 1H | [23 empty] | N | N | N
63235 | Brookfield Renewable Trading and Marketing LP | 54298 | Coram Energy LLC (ECT) | CA | Kern | GEWE | Onshore Wind Turbine | WT |  | W | X | X |  |  | 7.5 |  | 7.5 | 7.5 | 1 | N |  |  | OP | X | 5 | 2005 |  |  | N | IPP Non-CHP | 2 | X | WND | [9 empty] | N | N | 5
63235 | Brookfield Renewable Trading and Marketing LP | 54299 | Coram Energy LLC | CA | Kern | GEWE | Onshore Wind Turbine | WT |  | W | X | X |  |  | 3 |  | 3 | 3 | 1 | N |  |  | OP | X | 1 | 2005 |  |  | N | IPP Non-CHP | 2 | X | WND | [10 empty] | N | 2
63235 | Brookfield Renewable Trading and Marketing LP | 54300 | CTV Power Purchase Contract Trust | CA | Kern | GEWE | Onshore Wind Turbine | WT |  | W | X | X |  |  | 4.5 |  | 4.5 | 4.5 | 1 | N |  |  | OP | X | 1 | 2004 |  |  | N | IPP Non-CHP | 2 | X | WND | [9 empty] | N | N | 3
63235 | Brookfield Renewable Trading and Marketing LP | 54300 | CTV Power Purchase Contract Trust | CA | Kern | SX1S | Onshore Wind Turbine | WT |  | J | X | X |  |  | 0.1 |  | 0.1 | 0.1 | 0.1 | N |  |  | OS | X | 12 | 1985 |  |  | N | IPP Non-CHP | 2 | X | WND | [9 empty] | N |  | 3
54722 | Grizzly Mountain Ranch | 54308 | Three Forks Water Power Project | CA | Trinity | 1 | Conventional Hydroelectric | HY |  | S | X | X |  |  | 1.3 | 0.8 | 1.2 | 1.2 | 0.1 | N |  |  | OP | X | 12 | 1984 |  |  | N | IPP Non-CHP | 2 | X | WAT | [9 empty] | N |  | 0 | 10M | [20 empty] | N |  |  | N
57280 | Eagle Creek Renewable Energy, LLC | 54343 | Terminus Hydroelectric Project | CA | Tulare | GEN1 | Conventional Hydroelectric | HY |  | S | X | X |  |  | 20.1 | 1 | 20 | 20 | 6 | N |  |  | OP | X | 3 | 1990 |  |  | N | IPP Non-CHP | 2 | X | WAT | [9 empty] | N | N | 0 | 1H
63997 | Western Power and Steam II LLC | 54410 | Western Power & Steam Inc | CA | Kern | CTG | Natural Gas Fired Combustion Turbine | GT | CC1 | S | X | X |  |  | 27.7 | 0.9 | 19.6 | 19.5 | 12 | N |  |  | OP | X | 3 | 1990 |  |  | Y | Industrial CHP | 7 | T | NG | [9 empty] | N | N | 0 | 12H | [20 empty] | N |  |  | N | N | N
60637 | Sentinel Peak Resources California, LLC | 54447 | Welport Lease Project | CA | Kern | TI | Natural Gas Fired Combustion Turbine | GT |  | S | X | X | N004 | N004 | 5 | 0.8 | 4 | 4.7 | 4 | N |  |  | OP | X | 3 | 1990 |  |  | Y | Industrial CHP | 7 | T | NG | [9 empty] | N | N |  | 1H | [23 empty] | N | N | N
60637 | Sentinel Peak Resources California, LLC | 54449 | Dome Project | CA | Kern | T1 | Natural Gas Fired Combustion Turbine | GT |  | S | X | X | SO#1 | SO#1 | 3 | 0.8 | 2.5 | 2.7 | 2.4 | N |  |  | OP | X | 8 | 1988 |  |  | Y | Industrial CHP | 7 | T | NG | [9 empty] | N | N |  | 1H | [23 empty] | N | N | N
60637 | Sentinel Peak Resources California, LLC | 54449 | Dome Project | CA | Kern | T2 | Natural Gas Fired Combustion Turbine | GT |  | S | X | X | SO#1 | SO#1 | 3 | 0.8 | 2.5 | 2.7 | 2.4 | N |  |  | OP | X | 8 | 1988 |  |  | Y | Industrial CHP | 7 | T | NG | [9 empty] | N | N |  | 1H | [23 empty] | N | N | N
38215 | Phillips 66 - Los Angeles | 54451 | Los Angeles Refinery Wilmington | CA | Los Angeles | G1 | Other Natural Gas | OT |  | S | X | X |  |  | 10 | 1 | 6.1 | 7 | 6.1 | N |  |  | OS | X | 5 | 1984 |  |  | N | Industrial CHP | 7 | X | NG | [9 empty] | N | N |  | OVER | [23 empty] | N
38215 | Phillips 66 - Los Angeles | 54451 | Los Angeles Refinery Wilmington | CA | Los Angeles | G2 | Other Gases | GT |  | S | X | X |  |  | 58.5 | 0.8 | 45 | 48 | 35 | N |  |  | OP | X | 5 | 1988 |  |  | Y | Industrial CHP | 7 | T | OG | NG | [8 empty] | N | N |  | OVER |  | N | [21 empty] | Y | Y | N
57170 | EDF Renewable Asset Holdings, Inc. | 54453 | EDF Renewable Windfarm V Inc | CA | Solano | GEN2 | Onshore Wind Turbine | WT |  | W | X | X |  |  | 15.5 |  | 15.5 | 15.5 | 0 | N |  |  | OP | X | 1 | 1990 |  |  | N | IPP Non-CHP | 2 | X | WND | [9 empty] | N | N | 71
49963 | FPL Energy Operating Services, Inc. | 54454 | San Gorgonio Windplant WPP1993 | CA | Riverside | GEN11 | Onshore Wind Turbine | WT |  | S | X | X |  |  | 49.5 |  | 49.5 | 49.5 | 2.5 | N |  |  | OP | X | 12 | 2011 |  |  | N | IPP Non-CHP | 2 | X | WND | [9 empty] | N | N | 33 | [24 empty] | N
14173 | Oroville Cogeneration LP | 54477 | Oroville Cogeneration LP | CA | Butte | GEN1 | Natural Gas Internal Combustion Engine | IC |  | S | X | X |  |  | 1.1 | 0.95 | 1.1 | 1.1 | 0.1 | N |  |  | SB | Y | 1 | 1990 | 1 | 2025 | Y | Industrial CHP | 7 | T | NG | [9 empty] | N |  |  | 10M | [23 empty] | N | N | N
14173 | Oroville Cogeneration LP | 54477 | Oroville Cogeneration LP | CA | Butte | GEN2 | Natural Gas Internal Combustion Engine | IC |  | S | X | X |  |  | 1.1 | 0.95 | 1.1 | 1.1 | 0.1 | N |  |  | SB | Y | 1 | 1990 | 1 | 2025 | Y | Industrial CHP | 7 | T | NG | [9 empty] | N |  |  | 10M | [23 empty] | N | N | N
14173 | Oroville Cogeneration LP | 54477 | Oroville Cogeneration LP | CA | Butte | GEN3 | Natural Gas Internal Combustion Engine | IC |  | S | X | X |  |  | 1.1 | 0.95 | 1.1 | 1.1 | 0.1 | N |  |  | SB | Y | 1 | 1990 | 1 | 2025 | Y | Industrial CHP | 7 | T | NG | [9 empty] | N |  |  | 10M | [23 empty] | N | N | N
14173 | Oroville Cogeneration LP | 54477 | Oroville Cogeneration LP | CA | Butte | GEN4 | Natural Gas Internal Combustion Engine | IC |  | S | X | X |  |  | 1.1 | 0.95 | 1.1 | 1.1 | 0.1 | N |  |  | SB | Y | 1 | 1990 | 1 | 2025 | Y | Industrial CHP | 7 | T | NG | [9 empty] | N |  |  | 10M | [23 empty] | N
14173 | Oroville Cogeneration LP | 54477 | Oroville Cogeneration LP | CA | Butte | GEN5 | Natural Gas Internal Combustion Engine | IC |  | S | X | X |  |  | 1.1 | 0.95 | 1.1 | 1.1 | 0.1 | N |  |  | SB | Y | 1 | 1990 | 1 | 2025 | Y | Industrial CHP | 7 | T | NG | [9 empty] | N |  |  | 12H | [23 empty] | N
14173 | Oroville Cogeneration LP | 54477 | Oroville Cogeneration LP | CA | Butte | GEN6 | Natural Gas Internal Combustion Engine | IC |  | S | X | X |  |  | 1.1 | 0.95 | 1.1 | 1.1 | 0.1 | N |  |  | SB | Y | 1 | 1990 | 1 | 2025 | Y | Industrial CHP | 7 | T | NG | [9 empty] | N |  |  | 12H | [23 empty] | N
14173 | Oroville Cogeneration LP | 54477 | Oroville Cogeneration LP | CA | Butte | GEN7 | Natural Gas Internal Combustion Engine | IC |  | S | X | X |  |  | 1.1 | 0.95 | 1.1 | 1.1 | 0.1 | N |  |  | SB | Y | 1 | 1990 | 1 | 2025 | Y | Industrial CHP | 7 | T | NG | [9 empty] | N |  |  | 12H | [23 empty] | N
17164 | Sierra Pacific Industries Inc | 54517 | Sierra Pacific Sonora | CA | Tuolumne | GEN3 | Wood/Wood Waste Biomass | ST |  | S | X | X |  |  | 7.5 | 0.8 | 6 | 6.4 | 1 | N |  |  | OP | X | 4 | 2018 |  |  | N | Industrial Non-CHP | 6 | X | WDS | [5 empty] | DFO |  |  |  | N | N |  | 12H | [23 empty] | N |  | N
40613 | Northern California Power Agny | 54554 | Spicer Meadow Project | CA | Tuolumne | GEN1 | Conventional Hydroelectric | HY |  | W | X | X | SPICER_1_UNITS-APND | SPICER_1_UNITS-APND | 2.7 | 0.95 | 2.5 | 2.5 | 0.8 | N |  |  | OP | X | 11 | 1989 |  |  | N | Electric Utility | 1 | X | WAT | [9 empty] | N |  | 0 | 10M
40613 | Northern California Power Agny | 54554 | Spicer Meadow Project | CA | Tuolumne | GEN2 | Conventional Hydroelectric | HY |  | W | X | X | SPICER_1_UNITS-APND | SPICER_1_UNITS-APND | 2.7 | 0.95 | 2.5 | 2.5 | 0.8 | N |  |  | OP | X | 11 | 1989 |  |  | N | Electric Utility | 1 | X | WAT | [9 empty] | N |  | 0 | 10M
40613 | Northern California Power Agny | 54554 | Spicer Meadow Project | CA | Tuolumne | GEN3 | Conventional Hydroelectric | HY |  | W | X | X | SPICER_1_UNITS-APND | SPICER_1_UNITS-APND | 0.5 | 0.95 | 0.5 | 0.5 | 0.1 | N |  |  | OP | X | 11 | 1989 |  |  | N | Electric Utility | 1 | X | WAT | [9 empty] | N |  | 0 | 10M
40613 | Northern California Power Agny | 54555 | Collierville Powerhouse | CA | Calaveras | GEN1 | Conventional Hydroelectric | HY |  | W | X | X | COLVIL_7_PL1x2-APND | COLVIL_7_PL1x2-APND | 126.5 | 0.95 | 126.5 | 126.5 | 3 | N |  |  | OP | X | 11 | 1989 |  |  | N | Electric Utility | 1 | X | WAT | [9 empty] | N |  | 0 | 1H
40613 | Northern California Power Agny | 54555 | Collierville Powerhouse | CA | Calaveras | GEN2 | Conventional Hydroelectric | HY |  | W | X | X | COLVIL_7_PL1x2-APND | COLVIL_7_PL1x2-APND | 126.5 | 0.95 | 126.5 | 126.5 | 3 | N |  |  | OP | X | 11 | 1989 |  |  | N | Electric Utility | 1 | X | WAT | [9 empty] | N |  | 0 | 1H
61324 | Yolo County Community Services Department | 54567 | MM Yolo Power | CA | Yolo | 1 | Landfill Gas | IC |  | S | X | X |  |  | 0.6 | 0.98 | 0.5 | 0.5 | 0.5 | N |  |  | OP | X | 10 | 1990 |  |  | N | IPP Non-CHP | 2 | X | LFG | [9 empty] | N | N |  | 1H | [23 empty] | N
61324 | Yolo County Community Services Department | 54567 | MM Yolo Power | CA | Yolo | 2 | Landfill Gas | IC |  | S | X | X |  |  | 0.6 | 0.98 | 0.5 | 0.5 | 0.5 | N |  |  | OP | X | 10 | 1990 |  |  | N | IPP Non-CHP | 2 | X | LFG | [9 empty] | N | N |  | 1H | [23 empty] | N
61324 | Yolo County Community Services Department | 54567 | MM Yolo Power | CA | Yolo | 3 | Landfill Gas | IC |  | S | X | X |  |  | 0.6 | 0.98 | 0.5 | 0.5 | 0.5 | N |  |  | OS | X | 10 | 1990 |  |  | N | IPP Non-CHP | 2 | X | LFG | [9 empty] | N | N |  | 1H | [23 empty] | N
61324 | Yolo County Community Services Department | 54567 | MM Yolo Power | CA | Yolo | 4 | Landfill Gas | IC |  | S | X | X |  |  | 0.9 | 0.98 | 0.6 | 0.6 | 0.5 | N |  |  | OP | X | 3 | 1993 |  |  | N | IPP Non-CHP | 2 | X | LFG | [9 empty] | N | N |  | 1H | [23 empty] | N
61324 | Yolo County Community Services Department | 54567 | MM Yolo Power | CA | Yolo | 5 | Landfill Gas | IC |  | S | X | X |  |  | 0.9 | 0.98 | 0.4 | 0.4 | 0.3 | N |  |  | OP | X | 12 | 1998 |  |  | N | IPP Non-CHP | 2 | X | LFG | [9 empty] | N | N |  | 1H | [23 empty] | N
13060 | Mt Poso Cogeneration Co | 54626 | Mt Poso Cogeneration | CA | Kern | TG01 | Wood/Wood Waste Biomass | ST |  | J | X | X |  |  | 62 | 0.8 | 42.4 | 42.4 | 20 | N |  |  | OP | X | 5 | 1989 |  |  | Y | IPP CHP | 3 | T | WDS | NG |  |  |  |  | NG |  |  |  | N | N |  | OVER | [23 empty] | Y | Y | N
2770 | Terra-Gen Operating Co-Wind | 54647 | TPC Windfarms LLC | CA | Kern | EXIS | Onshore Wind Turbine | WT |  | W | X | X |  |  | 28.7 |  | 28.7 | 28.7 | 5.2 | N |  |  | OP | X | 12 | 1986 |  |  | N | IPP Non-CHP | 2 | X | WND | [9 empty] | N | N | 100
64228 | Alta Mesa 640 LLC | 54650 | Alta Mesa Repower LLC | CA | Riverside | EXI2 | Onshore Wind Turbine | WT |  | S | X | X |  |  | 9.1 |  | 9.1 | 9.1 | 1 | N |  |  | OS | X | 12 | 1989 |  |  | N | IPP Non-CHP | 2 | X | WND | [11 empty] | 57 | [16 empty] | WT | WND | 13.6 | 5 | 2022
64228 | Alta Mesa 640 LLC | 54650 | Alta Mesa Repower LLC | CA | Riverside | EXIS | Onshore Wind Turbine | WT |  | S | X | X |  |  | 9.6 |  | 9.6 | 9.6 | 1 | N |  |  | OS | X | 12 | 1988 |  |  | N | IPP Non-CHP | 2 | X | WND | [11 empty] | 60 | [16 empty] | WT | WND | 13.6 | 5 | 2022
18194 | STS Hydropower, LLC | 54653 | Kanaka | CA | Butte | KAN1 | Conventional Hydroelectric | HY |  | S | X | X |  |  | 1.1 | 0.9 | 1.1 | 1.1 | 0.2 | N |  |  | OS | X | 12 | 1988 |  |  | N | IPP Non-CHP | 2 | X | WAT | [11 empty] | 0 | 10M
18194 | STS Hydropower, LLC | 54654 | Kekawaka Power House | CA | Trinity | KEK1 | Conventional Hydroelectric | HY |  | S | X | X |  |  | 4.9 | 0.9 | 4.9 | 4.9 | 0.7 | N |  |  | OA | X | 12 | 1989 |  |  | N | IPP Non-CHP | 2 | X | WAT | [11 empty] | 0 | 10M
2770 | Terra-Gen Operating Co-Wind | 54686 | Difwind Farms Ltd VI | CA | Kern | EXIS | Onshore Wind Turbine | WT |  | S | X | X |  |  | 27.1 |  | 25.3 | 25.3 | 0 | N |  |  | OP | X | 1 | 1987 |  |  | N | IPP Non-CHP | 2 | X | WND | [9 empty] | N | N | 251
49748 | ORCAL Geothermal, Inc | 54689 | Heber Geothermal | CA | Imperial | 1 | Geothermal | ST |  | W | X | X |  |  | 52 | 0.8 | 34.3 | 52 | 34.3 | N |  |  | OP | X | 6 | 1985 |  |  | N | IPP Non-CHP | 2 | X | GEO | [5 empty] | GEO |  |  |  | N |  |  | OVER | [23 empty] | N
49748 | ORCAL Geothermal, Inc | 54689 | Heber Geothermal | CA | Imperial | 2 | Geothermal | BT |  | W | X | X |  |  | 7 | 0.8 | 4.5 | 7 | 4.5 | N |  |  | OP | X | 6 | 2006 |  |  | N | IPP Non-CHP | 2 | X | GEO | [12 empty] | OVER | [23 empty] | N
49748 | ORCAL Geothermal, Inc | 54689 | Heber Geothermal | CA | Imperial | 3 | Geothermal | BT |  | W | X | X |  |  | 3.5 | 0.8 | 3 | 3.5 | 3 | N |  |  | OP | X | 6 | 2006 |  |  | N | IPP Non-CHP | 2 | X | GEO | [12 empty] | OVER | [23 empty] | N
49748 | ORCAL Geothermal, Inc | 54689 | Heber Geothermal | CA | Imperial | 4 | Geothermal | BT |  | W | X | X |  |  | 19 | 0.8 | 12.5 | 19 | 12.5 | N |  |  | OP | X | 1 | 2018 |  |  | N | IPP Non-CHP | 2 | X | GEO | [12 empty] | OVER
34691 | Ormat Nevada Inc | 54724 | Ormesa II | CA | Imperial | OEC21 | Geothermal | BT |  | S | X | X |  |  | 12 | 0.8 | 8 | 12 | 8 | N |  |  | OP | X | 5 | 1989 |  |  | N | IPP Non-CHP | 2 | X | GEO | [5 empty] | GEO |  |  |  | N |  |  | OVER | [23 empty] | N
34691 | Ormat Nevada Inc | 54724 | Ormesa II | CA | Imperial | OEC22 | Geothermal | BT |  | S | X | X |  |  | 12 | 0.8 | 8 | 12 | 8 | N |  |  | OP | X | 4 | 2007 |  |  | N | IPP Non-CHP | 2 | X | GEO | [5 empty] | GEO |  |  |  | N |  |  | OVER | [23 empty] | N
22269 | Goal Line LP | 54749 | Goal Line LP | CA | San Diego | CTG | Natural Gas Fired Combined Cycle | CT | CC1 | S | X | N | GOALLINE_6_N001 | CAISO SP-15 | 41.2 | 0.9 | 40 | 40 | 35 | N |  |  | OP | X | 8 | 1994 |  |  | Y | IPP CHP | 3 | T | NG | [9 empty] | N | N |  | 1H | [23 empty] | N | N | N
22269 | Goal Line LP | 54749 | Goal Line LP | CA | San Diego | STG | Natural Gas Fired Combined Cycle | CA | CC1 | S | N | X |  |  | 10.2 | 0.85 | 9.4 | 9.4 | 6 | N |  |  | OP | X | 8 | 1994 |  |  | Y | IPP CHP | 3 | T | NG | [9 empty] | N | N |  | 12H | [23 empty] | N | N | N
63235 | Brookfield Renewable Trading and Marketing LP | 54750 | Coram Tehachapi | CA | Kern | VW1 | Onshore Wind Turbine | WT |  | S | X | X |  |  | 6.5 |  | 6.5 | 6.5 | 1 | N |  |  | OP | X | 9 | 1992 |  |  | N | IPP Non-CHP | 2 | X | WND | [9 empty] | N | N | 29
60662 | WCAC Operating Company | 54768 | Live Oak Limited | CA | Kern | GEN1 | Natural Gas Fired Combustion Turbine | GT |  | W | X | X |  |  | 46 | 0.85 | 46 | 48 | 21 | N |  |  | OP | X | 3 | 1992 |  |  | Y | IPP CHP | 3 | T | NG | [9 empty] | N | N |  | 12H | [23 empty] | N
16578 | Saint Agnes Medical Center | 54800 | Saint Agnes Medical Center | CA | Fresno | 9911 | Natural Gas Fired Combustion Turbine | GT |  | S | X | X |  |  | 3.5 | 0.8 | 2.7 | 2.2 | 1.8 | N |  |  | OP | X | 5 | 2001 |  |  | Y | Commercial CHP | 5 | T | NG | [9 empty] | N | N |  | 1H | [5 empty] | N | [17 empty] | N | N | N
16578 | Saint Agnes Medical Center | 54800 | Saint Agnes Medical Center | CA | Fresno | 9929 | Natural Gas Fired Combustion Turbine | GT |  | S | X | X |  |  | 3.5 | 0.8 | 2.7 | 2.2 | 1.8 | N |  |  | OP | X | 12 | 2001 |  |  | Y | Commercial CHP | 5 | T | NG | [9 empty] | N | N |  | 1H | [5 empty] | N | [17 empty] | N | N | N
2719 | CalWind Resources Inc | 54909 | Tehachapi Wind Resource II | CA | Kern | EXI2 | Onshore Wind Turbine | WT |  | S | X | X | SP15 | SP15 | 8.3 |  | 8.3 | 8.3 | 0 | N |  |  | OP | X | 12 | 2002 |  |  | N | IPP Non-CHP | 2 | X | WND | [9 empty] | N | N | 13 | [21 empty] | N |  |  | N
2719 | CalWind Resources Inc | 54909 | Tehachapi Wind Resource II | CA | Kern | EXIS | Onshore Wind Turbine | WT |  | S | X | X | SP15 | SP15 | 13.6 |  | 13.6 | 13.6 | 0 | N | 3 | 2013 | OP | X | 1 | 1997 |  |  | N | IPP Non-CHP | 2 | X | WND | [9 empty] | N | N | 175 | [21 empty] | N |  |  | N
11651 | Martinez Refining Co | 54912 | Martinez Refining | CA | Contra Costa | GTG1 | Natural Gas Fired Combined Cycle | CT | CC1 | S | X | Y |  |  | 40 | 0.85 | 40 | 42 | 4 | N |  |  | OP | X | 11 | 1995 |  |  | Y | Industrial CHP | 7 | T | NG | [9 empty] | N |  |  | 12H | [23 empty] | N
11651 | Martinez Refining Co | 54912 | Martinez Refining | CA | Contra Costa | GTG2 | Natural Gas Fired Combined Cycle | CT | CC1 | S | X | Y |  |  | 40 | 0.85 | 40 | 42 | 4 | N |  |  | OP | X | 1 | 1996 |  |  | Y | Industrial CHP | 7 | T | NG | [9 empty] | N |  |  | 12H | [23 empty] | N
11651 | Martinez Refining Co | 54912 | Martinez Refining | CA | Contra Costa | STG1 | Other Gases | CA | CC1 | S | Y | X |  |  | 20 | 0.85 | 20 | 20 | 4 | N |  |  | OP | X | 12 | 1995 |  |  | Y | Industrial CHP | 7 | B | OG | [9 empty] | N |  |  | 12H | [23 empty] | N
2770 | Terra-Gen Operating Co-Wind | 54931 | Ridgetop | CA | Kern | WGN1 | Onshore Wind Turbine | WT |  | W | X | X |  |  | 46.8 |  | 46.9 | 46.9 | 0 | N |  |  | OP | X | 4 | 1994 |  |  | N | IPP Non-CHP | 2 | X | WND | [9 empty] | N | N | 71
2806 | California Dept of Corrections | 54936 | Richard J Donovan Correctional Facility | CA | San Diego | 03 | Natural Gas Fired Combustion Turbine | GT |  | S | X | X |  |  | 2.6 | 0.82 | 2.2 | 2.6 | 1 | N |  |  | OP | X | 1 | 1987 |  |  | Y | Commercial CHP | 5 | T | NG | [9 empty] | N |  |  | 10M | [23 empty] | N | N
12221 | Monterey One Water | 54951 | Monterey One Water | CA | Monterey | EG1 | Other Waste Biomass | IC |  | S | X | X |  |  | 0.6 | 0.8 | 0.6 | 0.6 | 0.4 | N |  |  | OP | X | 8 | 1988 |  |  | Y | Commercial CHP | 5 | T | OBG | NG | [8 empty] | N | N |  | 1H | [23 empty] | Y | Y | N
12221 | Monterey One Water | 54951 | Monterey One Water | CA | Monterey | EG2 | Other Waste Biomass | IC |  | S | X | X |  |  | 0.6 | 0.8 | 0.6 | 0.6 | 0.4 | N |  |  | OP | X | 8 | 1988 |  |  | Y | Commercial CHP | 5 | T | OBG | NG | [8 empty] | N | N |  | 1H | [23 empty] | Y | Y | N
12221 | Monterey One Water | 54951 | Monterey One Water | CA | Monterey | EG3 | Other Waste Biomass | IC |  | S | X | X |  |  | 0.6 | 0.8 | 0.6 | 0.6 | 0.4 | N |  |  | OP | X | 8 | 1988 |  |  | Y | Commercial CHP | 5 | T | OBG | NG | [8 empty] | N | N |  | 1H | [23 empty] | Y | Y | N
49899 | CalEnergy Operating Corporation | 54996 | Salton Sea Power Gen Co - Unit 4 | CA | Imperial | 4100 | Geothermal | ST |  | W | X | X |  |  | 47.5 | 0.85 | 44 | 44 | 2 | N |  |  | OP | X | 5 | 1996 |  |  | N | IPP Non-CHP | 2 | X | GEO | [5 empty] | GEO |  |  |  | N | N |  | 12H | [23 empty] | N
64078 | Central Rivers Power US, LLC | 55009 | Montgomery Creek Hydro | CA | Shasta | GEN1 | Conventional Hydroelectric | HY |  | S | X | X |  |  | 2.6 | 1 | 2.6 | 2.6 | 0.1 | N |  |  | OP | X | 1 | 1987 |  |  | N | IPP Non-CHP | 2 | X | WAT | [12 empty] | 10M
4464 | Crockett Cogeneration | 55084 | Crockett Cogen Project | CA | Contra Costa | GE1 | Natural Gas Fired Combined Cycle | CS |  | J | Y | N |  |  | 247.4 | 1 | 247.4 | 247.4 | 120 | N |  |  | OP | X | 12 | 1995 |  |  | Y | IPP CHP | 3 | T | NG | [9 empty] | N | N |  | 12H | [20 empty] | N |  |  | N | N | N
57227 | MM San Diego Energy-Miramar | 55094 | MM San Diego-Miramar | CA | San Diego | UNT1 | Landfill Gas | IC |  | S | X | X |  |  | 1.6 | 0.98 | 1.6 | 1.6 | 1.3 | N |  |  | OP | X | 7 | 1997 |  |  | Y | IPP CHP | 3 | T | LFG | OBG | [8 empty] | N | N |  | 1H | [23 empty] | Y | Y | N
57227 | MM San Diego Energy-Miramar | 55094 | MM San Diego-Miramar | CA | San Diego | UNT2 | Landfill Gas | IC |  | S | X | X |  |  | 1.6 | 0.98 | 1.6 | 1.6 | 1.3 | N |  |  | OP | X | 7 | 1997 |  |  | Y | IPP CHP | 3 | T | LFG | OBG | [8 empty] | N | N |  | 1H | [23 empty] | Y | Y | N
57227 | MM San Diego Energy-Miramar | 55094 | MM San Diego-Miramar | CA | San Diego | UNT3 | Landfill Gas | IC |  | S | X | X |  |  | 1.6 | 0.98 | 1.6 | 1.6 | 1.3 | N |  |  | OP | X | 7 | 1997 |  |  | Y | IPP CHP | 3 | T | LFG | OBG | [8 empty] | N | N |  | 1H | [23 empty] | Y | Y | N
57227 | MM San Diego Energy-Miramar | 55094 | MM San Diego-Miramar | CA | San Diego | UNT4 | Landfill Gas | IC |  | S | X | X |  |  | 1.6 | 0.98 | 1.6 | 1.6 | 1.3 | N |  |  | OP | X | 7 | 1997 |  |  | Y | IPP CHP | 3 | T | LFG | OBG | [8 empty] | N | N |  | 1H | [23 empty] | Y | Y | N
22650 | Calpine Corp-Sutter | 55112 | Sutter Energy Center | CA | Sutter | CT01 | Natural Gas Fired Combined Cycle | CT | CC1 | S | X | N |  |  | 212 | 0.95 | 175 | 185 | 110 | N |  |  | OP | X | 7 | 2001 |  |  | N | IPP Non-CHP | 2 | X | NG | [9 empty] | N | N |  | 12H | [20 empty] | N |  |  | N | N | N
22650 | Calpine Corp-Sutter | 55112 | Sutter Energy Center | CA | Sutter | CT02 | Natural Gas Fired Combined Cycle | CT | CC1 | S | X | N |  |  | 212 | 0.95 | 175 | 185 | 110 | N |  |  | OP | X | 7 | 2001 |  |  | N | IPP Non-CHP | 2 | X | NG | [9 empty] | N |  |  | 12H | [20 empty] | N |  |  | N
22650 | Calpine Corp-Sutter | 55112 | Sutter Energy Center | CA | Sutter | ST01 | Natural Gas Fired Combined Cycle | CA | CC1 | S | Y | X |  |  | 212 | 0.95 | 180 | 185 | 55 | N |  |  | OP | X | 7 | 2001 |  |  | N | IPP Non-CHP | 2 | X | NG | [9 empty] | N |  |  | 12H | [20 empty] | N |  |  | N
61173 | CXA La Paloma LLC | 55151 | La Paloma Generating Plant | CA | Kern | GEN1 | Natural Gas Fired Combined Cycle | CS |  | S | N | N | POD_LAPLMA_2_UNIT 1-APND | POD_LAPLMA_2_UNIT 1-APND | 300 | 0.94 | 253 | 267 | 125 | N |  |  | OP | X | 1 | 2003 |  |  | N | IPP Non-CHP | 2 | X | NG | [9 empty] | N |  |  | OVER | [23 empty] | N
61173 | CXA La Paloma LLC | 55151 | La Paloma Generating Plant | CA | Kern | GEN2 | Natural Gas Fired Combined Cycle | CS |  | S | N | N | POD_LAPLMA_2_UNIT 2-APND | POD_LAPLMA_2_UNIT 2-APND | 300 | 0.94 | 252 | 266 | 121 | N |  |  | OP | X | 1 | 2003 |  |  | N | IPP Non-CHP | 2 | X | NG | [9 empty] | N |  |  | OVER | [23 empty] | N
61173 | CXA La Paloma LLC | 55151 | La Paloma Generating Plant | CA | Kern | GEN3 | Natural Gas Fired Combined Cycle | CS |  | S | N | N | POD_LAPLMA_2_UNIT 3-APND | POD_LAPLMA_2_UNIT 3-APND | 300 | 0.94 | 252 | 266 | 62 | N |  |  | OP | X | 3 | 2003 |  |  | N | IPP Non-CHP | 2 | X | NG | [9 empty] | N |  |  | OVER | [23 empty] | N
61173 | CXA La Paloma LLC | 55151 | La Paloma Generating Plant | CA | Kern | GEN4 | Natural Gas Fired Combined Cycle | CS |  | S | N | N | POD_LAPLMA_2_UNIT 4-APND | POD_LAPLMA_2_UNIT 4-APND | 300 | 0.94 | 253 | 267 | 62 | N |  |  | OP | X | 3 | 2003 |  |  | N | IPP Non-CHP | 2 | X | NG | [9 empty] | N |  |  | OVER | [23 empty] | N
57231 | MM Tulare Energy LLC | 55160 | MM Tulare Energy | CA | Tulare | UNT1 | Landfill Gas | IC |  | S | X | X |  |  | 0.9 | 0.9 | 0.8 | 0.8 | 0.4 | N |  |  | SB | Y | 5 | 1998 |  |  | N | IPP Non-CHP | 2 | X | LFG | [9 empty] | N |  |  | 1H | [23 empty] | N
57231 | MM Tulare Energy LLC | 55160 | MM Tulare Energy | CA | Tulare | UNT2 | Landfill Gas | IC |  | S | X | X |  |  | 0.9 | 0.9 | 0.8 | 0.8 | 0.4 | N |  |  | SB | Y | 5 | 1998 |  |  | N | IPP Non-CHP | 2 | X | LFG | [9 empty] | N |  |  | 1H | [23 empty] | N
57232 | MM Lopez Energy LLC | 55161 | MM Lopez Energy | CA | Los Angeles | UNT1 | Landfill Gas | IC |  | S | X | X |  |  | 3 | 0.98 | 2.7 | 2.7 | 2.4 | N |  |  | OP | X | 12 | 1998 |  |  | N | IPP Non-CHP | 2 | X | LFG | [9 empty] | N | N |  | 1H | [23 empty] | N
18320 | Sunrise Power Co LLC | 55182 | Sunrise Power LLC | CA | Kern | STG | Natural Gas Fired Combined Cycle | CA | CC1 | S | Y | X | SUNRIS_2_PL1X3-APND |  | 264 | 0.9 | 245 | 270 | 50.7 | N |  |  | OP | X | 6 | 2003 |  |  | N | IPP Non-CHP | 2 | X | NG | [10 empty] | N |  | 12H | [23 empty] | N | N | N
18320 | Sunrise Power Co LLC | 55182 | Sunrise Power LLC | CA | Kern | X718 | Natural Gas Fired Combined Cycle | CT | CC1 | S | X | N |  |  | 210.6 | 0.9 | 150 | 160 | 90 | N |  |  | OP | X | 6 | 2001 |  |  | N | IPP Non-CHP | 2 | X | NG | [10 empty] | N |  | 1H | [23 empty] | N | N | N
18320 | Sunrise Power Co LLC | 55182 | Sunrise Power LLC | CA | Kern | X719 | Natural Gas Fired Combined Cycle | CT | CC1 | S | X | N |  |  | 210.6 | 0.9 | 150 | 160 | 90 | N |  |  | OP | X | 6 | 2001 |  |  | N | IPP Non-CHP | 2 | X | NG | [10 empty] | N |  | 1H | [23 empty] | N | N | N
24536 | Aera Energy LLC-San Ardo | 55184 | Aera San Ardo Cogen Facility | CA | Monterey | UN-A | Natural Gas Fired Combustion Turbine | GT |  | S | X | X |  |  | 3 | 0.8 | 2.8 | 3 | 2.5 | N |  |  | OS | X | 7 | 1989 |  |  | Y | Industrial CHP | 7 | T | NG | [9 empty] | N | N |  | 1H | [23 empty] | N | N | N
24536 | Aera Energy LLC-San Ardo | 55184 | Aera San Ardo Cogen Facility | CA | Monterey | UN-B | Natural Gas Fired Combustion Turbine | GT |  | S | X | X |  |  | 3.2 | 0.8 | 2.8 | 3 | 2.5 | N |  |  | OA | X | 7 | 1989 |  |  | Y | Industrial CHP | 7 | T | NG | [9 empty] | N | N |  | 1H | [23 empty] | N | N | N
2843 | Los Medanos Energy Center LLC | 55217 | Los Medanos Energy Center | CA | Contra Costa | CTG1 | Natural Gas Fired Combined Cycle | CT | CC1 | S | X | N | POD_LMEC_1_PL1X3-APND | POD_LMEC_1_PL1X3-APND | 198.9 | 0.85 | 165 | 177 | 105 | N |  |  | OP | X | 8 | 2001 |  |  | Y | IPP CHP | 3 | T | NG | [9 empty] | N | N |  | 12H | [23 empty] | N | N | N
2843 | Los Medanos Energy Center LLC | 55217 | Los Medanos Energy Center | CA | Contra Costa | CTG2 | Natural Gas Fired Combined Cycle | CT | CC1 | S | X | N | POD_LMEC_1_PL1X3-APND | POD_LMEC_1_PL1X3-APND | 198.9 | 0.85 | 165 | 177 | 105 | N |  |  | OP | X | 8 | 2001 |  |  | Y | IPP CHP | 3 | T | NG | [9 empty] | N | N |  | 12H | [23 empty] | N | N | N
2843 | Los Medanos Energy Center LLC | 55217 | Los Medanos Energy Center | CA | Contra Costa | STG3 | Natural Gas Fired Combined Cycle | CA | CC1 | S | Y | X | POD_LMEC_1_PL1X3-APND | POD_LMEC_1_PL1X3-APND | 280.5 | 0.85 | 237 | 244 | 80 | N |  |  | OP | X | 8 | 2001 |  |  | Y | IPP CHP | 3 | T | NG | [9 empty] | N | N |  | 12H | [23 empty] | N | N | N
58453 | AltaGas Blythe Operations Inc | 55295 | Blythe Energy Inc | CA | Riverside | CT1 | Natural Gas Fired Combined Cycle | CT | CC1 | S | X | N | Buck BL_2_PL1X3-APND | Buck BL_2_PL1X3-APND | 182 | 1 | 156.5 | 160.5 | 110 | N |  |  | OP | X | 12 | 2003 |  |  | N | IPP Non-CHP | 2 | X | NG | [5 empty] | NG |  |  |  | N | N |  | 12H | [20 empty] | N |  |  | N | N | N
58453 | AltaGas Blythe Operations Inc | 55295 | Blythe Energy Inc | CA | Riverside | CT2 | Natural Gas Fired Combined Cycle | CT | CC1 | S | X | N | Buck BL_2_PL1X3-APND | Buck BL_2_PL1X3-APND | 182 | 1 | 156.5 | 160.5 | 110 | N |  |  | OP | X | 12 | 2003 |  |  | N | IPP Non-CHP | 2 | X | NG | [5 empty] | NG |  |  |  | N | N |  | 12H | [20 empty] | N |  |  | N | N | N
58453 | AltaGas Blythe Operations Inc | 55295 | Blythe Energy Inc | CA | Riverside | ST1 | Natural Gas Fired Combined Cycle | CA | CC1 | S | Y | X | Buck BL_2_PL1X3-APND | Buck BL_2_PL1X3-APND | 227 | 1 | 201 | 204 | 60 | N |  |  | OP | X | 12 | 2003 |  |  | N | IPP Non-CHP | 2 | X | NG | [5 empty] | NG |  |  |  | N | N |  | 12H | [20 empty] | N |  |  | N | N | N
5030 | Delta Energy Center LLC | 55333 | Delta Energy Center | CA | Contra Costa | CTG1 | Natural Gas Fired Combined Cycle | CT | CC1 | S | X | N | DELTA_2_PL1X4 | DELTA_2_PL1X4 | 212 | 0.85 | 176 | 191 | 125 | N |  |  | OP | X | 5 | 2002 |  |  | N | IPP Non-CHP | 2 | X | NG | [9 empty] | N | N |  | 12H | [23 empty] | N | N | N
5030 | Delta Energy Center LLC | 55333 | Delta Energy Center | CA | Contra Costa | CTG2 | Natural Gas Fired Combined Cycle | CT | CC1 | S | X | N | DELTA_2_PL1X4 | DELTA_2_PL1X4 | 212 | 0.85 | 165 | 180 | 115 | N |  |  | OP | X | 5 | 2002 |  |  | N | IPP Non-CHP | 2 | X | NG | [9 empty] | N | N |  | 12H | [23 empty] | N | N | N
5030 | Delta Energy Center LLC | 55333 | Delta Energy Center | CA | Contra Costa | CTG3 | Natural Gas Fired Combined Cycle | CT | CC1 | S | X | N | DELTA_2_PL1X4 | DELTA_2_PL1X4 | 213.5 | 0.85 | 165 | 180 | 115 | N |  |  | OP | X | 5 | 2002 |  |  | N | IPP Non-CHP | 2 | X | NG | [9 empty] | N | N |  | 12H | [23 empty] | N | N | N
5030 | Delta Energy Center LLC | 55333 | Delta Energy Center | CA | Contra Costa | STG1 | Natural Gas Fired Combined Cycle | CA | CC1 | S | Y | X | DELTA_2_PL1X4 | DELTA_2_PL1X4 | 306 | 0.85 | 263.1 | 287.6 | 80 | N |  |  | OP | X | 5 | 2002 |  |  | N | IPP Non-CHP | 2 | X | NG | [9 empty] | N | N |  | 12H | [23 empty] | N | N | N
14274 | Otay Mesa Energy Center LLC | 55345 | Otay Mesa Generating Project | CA | San Diego | 1-01 | Natural Gas Fired Combined Cycle | CT | CC1 | S | X | N |  |  | 198.9 | 0.85 | 152.8 | 165.9 | 85 | N |  |  | OP | X | 10 | 2009 |  |  | N | IPP Non-CHP | 2 | X | NG | [9 empty] | N | N |  | 12H | [23 empty] | N | N
14274 | Otay Mesa Energy Center LLC | 55345 | Otay Mesa Generating Project | CA | San Diego | 1-02 | Natural Gas Fired Combined Cycle | CT | CC1 | S | X | N |  |  | 198.9 | 0.85 | 152.8 | 165.9 | 85 | N |  |  | OP | X | 10 | 2009 |  |  | N | IPP Non-CHP | 2 | X | NG | [9 empty] | N | N |  | 12H | [23 empty] | N | N
14274 | Otay Mesa Energy Center LLC | 55345 | Otay Mesa Generating Project | CA | San Diego | 1-03 | Natural Gas Fired Combined Cycle | CA | CC1 | S | Y | X |  |  | 290.7 | 0.9 | 265.4 | 275.3 | 50 | N |  |  | OP | X | 10 | 2009 |  |  | N | IPP Non-CHP | 2 | X | NG | [9 empty] | N | N |  | 12H | [23 empty] | N | N
2799 | Calpine Corp - Metcalf Energy Center | 55393 | Metcalf Energy Center | CA | Santa Clara | CTG1 | Natural Gas Fired Combined Cycle | CT | CC1 | S | X | N |  |  | 200 | 0.85 | 172 | 188 | 116 | N |  |  | OP | X | 6 | 2005 |  |  | N | IPP Non-CHP | 2 | X | NG | [9 empty] | N | N |  | 12H | [23 empty] | N | N | N
2799 | Calpine Corp - Metcalf Energy Center | 55393 | Metcalf Energy Center | CA | Santa Clara | CTG2 | Natural Gas Fired Combined Cycle | CT | CC1 | S | X | N |  |  | 200 | 0.85 | 172 | 188 | 116 | N |  |  | OP | X | 6 | 2005 |  |  | N | IPP Non-CHP | 2 | X | NG | [9 empty] | N | N |  | 12H | [23 empty] | N | N | N
2799 | Calpine Corp - Metcalf Energy Center | 55393 | Metcalf Energy Center | CA | Santa Clara | STG1 | Natural Gas Fired Combined Cycle | CA | CC1 | S | Y | X |  |  | 235 | 0.85 | 202.1 | 220.9 | 70 | N |  |  | OP | X | 6 | 2005 |  |  | N | IPP Non-CHP | 2 | X | NG | [9 empty] | N | N |  | 12H | [23 empty] | N | N | N
49750 | FPL Energy Green Power | 55396 | Green Power I | CA | Riverside | WGNS | Onshore Wind Turbine | WT |  | S | X | X |  |  | 16.5 |  | 16.5 | 16.5 | 4.9 | N |  |  | OP | X | 7 | 1975 |  |  | N | IPP Non-CHP | 2 | X | WND | [11 empty] | 22
34164 | Elk Hills Power LLC | 55400 | Elk Hills Power LLC | CA | Kern | CTG1 | Natural Gas Fired Combined Cycle | CT | G541 | W | X | N | ELKHIL_2 PL1X3 | ELKHIL_2 PL1X3 | 199 | 0.85 | 156 | 165 | 90 | N |  |  | OP | X | 7 | 2003 |  |  | Y | IPP CHP | 3 | T | NG | [9 empty] | N | N |  | 12H | [23 empty] | N
34164 | Elk Hills Power LLC | 55400 | Elk Hills Power LLC | CA | Kern | CTG2 | Natural Gas Fired Combined Cycle | CT | G541 | S | X | N | ELKHIL 2 PL1X3 | ELKHIL_2 PL1X3 | 199 | 0.85 | 156 | 165 | 90 | N |  |  | OP | X | 7 | 2003 |  |  | Y | IPP CHP | 3 | T | NG | [9 empty] | N | N |  | 12H | [23 empty] | N
34164 | Elk Hills Power LLC | 55400 | Elk Hills Power LLC | CA | Kern | STG | Natural Gas Fired Combined Cycle | CA | G541 | W | Y | X | ELKHIL 2 PL1X3 | ELKHIL_2 PL1X3 | 225 | 0.9 | 213 | 219 | 40 | N |  |  | OP | X | 7 | 2003 |  |  | Y | IPP CHP | 3 | T | NG | [9 empty] | N | N |  | 12H | [23 empty] | N
59527 | CalPeak Power, LLC | 55499 | CalPeak Power Vaca Dixon Peaker Plant | CA | Solano | CPP1 | Natural Gas Fired Combustion Turbine | GT |  | W | X | X | VACADX_1_UNITA1 | VACADX_1_UNITA1 | 60.5 | 0.85 | 48 | 50.6 | 21 | N |  |  | OP | X | 6 | 2002 |  |  | N | IPP Non-CHP | 2 | X | NG | [9 empty] | N | N |  | 10M | [23 empty] | N | N
59527 | CalPeak Power, LLC | 55508 | CalPeak Power Panoche Peaker Plant | CA | Fresno | CPP2 | Natural Gas Fired Combustion Turbine | GT |  | W | X | X | PNOCHE_1_UNITA1 | PNOCHE_1_UNITA1 | 60.5 | 0.85 | 48 | 52 | 21 | N |  |  | OP | X | 12 | 2001 |  |  | N | IPP Non-CHP | 2 | X | NG | [9 empty] | N | N |  | 10M | [23 empty] | N | N
59527 | CalPeak Power, LLC | 55510 | CalPeak Power Border Peaker Plant | CA | San Diego | CPP4 | Natural Gas Fired Combustion Turbine | GT |  | W | X | X | BORDER_6_UNITA1 | BORDER_6_UNITA1 | 60.5 | 0.85 | 48 | 51.3 | 21 | N |  |  | OP | X | 11 | 2001 |  |  | N | IPP Non-CHP | 2 | X | NG | [9 empty] | N | N |  | 10M | [23 empty] | N | N
16609 | San Diego Gas & Electric Co | 55512 | Cuyamaca Peak Energy Plant | CA | San Diego | CPP6 | Natural Gas Fired Combustion Turbine | GT |  | S | X | X | CPELCAJN_7_B1 | CPELCAJN_7_B1 | 48.7 | 0.85 | 48.7 | 48.7 | 16 | N |  |  | OP | X | 5 | 2002 |  |  | N | Electric Utility | 1 | X | NG | [9 empty] | N | N |  | 10M | [23 empty] | N | N | N
59527 | CalPeak Power, LLC | 55513 | CalPeak Power Enterprise Peaker Plant | CA | San Diego | CPP7 | Natural Gas Fired Combustion Turbine | GT |  | W | X | X | ESCNDO_6_UNITB1 | ESCNDO_6_UNITB1 | 58.9 | 0.85 | 48 | 48.1 | 21 | N |  |  | OP | X | 11 | 2001 |  |  | N | IPP Non-CHP | 2 | X | NG | [9 empty] | N | N |  | 10M | [23 empty] | N | N | N
60431 | MRP Generation Holdings, LLC | 55518 | High Desert Power Plant | CA | San Bernardino | CTG1 | Natural Gas Fired Combined Cycle | CT | STG1 | S | X | N | ROADWAY_1_N001 | CEC Plant ID G0778 | 173 | 0.9 | 157.6 | 175.8 | 110 | N |  |  | OP | X | 4 | 2003 |  |  | N | IPP Non-CHP | 2 | X | NG | [9 empty] | N | N |  | 12H | [23 empty] | N | N
60431 | MRP Generation Holdings, LLC | 55518 | High Desert Power Plant | CA | San Bernardino | CTG2 | Natural Gas Fired Combined Cycle | CT | STG1 | S | X | N | ROADWAY_1_N001 | CEC Plant ID G0778 | 173 | 0.9 | 157.6 | 175.8 | 110 | N |  |  | OP | X | 4 | 2003 |  |  | N | IPP Non-CHP | 2 | X | NG | [9 empty] | N | N |  | 12H | [23 empty] | N | N
60431 | MRP Generation Holdings, LLC | 55518 | High Desert Power Plant | CA | San Bernardino | CTG3 | Natural Gas Fired Combined Cycle | CT | STG1 | S | X | N | ROADWAY_1_N001 | CEC Plant ID G0778 | 173 | 0.9 | 156.5 | 175.8 | 110 | N |  |  | OP | X | 4 | 2003 |  |  | N | IPP Non-CHP | 2 | X | NG | [9 empty] | N | N |  | 12H | [23 empty] | N | N
60431 | MRP Generation Holdings, LLC | 55518 | High Desert Power Plant | CA | San Bernardino | STG1 | Natural Gas Fired Combined Cycle | CA | STG1 | S | Y | X | ROADWAY_1_N001 | CEC Plant ID G0778 | 333 | 0.9 | 304.8 | 310.6 | 60 | N |  |  | OP | X | 4 | 2003 |  |  | N | IPP Non-CHP | 2 | X | NG | [9 empty] | N | N |  | 12H | [23 empty] | N | N
20323 | Wellhead Services, Inc | 55538 | Escondido Energy Center | CA | San Diego | CTG1 | Natural Gas Fired Combustion Turbine | GT |  | S | X | X |  |  | 54 | 0.9 | 54 | 54 | 24.3 | N |  |  | OP | X | 1 | 2014 |  |  | N | IPP Non-CHP | 2 | X | NG | [10 empty] | N |  | 10M | [23 empty] | N
20323 | Wellhead Services, Inc | 55540 | Chula Vista Energy Center | CA | San Diego | GEN1 | Natural Gas Fired Combustion Turbine | GT |  | S | X | X |  |  | 37.2 | 0.85 | 37.2 | 37.2 | 30 | N |  |  | OP | X | 5 | 2001 |  |  | N | IPP Non-CHP | 2 | X | NG | [9 empty] | N |  |  | 10M | [23 empty] | N | N
49981 | Diamond Generating Corporation | 55541 | Indigo Energy Facility | CA | Riverside | CTG1 | Natural Gas Fired Combustion Turbine | GT |  | S | X | X |  |  | 49.9 | 0.95 | 46.7 | 46.7 | 37.4 | N |  |  | OP | X | 7 | 2001 |  |  | N | IPP Non-CHP | 2 | X | NG | [9 empty] | N | N |  | 10M | [23 empty] | N | N | N
49981 | Diamond Generating Corporation | 55541 | Indigo Energy Facility | CA | Riverside | CTG2 | Natural Gas Fired Combustion Turbine | GT |  | S | X | X |  |  | 49.9 | 0.95 | 47.6 | 47.6 | 38.1 | N |  |  | OP | X | 7 | 2001 |  |  | N | IPP Non-CHP | 2 | X | NG | [9 empty] | N | N |  | 10M | [23 empty] | N | N | N
49981 | Diamond Generating Corporation | 55541 | Indigo Energy Facility | CA | Riverside | CTG3 | Natural Gas Fired Combustion Turbine | GT |  | S | X | X |  |  | 49.9 | 0.95 | 48.2 | 48.2 | 38.6 | N |  |  | OP | X | 8 | 2001 |  |  | N | IPP Non-CHP | 2 | X | NG | [9 empty] | N | N |  | 10M | [23 empty] | N | N | N
49981 | Diamond Generating Corporation | 55542 | Larkspur Energy Facility | CA | San Diego | CTG1 | Natural Gas Fired Combustion Turbine | GT |  | S | X | X |  |  | 49.9 | 0.95 | 45.6 | 45.6 | 36.5 | N |  |  | OP | X | 7 | 2001 |  |  | N | IPP Non-CHP | 2 | X | NG | DFO | [8 empty] | N | N |  | 10M | [23 empty] | Y | Y | Y
49981 | Diamond Generating Corporation | 55542 | Larkspur Energy Facility | CA | San Diego | CTG2 | Natural Gas Fired Combustion Turbine | GT |  | S | X | X |  |  | 49.9 | 0.95 | 46 | 46 | 36.8 | N |  |  | OP | X | 7 | 2001 |  |  | N | IPP Non-CHP | 2 | X | NG | DFO | [8 empty] | N | N |  | 10M | [23 empty] | Y | Y | Y
991 | Air Products & Chemicals Inc | 55557 | Wilmington Hydrogen Plant | CA | Los Angeles | T101 | All Other | ST |  | S | X | X |  |  | 31.9 | 0.8 | 28.1 | 27.7 | 0 | N |  |  | OP | X | 3 | 1996 |  |  | Y | Industrial CHP | 7 | B | WH | [5 empty] | NG |  |  |  | N | N |  | OVER | [23 empty] | N
57250 | MM Prima Deshecha Energy LLC | 55601 | Prima Plant | CA | Orange | UNT1 | Landfill Gas | IC |  | S | X | X |  |  | 3 | 0.98 | 2.7 | 2.7 | 2.4 | N |  |  | OP | X | 3 | 1999 |  |  | N | IPP Non-CHP | 2 | X | LFG | [9 empty] | N | N |  | 1H | [20 empty] | Y | 10 | 2022 | N
57250 | MM Prima Deshecha Energy LLC | 55601 | Prima Plant | CA | Orange | UNT2 | Landfill Gas | IC |  | S | X | X |  |  | 3 | 0.98 | 2.7 | 2.7 | 2.4 | N |  |  | OP | X | 3 | 1999 |  |  | N | IPP Non-CHP | 2 | X | LFG | [9 empty] | N | N |  | 1H | [20 empty] | Y | 10 | 2022 | N
16764 | City of San Diego | 55602 | North City - Landfill Gas Engines South | CA | San Diego | UNT1 | Landfill Gas | IC |  | S | X | X |  |  | 0.9 | 0.8 | 0.9 | 0.9 | 0.7 | N |  |  | OP | X | 3 | 1999 |  |  | N | IPP Non-CHP | 2 | X | LFG | NG | [8 empty] | N |  |  | 1H | [23 empty] | Y | N | N
16764 | City of San Diego | 55602 | North City - Landfill Gas Engines South | CA | San Diego | UNT2 | Landfill Gas | IC |  | S | X | X |  |  | 0.9 | 0.8 | 0.9 | 0.9 | 0.7 | N |  |  | OP | X | 3 | 1999 |  |  | N | IPP Non-CHP | 2 | X | LFG | NG | [8 empty] | N |  |  | 1H | [23 empty] | Y | N | N
16764 | City of San Diego | 55602 | North City - Landfill Gas Engines South | CA | San Diego | UNT3 | Landfill Gas | IC |  | S | X | X |  |  | 0.9 | 0.8 | 0.9 | 0.9 | 0.7 | N |  |  | OP | X | 3 | 1999 |  |  | N | IPP Non-CHP | 2 | X | LFG | NG | [8 empty] | N |  |  | 1H | [23 empty] | Y | N | N
16764 | City of San Diego | 55602 | North City - Landfill Gas Engines South | CA | San Diego | UNT4 | Landfill Gas | IC |  | S | X | X |  |  | 0.9 | 0.8 | 0.9 | 0.9 | 0.7 | N |  |  | OP | X | 3 | 1999 |  |  | N | IPP Non-CHP | 2 | X | LFG | NG | [8 empty] | N |  |  | 1H | [23 empty] | Y | N | N
49971 | Creed Energy Center LLC | 55625 | Creed Energy Center | CA | Solano | CT1 | Natural Gas Fired Combustion Turbine | GT |  | S | X | X | NP-15 |  | 47 | 0.85 | 45 | 45 | 20 | N |  |  | OP | X | 1 | 2003 |  |  | N | IPP Non-CHP | 2 | X | NG | [5 empty] | NG |  |  |  |  | N |  | 1H | [20 empty] | N |  |  | N | N | N
49972 | Gilroy Energy Center LLC | 55626 | Lambie Energy Center | CA | Solano | CT1 | Natural Gas Fired Combustion Turbine | GT |  | S | X | X | NP-15 |  | 47 | 0.85 | 45 | 45 | 20 | N |  |  | OP | X | 1 | 2003 |  |  | N | IPP Non-CHP | 2 | X | NG | [5 empty] | NG |  |  |  | N | N |  | 1H | [20 empty] | N |  |  | N | N
49970 | Goose Haven Energy Center | 55627 | Goose Haven Energy Center | CA | Solano | CT1 | Natural Gas Fired Combustion Turbine | GT |  | S | X | X | NP15 |  | 47 | 0.85 | 45 | 45 | 20 | N |  |  | OP | X | 1 | 2003 |  |  | N | IPP Non-CHP | 2 | X | NG | [5 empty] | NG |  |  |  | N | N |  | 1H | [20 empty] | N |  |  | N | N | N
2820 | Calpine Corp - Pastoria Energy Center | 55656 | Pastoria Energy Facility, LLC | CA | Kern | CT01 | Natural Gas Fired Combined Cycle | CT | PB01 | S | X | Y | SP-15 | SP-15 | 168 | 0.85 | 175 | 185 | 90 | N |  |  | OP | X | 7 | 2005 |  |  | N | IPP Non-CHP | 2 | X | NG | [9 empty] | N | N |  | 12H | [23 empty] | N | N | N
2820 | Calpine Corp - Pastoria Energy Center | 55656 | Pastoria Energy Facility, LLC | CA | Kern | CT02 | Natural Gas Fired Combined Cycle | CT | PB01 | S | X | Y | SP-15 | SP-15 | 168 | 0.85 | 173 | 183 | 90 | N |  |  | OP | X | 7 | 2005 |  |  | N | IPP Non-CHP | 2 | X | NG | [9 empty] | N | N |  | 12H | [23 empty] | N | N | N
2820 | Calpine Corp - Pastoria Energy Center | 55656 | Pastoria Energy Facility, LLC | CA | Kern | CT04 | Natural Gas Fired Combined Cycle | CT | PB02 | S | X | Y | SP-15 | SP-15 | 168 | 0.85 | 171 | 181 | 85 | N | 5 | 2019 | OP | X | 5 | 2005 |  |  | N | IPP Non-CHP | 2 | X | NG | [9 empty] | N | N |  | 12H | [23 empty] | N | N | N
2820 | Calpine Corp - Pastoria Energy Center | 55656 | Pastoria Energy Facility, LLC | CA | Kern | ST03 | Natural Gas Fired Combined Cycle | CA | PB01 | S | N | X | SP-15 | SP-15 | 185 | 0.85 | 174 | 184 | 50 | N |  |  | OP | X | 7 | 2005 |  |  | N | IPP Non-CHP | 2 | X | NG | [9 empty] | N | N |  | 12H | [23 empty] | N
2820 | Calpine Corp - Pastoria Energy Center | 55656 | Pastoria Energy Facility, LLC | CA | Kern | ST05 | Natural Gas Fired Combined Cycle | CA | PB02 | S | N | X | SP-15 | SP-15 | 90 | 0.85 | 87 | 89 | 50 | N |  |  | OP | X | 5 | 2005 |  |  | N | IPP Non-CHP | 2 | X | NG | [9 empty] | N | N |  | 12H | [23 empty] | N
7724 | MRP San Joaquin Energy LLC. | 55698 | Hanford Energy Park Peaker | CA | Kings | HEP1 | Natural Gas Fired Combustion Turbine | GT |  | S | X | X | GWFPWR_1_UNITS-APND | GWFPWR_1_UNITS-APND | 46.1 | 0.85 | 45.9 | 48.7 | 22 | N |  |  | OP | X | 9 | 2001 |  |  | N | IPP Non-CHP | 2 | X | NG | [9 empty] | N | N |  | 10M | [23 empty] | N | N | N
7724 | MRP San Joaquin Energy LLC. | 55698 | Hanford Energy Park Peaker | CA | Kings | HEP2 | Natural Gas Fired Combustion Turbine | GT |  | S | X | X | GWFPWR_1_UNITS-APND | GWFPWR_1_UNITS-APND | 46.1 | 0.85 | 45.9 | 48.7 | 22 | N |  |  | OP | X | 9 | 2001 |  |  | N | IPP Non-CHP | 2 | X | NG | [9 empty] | N | N |  | 10M | [23 empty] | N | N | N
19740 | AES Wind Generation Inc | 55719 | Mountain View I&2 | CA | Riverside | GEN2 | Onshore Wind Turbine | WT |  | W | X | X |  |  | 22.2 |  | 22.2 | 22.2 | 0 | N |  |  | OP | X | 7 | 2001 |  |  | N | IPP Non-CHP | 2 | X | WND | [11 empty] | 37
19740 | AES Wind Generation Inc | 55719 | Mountain View I&2 | CA | Riverside | GENI | Onshore Wind Turbine | WT |  | W | X | X |  |  | 42.6 |  | 42.6 | 42.6 | 0 | N |  |  | OP | X | 6 | 2001 |  |  | N | IPP Non-CHP | 2 | X | WND | [9 empty] | N |  | 74
2860 | Los Esteros Critical Energy Facility LLC | 55748 | Los Esteros Critical Energy Center | CA | Santa Clara | CAG5 | Natural Gas Fired Combined Cycle | CA | CC1 | S | Y | X |  |  | 126.1 | 0.85 | 126.1 | 126.1 | 126.1 | N |  |  | OP | X | 8 | 2013 |  |  | N | IPP Non-CHP | 2 | X | NG | [9 empty] | N | N |  | 12H | [23 empty] | N | N | N
2860 | Los Esteros Critical Energy Facility LLC | 55748 | Los Esteros Critical Energy Center | CA | Santa Clara | CTG1 | Natural Gas Fired Combined Cycle | CT | CC1 | S | X | Y |  |  | 45 | 0.85 | 45 | 45 | 23 | N |  |  | OP | X | 2 | 2003 |  |  | N | IPP Non-CHP | 2 | X | NG | [10 empty] | N |  | 1H | [23 empty] | N | N | N
2860 | Los Esteros Critical Energy Facility LLC | 55748 | Los Esteros Critical Energy Center | CA | Santa Clara | CTG2 | Natural Gas Fired Combined Cycle | CT | CC1 | S | X | Y |  |  | 45 | 0.85 | 45 | 45 | 23 | N |  |  | OP | X | 2 | 2003 |  |  | N | IPP Non-CHP | 2 | X | NG | [9 empty] | N | N |  | 1H | [23 empty] | N | N | N
2860 | Los Esteros Critical Energy Facility LLC | 55748 | Los Esteros Critical Energy Center | CA | Santa Clara | CTG3 | Natural Gas Fired Combined Cycle | CT | CC1 | S | X | Y |  |  | 45 | 0.85 | 45 | 45 | 23 | N |  |  | OP | X | 2 | 2003 |  |  | N | IPP Non-CHP | 2 | X | NG | [9 empty] | N | N |  | 1H | [23 empty] | N
2860 | Los Esteros Critical Energy Facility LLC | 55748 | Los Esteros Critical Energy Center | CA | Santa Clara | CTG4 | Natural Gas Fired Combined Cycle | CT | CC1 | S | X | Y |  |  | 45 | 0.85 | 45 | 45 | 23 | N |  |  | OP | X | 2 | 2003 |  |  | N | IPP Non-CHP | 2 | X | NG | [9 empty] | N | N |  | 1H | [23 empty] | N
17412 | County of Sonoma Dept of Trnsp | 55752 | Sonoma Central Landfill Phase I | CA | Sonoma | P-11 | Landfill Gas | IC |  | S | X | X | SNMALF_6_UNITS |  | 0.8 | 0.8 | 0.7 | 0.7 | 0.4 | N |  |  | OP | X | 7 | 1993 |  |  | N | Commercial Non-CHP | 4 | X | LFG | [9 empty] | N | N |  | 1H | [23 empty] | N | N | N
17412 | County of Sonoma Dept of Trnsp | 55752 | Sonoma Central Landfill Phase I | CA | Sonoma | P-12 | Landfill Gas | IC |  | S | X | X | SNMALF_6_UNITS |  | 0.8 | 0.8 | 0.7 | 0.7 | 0.4 | N |  |  | OP | X | 7 | 1993 |  |  | N | Commercial Non-CHP | 4 | X | LFG | [9 empty] | N | N |  | 1H | [23 empty] | N | N | N
17412 | County of Sonoma Dept of Trnsp | 55752 | Sonoma Central Landfill Phase I | CA | Sonoma | P-13 | Landfill Gas | IC |  | S | X | X | SNMALF_6_UNITS |  | 0.8 | 0.8 | 0.7 | 0.7 | 0.4 | N |  |  | OP | X | 7 | 1993 |  |  | N | Commercial Non-CHP | 4 | X | LFG | [9 empty] | N | N |  | 1H | [23 empty] | N | N | N
17412 | County of Sonoma Dept of Trnsp | 55752 | Sonoma Central Landfill Phase I | CA | Sonoma | P-14 | Landfill Gas | IC |  | S | X | X |  |  | 0.8 | 0.8 | 0.7 | 0.7 | 0.4 | N |  |  | OP | X | 7 | 1993 |  |  | N | Commercial Non-CHP | 4 | X | LFG | [9 empty] | N | N |  | 1H | [23 empty] | N
17412 | County of Sonoma Dept of Trnsp | 55753 | Sonoma Central Landfill Phase II | CA | Sonoma | P-21 | Landfill Gas | IC |  | S | X | X |  |  | 0.8 | 0.8 | 0.7 | 0.7 | 0.4 | N |  |  | OP | X | 6 | 1996 |  |  | N | Commercial Non-CHP | 4 | X | LFG | [9 empty] | N | N |  | 1H | [23 empty] | N | N | N
17412 | County of Sonoma Dept of Trnsp | 55753 | Sonoma Central Landfill Phase II | CA | Sonoma | P-22 | Landfill Gas | IC |  | S | X | X |  |  | 0.8 | 0.8 | 0.7 | 0.7 | 0.4 | N |  |  | OP | X | 6 | 1996 |  |  | N | Commercial Non-CHP | 4 | X | LFG | [9 empty] | N | N |  | 1H | [23 empty] | N | N | N
17412 | County of Sonoma Dept of Trnsp | 55753 | Sonoma Central Landfill Phase II | CA | Sonoma | P-23 | Landfill Gas | IC |  | S | X | X |  |  | 0.8 | 0.8 | 0.7 | 0.7 | 0.4 | N |  |  | OP | X | 6 | 1996 |  |  | N | Commercial Non-CHP | 4 | X | LFG | [9 empty] | N | N |  | 1H | [23 empty] | N | N | N
17412 | County of Sonoma Dept of Trnsp | 55753 | Sonoma Central Landfill Phase II | CA | Sonoma | P-24 | Landfill Gas | IC |  | S | X | X |  |  | 0.8 | 0.8 | 0.7 | 0.7 | 0.4 | N |  |  | OP | X | 6 | 1996 |  |  | N | Commercial Non-CHP | 4 | X | LFG | [9 empty] | N | N |  | 1H | [23 empty] | N | N | N
16546 | Sacramento County of Dpt Waste | 55766 | Kiefer Landfill | CA | Sacramento | 361A | Landfill Gas | IC |  | S | X | X |  |  | 3 | 0.8 | 2.8 | 2.8 | 2.5 | N |  |  | OP | X | 12 | 1999 |  |  | N | Commercial Non-CHP | 4 | X | LFG | [9 empty] | N | N |  | 1H | [23 empty] | N | N | N
16546 | Sacramento County of Dpt Waste | 55766 | Kiefer Landfill | CA | Sacramento | 361B | Landfill Gas | IC |  | S | X | X |  |  | 3 | 0.8 | 2.8 | 2.8 | 2.5 | N |  |  | OP | X | 12 | 1999 |  |  | N | Commercial Non-CHP | 4 | X | LFG | [9 empty] | N | N |  | 1H | [23 empty] | N | N | N
16546 | Sacramento County of Dpt Waste | 55766 | Kiefer Landfill | CA | Sacramento | 361C | Landfill Gas | IC |  | S | X | X |  |  | 3 | 0.8 | 2.8 | 2.8 | 2.5 | N |  |  | OP | X | 12 | 1999 |  |  | N | Commercial Non-CHP | 4 | X | LFG | [9 empty] | N | N |  | 1H | [23 empty] | N | N | N
7724 | MRP San Joaquin Energy LLC. | 55807 | Henrietta Peaker | CA | Kings | HPP1 | Natural Gas Fired Combustion Turbine | GT |  | S | X | X | GWFGT1_7_B1 | GWFGT1_7_B1 | 49 | 0.85 | 46.3 | 48.3 | 22 | N |  |  | OP | X | 6 | 2002 |  |  | N | IPP Non-CHP | 2 | X | NG | [9 empty] | N | N |  | 10M | [23 empty] | N | N | N
7724 | MRP San Joaquin Energy LLC. | 55807 | Henrietta Peaker | CA | Kings | HPP2 | Natural Gas Fired Combustion Turbine | GT |  | S | X | X | GWFGT2_7_B1 | GWFGT2_7_B1 | 49 | 0.85 | 46.1 | 47.8 | 22 | N |  |  | OP | X | 6 | 2002 |  |  | N | IPP Non-CHP | 2 | X | NG | [9 empty] | N | N |  | 10M | [23 empty] | N | N | N
3028 | Calpine Gilroy Cogen LP | 55810 | Gilroy Peaking Energy Center | CA | Santa Clara | S3 | Natural Gas Fired Combustion Turbine | GT |  | W | X | X |  |  | 45 | 1 | 45 | 45 | 20 | N |  |  | OP | X | 11 | 2001 |  |  | N | IPP Non-CHP | 2 | X | NG | [9 empty] | N | N |  | 1H | [23 empty] | N | N | N
3028 | Calpine Gilroy Cogen LP | 55810 | Gilroy Peaking Energy Center | CA | Santa Clara | S4 | Natural Gas Fired Combustion Turbine | GT |  | W | X | X |  |  | 45 | 1 | 45 | 45 | 20 | N |  |  | OP | X | 11 | 2001 |  |  | N | IPP Non-CHP | 2 | X | NG | [9 empty] | N | N |  | 1H | [23 empty] | N | N | N
3028 | Calpine Gilroy Cogen LP | 55810 | Gilroy Peaking Energy Center | CA | Santa Clara | S5 | Natural Gas Fired Combustion Turbine | GT |  | W | X | X |  |  | 45 | 1 | 45 | 45 | 20 | N |  |  | OP | X | 2 | 2002 |  |  | N | IPP Non-CHP | 2 | X | NG | [9 empty] | N | N |  | 1H | [23 empty] | N | N | N
2865 | Calpine Corp-King City | 55811 | King City Peaking | CA | Monterey | CTG1 | Natural Gas Fired Combustion Turbine | GT |  | S | X | X |  |  | 47.3 | 0.85 | 44 | 44.5 | 20 | N |  |  | OP | X | 4 | 2002 |  |  | N | IPP Non-CHP | 2 | X | NG | [5 empty] | NG |  |  |  | N | N |  | 1H | [23 empty] | N | N
2867 | Calpine Corp-Yuba City | 55813 | Yuba City Energy Center | CA | Sutter | CTG1 | Natural Gas Fired Combustion Turbine | GT |  | S | X | X |  |  | 47.3 | 0.9 | 45 | 45 | 20 | N |  |  | OP | X | 8 | 2002 |  |  | N | IPP Non-CHP | 2 | X | NG | [9 empty] | N |  |  | 1H | [20 empty] | N |  |  | N | N | N
2867 | Calpine Corp-Yuba City | 55847 | Feather River Energy Center | CA | Sutter | CTG1 | Natural Gas Fired Combustion Turbine | GT |  | S | X | X |  |  | 47 | 0.9 | 45 | 45 | 20 | N |  |  | OP | X | 1 | 2003 |  |  | N | IPP Non-CHP | 2 | X | NG | [9 empty] | N | N |  | 1H | [23 empty] | N | N | N
19676 | Valero Refining Co California | 55851 | Valero Refinery Cogeneration Unit 1 | CA | Solano | GT 1 | Natural Gas Fired Combustion Turbine | GT |  | S | X | X |  |  | 49.9 | 1 | 45.4 | 46.8 | 35 | N |  |  | OP | X | 10 | 2002 |  |  | Y | Industrial CHP | 7 | T | NG | OG | [8 empty] | N |  |  | 12H | [23 empty] | Y | Y | N
49972 | Gilroy Energy Center LLC | 55855 | Wolfskill Energy Center | CA | Solano | CTG1 | Natural Gas Fired Combustion Turbine | GT |  | S | X | X | NP-15 |  | 47 | 0.85 | 45 | 45 | 20 | N |  |  | OP | X | 1 | 2003 |  |  | N | IPP Non-CHP | 2 | X | NG | [5 empty] | NG |  |  |  |  | N |  | 1H | [23 empty] | N | N | N
20323 | Wellhead Services, Inc | 55874 | Panoche Peaker | CA | Fresno | 8 | Natural Gas Fired Combustion Turbine | GT |  | J | X | X |  |  | 56.7 | 0.9 | 56.7 | 56.7 | 35 | N |  |  | OP | X | 8 | 1973 |  |  | N | IPP Non-CHP | 2 | X | NG | [9 empty] | N | N |  | 10M | [23 empty] | N
17412 | County of Sonoma Dept of Trnsp | 55880 | Sonoma Central Landfill Phase III | CA | Sonoma | P-31 | Landfill Gas | IC |  | S | X | X |  |  | 0.8 | 0.8 | 0.7 | 0.7 | 0.4 | N |  |  | OP | X | 7 | 2004 |  |  | N | Commercial Non-CHP | 4 | X | LFG | [9 empty] | N | N |  | 1H | [23 empty] | N | N | N
17412 | County of Sonoma Dept of Trnsp | 55880 | Sonoma Central Landfill Phase III | CA | Sonoma | P-32 | Landfill Gas | IC |  | S | X | X |  |  | 0.8 | 0.8 | 0.7 | 0.7 | 0.4 | N |  |  | OP | X | 7 | 2004 |  |  | N | Commercial Non-CHP | 4 | X | LFG | [9 empty] | N | N |  | 1H | [23 empty] | N | N | N
7724 | MRP San Joaquin Energy LLC. | 55933 | Tracy Combined Cycle Power Plant | CA | San Joaquin | TCC1 | Natural Gas Fired Combined Cycle | CA | CC12 | S | Y | X | SCHLTE_1_PL1X3-APND | SCHLTE_1_PL1X3-APND | 167.3 | 0.85 | 156.2 | 167.3 | 30 | N |  |  | OP | X | 7 | 2012 |  |  | N | IPP Non-CHP | 2 | X | NG | [9 empty] | N | N |  | 12H | [23 empty] | N | N | N
7724 | MRP San Joaquin Energy LLC. | 55933 | Tracy Combined Cycle Power Plant | CA | San Joaquin | TPP1 | Natural Gas Fired Combined Cycle | CT | CC12 | S | X | N | SCHLTE_1_PL1X3-APND | SCHLTE_1_PL1X3-APND | 84.4 | 0.85 | 82.1 | 87.5 | 58 | N |  |  | OP | X | 4 | 2003 |  |  | N | IPP Non-CHP | 2 | X | NG | [9 empty] | N | N |  | 12H | [23 empty] | N | N | N
7724 | MRP San Joaquin Energy LLC. | 55933 | Tracy Combined Cycle Power Plant | CA | San Joaquin | TPP2 | Natural Gas Fired Combined Cycle | CT | CC12 | S | X | N | SCHLTE_1_PL1X3-APND | SCHLTE_1_PL1X3-APND | 84.4 | 0.85 | 81.8 | 87.4 | 58 | N |  |  | OP | X | 4 | 2003 |  |  | N | IPP Non-CHP | 2 | X | NG | [9 empty] | N | N |  | 12H | [23 empty] | N | N | N
4382 | Colton Power LP | 55934 | Century Generating Facility | CA | San Bernardino | C1 | Natural Gas Fired Combustion Turbine | GT |  | S | X | X | CENTRY_6_PL1X4 | SLIC SP15 | 11.2 | 1 | 9.5 | 11 | 6 | N |  |  | OP | X | 9 | 2001 |  |  | N | IPP Non-CHP | 2 | X | NG | [9 empty] | N | N |  | 12H | [23 empty] | N | N | N
4382 | Colton Power LP | 55934 | Century Generating Facility | CA | San Bernardino | C2 | Natural Gas Fired Combustion Turbine | GT |  | S | X | X | CENTRY_6_PL1X4 | SLIC SP15 | 11.2 | 1 | 9.5 | 11 | 6 | N |  |  | OP | X | 9 | 2001 |  |  | N | IPP Non-CHP | 2 | X | NG | [9 empty] | N | N |  | 12H | [23 empty] | N | N | N
4382 | Colton Power LP | 55934 | Century Generating Facility | CA | San Bernardino | C3 | Natural Gas Fired Combustion Turbine | GT |  | S | X | X | CENTRY_6_PL1X4 | SLIC SP15 | 11.2 | 1 | 9.5 | 11 | 6 | N |  |  | OP | X | 9 | 2001 |  |  | N | IPP Non-CHP | 2 | X | NG | [9 empty] | N | N |  | 12H | [23 empty] | N | N | N
4382 | Colton Power LP | 55934 | Century Generating Facility | CA | San Bernardino | C4 | Natural Gas Fired Combustion Turbine | GT |  | S | X | X | CENTRY_6_PL1X4 | SLIC SP15 | 11.2 | 1 | 9.5 | 11 | 6 | N |  |  | OP | X | 9 | 2001 |  |  | N | IPP Non-CHP | 2 | X | NG | [9 empty] | N | N |  | 12H | [23 empty] | N | N | N
4382 | Colton Power LP | 55935 | Drews Generating Facility | CA | San Bernardino | D1 | Natural Gas Fired Combustion Turbine | GT |  | S | X | X | DREWS_6_PL1X4 | SLIC SP15 | 11.2 | 1 | 9.5 | 11 | 6 | N |  |  | OP | X | 8 | 2001 |  |  | N | IPP Non-CHP | 2 | X | NG | [9 empty] | N | N |  | 12H | [23 empty] | N
4382 | Colton Power LP | 55935 | Drews Generating Facility | CA | San Bernardino | D2 | Natural Gas Fired Combustion Turbine | GT |  | S | X | X | DREWS_6_PL1X4 | SLIC SP15 | 11.2 | 1 | 9.5 | 11 | 6 | N |  |  | OP | X | 8 | 2001 |  |  | N | IPP Non-CHP | 2 | X | NG | [9 empty] | N | N |  | 12H | [23 empty] | N
4382 | Colton Power LP | 55935 | Drews Generating Facility | CA | San Bernardino | D3 | Natural Gas Fired Combustion Turbine | GT |  | S | X | X | DREWS_6_PL1X4 | SLIC SP15 | 11.2 | 1 | 9.5 | 11 | 6 | N |  |  | OP | X | 8 | 2001 |  |  | N | IPP Non-CHP | 2 | X | NG | [9 empty] | N | N |  | 12H | [23 empty] | N
4382 | Colton Power LP | 55935 | Drews Generating Facility | CA | San Bernardino | D4 | Natural Gas Fired Combustion Turbine | GT |  | S | X | X | DREWS_6_PL1X4 | SLIC SP15 | 11.2 | 1 | 9.5 | 11 | 6 | N |  |  | OP | X | 8 | 2001 |  |  | N | IPP Non-CHP | 2 | X | NG | [9 empty] | N | N |  | 12H | [23 empty] | N
13989 | California Resources Elk Hills LLC | 55950 | Elk Hills Cogen | CA | Kern | U1 | Natural Gas Fired Combustion Turbine | GT |  | S | X | X |  |  | 23.3 | 0.85 | 23.3 | 24.1 | 14 | N |  |  | SB | N | 11 | 1994 |  |  | Y | Industrial CHP | 7 | T | NG | [9 empty] | N | N |  | 12H | [20 empty] | N |  |  | N | N | N
13989 | California Resources Elk Hills LLC | 55950 | Elk Hills Cogen | CA | Kern | U2 | Natural Gas Fired Combustion Turbine | GT |  | S | X | X |  |  | 23.3 | 0.85 | 23.3 | 24.1 | 14 | N |  |  | SB | N | 11 | 1994 |  |  | Y | Industrial CHP | 7 | T | NG | [9 empty] | N | N |  | 12H | [20 empty] | N |  |  | N | N | N
5532 | E I Colton LLC | 55951 | Agua Mansa Power Plant | CA | San Bernardino | AMP1 | Natural Gas Fired Combustion Turbine | GT |  | W | X | X |  |  | 60.5 | 0.85 | 40 | 43 | 36 | N |  |  | OP | X | 6 | 2003 |  |  | N | Electric Utility | 1 | X | NG | [9 empty] | N | N |  | 1H | [23 empty] | N | N | N
2874 | Gilroy Energy Center for Riverview | 55963 | Riverview Energy Center | CA | Contra Costa | CTG1 | Natural Gas Fired Combustion Turbine | GT |  | S | X | X | NP15 |  | 47 | 0.85 | 46.1 | 46.1 | 20 | N |  |  | OP | X | 5 | 2003 |  |  | N | IPP Non-CHP | 2 | X | NG | [5 empty] | NG |  |  |  | N | N |  | 1H | [20 empty] | N |  |  | N | N | N
16534 | Sacramento Municipal Util Dist | 55970 | Cosumnes | CA | Sacramento | 1 | Natural Gas Fired Combined Cycle | CA | CCC1 | W | N | X |  |  | 190 | 0.85 | 171 | 178.6 | 160 | N |  |  | OP | X | 2 | 2006 |  |  | N | Electric Utility | 1 | X | NG | [9 empty] | N | N |  | 12H | [23 empty] | N | N | N
16534 | Sacramento Municipal Util Dist | 55970 | Cosumnes | CA | Sacramento | 2 | Natural Gas Fired Combined Cycle | CT | CCC1 | W | X | Y |  |  | 196.8 | 0.85 | 185 | 202 | 160 | N | 4 | 2019 | OP | X | 2 | 2006 |  |  | N | Electric Utility | 1 | X | NG | OBG | [8 empty] | N | N |  | 12H | [23 empty] | Y | Y | N
16534 | Sacramento Municipal Util Dist | 55970 | Cosumnes | CA | Sacramento | 3 | Natural Gas Fired Combined Cycle | CT | CCC1 | W | X | Y |  |  | 170 | 0.85 | 189 | 201 | 160 | N |  |  | OP | X | 2 | 2006 |  |  | N | Electric Utility | 1 | X | NG | [9 empty] | N | N |  | 12H | [23 empty] | N | N | N
49899 | CalEnergy Operating Corporation | 55983 | Salton Sea Power LLC - Unit 5 | CA | Imperial | TG51 | Geothermal | ST |  | W | X | X |  |  | 58.3 | 0.9 | 46 | 46 | 2 | N |  |  | OP | X | 4 | 2000 |  |  | N | IPP Non-CHP | 2 | X | GEO | [5 empty] | GEO |  |  |  | N | N |  | 12H | [23 empty] | N
49899 | CalEnergy Operating Corporation | 55984 | CE Turbo LLC | CA | Imperial | TG21 | Geothermal | ST |  | W | X | X |  |  | 11.5 | 0.9 | 10 | 10 | 2 | N |  |  | OP | X | 7 | 2000 |  |  | N | IPP Non-CHP | 2 | X | GEO | [5 empty] | GEO |  |  |  | N | N |  | 12H | [23 empty] | N
16609 | San Diego Gas & Electric Co | 55985 | Palomar Energy | CA | San Diego | CTG1 | Natural Gas Fired Combined Cycle | CT | CC1 | S | X | N | PALOMR_2_PL1X3-APND | PALOMR_2_PL1X3-APND | 165 | 0.85 | 170 | 170.5 | 65 | N |  |  | OP | X | 10 | 2005 |  |  | N | Electric Utility | 1 | X | NG | [9 empty] | N | N |  | 12H | [23 empty] | N | N | N
16609 | San Diego Gas & Electric Co | 55985 | Palomar Energy | CA | San Diego | CTG2 | Natural Gas Fired Combined Cycle | CT | CC1 | S | X | N | PALOMR_2_PL1X3-APND | PALOMR_2_PL1X3-APND | 165 | 0.85 | 170 | 170.5 | 65 | N |  |  | OP | X | 11 | 2005 |  |  | N | Electric Utility | 1 | X | NG | [9 empty] | N | N |  | 12H | [23 empty] | N | N | N
16609 | San Diego Gas & Electric Co | 55985 | Palomar Energy | CA | San Diego | STG | Natural Gas Fired Combined Cycle | CA | CC1 | S | Y | X | PALOMR_2_PL1X3-APND | PALOMR_2_PL1X3-APND | 229 | 0.85 | 222 | 229 | 70 | N |  |  | OP | X | 1 | 2006 |  |  | N | Electric Utility | 1 | X | NG | [9 empty] | N | N |  | 12H | [23 empty] | N | N | N
17058 | Shell Wind Energy Inc. | 56011 | Cabazon Wind Partners | CA | Riverside | V-47 | Onshore Wind Turbine | WT |  | J | X | X |  |  | 41 |  | 41 | 41 | 2.6 | N |  |  | OP | X | 10 | 2002 |  |  | N | IPP Non-CHP | 2 | X | WND | [9 empty] | N | N | 62
17058 | Shell Wind Energy Inc. | 56012 | Whitewater Hill Wind Partners | CA | Riverside | 1 | Onshore Wind Turbine | WT |  | J | X | X |  |  | 61.5 |  | 61.5 | 61.5 | 2.6 | N |  |  | OP | X | 10 | 2002 |  |  | N | IPP Non-CHP | 2 | X | WND | [9 empty] | N | N | 41
16655 | City of Santa Clara - (CA) | 56026 | Donald Von Raesfeld Power Plant | CA | Santa Clara | CTG1 | Natural Gas Fired Combined Cycle | CT | DVR1 | S | X | N | POD_DUANE_1_PL1X3-APND | POD_DUANE_1_PL1X3-APND | 50 | 0.85 | 50 | 50 | 10 | N |  |  | OP | X | 3 | 2005 |  |  | N | Electric Utility | 1 | X | NG | [9 empty] | N | N |  | 12H | [23 empty] | N
16655 | City of Santa Clara - (CA) | 56026 | Donald Von Raesfeld Power Plant | CA | Santa Clara | CTG2 | Natural Gas Fired Combined Cycle | CT | DVR1 | S | X | N | POD_DUANE_1_PL1X3-APND | POD_DUANE_1_PL1X3-APND | 50 | 0.85 | 50 | 50 | 10 | N |  |  | OP | X | 3 | 2005 |  |  | N | Electric Utility | 1 | X | NG | [9 empty] | N | N |  | 12H | [23 empty] | N
16655 | City of Santa Clara - (CA) | 56026 | Donald Von Raesfeld Power Plant | CA | Santa Clara | STG | Natural Gas Fired Combined Cycle | CA | DVR1 | S | Y | X | POD_DUANE_1_PL1X3-APND | POD_DUANE_1_PL1X3-APND | 54 | 0.85 | 47.8 | 47.8 | 13 | N |  |  | OP | X | 3 | 2005 |  |  | N | Electric Utility | 1 | X | NG | [9 empty] | N | N |  | 12H | [23 empty] | N
5571 | East Bay Municipal Util Dist | 56036 | WWTP Power Generation Station | CA | Alameda | GEN1 | Other Waste Biomass | IC |  | S | X | X | OAK C_1_EBMUD |  | 2.2 | 0.8 | 2 | 2 | 1.5 | N |  |  | OP | X | 8 | 1985 |  |  | Y | Commercial CHP | 5 | T | OBG | DFO | [8 empty] | N | N |  | 12H | [23 empty] | Y | Y | N
5571 | East Bay Municipal Util Dist | 56036 | WWTP Power Generation Station | CA | Alameda | GEN2 | Other Waste Biomass | IC |  | S | X | X | OAK C_1_EBMUD |  | 2.2 | 0.8 | 2 | 2 | 1.5 | N |  |  | OP | X | 8 | 1985 |  |  | Y | Commercial CHP | 5 | T | OBG | DFO | [8 empty] | N | N |  | 12H | [23 empty] | Y | Y | N
5571 | East Bay Municipal Util Dist | 56036 | WWTP Power Generation Station | CA | Alameda | GEN3 | Other Waste Biomass | IC |  | S | X | X | OAK C_1_EBMUD |  | 2.2 | 0.8 | 2 | 2 | 1.5 | N |  |  | OP | X | 8 | 1985 |  |  | Y | Commercial CHP | 5 | T | OBG | DFO | [8 empty] | N | N |  | 12H | [23 empty] | Y | Y | N
19798 | City of Vernon | 56039 | H. Gonzales | CA | Los Angeles | G1 | Natural Gas Fired Combustion Turbine | GT |  | S | X | X | VERNON_6_N005 |  | 5.9 | 0.8 | 5.4 | 5.9 | 5.4 | N |  |  | OP | X | 1 | 1987 |  |  | N | Electric Utility | 1 | X | NG | [9 empty] | N | N |  | 10M | [20 empty] | N |  |  | N | N | N
19798 | City of Vernon | 56039 | H. Gonzales | CA | Los Angeles | G2 | Natural Gas Fired Combustion Turbine | GT |  | S | X | X | VERNON_6_N006 |  | 5.9 | 0.8 | 5.4 | 5.9 | 5.4 | N |  |  | OP | X | 1 | 1987 |  |  | N | Electric Utility | 1 | X | NG | [9 empty] | N | N |  | 10M | [20 empty] | N |  |  | N | N | N
29116 | Colorado Energy Management LLC | 56041 | Malburg | CA | Los Angeles | M1 | Natural Gas Fired Combined Cycle | CT | MGS | W | X | N | VERNON_6_MALBERG-APND (CAISO) | VERNON_6_MALBERG-APND (CAISO) | 40 | 0.8 | 44 | 44 | 22 | N |  |  | OP | X | 10 | 2005 |  |  | N | IPP Non-CHP | 2 | X | NG | OBG | [8 empty] | N | N |  | 12H | [23 empty] | N
29116 | Colorado Energy Management LLC | 56041 | Malburg | CA | Los Angeles | M2 | Natural Gas Fired Combined Cycle | CT | MGS | W | X | N |  |  | 40 | 0.8 | 44 | 44 | 22 | N |  |  | OP | X | 10 | 2005 |  |  | N | IPP Non-CHP | 2 | X | NG | OBG | [8 empty] | N | N |  | 12H | [23 empty] | N
29116 | Colorado Energy Management LLC | 56041 | Malburg | CA | Los Angeles | M3 | Natural Gas Fired Combined Cycle | CA | MGS | W | Y | X |  |  | 50 | 0.85 | 51 | 51 | 13 | N |  |  | OP | X | 10 | 2005 |  |  | N | IPP Non-CHP | 2 | X | NG | OBG | [8 empty] | N | N |  | 12H | [23 empty] | N
2507 | City of Burbank Water and Power | 56046 | Magnolia Power Project | CA | Los Angeles | 1 | Natural Gas Fired Combined Cycle | CT | CC1 | W | X | N |  |  | 198.9 | 0.85 | 161 | 165 | 57 | N |  |  | OP | X | 9 | 2005 |  |  | N | Electric Utility | 1 | X | NG | [9 empty] | N | N |  | 12H | [23 empty] | N | N | N
2507 | City of Burbank Water and Power | 56046 | Magnolia Power Project | CA | Los Angeles | 2 | Natural Gas Fired Combined Cycle | CA | CC1 | W | Y | X |  |  | 188.7 | 0.85 | 140 | 140 | 60 | N |  |  | OP | X | 9 | 2005 |  |  | N | Electric Utility | 1 | X | NG | [5 empty] | NG |  |  |  | N | N |  | 12H | [23 empty] | N | N | N
18986 | THUMS Long Beach Company | 56051 | THUMS | CA | Los Angeles | GEN1 | Natural Gas Fired Combustion Turbine | GT |  | S | X | X |  |  | 57.4 | 0.85 | 45 | 45 | 10 | N |  |  | OP | X | 1 | 2003 |  |  | N | Industrial Non-CHP | 6 | X | NG | [9 empty] | N | N |  | 1H | [23 empty] | N | N | N
8565 | FPLE High Winds, LLC | 56075 | High Winds LLC | CA | Solano | 1 | Onshore Wind Turbine | WT |  | W | X | X |  |  | 145.8 |  | 145.8 | 145.8 | 8.1 | N |  |  | OP | X | 7 | 2003 |  |  | N | IPP Non-CHP | 2 | X | WND | [9 empty] | N | N | 81 | [24 empty] | N
8565 | FPLE High Winds, LLC | 56075 | High Winds LLC | CA | Solano | 2 | Onshore Wind Turbine | WT |  | S | X | X |  |  | 16.2 |  | 16.2 | 16.2 | 1.1 | N |  |  | OP | X | 12 | 2003 |  |  | N | IPP Non-CHP | 2 | X | WND | [9 empty] | N | N | 9 | [24 empty] | N
19281 | Turlock Irrigation District | 56078 | Walnut Energy Center | CA | Stanislaus | 1 | Natural Gas Fired Combined Cycle | CT | WEC | S | X | N |  |  | 94.9 | 0.85 | 84 | 84 | 42 | N |  |  | OP | X | 2 | 2006 |  |  | N | Electric Utility | 1 | X | NG | [9 empty] | N |  |  | 12H | [23 empty] | N
19281 | Turlock Irrigation District | 56078 | Walnut Energy Center | CA | Stanislaus | 2 | Natural Gas Fired Combined Cycle | CT | WEC | S | X | N |  |  | 94.9 | 0.85 | 84 | 84 | 42 | N |  |  | OP | X | 2 | 2006 |  |  | N | Electric Utility | 1 | X | NG | [9 empty] | N |  |  | 12H | [23 empty] | N
19281 | Turlock Irrigation District | 56078 | Walnut Energy Center | CA | Stanislaus | 3 | Natural Gas Fired Combined Cycle | CA | WEC | S | N | X |  |  | 110.8 | 0.85 | 101 | 101 | 38 | N |  |  | OP | X | 2 | 2006 |  |  | N | Electric Utility | 1 | X | NG | [9 empty] | N |  |  | 12H | [23 empty] | N
16657 | San Jose/Santa Clara Water P C | 56080 | SJ/SC WPCP | CA | Santa Clara | EG1 | Natural Gas Internal Combustion Engine | IC |  | S | X | X |  |  | 2.8 | 0.92 | 2.8 | 2.8 | 2 | N |  |  | OP | X | 11 | 1995 | 6 | 2021 | Y | Commercial CHP | 5 | T | NG | OBG | DFO | [7 empty] | N | N |  | 1H | [23 empty] | Y | Y | Y
16657 | San Jose/Santa Clara Water P C | 56080 | SJ/SC WPCP | CA | Santa Clara | EG2 | Natural Gas Internal Combustion Engine | IC |  | S | X | X |  |  | 2.8 | 0.92 | 2.8 | 2.8 | 2 | N |  |  | OP | X | 7 | 1985 | 6 | 2021 | Y | Commercial CHP | 5 | T | NG | OBG | [8 empty] | N | N |  | 1H | [23 empty] | Y | Y | N
16657 | San Jose/Santa Clara Water P C | 56080 | SJ/SC WPCP | CA | Santa Clara | EG3 | Natural Gas Internal Combustion Engine | IC |  | S | X | X |  |  | 2.8 | 0.92 | 2.8 | 2.8 | 2 | N |  |  | OP | X | 7 | 1985 | 6 | 2021 | Y | Commercial CHP | 5 | T | NG | OBG | [8 empty] | N | N |  | 1H |  |  |  |  | N | [18 empty] | Y | Y | N
16657 | San Jose/Santa Clara Water P C | 56080 | SJ/SC WPCP | CA | Santa Clara | EG4 | Other Waste Biomass | IC |  | S | X | X |  |  | 3.5 | 0.8 | 3.2 | 3.2 | 1.8 | N |  |  | OP | X | 10 | 2020 |  |  | Y | Commercial CHP | 5 | X | OBG | NG | [8 empty] | N | N |  | 1H | [23 empty] | Y | Y | N
16657 | San Jose/Santa Clara Water P C | 56080 | SJ/SC WPCP | CA | Santa Clara | EG5 | Other Waste Biomass | IC |  | S | X | X |  |  | 3.5 | 0.8 | 3.2 | 3.2 | 1.8 | N |  |  | OP | X | 10 | 2020 |  |  | N | Commercial CHP | 5 | X | OBG | NG | [8 empty] | N | N |  | 1H | [23 empty] | Y | Y | N
16657 | San Jose/Santa Clara Water P C | 56080 | SJ/SC WPCP | CA | Santa Clara | EG6 | Other Waste Biomass | IC |  | S | X | X |  |  | 3.5 | 0.8 | 3.2 | 3.2 | 1.8 | N |  |  | OP | X | 10 | 2020 |  |  | N | Commercial CHP | 5 | X | OBG | NG | [8 empty] | N | N |  | 1H | [23 empty] | Y | Y | N
16657 | San Jose/Santa Clara Water P C | 56080 | SJ/SC WPCP | CA | Santa Clara | EG7 | Other Waste Biomass | IC |  | S | X | X |  |  | 3.5 | 0.8 | 3.2 | 3.2 | 1.8 | N |  |  | OP | X | 10 | 2020 |  |  | N | Commercial CHP | 5 | X | OBG | NG | [8 empty] | N | N |  | 1H | [23 empty] | Y | Y | N
61143 | Bridge Energy LLC | 56090 | Blacksand Generating Facility | CA | Orange | D182 | Other Gases | GT |  | S | X | X |  |  | 4 | 0.8 | 2.5 | 2.5 | 2.1 | N |  |  | OP | X | 6 | 2000 |  |  | N | Industrial Non-CHP | 6 | X | OG | [5 empty] | OG |  |  |  | N | N |  | 1H | [20 empty] | N |  |  | N | N | N
61143 | Bridge Energy LLC | 56090 | Blacksand Generating Facility | CA | Orange | D189 | Other Gases | GT |  | S | X | X |  |  | 3.7 | 0.8 | 3 | 3 | 2.1 | N |  |  | OP | X | 11 | 2000 |  |  | N | Industrial Non-CHP | 6 | X | OG | [5 empty] | OG |  |  |  | N | N |  | 1H | [20 empty] | N |  |  | N | N | N
61143 | Bridge Energy LLC | 56090 | Blacksand Generating Facility | CA | Orange | D190 | Other Gases | GT |  | S | X | X |  |  | 0.3 | 1 | 0.3 | 0.3 | 0.3 | N |  |  | OP | X | 9 | 2012 |  |  | N | Industrial Non-CHP | 6 | X | OG | [5 empty] | OG |  |  |  | N | N |  | 10M | [20 empty] | N |  |  | N | N | N
15399 | Avangrid Renewables LLC | 56112 | Mountain View III | CA | Riverside | V47 | Onshore Wind Turbine | WT |  | S | X | X |  |  | 22.4 |  | 22.4 | 22.4 | 0 | N |  |  | OP | X | 12 | 2003 |  |  | N | IPP Non-CHP | 2 | X | WND | [10 empty] | N | 34 | [21 empty] | N |  |  | N
30076 | Calleguas Mun Water District | 56125 | Springville Hydroelectric | CA | Ventura | 4152 | Conventional Hydroelectric | HY |  | S | X | X |  |  | 1 | 1 | 1 | 1 | 0.4 | N |  |  | OP | X | 3 | 1994 |  |  | N | IPP Non-CHP | 2 | X | WAT | [9 empty] | N | N |  | 1H | [20 empty] | N |  |  | N
55934 | City of Stockton MUD | 56134 | Regional Wastewater Control Facility | CA | San Joaquin | 0101 | Other Waste Biomass | IC |  | S | X | X |  |  | 1 | 1 | 1 | 1 | 0.8 | N |  |  | OP | X | 11 | 2000 |  |  | Y | Commercial CHP | 5 | T | OBG | NG | [8 empty] | N | N |  | 10M | [23 empty] | Y | Y | N
55934 | City of Stockton MUD | 56134 | Regional Wastewater Control Facility | CA | San Joaquin | 0301 | Other Waste Biomass | IC |  | S | X | X |  |  | 1 | 1 | 1 | 1 | 0.8 | N |  |  | OA | X | 11 | 2000 |  |  | Y | Commercial CHP | 5 | T | OBG | NG | [8 empty] | N | N |  | 10M | [23 empty] | Y | N | N
55934 | City of Stockton MUD | 56134 | Regional Wastewater Control Facility | CA | San Joaquin | 0401 | Other Waste Biomass | IC |  | S | X | X |  |  | 1 | 1 | 1 | 1 | 0.8 | N |  |  | OP | X | 11 | 2000 |  |  | Y | Commercial CHP | 5 | T | OBG | NG | [8 empty] | N | N |  | 10M | [23 empty] | Y | Y | N
55934 | City of Stockton MUD | 56134 | Regional Wastewater Control Facility | CA | San Joaquin | 0501 | Petroleum Liquids | IC |  | S | X | X |  |  | 1.8 | 1 | 1 | 1 | 0.8 | N |  |  | SB | Y | 11 | 2000 |  |  | Y | Commercial CHP | 5 | T | DFO | [9 empty] | N | N |  | 10M | [23 empty] | N
12745 | Modesto Irrigation District | 56135 | Ripon Generation Station | CA | San Joaquin | 1 | Natural Gas Fired Combustion Turbine | GT |  | S | X | X |  |  | 60.5 | 0.85 | 50 | 50 | 20 | N |  |  | OP | X | 6 | 2006 |  |  | N | Electric Utility | 1 | X | NG | [5 empty] | NG |  |  |  | N | N |  | 1H | [23 empty] | N | N | N
12745 | Modesto Irrigation District | 56135 | Ripon Generation Station | CA | San Joaquin | 2 | Natural Gas Fired Combustion Turbine | GT |  | S | X | X |  |  | 60.5 | 0.85 | 50 | 50 | 20 | N |  |  | OP | X | 6 | 2006 |  |  | N | Electric Utility | 1 | X | NG | [5 empty] | NG |  |  |  | N | N |  | 1H | [23 empty] | N | N | N
16088 | City of Riverside - (CA) | 56143 | Riverside Energy Resource Center | CA | Riverside | 1 | Natural Gas Fired Combustion Turbine | GT |  | S | X | X | POD_RVSIDE_6_RERCU1-APND | POD_RVSIDE_6_RERC1-APND | 50 | 0.9 | 50 | 50 | 20 | N |  |  | OP | X | 6 | 2006 |  |  | N | Electric Utility | 1 | X | NG | [5 empty] | NG |  |  |  | N | N |  | 10M | [23 empty] | N | N | N
16088 | City of Riverside - (CA) | 56143 | Riverside Energy Resource Center | CA | Riverside | 2 | Natural Gas Fired Combustion Turbine | GT |  | S | X | X | POD_RVSIDE_6_RERCU2-APND | POD_RVSIDE_6_RERCU2-APND | 50 | 0.9 | 50 | 50 | 20 | N |  |  | OP | X | 7 | 2006 |  |  | N | Electric Utility | 1 | X | NG | [5 empty] | NG |  |  |  | N | N |  | 10M | [23 empty] | N | N | N
16088 | City of Riverside - (CA) | 56143 | Riverside Energy Resource Center | CA | Riverside | 3 | Natural Gas Fired Combustion Turbine | GT |  | S | X | X | RERCU3_7_GN001 | RERCU3_7_GN001 | 48 | 0.9 | 48 | 48 | 20 | N |  |  | OP | X | 4 | 2011 |  |  | N | Electric Utility | 1 | X | NG | [5 empty] | NG |  |  |  | N | N |  | 10M | [23 empty] | N | N | N
16088 | City of Riverside - (CA) | 56143 | Riverside Energy Resource Center | CA | Riverside | 4 | Natural Gas Fired Combustion Turbine | GT |  | S | X | X | RERCU4_7_GN001 | RERCU4_7_GN001 | 48 | 0.9 | 48 | 48 | 20 | N |  |  | OP | X | 4 | 2011 |  |  | N | Electric Utility | 1 | X | NG | [5 empty] | NG |  |  |  | N | N |  | 10M | [23 empty] | N | N | N
16088 | City of Riverside - (CA) | 56144 | Springs Generating Station | CA | Riverside | 1 | Natural Gas Fired Combustion Turbine | GT |  | S | X | X | RVSIDE_6_SPRING-APND | RVSIDE_6_SPRING-APND | 10 | 0.8 | 10 | 10 | 8 | N |  |  | OP | X | 7 | 2002 |  |  | N | Electric Utility | 1 | X | NG | [5 empty] | NG |  |  |  | N | N |  | 12H | [23 empty] | N | N | N
16088 | City of Riverside - (CA) | 56144 | Springs Generating Station | CA | Riverside | 2 | Natural Gas Fired Combustion Turbine | GT |  | S | X | X | RVSIDE_6_SPRING-APND | RVSIDE_6_SPRING-APND | 10 | 0.8 | 10 | 10 | 8 | N |  |  | OP | X | 7 | 2002 |  |  | N | Electric Utility | 1 | X | NG | [5 empty] | NG |  |  |  | N | N |  | 12H | [23 empty] | N | N | N
16088 | City of Riverside - (CA) | 56144 | Springs Generating Station | CA | Riverside | 3 | Natural Gas Fired Combustion Turbine | GT |  | S | X | X | RVSIDE_6_SPRING-APND | RVSIDE_6_SPRING-APND | 10 | 0.8 | 10 | 10 | 8 | N |  |  | OP | X | 7 | 2002 |  |  | N | Electric Utility | 1 | X | NG | [5 empty] | NG |  |  |  | N | N |  | 12H | [23 empty] | N | N | N
16088 | City of Riverside - (CA) | 56144 | Springs Generating Station | CA | Riverside | 4 | Natural Gas Fired Combustion Turbine | GT |  | S | X | X | RVSIDE_6_SPRING-APND | RVSIDE_6_SPRING-APND | 10 | 0.8 | 10 | 10 | 8 | N |  |  | OP | X | 7 | 2002 |  |  | N | Electric Utility | 1 | X | NG | [5 empty] | NG |  |  |  | N | N |  | 12H | [23 empty] | N | N | N
55784 | California Power Holdings LLC | 56184 | Red Bluff | CA | Tehama | IC1 | Natural Gas Internal Combustion Engine | IC |  | S | X | X |  |  | 2.9 | 0.8 | 2.8 | 2.8 | 1.2 | N |  |  | OP | X | 8 | 2001 |  |  | N | IPP Non-CHP | 2 | X | NG | [9 empty] | N | N |  | 10M | [23 empty] | N | N | N
55784 | California Power Holdings LLC | 56184 | Red Bluff | CA | Tehama | IC10 | Natural Gas Internal Combustion Engine | IC |  | S | X | X |  |  | 2.9 | 0.8 | 2.8 | 2.8 | 1.2 | N |  |  | OP | X | 8 | 2001 |  |  | N | IPP Non-CHP | 2 | X | NG | [9 empty] | N |  |  | 10M | [23 empty] | N | N | N
55784 | California Power Holdings LLC | 56184 | Red Bluff | CA | Tehama | IC11 | Natural Gas Internal Combustion Engine | IC |  | S | X | X |  |  | 2.9 | 0.8 | 2.8 | 2.8 | 1.2 | N |  |  | OP | X | 8 | 2001 |  |  | N | IPP Non-CHP | 2 | X | NG | [9 empty] | N |  |  | 10M | [23 empty] | N | N | N
55784 | California Power Holdings LLC | 56184 | Red Bluff | CA | Tehama | IC12 | Natural Gas Internal Combustion Engine | IC |  | S | X | X |  |  | 2.9 | 0.8 | 2.8 | 2.8 | 1.2 | N |  |  | OP | X | 8 | 2001 |  |  | N | IPP Non-CHP | 2 | X | NG | [9 empty] | N |  |  | 10M | [23 empty] | N | N | N
55784 | California Power Holdings LLC | 56184 | Red Bluff | CA | Tehama | IC13 | Natural Gas Internal Combustion Engine | IC |  | S | X | X |  |  | 2.9 | 0.8 | 2.8 | 2.8 | 1.2 | N |  |  | OP | X | 8 | 2001 |  |  | N | IPP Non-CHP | 2 | X | NG | [9 empty] | N |  |  | 10M | [23 empty] | N | N | N
55784 | California Power Holdings LLC | 56184 | Red Bluff | CA | Tehama | IC14 | Natural Gas Internal Combustion Engine | IC |  | S | X | X |  |  | 2.9 | 0.8 | 2.8 | 2.8 | 1.2 | N |  |  | OP | X | 8 | 2001 |  |  | N | IPP Non-CHP | 2 | X | NG | [9 empty] | N |  |  | 10M | [23 empty] | N | N | N
55784 | California Power Holdings LLC | 56184 | Red Bluff | CA | Tehama | IC15 | Natural Gas Internal Combustion Engine | IC |  | S | X | X |  |  | 2.9 | 0.8 | 2.8 | 2.8 | 1.2 | N |  |  | OP | X | 8 | 2001 |  |  | N | IPP Non-CHP | 2 | X | NG | [9 empty] | N |  |  | 10M | [23 empty] | N | N | N
55784 | California Power Holdings LLC | 56184 | Red Bluff | CA | Tehama | IC16 | Natural Gas Internal Combustion Engine | IC |  | S | X | X |  |  | 2.9 | 0.8 | 2.8 | 2.8 | 1.2 | N |  |  | OP | X | 8 | 2001 |  |  | N | IPP Non-CHP | 2 | X | NG | [9 empty] | N |  |  | 10M | [23 empty] | N | N | N
55784 | California Power Holdings LLC | 56184 | Red Bluff | CA | Tehama | IC2 | Natural Gas Internal Combustion Engine | IC |  | S | X | X |  |  | 2.9 | 0.8 | 2.8 | 2.8 | 1.2 | N |  |  | OP | X | 8 | 2001 |  |  | N | IPP Non-CHP | 2 | X | NG | [9 empty] | N |  |  | 10M | [23 empty] | N | N | N
55784 | California Power Holdings LLC | 56184 | Red Bluff | CA | Tehama | IC3 | Natural Gas Internal Combustion Engine | IC |  | S | X | X |  |  | 2.9 | 0.8 | 2.8 | 2.8 | 1.2 | N |  |  | OP | X | 8 | 2001 |  |  | N | IPP Non-CHP | 2 | X | NG | [9 empty] | N |  |  | 10M | [23 empty] | N | N | N
55784 | California Power Holdings LLC | 56184 | Red Bluff | CA | Tehama | IC4 | Natural Gas Internal Combustion Engine | IC |  | S | X | X |  |  | 2.9 | 0.8 | 2.8 | 2.8 | 1.2 | N |  |  | OP | X | 8 | 2001 |  |  | N | IPP Non-CHP | 2 | X | NG | [9 empty] | N |  |  | 10M | [23 empty] | N | N | N
55784 | California Power Holdings LLC | 56184 | Red Bluff | CA | Tehama | IC5 | Natural Gas Internal Combustion Engine | IC |  | S | X | X |  |  | 2.9 | 0.8 | 2.8 | 2.8 | 1.2 | N |  |  | OP | X | 8 | 2001 |  |  | N | IPP Non-CHP | 2 | X | NG | [9 empty] | N |  |  | 10M | [23 empty] | N | N | N
55784 | California Power Holdings LLC | 56184 | Red Bluff | CA | Tehama | IC6 | Natural Gas Internal Combustion Engine | IC |  | S | X | X |  |  | 2.9 | 0.8 | 2.8 | 2.8 | 1.2 | N |  |  | OP | X | 8 | 2001 |  |  | N | IPP Non-CHP | 2 | X | NG | [9 empty] | N |  |  | 10M | [23 empty] | N | N | N
55784 | California Power Holdings LLC | 56184 | Red Bluff | CA | Tehama | IC7 | Natural Gas Internal Combustion Engine | IC |  | S | X | X |  |  | 2.9 | 0.8 | 2.8 | 2.8 | 1.2 | N |  |  | OP | X | 8 | 2001 |  |  | N | IPP Non-CHP | 2 | X | NG | [9 empty] | N |  |  | 10M | [23 empty] | N | N | N
55784 | California Power Holdings LLC | 56184 | Red Bluff | CA | Tehama | IC8 | Natural Gas Internal Combustion Engine | IC |  | S | X | X |  |  | 2.9 | 0.8 | 2.8 | 2.8 | 1.2 | N |  |  | OP | X | 8 | 2001 |  |  | N | IPP Non-CHP | 2 | X | NG | [9 empty] | N |  |  | 10M | [23 empty] | N | N | N
55784 | California Power Holdings LLC | 56184 | Red Bluff | CA | Tehama | IC9 | Natural Gas Internal Combustion Engine | IC |  | S | X | X |  |  | 2.9 | 0.8 | 2.8 | 2.8 | 1.2 | N |  |  | OP | X | 8 | 2001 |  |  | N | IPP Non-CHP | 2 | X | NG | [9 empty] | N |  |  | 10M | [23 empty] | N | N | N
55784 | California Power Holdings LLC | 56185 | Chowchilla II | CA | Madera | IC1 | Natural Gas Internal Combustion Engine | IC |  | S | X | X |  |  | 3.1 | 0.8 | 3.1 | 3.1 | 2.1 | N |  |  | OP | X | 6 | 2001 |  |  | N | IPP Non-CHP | 2 | X | NG | [9 empty] | N |  |  | 10M | [23 empty] | N
55784 | California Power Holdings LLC | 56185 | Chowchilla II | CA | Madera | IC10 | Natural Gas Internal Combustion Engine | IC |  | S | X | X |  |  | 3.1 | 0.8 | 3.1 | 3.1 | 2.1 | N |  |  | OP | X | 6 | 2001 |  |  | N | IPP Non-CHP | 2 | X | NG | [9 empty] | N |  |  | 10M | [23 empty] | N
55784 | California Power Holdings LLC | 56185 | Chowchilla II | CA | Madera | IC11 | Natural Gas Internal Combustion Engine | IC |  | S | X | X |  |  | 3.1 | 0.8 | 3.1 | 3.1 | 2.1 | N |  |  | OP | X | 6 | 2001 |  |  | N | IPP Non-CHP | 2 | X | NG | [9 empty] | N |  |  | 10M | [23 empty] | N
55784 | California Power Holdings LLC | 56185 | Chowchilla II | CA | Madera | IC12 | Natural Gas Internal Combustion Engine | IC |  | S | X | X |  |  | 3.1 | 0.8 | 3.1 | 3.1 | 2.1 | N |  |  | OP | X | 6 | 2001 |  |  | N | IPP Non-CHP | 2 | X | NG | [9 empty] | N |  |  | 10M | [23 empty] | N
55784 | California Power Holdings LLC | 56185 | Chowchilla II | CA | Madera | IC13 | Natural Gas Internal Combustion Engine | IC |  | S | X | X |  |  | 3.1 | 0.8 | 3.1 | 3.1 | 2.1 | N |  |  | OP | X | 6 | 2001 |  |  | N | IPP Non-CHP | 2 | X | NG | [9 empty] | N |  |  | 10M | [23 empty] | N
55784 | California Power Holdings LLC | 56185 | Chowchilla II | CA | Madera | IC14 | Natural Gas Internal Combustion Engine | IC |  | S | X | X |  |  | 3.1 | 0.8 | 3.1 | 3.1 | 2.1 | N |  |  | OP | X | 6 | 2001 |  |  | N | IPP Non-CHP | 2 | X | NG | [9 empty] | N |  |  | 10M | [23 empty] | N
55784 | California Power Holdings LLC | 56185 | Chowchilla II | CA | Madera | IC15 | Natural Gas Internal Combustion Engine | IC |  | S | X | X |  |  | 3.1 | 0.8 | 3.1 | 3.1 | 2.1 | N |  |  | OP | X | 6 | 2001 |  |  | N | IPP Non-CHP | 2 | X | NG | [9 empty] | N |  |  | 10M | [23 empty] | N
55784 | California Power Holdings LLC | 56185 | Chowchilla II | CA | Madera | IC16 | Natural Gas Internal Combustion Engine | IC |  | S | X | X |  |  | 3.1 | 0.8 | 3.1 | 3.1 | 2.1 | N |  |  | OP | X | 6 | 2001 |  |  | N | IPP Non-CHP | 2 | X | NG | [9 empty] | N |  |  | 10M | [23 empty] | N
55784 | California Power Holdings LLC | 56185 | Chowchilla II | CA | Madera | IC2 | Natural Gas Internal Combustion Engine | IC |  | S | X | X |  |  | 3.1 | 0.8 | 3.1 | 3.1 | 2.1 | N |  |  | OP | X | 6 | 2001 |  |  | N | IPP Non-CHP | 2 | X | NG | [9 empty] | N |  |  | 10M | [23 empty] | N
55784 | California Power Holdings LLC | 56185 | Chowchilla II | CA | Madera | IC3 | Natural Gas Internal Combustion Engine | IC |  | S | X | X |  |  | 3.1 | 0.8 | 3.1 | 3.1 | 2.1 | N |  |  | OP | X | 6 | 2001 |  |  | N | IPP Non-CHP | 2 | X | NG | [9 empty] | N |  |  | 10M | [23 empty] | N
55784 | California Power Holdings LLC | 56185 | Chowchilla II | CA | Madera | IC4 | Natural Gas Internal Combustion Engine | IC |  | S | X | X |  |  | 3.1 | 0.8 | 3.1 | 3.1 | 2.1 | N |  |  | OP | X | 6 | 2001 |  |  | N | IPP Non-CHP | 2 | X | NG | [9 empty] | N |  |  | 10M | [23 empty] | N
55784 | California Power Holdings LLC | 56185 | Chowchilla II | CA | Madera | IC5 | Natural Gas Internal Combustion Engine | IC |  | S | X | X |  |  | 3.1 | 0.8 | 3.1 | 3.1 | 2.1 | N |  |  | OP | X | 6 | 2001 |  |  | N | IPP Non-CHP | 2 | X | NG | [9 empty] | N |  |  | 10M | [23 empty] | N
55784 | California Power Holdings LLC | 56185 | Chowchilla II | CA | Madera | IC6 | Natural Gas Internal Combustion Engine | IC |  | S | X | X |  |  | 3.1 | 0.8 | 3.1 | 3.1 | 2.1 | N |  |  | OP | X | 6 | 2001 |  |  | N | IPP Non-CHP | 2 | X | NG | [9 empty] | N |  |  | 10M | [23 empty] | N
55784 | California Power Holdings LLC | 56185 | Chowchilla II | CA | Madera | IC7 | Natural Gas Internal Combustion Engine | IC |  | S | X | X |  |  | 3.1 | 0.8 | 3.1 | 3.1 | 2.1 | N |  |  | OP | X | 6 | 2001 |  |  | N | IPP Non-CHP | 2 | X | NG | [9 empty] | N |  |  | 10M | [23 empty] | N
55784 | California Power Holdings LLC | 56185 | Chowchilla II | CA | Madera | IC8 | Natural Gas Internal Combustion Engine | IC |  | S | X | X |  |  | 3.1 | 0.8 | 3.1 | 3.1 | 2.1 | N |  |  | OP | X | 6 | 2001 |  |  | N | IPP Non-CHP | 2 | X | NG | [9 empty] | N |  |  | 10M | [23 empty] | N
55784 | California Power Holdings LLC | 56185 | Chowchilla II | CA | Madera | IC9 | Natural Gas Internal Combustion Engine | IC |  | S | X | X |  |  | 3.1 | 0.8 | 3.1 | 3.1 | 2.1 | N |  |  | OP | X | 6 | 2001 |  |  | N | IPP Non-CHP | 2 | X | NG | [9 empty] | N |  |  | 10M | [23 empty] | N
16609 | San Diego Gas & Electric Co | 56232 | Miramar Energy Facility | CA | San Diego | 1 | Natural Gas Fired Combustion Turbine | GT |  | S | X | X | MIRAMREF_7_B1 | MIRAMREF_7_B1 | 53 | 0.85 | 47 | 47 | 45 | N |  |  | OP | X | 6 | 2005 |  |  | N | Electric Utility | 1 | X | NG | [9 empty] | N | N |  | 10M | [23 empty] | N | N | N
16609 | San Diego Gas & Electric Co | 56232 | Miramar Energy Facility | CA | San Diego | 2 | Natural Gas Fired Combustion Turbine | GT |  | S | X | X | MRGT_6_NODE1 | MRGT_6_NODE1 | 53 | 0.85 | 47 | 47 | 45 | N |  |  | OP | X | 8 | 2009 |  |  | N | Electric Utility | 1 | X | NG | [9 empty] | N | N |  | 10M | [23 empty] | N | N | N
59527 | CalPeak Power, LLC | 56239 | Malaga Power LLC | CA | Fresno | GT-1 | Natural Gas Fired Combustion Turbine | GT |  | W | X | X | MALAGA_1_CTG1 | MALAGA_1_CTG1 | 60.5 | 0.85 | 48 | 48 | 46 | N |  |  | OP | X | 9 | 2005 |  |  | N | IPP Non-CHP | 2 | X | NG | [9 empty] | N | N |  | 10M | [23 empty] | N | N
59527 | CalPeak Power, LLC | 56239 | Malaga Power LLC | CA | Fresno | GT-2 | Natural Gas Fired Combustion Turbine | GT |  | W | X | X | MALAGA_1_CTG2 | MALAGA_1_CTG2 | 60.5 | 0.85 | 48 | 48 | 46 | N |  |  | OP | X | 9 | 2005 |  |  | N | IPP Non-CHP | 2 | X | NG | [9 empty] | N | N |  | 10M | [23 empty] | N | N
61728 | GlidePath Power Operations LLC | 56271 | Diablo Winds LLC | CA | Alameda | VEST | Onshore Wind Turbine | WT |  | S | X | X |  |  | 18 |  | 18 | 18 | 0 | N |  |  | OP | X | 12 | 2004 |  |  | N | IPP Non-CHP | 2 | X | WND | [9 empty] | N |  | 31 |  |  |  |  | N | [19 empty] | N
56899 | Wind Stream Operations LLC | 56275 | Helzel & Schwarzhoff 86 | CA | Kern | WGNS | Onshore Wind Turbine | WT |  | S | X | X |  |  | 2.4 |  | 2.4 | 2.4 | 2 | N |  |  | OP | X | 12 | 1986 |  |  | N | IPP Non-CHP | 2 | X | WND | [9 empty] | N | N | 27
56899 | Wind Stream Operations LLC | 56276 | ZCO | CA | Kern | WGNS | Onshore Wind Turbine | WT |  | S | X | X |  |  | 1.6 |  | 1.6 | 1.6 | 0 | N |  |  | OP | X | 12 | 1985 |  |  | N | IPP Non-CHP | 2 | X | WND | [9 empty] | N | N | 10 | [24 empty] | N
50045 | Phillips 66 Company | 56284 | Santa Maria EPG | CA | San Luis Obispo | EPG | Other Gases | ST |  | S | X | X |  |  | 5.5 | 0.85 | 5.3 | 5.3 | 2 | N |  |  | OP | X | 12 | 1995 | 12 | 2022 | N | Industrial Non-CHP | 6 | X | OG | NG |  |  |  |  | OG | NG |  |  | N | N | 0 | 12H | [20 empty] | N |  |  | Y | Y | N
50123 | Leeward Asset Management, LLC | 56295 | Kumeyaay Wind | CA | San Diego | 1 | Onshore Wind Turbine | WT |  | W | X | X |  |  | 50 |  | 50 | 50 | 0 | N |  |  | OP | X | 12 | 2005 |  |  | N | IPP Non-CHP | 2 | X | WND | [9 empty] | N |  | 25 | [24 empty] | N
16295 | City of Roseville - (CA) | 56298 | Roseville Energy Park | CA | Placer | 0001 | Natural Gas Fired Combined Cycle | CT | A101 | S | X | N |  |  | 40 | 0.8 | 38 | 42 | 23 | N |  |  | OP | X | 11 | 2007 |  |  | N | Electric Utility | 1 | X | NG | [12 empty] | 1H | [23 empty] | N | N | N
16295 | City of Roseville - (CA) | 56298 | Roseville Energy Park | CA | Placer | 0002 | Natural Gas Fired Combined Cycle | CT | A101 | S | X | N |  |  | 40 | 0.8 | 38 | 42 | 23 | N |  |  | OP | X | 11 | 2007 |  |  | N | Electric Utility | 1 | X | NG | [12 empty] | 1H | [23 empty] | N | N | N
16295 | City of Roseville - (CA) | 56298 | Roseville Energy Park | CA | Placer | 0003 | Natural Gas Fired Combined Cycle | CA | A101 | S | Y | X |  |  | 85 | 0.85 | 75 | 78 | 23 | N |  |  | OP | X | 11 | 2007 |  |  | N | Electric Utility | 1 | X | NG | [12 empty] | 1H | [23 empty] | N | N | N
2770 | Terra-Gen Operating Co-Wind | 56302 | Oasis Wind | CA | Kern | 1 | Onshore Wind Turbine | WT |  | S | X | X |  |  | 59 |  | 59 | 59 | 0 | N |  |  | OP | X | 12 | 2004 |  |  | N | IPP Non-CHP | 2 | X | WND | [11 empty] | 59
17612 | Bear Valley Electric Service | 56346 | Bear Valley Power Plant | CA | San Bernardino | ICE1 | Natural Gas Internal Combustion Engine | IC |  | S | X | X |  |  | 1.2 | 1 | 1.2 | 1.2 | 1.2 | N |  |  | OP | X | 1 | 2005 |  |  | N | Electric Utility | 1 | X | NG | [9 empty] | N | N |  | 10M | [20 empty] | N |  |  | N
17612 | Bear Valley Electric Service | 56346 | Bear Valley Power Plant | CA | San Bernardino | ICE2 | Natural Gas Internal Combustion Engine | IC |  | S | X | X |  |  | 1.2 | 1 | 1.2 | 1.2 | 1.2 | N |  |  | OP | X | 1 | 2005 |  |  | N | Electric Utility | 1 | X | NG | [9 empty] | N | N |  | 10M | [20 empty] | N |  |  | N
17612 | Bear Valley Electric Service | 56346 | Bear Valley Power Plant | CA | San Bernardino | ICE3 | Natural Gas Internal Combustion Engine | IC |  | S | X | X |  |  | 1.2 | 1 | 1.2 | 1.2 | 1.2 | N |  |  | OP | X | 1 | 2005 |  |  | N | Electric Utility | 1 | X | NG | [9 empty] | N | N |  | 10M | [20 empty] | N |  |  | N
17612 | Bear Valley Electric Service | 56346 | Bear Valley Power Plant | CA | San Bernardino | ICE4 | Natural Gas Internal Combustion Engine | IC |  | S | X | X |  |  | 1.2 | 1 | 1.2 | 1.2 | 1.2 | N |  |  | OP | X | 1 | 2005 |  |  | N | Electric Utility | 1 | X | NG | [9 empty] | N | N |  | 10M | [23 empty] | N
17612 | Bear Valley Electric Service | 56346 | Bear Valley Power Plant | CA | San Bernardino | ICE5 | Natural Gas Internal Combustion Engine | IC |  | S | X | X |  |  | 1.2 | 1 | 1.2 | 1.2 | 1.2 | N |  |  | OP | X | 1 | 2005 |  |  | N | Electric Utility | 1 | X | NG | [9 empty] | N | N |  | 10M | [20 empty] | N |  |  | N
17612 | Bear Valley Electric Service | 56346 | Bear Valley Power Plant | CA | San Bernardino | ICE6 | Natural Gas Internal Combustion Engine | IC |  | S | X | X |  |  | 1.2 | 1 | 1.2 | 1.2 | 1.2 | N |  |  | OP | X | 1 | 2005 |  |  | N | Electric Utility | 1 | X | NG | [9 empty] | N | N |  | 10M | [20 empty] | N |  |  | N
17612 | Bear Valley Electric Service | 56346 | Bear Valley Power Plant | CA | San Bernardino | ICE7 | Natural Gas Internal Combustion Engine | IC |  | S | X | X |  |  | 1.2 | 1 | 1.2 | 1.2 | 1.2 | N |  |  | OP | X | 1 | 2005 |  |  | N | Electric Utility | 1 | X | NG | [9 empty] | N | N |  | 10M | [20 empty] | N |  |  | N
16088 | City of Riverside - (CA) | 56356 | Clearwater Power Plant | CA | Riverside | CT1 | Natural Gas Fired Combined Cycle | CT | CC1 | S | X | Y | CORONS_6_CLRWTR-APND | CORONS_6_CLRWTR-APND | 41 | 0.85 | 21 | 21 | 15 | N |  |  | OP | X | 3 | 2005 |  |  | Y | Electric Utility | 1 | T | NG | [5 empty] | NG |  |  |  | N | N |  | 12H | [23 empty] | N | N | N
16088 | City of Riverside - (CA) | 56356 | Clearwater Power Plant | CA | Riverside | ST1 | Natural Gas Fired Combined Cycle | CA | CC1 | S | N | X | CORONS_6_CLRWTR-APND | CORONS_6_CLRWTR-APND | 8 | 0.8 | 7 | 7 | 5 | N |  |  | OP | X | 3 | 2005 |  |  | Y | Electric Utility | 1 | T | NG | [9 empty] | N | N |  | 12H | [23 empty] | N | N | N
15399 | Avangrid Renewables LLC | 56362 | Shiloh I Wind Project | CA | Solano | 1 | Onshore Wind Turbine | WT |  | S | X | X |  |  | 150 |  | 150 | 150 | 0 | N |  |  | OP | X | 5 | 2006 |  |  | N | IPP Non-CHP | 2 | X | WND | [10 empty] | N | 100 | [21 empty] | N |  |  | N
54814 | AMERESCO Santa Cruz Energy LLC | 56428 | Ameresco Santa Cruz Energy | CA | Santa Cruz | Unit1 | Landfill Gas | IC |  | S | X | X |  |  | 1 | 1 | 1 | 1 | 0.5 | N |  |  | OP | X | 1 | 2006 |  |  | N | IPP Non-CHP | 2 | X | LFG | [9 empty] | N | N |  | 10M | [23 empty] | N | N | N
54814 | AMERESCO Santa Cruz Energy LLC | 56428 | Ameresco Santa Cruz Energy | CA | Santa Cruz | Unit2 | Landfill Gas | IC |  | S | X | X |  |  | 1 | 1 | 1 | 1 | 0.5 | N |  |  | OP | X | 1 | 2006 |  |  | N | IPP Non-CHP | 2 | X | LFG | [9 empty] | N | N |  | 10M | [23 empty] | N | N | N
54814 | AMERESCO Santa Cruz Energy LLC | 56428 | Ameresco Santa Cruz Energy | CA | Santa Cruz | Unit3 | Landfill Gas | IC |  | S | X | X |  |  | 1 | 1 | 1 | 1 | 0.5 | N |  |  | OP | X | 1 | 2006 |  |  | N | IPP Non-CHP | 2 | X | LFG | [9 empty] | N | N |  | 10M | [23 empty] | N | N | N
11208 | Los Angeles Department of Water & Power | 56433 | Pine Tree Wind Power Project | CA | Kern | 1 | Onshore Wind Turbine | WT |  | S | X | X | none | none | 135 |  | 135 | 135 | 0 | N |  |  | OP | X | 6 | 2009 |  |  | N | Electric Utility | 1 | X | WND | [9 empty] | N | N | 90 | [21 empty] | N |  |  | N
50123 | Leeward Asset Management, LLC | 56446 | Buena Vista Energy LLC | CA | Contra Costa | 1 | Onshore Wind Turbine | WT |  | W | X | X |  |  | 38 |  | 38 | 38 | 0 | N |  |  | OP | X | 12 | 2006 |  |  | N | IPP Non-CHP | 2 | X | WND | [11 empty] | 38 | [24 empty] | N
54890 | Russell City Energy Company LLC | 56467 | Russell City Energy Center | CA | Alameda | CTG1 | Natural Gas Fired Combined Cycle | CT | CC1 | S | X | N |  |  | 200 | 0.9 | 185 | 200 | 117 | N |  |  | OP | X | 8 | 2013 |  |  | N | IPP Non-CHP | 2 | X | NG | [5 empty] | NG |  |  |  | N | N |  | 12H | [23 empty] | N | N | N
54890 | Russell City Energy Company LLC | 56467 | Russell City Energy Center | CA | Alameda | CTG2 | Natural Gas Fired Combined Cycle | CT | CC1 | S | X | N |  |  | 200 | 0.9 | 185 | 200 | 117 | N |  |  | OP | X | 8 | 2013 |  |  | N | IPP Non-CHP | 2 | X | NG | [5 empty] | NG |  |  |  | N | N |  | 12H | [23 empty] | N | N | N
54890 | Russell City Energy Company LLC | 56467 | Russell City Energy Center | CA | Alameda | STG1 | Natural Gas Fired Combined Cycle | CA | CC1 | S | Y | X |  |  | 255 | 0.9 | 245 | 248 | 65 | N |  |  | OP | X | 8 | 2013 |  |  | N | IPP Non-CHP | 2 | X | NG | [5 empty] | NG |  |  |  | N | N |  | 12H | [23 empty] | N | N | N
54894 | Roseburg Forest Products | 56469 | Roseburg Forest Products Biomass | CA | Siskiyou | 1 | Wood/Wood Waste Biomass | ST |  | S | X | X |  |  | 13.4 | 1 | 9 | 9 | 5 | N |  |  | OP | X | 12 | 2010 |  |  | Y | Industrial CHP | 7 | T | WDS | [5 empty] | WDS |  |  |  | N | N | 0 | OVER | [20 empty] | N |  |  | N | N | N
17609 | Southern California Edison Co | 56471 | McGrath Peaker | CA | Ventura | 1 | Natural Gas Fired Combustion Turbine | GT |  | S | X | X |  |  | 49.8 | 0.85 | 49 | 49 | 45.9 | N |  |  | OP | X | 11 | 2012 |  |  | N | Electric Utility | 1 | X | NG | [9 empty] | N |  |  | 10M | [23 empty] | N
17609 | Southern California Edison Co | 56472 | Grapeland Hybrid | CA | San Bernardino | 1 | Natural Gas Fired Combustion Turbine | GT |  | S | X | X |  |  | 49.8 | 0.85 | 46 | 46 | 1 | N |  |  | OP | X | 9 | 2007 |  |  | N | Electric Utility | 1 | X | NG | [9 empty] | N | N |  | 10M | [23 empty] | N
17609 | Southern California Edison Co | 56472 | Grapeland Hybrid | CA | San Bernardino | BA1 | Batteries | BA |  | S | X | X |  |  | 10 | 0.95 | 10 | 10 | 1 | N |  |  | OP | X | 12 | 2016 |  |  | N | Electric Utility | 1 | X | MWH | [9 empty] | N |  |  | 10M | [23 empty] | N | N
17609 | Southern California Edison Co | 56473 | Mira Loma Peaker | CA | San Bernardino | 1 | Natural Gas Fired Combustion Turbine | GT |  | S | X | X |  |  | 49.8 | 0.85 | 49 | 49 | 45.9 | N |  |  | OP | X | 9 | 2007 |  |  | N | Electric Utility | 1 | X | NG | [9 empty] | N |  |  | 10M | [23 empty] | N
17609 | Southern California Edison Co | 56474 | Barre Peaker | CA | Orange | 1 | Natural Gas Fired Combustion Turbine | GT |  | S | X | X |  |  | 49.8 | 0.85 | 49 | 49 | 46.9 | N |  |  | OP | X | 9 | 2007 |  |  | N | Electric Utility | 1 | X | NG | [9 empty] | N |  |  | 10M | [23 empty] | N
17609 | Southern California Edison Co | 56475 | Center Hybrid | CA | LOS ANGELES | 1 | Natural Gas Fired Combustion Turbine | GT |  | S | X | X |  |  | 49.8 | 0.85 | 47 | 47 | 1 | N |  |  | OP | X | 9 | 2007 |  |  | N | Electric Utility | 1 | X | NG | [9 empty] | N | N |  | 10M | [23 empty] | N
17609 | Southern California Edison Co | 56475 | Center Hybrid | CA | LOS ANGELES | BA1 | Batteries | BA |  | S | X | X |  |  | 10 | 0.95 | 10 | 10 | 1 | N |  |  | OP | X | 12 | 2016 |  |  | N | Electric Utility | 1 | X | MWH | [9 empty] | N |  |  | 10M | [23 empty] | N | N
14328 | Pacific Gas & Electric Co. | 56476 | Gateway Generating Station | CA | Contra Costa | A | Natural Gas Fired Combined Cycle | CT | CC1 | S | X | N | GATWAY_2_PL1X3-APND | GATWAY_2_PL1X3-APND | 203.2 | 0.85 | 177 | 181.4 | 75 | N |  |  | OP | X | 1 | 2009 |  |  | N | Electric Utility | 1 | X | NG | [9 empty] | N |  |  | 12H | [23 empty] | N | N | N
14328 | Pacific Gas & Electric Co. | 56476 | Gateway Generating Station | CA | Contra Costa | B | Natural Gas Fired Combined Cycle | CT | CC1 | S | X | N | GATWAY_2_PL1X3-APND | GATWAY_2_PL1X3-APND | 203.2 | 0.85 | 177 | 181.4 | 75 | N |  |  | OP | X | 1 | 2009 |  |  | N | Electric Utility | 1 | X | NG | [9 empty] | N |  |  | 12H | [23 empty] | N | N | N
14328 | Pacific Gas & Electric Co. | 56476 | Gateway Generating Station | CA | Contra Costa | C | Natural Gas Fired Combined Cycle | CA | CC1 | S | Y | X | GATWAY_2_PL1X3-APND | GATWAY_2_PL1X3-APND | 213.3 | 0.85 | 209.4 | 223 | 55 | N |  |  | OP | X | 1 | 2009 |  |  | N | Electric Utility | 1 | X | NG | [9 empty] | N |  |  | 12H | [23 empty] | N | N | N
14328 | Pacific Gas & Electric Co. | 56532 | Colusa Generating Station | CA | Colusa | A | Natural Gas Fired Combined Cycle | CT | CC1 | S | X | Y | COLUSA_2_PL1X3-APND | COLUSA_2_PL1X3-APND | 181.5 | 0.85 | 167 | 181 | 110 | N |  |  | OP | X | 12 | 2010 |  |  | N | Electric Utility | 1 | X | NG | [9 empty] | N |  |  | 12H | [23 empty] | N | N | N
14328 | Pacific Gas & Electric Co. | 56532 | Colusa Generating Station | CA | Colusa | B | Natural Gas Fired Combined Cycle | CT | CC1 | S | X | Y | COLUSA_2_PL1X3-APND | COLUSA_2_PL1X3-APND | 181.5 | 0.85 | 167 | 181 | 110 | N |  |  | OP | X | 12 | 2010 |  |  | N | Electric Utility | 1 | X | NG | [9 empty] | N |  |  | 12H | [23 empty] | N | N | N
14328 | Pacific Gas & Electric Co. | 56532 | Colusa Generating Station | CA | Colusa | C | Natural Gas Fired Combined Cycle | CA | CC1 | S | Y | X | COLUSA_2_PL1X3-APND | COLUSA_2_PL1X3-APND | 349.4 | 0.85 | 306 | 306 | 40 | N |  |  | OP | X | 12 | 2010 |  |  | N | Electric Utility | 1 | X | NG | [9 empty] | N |  |  | 12H | [23 empty] | N | N | N
9216 | Imperial Irrigation District | 56569 | Niland Gas Turbine Plant | CA | Imperial | 1 | Natural Gas Fired Combustion Turbine | GT |  | S | X | X |  |  | 60.5 | 0.85 | 43 | 45.1 | 15 | N |  |  | OP | X | 6 | 2008 |  |  | N | Electric Utility | 1 | X | NG | [9 empty] | N | N |  | 1H | [23 empty] | N | N | N
9216 | Imperial Irrigation District | 56569 | Niland Gas Turbine Plant | CA | Imperial | 2 | Natural Gas Fired Combustion Turbine | GT |  | S | X | X |  |  | 60.5 | 0.85 | 43.9 | 45.8 | 15 | N |  |  | OP | X | 6 | 2008 |  |  | N | Electric Utility | 1 | X | NG | [9 empty] | N | N |  | 1H | [23 empty] | N | N | N
2770 | Terra-Gen Operating Co-Wind | 56570 | Terra-Gen VG Wind LLC | CA | Kern | WGNS | Onshore Wind Turbine | WT |  | W | X | X |  |  | 7.4 |  | 7.4 | 7.4 | 0 | N |  |  | OP | X | 1 | 1984 |  |  | N | IPP Non-CHP | 2 | X | WND | [9 empty] | N | N | 10
27075 | San Diego County Water Auth | 56615 | Rancho Penasquitos | CA | San Diego | G100 | Conventional Hydroelectric | HY |  | S | X | X | CCRITA | CCRITA | 4.6 | 0.9 | 4.4 | 4.2 | 2.8 | N |  |  | OP | X | 1 | 2007 |  |  | N | IPP Non-CHP | 2 | X | WAT | [9 empty] | N | N |  | 10M | [15 empty] | HY | WAT | 4.2 | 6 | 2022 | N |  |  | N
59527 | CalPeak Power, LLC | 56639 | Midway Peaking LLC | CA | Fresno | 1 | Natural Gas Fired Combustion Turbine | GT |  | W | X | X | PNCHPP_1_CTG1 | PNCHPP_1_CTG1 | 69.9 | 0.85 | 55.6 | 60 | 23.9 | N |  |  | OP | X | 5 | 2009 |  |  | N | IPP Non-CHP | 2 | X | NG | [9 empty] | N | N |  | 10M | [23 empty] | N | N | N
59527 | CalPeak Power, LLC | 56639 | Midway Peaking LLC | CA | Fresno | 2 | Natural Gas Fired Combustion Turbine | GT |  | W | X | X | PNCHPP_1_CTG2 | PNCHPP_1_CTG2 | 69.9 | 0.85 | 55.6 | 60 | 23.9 | N |  |  | OP | X | 5 | 2009 |  |  | N | IPP Non-CHP | 2 | X | NG | [9 empty] | N | N |  | 10M | [23 empty] | N | N | N
56545 | Pattern Operators LP | 56654 | Hatchet Ridge Wind Project | CA | Shasta | 1 | Onshore Wind Turbine | WT |  | W | X | X |  |  | 101.2 |  | 101.2 | 101.2 | 101.2 | N |  |  | OP | X | 12 | 2010 |  |  | N | IPP Non-CHP | 2 | X | WND | [10 empty] | N | 44
55953 | Ampersand Chowchilla Biomass LLC | 56706 | Ampersand Chowchilla Biomass LLC | CA | Madera | AMPC | Wood/Wood Waste Biomass | ST |  | S | X | X | NP15 | NP15 | 12.5 | 0.85 | 10.5 | 10.5 | 8 | N |  |  | OP | X | 5 | 2008 |  |  | N | IPP Non-CHP | 2 | X | WDS | [5 empty] | NG |  |  |  | N | N |  | 12H | N |  |  |  | N | [18 empty] | N | N | N
55952 | Merced Power LLC | 56707 | El Nido Facility | CA | Merced | AMPC | Wood/Wood Waste Biomass | ST |  | S | X | X | NP15 | NP15 | 12.5 | 0.85 | 10.5 | 10.5 | 8 | N |  |  | OP | X | 8 | 2008 |  |  | N | IPP Non-CHP | 2 | X | WDS | [5 empty] | PG |  |  |  | N | N |  | 12H | [23 empty] | N | N | N
55961 | CalRenew-1 LLC | 56768 | CalRenew-1 | CA | Fresno | CR1 | Solar Photovoltaic | PV |  | S | X | X |  |  | 5 |  | 5 | 5 |  | N |  |  | OP | X | 4 | 2010 |  |  | N | IPP Non-CHP | 2 | X | SUN | [9 empty] | N
15399 | Avangrid Renewables LLC | 56791 | Dillon Wind LLC | CA | Riverside | 1 | Onshore Wind Turbine | WT |  | S | X | X |  |  | 45 |  | 45 | 45 | 0 | N |  |  | OP | X | 4 | 2008 |  |  | N | IPP Non-CHP | 2 | X | WND | [9 empty] | N | N | 45
56019 | Panoche Energy Center, LLC | 56803 | Panoche Energy Center | CA | Fresno | 1 | Natural Gas Fired Combustion Turbine | GT |  | S | X | X |  |  | 108 | 0.9 | 97 | 103 | 50 | N |  |  | OP | X | 6 | 2009 |  |  | N | IPP Non-CHP | 2 | X | NG | [5 empty] | NG |  |  |  | N | N |  | 10M | [23 empty] | N | N | N
56019 | Panoche Energy Center, LLC | 56803 | Panoche Energy Center | CA | Fresno | 2 | Natural Gas Fired Combustion Turbine | GT |  | S | X | X |  |  | 108 | 0.9 | 97 | 103 | 50 | N |  |  | OP | X | 7 | 2009 |  |  | N | IPP Non-CHP | 2 | X | NG | [5 empty] | NG |  |  |  | N | N |  | 10M | [23 empty] | N | N | N
56019 | Panoche Energy Center, LLC | 56803 | Panoche Energy Center | CA | Fresno | 3 | Natural Gas Fired Combustion Turbine | GT |  | S | X | X |  |  | 108 | 0.9 | 97 | 103 | 50 | N |  |  | OP | X | 6 | 2009 |  |  | N | IPP Non-CHP | 2 | X | NG | [5 empty] | NG |  |  |  | N | N |  | 10M | [23 empty] | N | N | N
56019 | Panoche Energy Center, LLC | 56803 | Panoche Energy Center | CA | Fresno | 4 | Natural Gas Fired Combustion Turbine | GT |  | S | X | X |  |  | 108 | 0.9 | 97 | 103 | 50 | N |  |  | OP | X | 7 | 2009 |  |  | N | IPP Non-CHP | 2 | X | NG | [5 empty] | NG |  |  |  | N | N |  | 10M | [23 empty] | N | N | N
56028 | MMA Fresno Power LP | 56813 | CSU Fresno Solar Project | CA | Fresno | 1 | Solar Photovoltaic | PV |  | S | X | X |  |  | 0.5 |  | 0.5 | 0.5 |  | N |  |  | OP | X | 12 | 2007 |  |  | N | IPP Non-CHP | 2 | X | SUN | [9 empty] | N | N | [25 empty] | N
56028 | MMA Fresno Power LP | 56813 | CSU Fresno Solar Project | CA | Fresno | 2 | Solar Photovoltaic | PV |  | S | X | X |  |  | 0.5 |  | 0.5 | 0.5 |  | N |  |  | OP | X | 12 | 2007 |  |  | N | IPP Non-CHP | 2 | X | SUN | [9 empty] | N | N | 0 | [24 empty] | N
56027 | MMA LA Power LP | 56814 | ELACC Photovoltaic Power Facility | CA | Los Angeles | PV1 | Solar Photovoltaic | PV |  | S | X | X |  |  | 0.5 |  | 0.4 | 0.3 |  | N |  |  | OP | X | 5 | 2008 |  |  | N | IPP Non-CHP | 2 | X | SUN | [9 empty] | N
56027 | MMA LA Power LP | 56814 | ELACC Photovoltaic Power Facility | CA | Los Angeles | PV2 | Solar Photovoltaic | PV |  | S | X | X |  |  | 0.5 |  | 0.4 | 0.3 |  | N |  |  | OP | X | 5 | 2008 |  |  | N | IPP Non-CHP | 2 | X | SUN | [9 empty] | N
34691 | Ormat Nevada Inc | 56832 | North Brawley Geothermal Plant | CA | Imperial | GE1 | Geothermal | BT |  | S | X | X |  |  | 16 | 0.8 | 10.7 | 16 | 10 | N |  |  | OP | X | 10 | 2009 |  |  | N | IPP Non-CHP | 2 | X | GEO | [12 empty] | OVER | [23 empty] | N
34691 | Ormat Nevada Inc | 56832 | North Brawley Geothermal Plant | CA | Imperial | GE2 | Geothermal | BT |  | S | X | X |  |  | 16 | 0.8 | 10.7 | 16 | 10 | N |  |  | OP | X | 10 | 2009 |  |  | N | IPP Non-CHP | 2 | X | GEO | [12 empty] | OVER | [23 empty] | N
34691 | Ormat Nevada Inc | 56832 | North Brawley Geothermal Plant | CA | Imperial | GE3 | Geothermal | BT |  | S | X | X |  |  | 16 | 0.8 | 10.7 | 16 | 10 | N |  |  | OP | X | 10 | 2009 |  |  | N | IPP Non-CHP | 2 | X | GEO | [12 empty] | OVER | [23 empty] | N
34691 | Ormat Nevada Inc | 56832 | North Brawley Geothermal Plant | CA | Imperial | GE4 | Geothermal | BT |  | S | X | X |  |  | 16 | 0.8 | 10.7 | 16 | 10 | N |  |  | OP | X | 10 | 2009 |  |  | N | IPP Non-CHP | 2 | X | GEO | [12 empty] | OVER
34691 | Ormat Nevada Inc | 56832 | North Brawley Geothermal Plant | CA | Imperial | GE5 | Geothermal | BT |  | S | X | X |  |  | 16 | 0.8 | 10.7 | 16 | 10 | N |  |  | OP | X | 10 | 2009 |  |  | N | IPP Non-CHP | 2 | X | GEO | [12 empty] | OVER
56105 | MMA WBF Power LP | 56862 | Bolthouse S&P and Rowen Farms Solar | CA | Los Angeles | 1 | Solar Photovoltaic | PV |  | S | X | X |  |  | 0.3 |  | 0.3 | 0.3 |  | N |  |  | OP | X | 11 | 2008 |  |  | N | IPP Non-CHP | 2 | X | SUN | [36 empty] | N
56105 | MMA WBF Power LP | 56862 | Bolthouse S&P and Rowen Farms Solar | CA | Los Angeles | 2 | Solar Photovoltaic | PV |  | S | X | X |  |  | 0.3 |  | 0.3 | 0.3 |  | N |  |  | OP | X | 11 | 2008 |  |  | N | IPP Non-CHP | 2 | X | SUN | [36 empty] | N
56105 | MMA WBF Power LP | 56862 | Bolthouse S&P and Rowen Farms Solar | CA | Los Angeles | 3 | Solar Photovoltaic | PV |  | S | X | X |  |  | 0.3 |  | 0.3 | 0.3 |  | N |  |  | OP | X | 11 | 2008 |  |  | N | IPP Non-CHP | 2 | X | SUN | [11 empty] | 0 | [24 empty] | N
56105 | MMA WBF Power LP | 56862 | Bolthouse S&P and Rowen Farms Solar | CA | Los Angeles | 4 | Solar Photovoltaic | PV |  | S | X | X |  |  | 0.3 |  | 0.3 | 0.3 |  | N |  |  | OP | X | 11 | 2008 |  |  | N | IPP Non-CHP | 2 | X | SUN | [36 empty] | N
57170 | EDF Renewable Asset Holdings, Inc. | 56874 | Shiloh Wind Project 2 LLC | CA | Solano | TBD | Onshore Wind Turbine | WT |  | S | X | X |  |  | 150 |  | 150 | 150 | 0 | N |  |  | OP | X | 1 | 2009 |  |  | N | IPP Non-CHP | 2 | X | WND | [11 empty] | 75
57170 | EDF Renewable Asset Holdings, Inc. | 56875 | Sacramento Soleil LLC | CA | Sacramento | TBD | Solar Photovoltaic | PV |  | S | X | X |  |  | 1 |  | 1 | 1 |  | N |  |  | OP | X | 8 | 2008 |  |  | N | IPP Non-CHP | 2 | X | SUN
56101 | AMERESCO Ox Mountain Energy LLC | 56895 | Ameresco Ox Mountain | CA | San Mateo | 1 | Landfill Gas | IC |  | S | X | X |  |  | 1.9 | 1 | 1.8 | 1.8 | 0.9 | N |  |  | OP | X | 12 | 2008 |  |  | N | IPP Non-CHP | 2 | X | LFG | [9 empty] | N | N |  | 10M | [23 empty] | N | N | N
56101 | AMERESCO Ox Mountain Energy LLC | 56895 | Ameresco Ox Mountain | CA | San Mateo | 2 | Landfill Gas | IC |  | S | X | X |  |  | 1.9 | 1 | 1.8 | 1.8 | 0.9 | N |  |  | OP | X | 12 | 2008 |  |  | N | IPP Non-CHP | 2 | X | LFG | [9 empty] | N | N |  | 10M | [23 empty] | N | N | N
56101 | AMERESCO Ox Mountain Energy LLC | 56895 | Ameresco Ox Mountain | CA | San Mateo | 3 | Landfill Gas | IC |  | S | X | X |  |  | 1.9 | 1 | 1.8 | 1.8 | 0.9 | N |  |  | OP | X | 12 | 2008 |  |  | N | IPP Non-CHP | 2 | X | LFG | [9 empty] | N | N |  | 10M | [23 empty] | N | N | N
56101 | AMERESCO Ox Mountain Energy LLC | 56895 | Ameresco Ox Mountain | CA | San Mateo | 4 | Landfill Gas | IC |  | S | X | X |  |  | 1.9 | 1 | 1.8 | 1.8 | 0.9 | N |  |  | OP | X | 12 | 2008 |  |  | N | IPP Non-CHP | 2 | X | LFG | [9 empty] | N | N |  | 10M | [23 empty] | N | N | N
56101 | AMERESCO Ox Mountain Energy LLC | 56895 | Ameresco Ox Mountain | CA | San Mateo | 5 | Landfill Gas | IC |  | S | X | X |  |  | 1.9 | 1 | 1.8 | 1.8 | 0.9 | N |  |  | OP | X | 12 | 2008 |  |  | N | IPP Non-CHP | 2 | X | LFG | [9 empty] | N | N |  | 10M | [23 empty] | N | N | N
56101 | AMERESCO Ox Mountain Energy LLC | 56895 | Ameresco Ox Mountain | CA | San Mateo | 6 | Landfill Gas | IC |  | S | X | X |  |  | 1.9 | 1 | 1.8 | 1.8 | 0.9 | N |  |  | OP | X | 12 | 2008 |  |  | N | IPP Non-CHP | 2 | X | LFG | [9 empty] | N | N |  | 10M | [23 empty] | N | N | N
56103 | AMERESCO Keller Canyon LLC | 56897 | Ameresco Keller Canyon | CA | Contra Costa | 1 | Landfill Gas | IC |  | S | X | X |  |  | 1.9 | 1 | 1.8 | 1.8 | 0.9 | N |  |  | OP | X | 7 | 2009 |  |  | N | IPP Non-CHP | 2 | X | LFG | [9 empty] | N | N |  | 10M | [23 empty] | N | N | N
56103 | AMERESCO Keller Canyon LLC | 56897 | Ameresco Keller Canyon | CA | Contra Costa | 2 | Landfill Gas | IC |  | S | X | X |  |  | 1.9 | 1 | 1.8 | 1.8 | 0.9 | N |  |  | OP | X | 7 | 2009 |  |  | N | IPP Non-CHP | 2 | X | LFG | [9 empty] | N | N |  | 10M | [23 empty] | N | N | N
56104 | AMERESCO Chiquita Canyon LLC | 56898 | Ameresco Chiquita Canyon | CA | Los Angeles | 1 | Landfill Gas | GT |  | S | X | X |  |  | 4.6 | 1 | 4 | 4 | 1 | N |  |  | OP | X | 11 | 2010 |  |  | N | IPP Non-CHP | 2 | X | LFG | [9 empty] | N | N |  | 10M | [23 empty] | N | N | N
56104 | AMERESCO Chiquita Canyon LLC | 56898 | Ameresco Chiquita Canyon | CA | Los Angeles | 2 | Landfill Gas | GT |  | S | X | X |  |  | 4.6 | 1 | 4 | 4 | 1 | N |  |  | OP | X | 11 | 2010 |  |  | N | IPP Non-CHP | 2 | X | LFG | [9 empty] | N | N |  | 10M | [23 empty] | N | N | N
61944 | Goldman Sachs Renewable Power Group | 56909 | Gap Pacific Distribution Center | CA | Fresno | 1 | Solar Photovoltaic | PV |  | S | X | X |  |  | 0.3 |  | 0.3 | 0.3 |  | N |  |  | OP | X | 10 | 2008 |  |  | N | Commercial Non-CHP | 4 | X | SUN | [11 empty] | 0 | [24 empty] | N
61944 | Goldman Sachs Renewable Power Group | 56909 | Gap Pacific Distribution Center | CA | Fresno | 2 | Solar Photovoltaic | PV |  | S | X | X |  |  | 0.3 |  | 0.3 | 0.3 |  | N |  |  | OP | X | 10 | 2008 |  |  | N | Commercial Non-CHP | 4 | X | SUN | [36 empty] | N
61944 | Goldman Sachs Renewable Power Group | 56909 | Gap Pacific Distribution Center | CA | Fresno | 3 | Solar Photovoltaic | PV |  | S | X | X |  |  | 0.3 |  | 0.3 | 0.3 |  | N |  |  | OP | X | 10 | 2008 |  |  | N | Commercial Non-CHP | 4 | X | SUN | [11 empty] | 0 | [24 empty] | N
61944 | Goldman Sachs Renewable Power Group | 56909 | Gap Pacific Distribution Center | CA | Fresno | 4 | Solar Photovoltaic | PV |  | S | X | X |  |  | 0.3 |  | 0.3 | 0.3 |  | N |  |  | OP | X | 10 | 2008 |  |  | N | Commercial Non-CHP | 4 | X | SUN
56127 | Orange Grove Energy LP | 56914 | Orange Grove Peaking Facility | CA | San Diego | CTG1 | Natural Gas Fired Combustion Turbine | GT |  | S | X | X | OGROVE_6_PL1X2-APND | OGROVE_6_PL1X2-APND | 59 | 0.85 | 49.1 | 49.1 | 0 | N |  |  | OP | X | 6 | 2010 |  |  | N | IPP Non-CHP | 2 | X | NG | [9 empty] | N | N |  | 10M | [23 empty] | N | N | N
56127 | Orange Grove Energy LP | 56914 | Orange Grove Peaking Facility | CA | San Diego | CTG2 | Natural Gas Fired Combustion Turbine | GT |  | S | X | X |  |  | 59 | 0.85 | 49.1 | 49.1 | 0 | N |  |  | OP | X | 6 | 2010 |  |  | N | IPP Non-CHP | 2 | X | NG | [9 empty] | N | N |  | 10M | [23 empty] | N | N | N
56167 | Imperial Valley Solar, LLC | 56917 | Imperial Valley Solar, LLC | CA | Imperial | 1 | Solar Photovoltaic | PV |  | S | X | X |  |  | 101 |  | 101 | 101 |  | N |  |  | OP | X | 11 | 2013 |  |  | N | IPP Non-CHP | 2 | X | SUN
56167 | Imperial Valley Solar, LLC | 56917 | Imperial Valley Solar, LLC | CA | Imperial | 1A | Solar Photovoltaic | PV |  | S | X | X |  |  | 64.6 |  | 64.6 | 64.6 |  | N |  |  | OP | X | 12 | 2013 |  |  | N | IPP Non-CHP | 2 | X | SUN
56167 | Imperial Valley Solar, LLC | 56917 | Imperial Valley Solar, LLC | CA | Imperial | 1B | Solar Photovoltaic | PV |  | S | X | X |  |  | 34.3 |  | 34.3 | 34.3 |  | N |  |  | OP | X | 3 | 2014 |  |  | N | IPP Non-CHP | 2 | X | SUN | [9 empty] | N
59399 | NRG Solar Blythe | 56939 | Solar Blythe LLC | CA | Riverside | 1 | Solar Photovoltaic | PV |  | S | X | X |  |  | 21 |  | 21 | 21 |  | N |  |  | OP | X | 12 | 2009 |  |  | N | IPP Non-CHP | 2 | X | SUN
17609 | Southern California Edison Co | 56996 | Solar Photovoltaic Project #02 | CA | San Bernardino | S1A | Solar Photovoltaic | PV |  | S | X | X |  |  | 0.5 |  | 0.5 | 0.5 |  | N |  |  | OP | X | 12 | 2009 |  |  | N | Electric Utility | 1 | X | SUN | [9 empty] | N
17609 | Southern California Edison Co | 56996 | Solar Photovoltaic Project #02 | CA | San Bernardino | S1B | Solar Photovoltaic | PV |  | S | X | X |  |  | 0.5 |  | 0.5 | 0.5 |  | N |  |  | OP | X | 12 | 2009 |  |  | N | Electric Utility | 1 | X | SUN | [9 empty] | N
20323 | Wellhead Services, Inc | 57001 | El Cajon Energy Center | CA | San Diego | GEN1 | Natural Gas Fired Combustion Turbine | GT |  | S | X | X |  |  | 60.5 | 0.85 | 60.5 | 60.5 | 24.8 | N |  |  | OP | X | 6 | 2010 |  |  | N | IPP Non-CHP | 2 | X | NG | [9 empty] | N | N |  | 10M | [23 empty] | N
56294 | SunE WG113 Moreno Valley LLC | 57004 | SunEdison Walgreens Moreno Valley | CA | Riverside | 1 | Solar Photovoltaic | PV |  | W | X | X |  |  | 1 |  | 0.9 | 0.9 |  | N |  |  | OP | X | 9 | 2007 |  |  | N | IPP Non-CHP | 2 | X | SUN | [9 empty] | N | N | 0 | [24 empty] | N
56431 | SunE U6 Holdings LLC | 57005 | Mariani Packing Vacaville Solar | CA | Solano | 1 | Solar Photovoltaic | PV |  | S | X | X |  |  | 1 |  | 0.9 | 0.9 |  | N |  |  | OP | X | 11 | 2008 |  |  | N | IPP Non-CHP | 2 | X | SUN
56296 | SunE WG45 Woodland LLC | 57006 | Walgreens Woodland Distribution Center | CA | Yolo | 1 | Solar Photovoltaic | PV |  | W | X | X |  |  | 1 |  | 0.9 | 0.9 |  | N |  |  | OP | X | 8 | 2007 |  |  | N | IPP Non-CHP | 2 | X | SUN | [9 empty] | N | N | 0 | [24 empty] | N
56297 | SunE CPA CDC2 LLC | 57007 | SunEdison Ironwood State Prison | CA | Riverside | 1 | Solar Photovoltaic | PV |  | W | X | X |  |  | 1 |  | 0.9 | 0.9 |  | N |  |  | OP | X | 5 | 2008 |  |  | N | IPP Non-CHP | 2 | X | SUN | [9 empty] | N | N | 0 | [24 empty] | N
56431 | SunE U6 Holdings LLC | 57008 | SunEdison Procter & Gamble Oxnard | CA | Ventura | 1 | Solar Photovoltaic | PV |  | S | X | X |  |  | 1 |  | 0.8 | 0.8 |  | N |  |  | OP | X | 10 | 2009 |  |  | N | IPP Non-CHP | 2 | X | SUN
61219 | Longroad Energy Services LLC | 57009 | Kohls San Bernardino Solar Facility | CA | San Bernardino | 1 | Solar Photovoltaic | PV |  | W | X | X |  |  | 1 |  | 0.9 | 0.9 |  | N |  |  | OP | X | 11 | 2007 |  |  | N | IPP Non-CHP | 2 | X | SUN
56434 | SunE M5 Holdings LLC | 57010 | SunEdison Anheuser Busch Fairfield | CA | Solano | 1 | Solar Photovoltaic | PV |  | W | X | X |  |  | 1 |  | 0.9 | 0.9 |  | N |  |  | OP | X | 12 | 2008 |  |  | N | IPP Non-CHP | 2 | X | SUN | [9 empty] | N |  | 0 | [24 empty] | N
56302 | SunE CPA CDC1 LLC | 57011 | Chuckawalla Valley State Prison | CA | Riverside | 1 | Solar Photovoltaic | PV |  | S | X | X |  |  | 1 |  | 0.9 | 0.9 |  | N |  |  | OP | X | 6 | 2006 |  |  | N | IPP Non-CHP | 2 | X | SUN | [11 empty] | 0 | [24 empty] | N
56434 | SunE M5 Holdings LLC | 57012 | SunEdison Walmart Apple Valley DC | CA | San Bernardino | 1 | Solar Photovoltaic | PV |  | W | X | X |  |  | 1 |  | 0.9 | 0.9 |  | N |  |  | OP | X | 3 | 2009 |  |  | N | IPP Non-CHP | 2 | X | SUN | [9 empty] | N |  | 0 | [24 empty] | N
590 | City of Anaheim - (CA) | 57027 | Canyon Power Plant | CA | Orange | CPP1 | Natural Gas Fired Combustion Turbine | GT |  | W | X | X |  |  | 50 | 0.85 | 49.4 | 49.4 | 20 | N |  |  | OP | X | 9 | 2011 |  |  | N | Electric Utility | 1 | X | NG | [9 empty] | N | N |  | 10M | [23 empty] | N
590 | City of Anaheim - (CA) | 57027 | Canyon Power Plant | CA | Orange | CPP2 | Natural Gas Fired Combustion Turbine | GT |  | W | X | X |  |  | 50 | 0.85 | 48 | 48 | 20 | N |  |  | OP | X | 9 | 2011 |  |  | N | Electric Utility | 1 | X | NG | [9 empty] | N | N |  | 10M | [23 empty] | N
590 | City of Anaheim - (CA) | 57027 | Canyon Power Plant | CA | Orange | CPP3 | Natural Gas Fired Combustion Turbine | GT |  | W | X | X |  |  | 50 | 0.85 | 48 | 48 | 20 | N |  |  | OP | X | 8 | 2011 |  |  | N | Electric Utility | 1 | X | NG | [9 empty] | N | N |  | 10M | [23 empty] | N
590 | City of Anaheim - (CA) | 57027 | Canyon Power Plant | CA | Orange | CPP4 | Natural Gas Fired Combustion Turbine | GT |  | W | X | X |  |  | 50 | 0.85 | 49.4 | 49.4 | 20 | N |  |  | OP | X | 8 | 2011 |  |  | N | Electric Utility | 1 | X | NG | [9 empty] | N | N |  | 10M | [23 empty] | N
14328 | Pacific Gas & Electric Co. | 57041 | Vaca Dixon Solar Station | CA | Solano | 1 | Solar Photovoltaic | PV |  | S | X | X | VACADIX_1_GN001 | VACADIX_1_GN001 | 2 |  | 2 | 2 |  | N |  |  | OP | X | 12 | 2009 |  |  | N | Electric Utility | 1 | X | SUN | [9 empty] | N
14328 | Pacific Gas & Electric Co. | 57042 | CSU East Bay | CA | Alameda | 1 | Other Natural Gas | FC |  | S | X | X | CASTROVL_2_N009 | CASTROVL_2_N009 | 1.4 |  | 1.4 | 1.4 | 0 | N |  |  | OP | X | 9 | 2011 |  |  | Y | Electric Utility | 1 | T | NG | [9 empty] | N |  |  | OVER
14328 | Pacific Gas & Electric Co. | 57043 | SF State University | CA | San Francisco | 1 | Other Natural Gas | FC |  | S | X | X | DALYCTY_1_N016 | DALYCTY_1_N016 | 0.2 |  | 0.2 | 0.2 | 0 | N |  |  | OP | X | 9 | 2011 |  |  | Y | Electric Utility | 1 | T | NG | [9 empty] | N |  |  | OVER
14328 | Pacific Gas & Electric Co. | 57043 | SF State University | CA | San Francisco | 2 | Other Natural Gas | FC |  | S | X | X | DALYCTY_1_N016 | DALYCTY_1_N016 | 1.4 |  | 1.4 | 1.4 | 0 | N |  |  | OP | X | 9 | 2011 |  |  | Y | Electric Utility | 1 | T | NG | [9 empty] | N |  |  | OVER
57499 | NRG Energy Services | 57073 | Ivanpah 2 | CA | San Bernardino | ST1 | Solar Thermal without Energy Storage | ST |  | W | X | X |  |  | 133.4 | 0.9 | 133.4 | 133.4 |  | N |  |  | OP | X | 12 | 2013 |  |  | N | IPP Non-CHP | 2 | X | SUN | NG |  |  |  |  | NG |  |  |  | N | N |  | 12H | [23 empty] | N | N | N
57499 | NRG Energy Services | 57074 | Ivanpah 1 | CA | San Bernardino | ST1 | Solar Thermal without Energy Storage | ST |  | W | X | X |  |  | 126 | 0.9 | 126 | 126 |  | N |  |  | OP | X | 12 | 2013 |  |  | N | IPP Non-CHP | 2 | X | SUN | NG |  |  |  |  | NG |  |  |  | N |  |  | 12H | [23 empty] | N | N | N
57499 | NRG Energy Services | 57075 | Ivanpah 3 | CA | San Bernardino | ST1 | Solar Thermal without Energy Storage | ST |  | W | X | X |  |  | 133.4 | 0.9 | 133.4 | 133.4 |  | N |  |  | OP | X | 12 | 2013 |  |  | N | IPP Non-CHP | 2 | X | SUN | NG |  |  |  |  | NG |  |  |  | N | N |  | 12H | [23 empty] | N |  | N
56396 | J&A-Santa Maria LLC | 57100 | Santa Maria LFG Power Plant | CA | Santa Barbara | EN01 | Landfill Gas | IC |  | S | X | X |  |  | 1.1 | 1 | 1 | 1 | 0.5 | N |  |  | OP | X | 1 | 2008 |  |  | Y | IPP CHP | 3 | T | LFG | [9 empty] | N |  |  | 1H | [23 empty] | N | N | N
56397 | J&A-Santa Maria II LLC | 57101 | J&A-Santa Maria II LLC | CA | Santa Barbara | 1 | Landfill Gas | IC |  | S | X | X |  |  | 1.4 | 1 | 1.4 | 1.4 | 0.7 | N |  |  | OP | X | 9 | 2010 |  |  | Y | IPP CHP | 3 | T | LFG | [9 empty] | N |  |  | 1H | [23 empty] | N
56395 | J&A-Whittier LLC | 57102 | Whittier LFG Power Plant #1 | CA | Los Angeles | EN01 | Landfill Gas | IC |  | S | X | X |  |  | 1.1 | 1 | 1 | 1 | 0.5 | N |  |  | OP | X | 12 | 2006 |  |  | Y | IPP CHP | 3 | T | LFG | [12 empty] | 1H | [23 empty] | N | N | N
56395 | J&A-Whittier LLC | 57102 | Whittier LFG Power Plant #1 | CA | Los Angeles | EN02 | Landfill Gas | IC |  | S | X | X |  |  | 1.1 | 1 | 1 | 1 | 0.5 | N |  |  | OP | X | 4 | 2010 |  |  | N | IPP CHP | 3 | X | LFG | [12 empty] | 1H | [23 empty] | N | N | N
56427 | University of California Irvine | 57122 | UCI Facilities Management Central Plant | CA | Orange | CTG1 | Natural Gas Fired Combined Cycle | CT | CC1 | S | X | N | N/A | N/A | 13.5 | 0.8 | 13.5 | 13.5 | 7.5 | N |  |  | OP | X | 7 | 2007 |  |  | Y | Commercial CHP | 5 | T | NG | [9 empty] | N | N |  | 12H | [23 empty] | N | N | N
56427 | University of California Irvine | 57122 | UCI Facilities Management Central Plant | CA | Orange | STG1 | Natural Gas Fired Combined Cycle | CA | CC1 | S | Y | X | N/A | N/A | 5.5 | 0.8 | 5.5 | 5.5 | 0.5 | N |  |  | OP | X | 7 | 2007 |  |  | N | Commercial CHP | 5 | X | NG | [9 empty] | N |  |  | 1H | [23 empty] | N | N | N
56440 | G2 Energy LLC | 57133 | G2 Energy Ostrom Road LLC | CA | Yuba | 359 | Landfill Gas | IC |  | S | X | X |  |  | 1.9 | 1 | 1.8 | 1.8 | 0.1 | N |  |  | OP | X | 2 | 2009 |  |  | N | IPP Non-CHP | 2 | X | LFG | [9 empty] | N | N |  | 1H | [20 empty] | N |  |  | N | N | N
56440 | G2 Energy LLC | 57133 | G2 Energy Ostrom Road LLC | CA | Yuba | 361 | Landfill Gas | IC |  | S | X | X |  |  | 1.6 | 1 | 1.5 | 1.5 | 0.1 | N |  |  | OP | X | 8 | 2013 |  |  | N | IPP Non-CHP | 2 | X | LFG | [9 empty] | N | N |  | 1H | [20 empty] | N |  |  | N | N | N
59186 | Mesquite Lake Water & Power Plant 1 | 57154 | Mesquite Lake Water & Power Plant 1 | CA | Imperial | 1209 | Wood/Wood Waste Biomass | ST |  | S | X | X |  |  | 18.1 | 0.85 | 13 | 13 | 10 | N |  |  | OS | X | 6 | 2009 |  |  | N | IPP Non-CHP | 2 | X | WDS | [5 empty] | NG |  |  |  | N |  |  | 12H | [23 empty] | N | N | N
11217 | Los Angeles County Sanitation | 57163 | Calabasas Gas to Energy Facility | CA | Los Angeles | GEN1 | Landfill Gas | GT |  | S | X | X |  |  | 4.6 | 0.8 | 3.3 | 3.6 | 3 | N |  |  | OP | X | 7 | 2010 |  |  | N | Commercial Non-CHP | 4 | X | LFG | NG | [8 empty] | N | N |  | 1H | [23 empty] | Y | Y | N
11217 | Los Angeles County Sanitation | 57163 | Calabasas Gas to Energy Facility | CA | Los Angeles | GEN3 | Landfill Gas | GT |  | S | X | X |  |  | 4.6 | 0.8 | 3.3 | 3.6 | 3 | N |  |  | OP | X | 7 | 2010 |  |  | N | Commercial Non-CHP | 4 | X | LFG | NG | [8 empty] | N | N |  | 1H | [23 empty] | Y | Y | N
56555 | FPL Energy Montezuma Wind | 57201 | FPL Energy Montezuma Winds LLC | CA | Solano | S2.3 | Onshore Wind Turbine | WT |  | S | X | X |  |  | 36.8 |  | 36.8 | 36.8 | 1.8 | N |  |  | OP | X | 11 | 2010 |  |  | N | IPP Non-CHP | 2 | X | WND | [9 empty] | N | N | 16 | [24 empty] | N
17609 | Southern California Edison Co | 57217 | Solar Photovoltaic Project #03 | CA | San Bernardino | S003A | Solar Photovoltaic | PV |  | S | X | X |  |  | 0.5 |  | 0.5 | 0.5 |  | N |  |  | OP | X | 3 | 2011 |  |  | N | Electric Utility | 1 | X | SUN | [9 empty] | N
17609 | Southern California Edison Co | 57217 | Solar Photovoltaic Project #03 | CA | San Bernardino | S003B | Solar Photovoltaic | PV |  | S | X | X |  |  | 0.5 |  | 0.5 | 0.5 |  | N |  |  | OP | X | 3 | 2011 |  |  | N | Electric Utility | 1 | X | SUN | [9 empty] | N
17609 | Southern California Edison Co | 57219 | Solar Photovoltaic Project #05 | CA | San Bernardino | S005A | Solar Photovoltaic | PV |  | S | X | X |  |  | 0.5 |  | 0.5 | 0.5 |  | N |  |  | OP | X | 11 | 2012 |  |  | N | Electric Utility | 1 | X | SUN | [9 empty] | N
17609 | Southern California Edison Co | 57219 | Solar Photovoltaic Project #05 | CA | San Bernardino | S005B | Solar Photovoltaic | PV |  | S | X | X |  |  | 0.5 |  | 0.5 | 0.5 |  | N |  |  | OP | X | 11 | 2012 |  |  | N | Electric Utility | 1 | X | SUN | [9 empty] | N
17609 | Southern California Edison Co | 57219 | Solar Photovoltaic Project #05 | CA | San Bernardino | S005C | Solar Photovoltaic | PV |  | S | X | X |  |  | 0.5 |  | 0.5 | 0.5 |  | N |  |  | OP | X | 11 | 2012 |  |  | N | Electric Utility | 1 | X | SUN | [9 empty] | N
17609 | Southern California Edison Co | 57219 | Solar Photovoltaic Project #05 | CA | San Bernardino | S005D | Solar Photovoltaic | PV |  | S | X | X |  |  | 0.5 |  | 0.5 | 0.5 |  | N |  |  | OP | X | 11 | 2012 |  |  | N | Electric Utility | 1 | X | SUN | [9 empty] | N
17609 | Southern California Edison Co | 57219 | Solar Photovoltaic Project #05 | CA | San Bernardino | S005E | Solar Photovoltaic | PV |  | S | X | X |  |  | 0.5 |  | 0.5 | 0.5 |  | N |  |  | OP | X | 11 | 2012 |  |  | N | Electric Utility | 1 | X | SUN | [9 empty] | N
17609 | Southern California Edison Co | 57220 | Solar Photovoltaic Project #06 | CA | San Bernardino | S006A | Solar Photovoltaic | PV |  | S | X | X |  |  | 0.5 |  | 0.5 | 0.5 |  | N |  |  | OP | X | 8 | 2011 |  |  | N | Electric Utility | 1 | X | SUN | [9 empty] | N
17609 | Southern California Edison Co | 57220 | Solar Photovoltaic Project #06 | CA | San Bernardino | S006B | Solar Photovoltaic | PV |  | S | X | X |  |  | 0.5 |  | 0.5 | 0.5 |  | N |  |  | OP | X | 8 | 2011 |  |  | N | Electric Utility | 1 | X | SUN | [9 empty] | N
17609 | Southern California Edison Co | 57220 | Solar Photovoltaic Project #06 | CA | San Bernardino | S006C | Solar Photovoltaic | PV |  | S | X | X |  |  | 0.5 |  | 0.5 | 0.5 |  | N |  |  | OP | X | 8 | 2011 |  |  | N | Electric Utility | 1 | X | SUN | [9 empty] | N
17609 | Southern California Edison Co | 57220 | Solar Photovoltaic Project #06 | CA | San Bernardino | S006D | Solar Photovoltaic | PV |  | S | X | X |  |  | 0.5 |  | 0.5 | 0.5 |  | N |  |  | OP | X | 8 | 2011 |  |  | N | Electric Utility | 1 | X | SUN | [9 empty] | N
17609 | Southern California Edison Co | 57221 | Solar Photovoltaic Project #07 | CA | San Bernardino | S007A | Solar Photovoltaic | PV |  | S | X | X |  |  | 0.5 |  | 0.5 | 0.5 |  | N |  |  | OP | X | 11 | 2012 |  |  | N | Electric Utility | 1 | X | SUN | [9 empty] | N
17609 | Southern California Edison Co | 57221 | Solar Photovoltaic Project #07 | CA | San Bernardino | S007B | Solar Photovoltaic | PV |  | S | X | X |  |  | 0.5 |  | 0.5 | 0.5 |  | N |  |  | OP | X | 11 | 2012 |  |  | N | Electric Utility | 1 | X | SUN | [9 empty] | N
17609 | Southern California Edison Co | 57221 | Solar Photovoltaic Project #07 | CA | San Bernardino | S007C | Solar Photovoltaic | PV |  | S | X | X |  |  | 0.5 |  | 0.5 | 0.5 |  | N |  |  | OP | X | 11 | 2012 |  |  | N | Electric Utility | 1 | X | SUN | [9 empty] | N
17609 | Southern California Edison Co | 57221 | Solar Photovoltaic Project #07 | CA | San Bernardino | S007D | Solar Photovoltaic | PV |  | S | X | X |  |  | 0.5 |  | 0.5 | 0.5 |  | N |  |  | OP | X | 11 | 2012 |  |  | N | Electric Utility | 1 | X | SUN | [9 empty] | N
17609 | Southern California Edison Co | 57221 | Solar Photovoltaic Project #07 | CA | San Bernardino | S007E | Solar Photovoltaic | PV |  | S | X | X |  |  | 0.5 |  | 0.5 | 0.5 |  | N |  |  | OP | X | 11 | 2012 |  |  | N | Electric Utility | 1 | X | SUN | [9 empty] | N
17609 | Southern California Edison Co | 57222 | Solar Photovoltaic Project #08 | CA | San Bernardino | S008A | Solar Photovoltaic | PV |  | S | X | X |  |  | 0.5 |  | 0.5 | 0.5 |  | N |  |  | OP | X | 8 | 2011 |  |  | N | Electric Utility | 1 | X | SUN | [9 empty] | N
17609 | Southern California Edison Co | 57222 | Solar Photovoltaic Project #08 | CA | San Bernardino | S008B | Solar Photovoltaic | PV |  | S | X | X |  |  | 0.5 |  | 0.5 | 0.5 |  | N |  |  | OP | X | 8 | 2011 |  |  | N | Electric Utility | 1 | X | SUN | [9 empty] | N
17609 | Southern California Edison Co | 57222 | Solar Photovoltaic Project #08 | CA | San Bernardino | S008C | Solar Photovoltaic | PV |  | S | X | X |  |  | 0.5 |  | 0.5 | 0.5 |  | N |  |  | OP | X | 8 | 2011 |  |  | N | Electric Utility | 1 | X | SUN | [9 empty] | N
17609 | Southern California Edison Co | 57222 | Solar Photovoltaic Project #08 | CA | San Bernardino | S008D | Solar Photovoltaic | PV |  | S | X | X |  |  | 0.5 |  | 0.5 | 0.5 |  | N |  |  | OP | X | 8 | 2011 |  |  | N | Electric Utility | 1 | X | SUN | [9 empty] | N
17609 | Southern California Edison Co | 57223 | Solar Photovoltaic Project #09 | CA | San Bernardino | S009A | Solar Photovoltaic | PV |  | S | X | X |  |  | 0.5 |  | 0.5 | 0.5 |  | N |  |  | OP | X | 8 | 2011 |  |  | N | Electric Utility | 1 | X | SUN | [9 empty] | N
17609 | Southern California Edison Co | 57223 | Solar Photovoltaic Project #09 | CA | San Bernardino | S009B | Solar Photovoltaic | PV |  | S | X | X |  |  | 0.5 |  | 0.5 | 0.5 |  | N |  |  | OP | X | 8 | 2011 |  |  | N | Electric Utility | 1 | X | SUN | [9 empty] | N
17609 | Southern California Edison Co | 57224 | Solar Photovoltaic Project #10 | CA | San Bernardino | S010A | Solar Photovoltaic | PV |  | S | X | X |  |  | 0.5 |  | 0.5 | 0.5 |  | N |  |  | OP | X | 1 | 2013 |  |  | N | Electric Utility | 1 | X | SUN | [9 empty] | N
17609 | Southern California Edison Co | 57224 | Solar Photovoltaic Project #10 | CA | San Bernardino | S010B | Solar Photovoltaic | PV |  | S | X | X |  |  | 0.5 |  | 0.5 | 0.5 |  | N |  |  | OP | X | 1 | 2013 |  |  | N | Electric Utility | 1 | X | SUN | [9 empty] | N
17609 | Southern California Edison Co | 57224 | Solar Photovoltaic Project #10 | CA | San Bernardino | S010C | Solar Photovoltaic | PV |  | S | X | X |  |  | 0.5 |  | 0.5 | 0.5 |  | N |  |  | OP | X | 1 | 2013 |  |  | N | Electric Utility | 1 | X | SUN | [9 empty] | N
17609 | Southern California Edison Co | 57225 | Solar Photovoltaic Project #11 | CA | San Bernardino | S011A | Solar Photovoltaic | PV |  | S | X | X |  |  | 0.5 |  | 0.5 | 0.5 |  | N |  |  | OP | X | 2 | 2015 |  |  | N | Electric Utility | 1 | X | SUN | [9 empty] | N
17609 | Southern California Edison Co | 57225 | Solar Photovoltaic Project #11 | CA | San Bernardino | S011B | Solar Photovoltaic | PV |  | S | X | X |  |  | 0.5 |  | 0.5 | 0.5 |  | N |  |  | OP | X | 2 | 2015 |  |  | N | Electric Utility | 1 | X | SUN | [9 empty] | N
17609 | Southern California Edison Co | 57225 | Solar Photovoltaic Project #11 | CA | San Bernardino | S011C | Solar Photovoltaic | PV |  | S | X | X |  |  | 0.5 |  | 0.5 | 0.5 |  | N |  |  | OP | X | 2 | 2015 |  |  | N | Electric Utility | 1 | X | SUN | [9 empty] | N
17609 | Southern California Edison Co | 57225 | Solar Photovoltaic Project #11 | CA | San Bernardino | S011D | Solar Photovoltaic | PV |  | S | X | X |  |  | 0.5 |  | 0.5 | 0.5 |  | N |  |  | OP | X | 2 | 2015 |  |  | N | Electric Utility | 1 | X | SUN | [9 empty] | N
17609 | Southern California Edison Co | 57225 | Solar Photovoltaic Project #11 | CA | San Bernardino | S011E | Solar Photovoltaic | PV |  | S | X | X |  |  | 0.5 |  | 0.5 | 0.5 |  | N |  |  | OP | X | 2 | 2015 |  |  | N | Electric Utility | 1 | X | SUN | [9 empty] | N
17609 | Southern California Edison Co | 57225 | Solar Photovoltaic Project #11 | CA | San Bernardino | S011F | Solar Photovoltaic | PV |  | S | X | X |  |  | 0.5 |  | 0.5 | 0.5 |  | N |  |  | OP | X | 2 | 2015 |  |  | N | Electric Utility | 1 | X | SUN | [9 empty] | N
17609 | Southern California Edison Co | 57225 | Solar Photovoltaic Project #11 | CA | San Bernardino | S011G | Solar Photovoltaic | PV |  | S | X | X |  |  | 0.5 |  | 0.5 | 0.5 |  | N |  |  | OP | X | 2 | 2015 |  |  | N | Electric Utility | 1 | X | SUN | [9 empty] | N
17609 | Southern California Edison Co | 57226 | Solar Photovoltaic Project #12 | CA | San Bernardino | S012A | Solar Photovoltaic | PV |  | S | X | X |  |  | 0.5 |  | 0.5 | 0.5 |  | N |  |  | OP | X | 8 | 2011 |  |  | N | Electric Utility | 1 | X | SUN | [9 empty] | N
17609 | Southern California Edison Co | 57227 | Solar Photovoltaic Project #13 | CA | San Bernardino | S013A | Solar Photovoltaic | PV |  | S | X | X |  |  | 0.5 |  | 0.5 | 0.5 |  | N |  |  | OP | X | 2 | 2015 |  |  | N | Electric Utility | 1 | X | SUN | [9 empty] | N
17609 | Southern California Edison Co | 57227 | Solar Photovoltaic Project #13 | CA | San Bernardino | S013B | Solar Photovoltaic | PV |  | S | X | X |  |  | 0.5 |  | 0.5 | 0.5 |  | N |  |  | OP | X | 2 | 2015 |  |  | N | Electric Utility | 1 | X | SUN | [9 empty] | N
17609 | Southern California Edison Co | 57227 | Solar Photovoltaic Project #13 | CA | San Bernardino | S013C | Solar Photovoltaic | PV |  | S | X | X |  |  | 0.5 |  | 0.5 | 0.5 |  | N |  |  | OP | X | 2 | 2015 |  |  | N | Electric Utility | 1 | X | SUN | [9 empty] | N
17609 | Southern California Edison Co | 57227 | Solar Photovoltaic Project #13 | CA | San Bernardino | S013D | Solar Photovoltaic | PV |  | S | X | X |  |  | 0.5 |  | 0.5 | 0.5 |  | N |  |  | OP | X | 2 | 2015 |  |  | N | Electric Utility | 1 | X | SUN | [9 empty] | N
17609 | Southern California Edison Co | 57227 | Solar Photovoltaic Project #13 | CA | San Bernardino | S013E | Solar Photovoltaic | PV |  | S | X | X |  |  | 0.5 |  | 0.5 | 0.5 |  | N |  |  | OP | X | 2 | 2015 |  |  | N | Electric Utility | 1 | X | SUN | [9 empty] | N
17609 | Southern California Edison Co | 57227 | Solar Photovoltaic Project #13 | CA | San Bernardino | S013F | Solar Photovoltaic | PV |  | S | X | X |  |  | 0.5 |  | 0.5 | 0.5 |  | N |  |  | OP | X | 2 | 2015 |  |  | N | Electric Utility | 1 | X | SUN | [9 empty] | N
17609 | Southern California Edison Co | 57227 | Solar Photovoltaic Project #13 | CA | San Bernardino | S013G | Solar Photovoltaic | PV |  | S | X | X |  |  | 0.5 |  | 0.5 | 0.5 |  | N |  |  | OP | X | 2 | 2015 |  |  | N | Electric Utility | 1 | X | SUN | [9 empty] | N
17609 | Southern California Edison Co | 57229 | Solar Photovoltaic Project #15 | CA | San Bernardino | S015A | Solar Photovoltaic | PV |  | S | X | X |  |  | 0.5 |  | 0.5 | 0.5 |  | N |  |  | OP | X | 1 | 2013 |  |  | N | Electric Utility | 1 | X | SUN | [9 empty] | N
17609 | Southern California Edison Co | 57229 | Solar Photovoltaic Project #15 | CA | San Bernardino | S015B | Solar Photovoltaic | PV |  | S | X | X |  |  | 0.5 |  | 0.5 | 0.5 |  | N |  |  | OP | X | 1 | 2013 |  |  | N | Electric Utility | 1 | X | SUN | [9 empty] | N
17609 | Southern California Edison Co | 57229 | Solar Photovoltaic Project #15 | CA | San Bernardino | S015C | Solar Photovoltaic | PV |  | S | X | X |  |  | 0.5 |  | 0.5 | 0.5 |  | N |  |  | OP | X | 1 | 2013 |  |  | N | Electric Utility | 1 | X | SUN | [9 empty] | N
17609 | Southern California Edison Co | 57229 | Solar Photovoltaic Project #15 | CA | San Bernardino | S015D | Solar Photovoltaic | PV |  | S | X | X |  |  | 0.5 |  | 0.5 | 0.5 |  | N |  |  | OP | X | 1 | 2013 |  |  | N | Electric Utility | 1 | X | SUN
17609 | Southern California Edison Co | 57229 | Solar Photovoltaic Project #15 | CA | San Bernardino | S015E | Solar Photovoltaic | PV |  | S | X | X |  |  | 0.5 |  | 0.5 | 0.5 |  | N |  |  | OP | X | 1 | 2013 |  |  | N | Electric Utility | 1 | X | SUN
17609 | Southern California Edison Co | 57229 | Solar Photovoltaic Project #15 | CA | San Bernardino | S015F | Solar Photovoltaic | PV |  | S | X | X |  |  | 0.5 |  | 0.5 | 0.5 |  | N |  |  | OP | X | 1 | 2013 |  |  | N | Electric Utility | 1 | X | SUN
17609 | Southern California Edison Co | 57229 | Solar Photovoltaic Project #15 | CA | San Bernardino | S015G | Solar Photovoltaic | PV |  | S | X | X |  |  | 0.5 |  | 0.5 | 0.5 |  | N |  |  | OP | X | 1 | 2013 |  |  | N | Electric Utility | 1 | X | SUN
17609 | Southern California Edison Co | 57230 | Solar Photovoltaic Project #16 | CA | San Bernardino | S016A | Solar Photovoltaic | PV |  | S | X | X |  |  | 0.5 |  | 0.5 | 0.5 |  | N |  |  | OP | X | 2 | 2015 |  |  | N | Electric Utility | 1 | X | SUN | [9 empty] | N
17609 | Southern California Edison Co | 57230 | Solar Photovoltaic Project #16 | CA | San Bernardino | S016B | Solar Photovoltaic | PV |  | S | X | X |  |  | 0.5 |  | 0.5 | 0.5 |  | N |  |  | OP | X | 2 | 2015 |  |  | N | Electric Utility | 1 | X | SUN | [9 empty] | N
17609 | Southern California Edison Co | 57230 | Solar Photovoltaic Project #16 | CA | San Bernardino | S016C | Solar Photovoltaic | PV |  | S | X | X |  |  | 0.5 |  | 0.5 | 0.5 |  | N |  |  | OP | X | 2 | 2015 |  |  | N | Electric Utility | 1 | X | SUN | [9 empty] | N
17609 | Southern California Edison Co | 57231 | Solar Photovoltaic Project #17 | CA | San Bernardino | S017A | Solar Photovoltaic | PV |  | S | X | X |  |  | 0.5 |  | 0.5 | 0.5 |  | N |  |  | OP | X | 1 | 2015 |  |  | N | Electric Utility | 1 | X | SUN | [9 empty] | N
17609 | Southern California Edison Co | 57231 | Solar Photovoltaic Project #17 | CA | San Bernardino | S017B | Solar Photovoltaic | PV |  | S | X | X |  |  | 0.5 |  | 0.5 | 0.5 |  | N |  |  | OP | X | 1 | 2015 |  |  | N | Electric Utility | 1 | X | SUN | [9 empty] | N
17609 | Southern California Edison Co | 57231 | Solar Photovoltaic Project #17 | CA | San Bernardino | S017C | Solar Photovoltaic | PV |  | S | X | X |  |  | 0.5 |  | 0.5 | 0.5 |  | N |  |  | OP | X | 1 | 2015 |  |  | N | Electric Utility | 1 | X | SUN | [9 empty] | N
17609 | Southern California Edison Co | 57231 | Solar Photovoltaic Project #17 | CA | San Bernardino | S017D | Solar Photovoltaic | PV |  | S | X | X |  |  | 0.5 |  | 0.5 | 0.5 |  | N |  |  | OP | X | 1 | 2015 |  |  | N | Electric Utility | 1 | X | SUN | [9 empty] | N
17609 | Southern California Edison Co | 57231 | Solar Photovoltaic Project #17 | CA | San Bernardino | S017E | Solar Photovoltaic | PV |  | S | X | X |  |  | 0.5 |  | 0.5 | 0.5 |  | N |  |  | OP | X | 1 | 2015 |  |  | N | Electric Utility | 1 | X | SUN | [9 empty] | N
17609 | Southern California Edison Co | 57231 | Solar Photovoltaic Project #17 | CA | San Bernardino | S017F | Solar Photovoltaic | PV |  | S | X | X |  |  | 0.5 |  | 0.5 | 0.5 |  | N |  |  | OP | X | 1 | 2015 |  |  | N | Electric Utility | 1 | X | SUN | [9 empty] | N
17609 | Southern California Edison Co | 57231 | Solar Photovoltaic Project #17 | CA | San Bernardino | S017G | Solar Photovoltaic | PV |  | S | X | X |  |  | 0.5 |  | 0.5 | 0.5 |  | N |  |  | OP | X | 1 | 2015 |  |  | N | Electric Utility | 1 | X | SUN | [9 empty] | N
17609 | Southern California Edison Co | 57232 | Solar Photovoltaic Project #18 | CA | San Bernardino | S018A | Solar Photovoltaic | PV |  | S | X | X |  |  | 0.5 |  | 0.5 | 0.5 |  | N |  |  | OP | X | 11 | 2012 |  |  | N | Electric Utility | 1 | X | SUN | [9 empty] | N
17609 | Southern California Edison Co | 57232 | Solar Photovoltaic Project #18 | CA | San Bernardino | S018B | Solar Photovoltaic | PV |  | S | X | X |  |  | 0.5 |  | 0.5 | 0.5 |  | N |  |  | OP | X | 11 | 2012 |  |  | N | Electric Utility | 1 | X | SUN | [9 empty] | N
17609 | Southern California Edison Co | 57232 | Solar Photovoltaic Project #18 | CA | San Bernardino | S018C | Solar Photovoltaic | PV |  | S | X | X |  |  | 0.5 |  | 0.5 | 0.5 |  | N |  |  | OP | X | 11 | 2012 |  |  | N | Electric Utility | 1 | X | SUN | [9 empty] | N
17609 | Southern California Edison Co | 57236 | Solar Photovoltaic Project #23 | CA | San Bernardino | S023A | Solar Photovoltaic | PV |  | S | X | X |  |  | 0.5 |  | 0.5 | 0.5 |  | N |  |  | OP | X | 1 | 2013 |  |  | N | Electric Utility | 1 | X | SUN | [9 empty] | N
17609 | Southern California Edison Co | 57236 | Solar Photovoltaic Project #23 | CA | San Bernardino | S023B | Solar Photovoltaic | PV |  | S | X | X |  |  | 0.5 |  | 0.5 | 0.5 |  | N |  |  | OP | X | 1 | 2013 |  |  | N | Electric Utility | 1 | X | SUN | [9 empty] | N
17609 | Southern California Edison Co | 57236 | Solar Photovoltaic Project #23 | CA | San Bernardino | S023C | Solar Photovoltaic | PV |  | S | X | X |  |  | 0.5 |  | 0.5 | 0.5 |  | N |  |  | OP | X | 1 | 2013 |  |  | N | Electric Utility | 1 | X | SUN | [9 empty] | N
17609 | Southern California Edison Co | 57236 | Solar Photovoltaic Project #23 | CA | San Bernardino | S023D | Solar Photovoltaic | PV |  | S | X | X |  |  | 0.5 |  | 0.5 | 0.5 |  | N |  |  | OP | X | 1 | 2013 |  |  | N | Electric Utility | 1 | X | SUN | [9 empty] | N
17609 | Southern California Edison Co | 57236 | Solar Photovoltaic Project #23 | CA | San Bernardino | S023E | Solar Photovoltaic | PV |  | S | X | X |  |  | 0.5 |  | 0.5 | 0.5 |  | N |  |  | OP | X | 1 | 2013 |  |  | N | Electric Utility | 1 | X | SUN | [9 empty] | N
17609 | Southern California Edison Co | 57237 | Solar Photovoltaic Project #22 | CA | San Bernardino | S022A | Solar Photovoltaic | PV |  | S | X | X |  |  | 0.5 |  | 0.5 | 0.5 |  | N |  |  | OP | X | 8 | 2011 |  |  | N | Electric Utility | 1 | X | SUN | [9 empty] | N
17609 | Southern California Edison Co | 57237 | Solar Photovoltaic Project #22 | CA | San Bernardino | S022B | Solar Photovoltaic | PV |  | S | X | X |  |  | 0.5 |  | 0.5 | 0.5 |  | N |  |  | OP | X | 8 | 2011 |  |  | N | Electric Utility | 1 | X | SUN | [9 empty] | N
17609 | Southern California Edison Co | 57237 | Solar Photovoltaic Project #22 | CA | San Bernardino | S022C | Solar Photovoltaic | PV |  | S | X | X |  |  | 0.5 |  | 0.5 | 0.5 |  | N |  |  | OP | X | 8 | 2011 |  |  | N | Electric Utility | 1 | X | SUN | [9 empty] | N
17609 | Southern California Edison Co | 57237 | Solar Photovoltaic Project #22 | CA | San Bernardino | S022D | Solar Photovoltaic | PV |  | S | X | X |  |  | 0.5 |  | 0.5 | 0.5 |  | N |  |  | OP | X | 8 | 2011 |  |  | N | Electric Utility | 1 | X | SUN | [9 empty] | N
17609 | Southern California Edison Co | 57245 | Solar Photovoltaic Project #26 | CA | San Bernardino | S026A | Solar Photovoltaic | PV |  | S | X | X |  |  | 0.5 |  | 0.5 | 0.5 |  | N |  |  | OP | X | 2 | 2015 |  |  | N | Electric Utility | 1 | X | SUN | [9 empty] | N
17609 | Southern California Edison Co | 57245 | Solar Photovoltaic Project #26 | CA | San Bernardino | S026B | Solar Photovoltaic | PV |  | S | X | X |  |  | 0.5 |  | 0.5 | 0.5 |  | N |  |  | OP | X | 2 | 2015 |  |  | N | Electric Utility | 1 | X | SUN | [9 empty] | N
17609 | Southern California Edison Co | 57245 | Solar Photovoltaic Project #26 | CA | San Bernardino | S026C | Solar Photovoltaic | PV |  | S | X | X |  |  | 0.5 |  | 0.5 | 0.5 |  | N |  |  | OP | X | 2 | 2015 |  |  | N | Electric Utility | 1 | X | SUN | [9 empty] | N
17609 | Southern California Edison Co | 57245 | Solar Photovoltaic Project #26 | CA | San Bernardino | S026D | Solar Photovoltaic | PV |  | S | X | X |  |  | 0.5 |  | 0.5 | 0.5 |  | N |  |  | OP | X | 2 | 2015 |  |  | N | Electric Utility | 1 | X | SUN | [9 empty] | N
17609 | Southern California Edison Co | 57245 | Solar Photovoltaic Project #26 | CA | San Bernardino | S026E | Solar Photovoltaic | PV |  | S | X | X |  |  | 0.5 |  | 0.5 | 0.5 |  | N |  |  | OP | X | 2 | 2015 |  |  | N | Electric Utility | 1 | X | SUN | [9 empty] | N
17609 | Southern California Edison Co | 57245 | Solar Photovoltaic Project #26 | CA | San Bernardino | S026F | Solar Photovoltaic | PV |  | S | X | X |  |  | 0.5 |  | 0.5 | 0.5 |  | N |  |  | OP | X | 2 | 2015 |  |  | N | Electric Utility | 1 | X | SUN | [9 empty] | N
17609 | Southern California Edison Co | 57245 | Solar Photovoltaic Project #26 | CA | San Bernardino | S026G | Solar Photovoltaic | PV |  | S | X | X |  |  | 0.5 |  | 0.5 | 0.5 |  | N |  |  | OP | X | 2 | 2015 |  |  | N | Electric Utility | 1 | X | SUN | [9 empty] | N
17609 | Southern California Edison Co | 57245 | Solar Photovoltaic Project #26 | CA | San Bernardino | S026H | Solar Photovoltaic | PV |  | S | X | X |  |  | 0.5 |  | 0.5 | 0.5 |  | N |  |  | OP | X | 2 | 2015 |  |  | N | Electric Utility | 1 | X | SUN | [9 empty] | N
17609 | Southern California Edison Co | 57245 | Solar Photovoltaic Project #26 | CA | San Bernardino | S026I | Solar Photovoltaic | PV |  | S | X | X |  |  | 0.5 |  | 0.5 | 0.5 |  | N |  |  | OP | X | 2 | 2015 |  |  | N | Electric Utility | 1 | X | SUN | [9 empty] | N
17609 | Southern California Edison Co | 57245 | Solar Photovoltaic Project #26 | CA | San Bernardino | S026J | Solar Photovoltaic | PV |  | S | X | X |  |  | 0.5 |  | 0.5 | 0.5 |  | N |  |  | OP | X | 2 | 2015 |  |  | N | Electric Utility | 1 | X | SUN | [9 empty] | N
17609 | Southern California Edison Co | 57245 | Solar Photovoltaic Project #26 | CA | San Bernardino | SO26K | Solar Photovoltaic | PV |  | S | X | X |  |  | 0.5 |  | 0.5 | 0.5 |  | N |  |  | OP | X | 2 | 2015 |  |  | N | Electric Utility | 1 | X | SUN | [9 empty] | N
17609 | Southern California Edison Co | 57245 | Solar Photovoltaic Project #26 | CA | San Bernardino | SO26L | Solar Photovoltaic | PV |  | S | X | X |  |  | 0.5 |  | 0.5 | 0.5 |  | N |  |  | OP | X | 2 | 2015 |  |  | N | Electric Utility | 1 | X | SUN | [9 empty] | N
17609 | Southern California Edison Co | 57246 | Solar Photovoltaic Project #27 | CA | San Bernardino | S027A | Solar Photovoltaic | PV |  | S | X | X |  |  | 0.5 |  | 0.5 | 0.5 |  | N |  |  | OP | X | 2 | 2015 |  |  | N | Electric Utility | 1 | X | SUN | [9 empty] | N
17609 | Southern California Edison Co | 57246 | Solar Photovoltaic Project #27 | CA | San Bernardino | S027B | Solar Photovoltaic | PV |  | S | X | X |  |  | 0.5 |  | 0.5 | 0.5 |  | N |  |  | OP | X | 2 | 2015 |  |  | N | Electric Utility | 1 | X | SUN | [9 empty] | N
17609 | Southern California Edison Co | 57246 | Solar Photovoltaic Project #27 | CA | San Bernardino | S027C | Solar Photovoltaic | PV |  | S | X | X |  |  | 0.5 |  | 0.5 | 0.5 |  | N |  |  | OP | X | 2 | 2015 |  |  | N | Electric Utility | 1 | X | SUN | [9 empty] | N
17609 | Southern California Edison Co | 57246 | Solar Photovoltaic Project #27 | CA | San Bernardino | S027D | Solar Photovoltaic | PV |  | S | X | X |  |  | 0.5 |  | 0.5 | 0.5 |  | N |  |  | OP | X | 2 | 2015 |  |  | N | Electric Utility | 1 | X | SUN | [9 empty] | N
17609 | Southern California Edison Co | 57247 | Solar Photovoltaic Project #28 | CA | San Bernardino | S028A | Solar Photovoltaic | PV |  | S | X | X |  |  | 0.5 |  | 0.5 | 0.5 |  | N |  |  | OP | X | 2 | 2015 |  |  | N | Electric Utility | 1 | X | SUN | [9 empty] | N
17609 | Southern California Edison Co | 57247 | Solar Photovoltaic Project #28 | CA | San Bernardino | S028B | Solar Photovoltaic | PV |  | S | X | X |  |  | 0.5 |  | 0.5 | 0.5 |  | N |  |  | OP | X | 2 | 2015 |  |  | N | Electric Utility | 1 | X | SUN | [9 empty] | N
17609 | Southern California Edison Co | 57247 | Solar Photovoltaic Project #28 | CA | San Bernardino | S028C | Solar Photovoltaic | PV |  | S | X | X |  |  | 0.5 |  | 0.5 | 0.5 |  | N |  |  | OP | X | 2 | 2015 |  |  | N | Electric Utility | 1 | X | SUN | [9 empty] | N
17609 | Southern California Edison Co | 57247 | Solar Photovoltaic Project #28 | CA | San Bernardino | S028D | Solar Photovoltaic | PV |  | S | X | X |  |  | 0.5 |  | 0.5 | 0.5 |  | N |  |  | OP | X | 2 | 2015 |  |  | N | Electric Utility | 1 | X | SUN | [9 empty] | N
17609 | Southern California Edison Co | 57247 | Solar Photovoltaic Project #28 | CA | San Bernardino | S028E | Solar Photovoltaic | PV |  | S | X | X |  |  | 0.5 |  | 0.5 | 0.5 |  | N |  |  | OP | X | 2 | 2015 |  |  | N | Electric Utility | 1 | X | SUN | [9 empty] | N
17609 | Southern California Edison Co | 57247 | Solar Photovoltaic Project #28 | CA | San Bernardino | S028F | Solar Photovoltaic | PV |  | S | X | X |  |  | 0.5 |  | 0.5 | 0.5 |  | N |  |  | OP | X | 2 | 2015 |  |  | N | Electric Utility | 1 | X | SUN | [9 empty] | N
17609 | Southern California Edison Co | 57247 | Solar Photovoltaic Project #28 | CA | San Bernardino | S028G | Solar Photovoltaic | PV |  | S | X | X |  |  | 0.5 |  | 0.5 | 0.5 |  | N |  |  | OP | X | 2 | 2015 |  |  | N | Electric Utility | 1 | X | SUN | [9 empty] | N
56618 | Victor Valley Community College District | 57254 | Victor Valley CC CPV Solar | CA | San Bernardino | 1PV | Solar Photovoltaic | PV |  | S | X | X |  |  | 1 | 1 | 1 | 1 |  | N |  |  | OP | X | 6 | 2010 |  |  | N | Commercial Non-CHP | 4 | X | SUN | [9 empty] | N | [23 empty] | N |  |  | N
56635 | Marsh Landing LLC | 57267 | Marsh Landing Generating Station | CA | Contra Costa | 1 | Natural Gas Fired Combustion Turbine | GT |  | W | X | X |  |  | 207 | 0.9 | 191.9 | 201.6 | 120 | N |  |  | OP | X | 5 | 2013 |  |  | N | IPP Non-CHP | 2 | X | NG | [9 empty] | N | N | 0 | 1H | [20 empty] | N |  |  | N |  | N
56635 | Marsh Landing LLC | 57267 | Marsh Landing Generating Station | CA | Contra Costa | 2 | Natural Gas Fired Combustion Turbine | GT |  | W | X | X |  |  | 207 | 0.9 | 191.1 | 200.7 | 120 | N |  |  | OP | X | 5 | 2013 |  |  | N | IPP Non-CHP | 2 | X | NG | [9 empty] | N | N |  | 1H | [20 empty] | N |  |  | N |  | N
56635 | Marsh Landing LLC | 57267 | Marsh Landing Generating Station | CA | Contra Costa | 3 | Natural Gas Fired Combustion Turbine | GT |  | W | X | X |  |  | 207 | 0.9 | 190.4 | 200.3 | 120 | N |  |  | OP | X | 5 | 2013 |  |  | N | IPP Non-CHP | 2 | X | NG | [9 empty] | N | N |  | 1H | [20 empty] | Y | 6 | 2021 | N |  | N
56635 | Marsh Landing LLC | 57267 | Marsh Landing Generating Station | CA | Contra Costa | 4 | Natural Gas Fired Combustion Turbine | GT |  | W | X | X |  |  | 207 | 0.9 | 191.8 | 202.2 | 120 | N |  |  | OP | X | 5 | 2013 |  |  | N | IPP Non-CHP | 2 | X | NG | [9 empty] | N | N |  | 1H | [20 empty] | Y | 6 | 2021 | N |  | N
60015 | NRG Yield LLC | 57282 | Alta Wind Energy Center I | CA | Kern | AW01 | Onshore Wind Turbine | WT |  | W | X | X |  |  | 150 |  | 150 | 150 | 0 | N |  |  | OP | X | 1 | 2011 |  |  | N | IPP Non-CHP | 2 | X | WND | [9 empty] | N |  | 100
60015 | NRG Yield LLC | 57291 | Alta Wind Energy Center II | CA | Kern | AW02 | Onshore Wind Turbine | WT |  | W | X | X |  |  | 150 |  | 150 | 150 | 0 | N |  |  | OP | X | 1 | 2011 |  |  | N | IPP Non-CHP | 2 | X | WND | [9 empty] | N |  | 50
60015 | NRG Yield LLC | 57292 | Alta Wind Energy Center III | CA | Kern | AW03 | Onshore Wind Turbine | WT |  | W | X | X |  |  | 150 |  | 150 | 150 | 0 | N |  |  | OP | X | 2 | 2011 |  |  | N | IPP Non-CHP | 2 | X | WND | [9 empty] | N |  | 50
60015 | NRG Yield LLC | 57293 | Alta Wind Energy Center IV | CA | Kern | AW04 | Onshore Wind Turbine | WT |  | W | X | X |  |  | 102 |  | 102 | 102 | 0 | N |  |  | OP | X | 4 | 2011 |  |  | N | IPP Non-CHP | 2 | X | WND | [9 empty] | N |  | 34
60015 | NRG Yield LLC | 57294 | Alta Wind Energy Center V | CA | Kern | AW05 | Onshore Wind Turbine | WT |  | W | X | X |  |  | 168 |  | 168 | 168 | 0 | N |  |  | OP | X | 4 | 2011 |  |  | N | IPP Non-CHP | 2 | X | WND | [9 empty] | N |  | 56
59397 | NRG Solar Alpine | 57295 | Alpine Solar | CA | Los Angeles | 1 | Solar Photovoltaic | PV |  | S | X | X |  |  | 66 |  | 66 | 66 |  | N |  |  | OP | X | 2 | 2013 |  |  | N | IPP Non-CHP | 2 | X | SUN | [9 empty] | N
2770 | Terra-Gen Operating Co-Wind | 57302 | Garnet Wind Energy Center | CA | Riverside | 1 | Onshore Wind Turbine | WT |  | W | X | X |  |  | 6.5 |  | 6.5 | 6.5 | 0.1 | N |  |  | OP | X | 6 | 2009 |  |  | N | IPP Non-CHP | 2 | X | WND | [9 empty] | N | N | 13 | [24 empty] | N
11208 | Los Angeles Department of Water & Power | 57305 | Adelanto Solar Project | CA | San Bernardino | 1 | Solar Photovoltaic | PV |  | S | X | X |  |  | 10 |  | 10 | 10 |  | N |  |  | OP | X | 6 | 2012 |  |  | N | Electric Utility | 1 | X | SUN | [9 empty] | N | N | [22 empty] | Y | 3 | 2021 | N
11208 | Los Angeles Department of Water & Power | 57306 | Pine Tree Solar Project | CA | Kern | 1 | Solar Photovoltaic | PV |  | S | X | X |  |  | 8.5 |  | 8.5 | 8.5 |  | N |  |  | OP | X | 3 | 2013 |  |  | N | Electric Utility | 1 | X | SUN | [9 empty] | N | N | [22 empty] | N |  |  | N
11208 | Los Angeles Department of Water & Power | 57308 | Maclay Solar Project | CA | Los Angeles | 1 | Solar Photovoltaic | PV |  | S | X | X |  |  | 2.2 |  | 2.2 | 2.2 |  | N |  |  | OP | X | 4 | 2017 |  |  | N | Electric Utility | 1 | X | SUN | [9 empty] | N | N | [22 empty] | N |  |  | N
11208 | Los Angeles Department of Water & Power | 57309 | Pacific Cruise Ship Terminals Berth 93 | CA | Los Angeles | 1 | Solar Photovoltaic | PV |  | W | X | X |  |  | 1.1 |  | 1.1 | 1.1 |  | N |  |  | OP | X | 9 | 2010 |  |  | N | Commercial Non-CHP | 4 | X | SUN | [9 empty] | N | [26 empty] | N
57320 | Konoike Pacific | 57310 | 1420 Coil Av #C | CA | Los Angeles | 1 | Solar Photovoltaic | PV |  | S | X | X |  |  | 1.3 |  | 1.3 | 1.3 |  | N |  |  | OP | X | 3 | 2011 |  |  | N | Commercial Non-CHP | 4 | X | SUN | [9 empty] | N | N | [25 empty] | N
59551 | Occidental College | 57311 | Occidental College Solar Project | CA | Los Angeles | 1 | Solar Photovoltaic | PV |  | S | X | X |  |  | 1 |  | 1 | 1 |  | N |  |  | OP | X | 2 | 2013 |  |  | N | Commercial Non-CHP | 4 | X | SUN | [9 empty] | N | [26 empty] | N
57275 | Metropolitan Transportation Authority | 57313 | Metro Support Services Center Solar | CA | Los Angeles | 1 | Solar Photovoltaic | PV |  | S | X | X |  |  | 1.2 |  | 1.2 | 1.2 |  | N |  |  | OP | X | 4 | 2005 |  |  | N | Commercial Non-CHP | 4 | X | SUN | [9 empty] | N | N | [25 empty] | N
57276 | Los Angeles Community College District | 57314 | Los Angeles Harbor College | CA | Los Angeles | 1 | Solar Photovoltaic | PV |  | S | X | X |  |  | 1.2 |  | 2.2 | 2.2 |  | N |  |  | OP | X | 10 | 2010 |  |  | N | Commercial Non-CHP | 4 | X | SUN | [9 empty] | N | N
56660 | Mojave Solar LLC | 57331 | Mojave Solar Project | CA | San Bernardino | MSP1 | Solar Thermal without Energy Storage | ST |  | S | X | X |  |  | 140 | 0.85 | 137.5 | 100 |  | N |  |  | OP | X | 12 | 2014 |  |  | N | IPP Non-CHP | 2 | X | SUN | [5 empty] | SUN |  |  |  | N | N | 0 | [5 empty] | N | [15 empty] | N |  |  | N | N | N
56660 | Mojave Solar LLC | 57331 | Mojave Solar Project | CA | San Bernardino | MSP2 | Solar Thermal without Energy Storage | ST |  | S | X | X |  |  | 140 | 0.85 | 137.5 | 100 |  | N |  |  | OP | X | 12 | 2014 |  |  | N | IPP Non-CHP | 2 | X | SUN | [5 empty] | SUN |  |  |  | N | N | [22 empty] | N |  |  | N | N | N
56769 | Consolidated Edison Development Inc. | 57340 | Panoche Valley Solar Farm | CA | San Benito | 1 | Solar Photovoltaic | PV |  | S | X | X |  |  | 140 |  | 140 | 140 |  | N |  |  | OP | X | 1 | 2018 |  |  | N | IPP Non-CHP | 2 | X | SUN | [9 empty] | N
56700 | Avenal Solar Holdings LLC | 57359 | Avenal Park | CA | Kings | 1 | Solar Photovoltaic | PV |  | S | X | X |  |  | 6 |  | 6 | 6 |  | N |  |  | OP | X | 8 | 2011 |  |  | N | IPP Non-CHP | 2 | X | SUN | [9 empty] | N | N | [25 empty] | N
56700 | Avenal Solar Holdings LLC | 57360 | Sun City Project LLC | CA | Kings | 1 | Solar Photovoltaic | PV |  | S | X | X |  |  | 20 |  | 20 | 20 |  | N |  |  | OP | X | 8 | 2011 |  |  | N | IPP Non-CHP | 2 | X | SUN | [9 empty] | N | N | [25 empty] | N
56700 | Avenal Solar Holdings LLC | 57361 | Sand Drag LLC | CA | Kings | 1 | Solar Photovoltaic | PV |  | S | X | X |  |  | 19 |  | 19 | 19 |  | N |  |  | OP | X | 8 | 2011 |  |  | N | IPP Non-CHP | 2 | X | SUN | [9 empty] | N | N | [25 empty] | N
56707 | Yuma County Water User's Association | 57364 | Siphon Drop Power Plant | CA | Imperial | 1 | Conventional Hydroelectric | HY |  | S | X | X |  |  | 2.2 | 1 | 2.2 | 2.2 | 1 | N |  |  | OP | X | 9 | 1987 |  |  | N | IPP Non-CHP | 2 | X | WAT | [9 empty] | N |  |  | 1H
56707 | Yuma County Water User's Association | 57364 | Siphon Drop Power Plant | CA | Imperial | 2 | Conventional Hydroelectric | HY |  | S | X | X |  |  | 2.2 | 1 | 2.2 | 2.2 | 1 | N |  |  | OP | X | 12 | 1987 |  |  | N | IPP Non-CHP | 2 | X | WAT | [9 empty] | N |  |  | 1H
56722 | AV Solar Ranch 1 LLC | 57378 | AV Solar Ranch One | CA | Los Angeles | AVSR | Solar Photovoltaic | PV |  | S | X | X | AVSOLAR_7_N008 | AVSOLAR_7_N008 | 253 |  | 241.5 | 241.5 |  | N |  |  | OP | X | 8 | 2014 |  |  | N | IPP Non-CHP | 2 | X | SUN | [9 empty] | N | N | 0 | [21 empty] | N |  |  | N
56723 | Genesis Solar LLC | 57394 | Genesis Solar Energy Project | CA | Riverside | GEN01 | Solar Thermal without Energy Storage | ST |  | S | X | X |  |  | 125 | 0.85 | 125 | 125 | 14.7 | N |  |  | OP | X | 3 | 2014 |  |  | N | IPP Non-CHP | 2 | X | SUN | [5 empty] | SUN |  |  |  | N | N |  | 12H | [23 empty] | N | N | N
56723 | Genesis Solar LLC | 57394 | Genesis Solar Energy Project | CA | Riverside | GEN02 | Solar Thermal without Energy Storage | ST |  | S | X | X |  |  | 125 | 0.85 | 125 | 125 | 14.7 | N |  |  | OP | X | 11 | 2013 |  |  | N | IPP Non-CHP | 2 | X | SUN | [5 empty] | SUN |  |  |  | N | N |  | 12H | [23 empty] | N | N | N
56751 | Yolo County of | 57422 | Yolo County Solar Project | CA | Yolo | 1 | Solar Photovoltaic | PV |  | S | X | X |  |  | 1 |  | 1 | 1 |  | N |  |  | OP | X | 12 | 2010 |  |  | N | Commercial Non-CHP | 4 | X | SUN | [9 empty] | N | [23 empty] | N
56762 | NRG Renew Operation & Maintenance, LLC | 57439 | California Valley Solar Ranch | CA | San Luis Obispo | HPR2 | Solar Photovoltaic | PV |  | W | X | X |  |  | 32.3 |  | 32.3 | 32.3 |  | N |  |  | OP | X | 10 | 2013 |  |  | N | IPP Non-CHP | 2 | X | SUN
56762 | NRG Renew Operation & Maintenance, LLC | 57439 | California Valley Solar Ranch | CA | San Luis Obispo | HPR2A | Solar Photovoltaic | PV |  | W | X | X |  |  | 21 |  | 21 | 21 |  | N |  |  | OP | X | 9 | 2012 |  |  | N | IPP Non-CHP | 2 | X | SUN | [9 empty] | N
56762 | NRG Renew Operation & Maintenance, LLC | 57439 | California Valley Solar Ranch | CA | San Luis Obispo | HPR2B | Solar Photovoltaic | PV |  | W | X | X |  |  | 86.5 |  | 86.5 | 86.5 |  | N |  |  | OP | X | 1 | 2013 |  |  | N | IPP Non-CHP | 2 | X | SUN | [9 empty] | N
56762 | NRG Renew Operation & Maintenance, LLC | 57439 | California Valley Solar Ranch | CA | San Luis Obispo | HPR2C | Solar Photovoltaic | PV |  | W | X | X |  |  | 70 |  | 70 | 70 |  | N |  |  | OP | X | 10 | 2013 |  |  | N | IPP Non-CHP | 2 | X | SUN | [9 empty] | N
56762 | NRG Renew Operation & Maintenance, LLC | 57439 | California Valley Solar Ranch | CA | San Luis Obispo | HPR2D | Solar Photovoltaic | PV |  | W | X | X |  |  | 40 |  | 40 | 40 |  | N |  |  | OP | X | 1 | 2013 |  |  | N | IPP Non-CHP | 2 | X | SUN | [9 empty] | N
17609 | Southern California Edison Co | 57441 | Solar Photovoltaic Project #42 | CA | Tulare | S42A | Solar Photovoltaic | PV |  | S | X | X |  |  | 0.5 |  | 0.5 | 0.5 |  | N |  |  | OP | X | 11 | 2012 |  |  | N | Electric Utility | 1 | X | SUN | [9 empty] | N
17609 | Southern California Edison Co | 57441 | Solar Photovoltaic Project #42 | CA | Tulare | S42B | Solar Photovoltaic | PV |  | S | X | X |  |  | 0.5 |  | 0.5 | 0.5 |  | N |  |  | OP | X | 11 | 2012 |  |  | N | Electric Utility | 1 | X | SUN | [9 empty] | N
17609 | Southern California Edison Co | 57441 | Solar Photovoltaic Project #42 | CA | Tulare | S42C | Solar Photovoltaic | PV |  | S | X | X |  |  | 0.5 |  | 0.5 | 0.5 |  | N |  |  | OP | X | 11 | 2012 |  |  | N | Electric Utility | 1 | X | SUN | [9 empty] | N
17609 | Southern California Edison Co | 57441 | Solar Photovoltaic Project #42 | CA | Tulare | S42D | Solar Photovoltaic | PV |  | S | X | X |  |  | 0.5 |  | 0.5 | 0.5 |  | N |  |  | OP | X | 11 | 2012 |  |  | N | Electric Utility | 1 | X | SUN | [9 empty] | N
17609 | Southern California Edison Co | 57441 | Solar Photovoltaic Project #42 | CA | Tulare | S42E | Solar Photovoltaic | PV |  | S | X | X |  |  | 0.5 |  | 0.5 | 0.5 |  | N |  |  | OP | X | 11 | 2012 |  |  | N | Electric Utility | 1 | X | SUN | [9 empty] | N
17609 | Southern California Edison Co | 57441 | Solar Photovoltaic Project #42 | CA | Tulare | S42F | Solar Photovoltaic | PV |  | S | X | X |  |  | 0.5 |  | 0.5 | 0.5 |  | N |  |  | OP | X | 11 | 2012 |  |  | N | Electric Utility | 1 | X | SUN | [9 empty] | N
17609 | Southern California Edison Co | 57441 | Solar Photovoltaic Project #42 | CA | Tulare | S42G | Solar Photovoltaic | PV |  | S | X | X |  |  | 0.5 |  | 0.5 | 0.5 |  | N |  |  | OP | X | 11 | 2012 |  |  | N | Electric Utility | 1 | X | SUN | [9 empty] | N
17609 | Southern California Edison Co | 57441 | Solar Photovoltaic Project #42 | CA | Tulare | S42H | Solar Photovoltaic | PV |  | S | X | X |  |  | 0.5 |  | 0.5 | 0.5 |  | N |  |  | OP | X | 11 | 2012 |  |  | N | Electric Utility | 1 | X | SUN | [9 empty] | N
17609 | Southern California Edison Co | 57441 | Solar Photovoltaic Project #42 | CA | Tulare | S42I | Solar Photovoltaic | PV |  | S | X | X |  |  | 0.5 |  | 0.5 | 0.5 |  | N |  |  | OP | X | 11 | 2012 |  |  | N | Electric Utility | 1 | X | SUN | [9 empty] | N
17609 | Southern California Edison Co | 57441 | Solar Photovoltaic Project #42 | CA | Tulare | S42J | Solar Photovoltaic | PV |  | S | X | X |  |  | 0.5 |  | 0.5 | 0.5 |  | N |  |  | OP | X | 11 | 2012 |  |  | N | Electric Utility | 1 | X | SUN | [9 empty] | N
57271 | NRG Solar Borrego I | 57455 | Solar Borrego I | CA | San Diego | SB1 | Solar Photovoltaic | PV |  | S | X | X |  |  | 26 |  | 26 | 26 |  | N |  |  | OP | X | 2 | 2013 |  |  | N | IPP Non-CHP | 2 | X | SUN | [9 empty] | N
19740 | AES Wind Generation Inc | 57459 | Mountain View IV | CA | Riverside | 1 | Onshore Wind Turbine | WT |  | S | X | X |  |  | 49 |  | 49 | 49 | 0 | N |  |  | OP | X | 2 | 2012 |  |  | N | IPP Non-CHP | 2 | X | WND | [11 empty] | 49
56778 | Bloom Energy 2009 PPA | 57460 | Caltech Central | CA | Los Angeles | CL00 | Other Natural Gas | FC |  | S | X | X |  |  | 0.1 |  | 0.1 | 0.1 | 0.1 | N |  |  | OP | X | 11 | 2010 | 3 | 2031 | N | IPP Non-CHP | 2 | X | NG | OBG | [8 empty] | N |  |  | 12H
56778 | Bloom Energy 2009 PPA | 57460 | Caltech Central | CA | Los Angeles | CL01 | Other Natural Gas | FC |  | S | X | X |  |  | 0.1 |  | 0.1 | 0.1 | 0.1 | N |  |  | OP | X | 11 | 2010 | 3 | 2031 | N | IPP Non-CHP | 2 | X | NG | OBG | [8 empty] | N | N |  | 12H
56778 | Bloom Energy 2009 PPA | 57460 | Caltech Central | CA | Los Angeles | CL02 | Other Natural Gas | FC |  | S | X | X |  |  | 0.1 |  | 0.1 | 0.1 | 0.1 | N |  |  | OP | X | 11 | 2010 | 3 | 2031 | N | IPP Non-CHP | 2 | X | NG | OBG | [8 empty] | N | N |  | 12H
56778 | Bloom Energy 2009 PPA | 57460 | Caltech Central | CA | Los Angeles | CL03 | Other Natural Gas | FC |  | S | X | X |  |  | 0.1 |  | 0.1 | 0.1 | 0.1 | N |  |  | OP | X | 11 | 2010 | 3 | 2031 | N | IPP Non-CHP | 2 | X | NG | OBG | [8 empty] | N | N |  | 12H
56778 | Bloom Energy 2009 PPA | 57460 | Caltech Central | CA | Los Angeles | CL04 | Other Natural Gas | FC |  | S | X | X |  |  | 0.1 |  | 0.1 | 0.1 | 0.1 | N |  |  | OP | X | 11 | 2010 | 3 | 2031 | N | IPP Non-CHP | 2 | X | NG | OBG | [8 empty] | N | N |  | 12H
56778 | Bloom Energy 2009 PPA | 57460 | Caltech Central | CA | Los Angeles | CL05 | Other Natural Gas | FC |  | S | X | X |  |  | 0.1 |  | 0.1 | 0.1 | 0.1 | N |  |  | OP | X | 11 | 2010 | 3 | 2031 | N | IPP Non-CHP | 2 | X | NG | OBG | [8 empty] | N | N |  | 12H
56778 | Bloom Energy 2009 PPA | 57460 | Caltech Central | CA | Los Angeles | CL06 | Other Natural Gas | FC |  | S | X | X |  |  | 0.1 |  | 0.1 | 0.1 | 0.1 | N |  |  | OP | X | 11 | 2010 | 3 | 2031 | N | IPP Non-CHP | 2 | X | NG | OBG | [8 empty] | N | N |  | 12H
56778 | Bloom Energy 2009 PPA | 57460 | Caltech Central | CA | Los Angeles | CL07 | Other Natural Gas | FC |  | S | X | X |  |  | 0.1 |  | 0.1 | 0.1 | 0.1 | N |  |  | OP | X | 11 | 2010 | 3 | 2031 | N | IPP Non-CHP | 2 | X | NG | OBG | [8 empty] | N | N |  | 12H
56778 | Bloom Energy 2009 PPA | 57460 | Caltech Central | CA | Los Angeles | CL08 | Other Natural Gas | FC |  | S | X | X |  |  | 0.1 |  | 0.1 | 0.1 | 0.1 | N |  |  | OP | X | 11 | 2010 | 3 | 2031 | N | IPP Non-CHP | 2 | X | NG | OBG | [8 empty] | N | N |  | 12H
56778 | Bloom Energy 2009 PPA | 57460 | Caltech Central | CA | Los Angeles | CL09 | Other Natural Gas | FC |  | S | X | X |  |  | 0.1 |  | 0.1 | 0.1 | 0.1 | N |  |  | OP | X | 11 | 2010 | 3 | 2031 | N | IPP Non-CHP | 2 | X | NG | OBG | [8 empty] | N | N |  | 12H
56778 | Bloom Energy 2009 PPA | 57460 | Caltech Central | CA | Los Angeles | CL10 | Other Natural Gas | FC |  | S | X | X |  |  | 0.1 |  | 0.1 | 0.1 | 0.1 | N |  |  | OP | X | 11 | 2010 | 3 | 2031 | N | IPP Non-CHP | 2 | X | NG | OBG | [8 empty] | N | N |  | 12H
56791 | Hudson Ranch Power I LLC | 57475 | John L. Featherstone Plant | CA | Imperial | HRP1 | Geothermal | ST |  | S | X | X |  |  | 55 | 1 | 49.9 | 49.9 | 15 | N |  |  | OP | X | 3 | 2012 |  |  | N | IPP Non-CHP | 2 | X | GEO | [5 empty] | GEO |  |  |  | N | N |  | OVER | [23 empty] | N | N
56887 | Sentinel Energy Center LLC | 57482 | Sentinel Energy Center, LLC | CA | Riverside | CTG1 | Natural Gas Fired Combustion Turbine | GT |  | J | X | X | TOT032G1_7_N001 | SENTNL_2_CTG1 | 100 | 0.85 | 100 | 100 | 45 | N |  |  | OP | X | 5 | 2013 |  |  | N | IPP Non-CHP | 2 | X | NG | [5 empty] | NG |  |  |  | N | N |  | 10M | [23 empty] | N | N | N
56887 | Sentinel Energy Center LLC | 57482 | Sentinel Energy Center, LLC | CA | Riverside | CTG2 | Natural Gas Fired Combustion Turbine | GT |  | J | X | X | TOT032G2_7_N001 | SENTNL_2_CTG2 | 100 | 0.85 | 100 | 100 | 45 | N |  |  | OP | X | 5 | 2013 |  |  | N | IPP Non-CHP | 2 | X | NG | [5 empty] | NG |  |  |  | N | N |  | 10M | [23 empty] | N | N | N
56887 | Sentinel Energy Center LLC | 57482 | Sentinel Energy Center, LLC | CA | Riverside | CTG3 | Natural Gas Fired Combustion Turbine | GT |  | J | X | X | TOT032G3_7_N001 | SENTNL_2_CTG3 | 100 | 0.85 | 100 | 100 | 45 | N |  |  | OP | X | 5 | 2013 |  |  | N | IPP Non-CHP | 2 | X | NG | [5 empty] | NG |  |  |  | N | N |  | 10M | [23 empty] | N | N | N
56887 | Sentinel Energy Center LLC | 57482 | Sentinel Energy Center, LLC | CA | Riverside | CTG4 | Natural Gas Fired Combustion Turbine | GT |  | J | X | X | TOT032G4_7_N001 | SENTNL_2_CTG4 | 100 | 0.85 | 100 | 100 | 45 | N |  |  | OP | X | 5 | 2013 |  |  | N | IPP Non-CHP | 2 | X | NG | [5 empty] | NG |  |  |  | N |  |  | 10M | [23 empty] | N | N | N
56887 | Sentinel Energy Center LLC | 57482 | Sentinel Energy Center, LLC | CA | Riverside | CTG5 | Natural Gas Fired Combustion Turbine | GT |  | J | X | X | TOT032G5_7_N001 | SENTNL_ 2_CTG5 | 100 | 0.85 | 100 | 100 | 45 | N |  |  | OP | X | 5 | 2013 |  |  | N | IPP Non-CHP | 2 | X | NG | [5 empty] | NG |  |  |  | N |  |  | 10M | [23 empty] | N | N
56887 | Sentinel Energy Center LLC | 57482 | Sentinel Energy Center, LLC | CA | Riverside | CTG6 | Natural Gas Fired Combustion Turbine | GT |  | J | X | X | TOT032G6_7_N001 | SENTNL_2_CTG6 | 100 | 0.85 | 100 | 100 | 45 | N |  |  | OP | X | 5 | 2013 |  |  | N | IPP Non-CHP | 2 | X | NG | [5 empty] | NG |  |  |  | N | N |  | 10M | [23 empty] | N | N
56887 | Sentinel Energy Center LLC | 57482 | Sentinel Energy Center, LLC | CA | Riverside | CTG7 | Natural Gas Fired Combustion Turbine | GT |  | J | X | X | TOT032G7_7_N001 | SENTNL_2_CTG7 | 100 | 0.85 | 100 | 100 | 45 | N |  |  | OP | X | 5 | 2013 |  |  | N | IPP Non-CHP | 2 | X | NG | [5 empty] | NG |  |  |  | N | N |  | 10M | [23 empty] | N
56887 | Sentinel Energy Center LLC | 57482 | Sentinel Energy Center, LLC | CA | Riverside | CTG8 | Natural Gas Fired Combustion Turbine | GT |  | J | X | X | TOT032G8_7_N001 | SENTNL_2_CTG8 | 100 | 0.85 | 100 | 100 | 45 | N |  |  | OP | X | 5 | 2013 |  |  | N | IPP Non-CHP | 2 | X | NG | [5 empty] | NG |  |  |  | N | N |  | 10M | [23 empty] | N
49981 | Diamond Generating Corporation | 57483 | Mariposa Energy Project | CA | Alameda | CTG1 | Natural Gas Fired Combustion Turbine | GT |  | S | X | X |  |  | 49.9 | 0.95 | 49.9 | 49.9 | 25 | N |  |  | OP | X | 10 | 2012 |  |  | N | IPP Non-CHP | 2 | X | NG | [9 empty] | N | N |  | 10M | [23 empty] | N |  | N
49981 | Diamond Generating Corporation | 57483 | Mariposa Energy Project | CA | Alameda | CTG2 | Natural Gas Fired Combustion Turbine | GT |  | S | X | X |  |  | 49.9 | 0.95 | 49.9 | 49.9 | 25 | N |  |  | OP | X | 10 | 2012 |  |  | N | IPP Non-CHP | 2 | X | NG | [9 empty] | N | N |  | 10M | [23 empty] | N |  | N
49981 | Diamond Generating Corporation | 57483 | Mariposa Energy Project | CA | Alameda | CTG3 | Natural Gas Fired Combustion Turbine | GT |  | S | X | X |  |  | 49.9 | 0.95 | 49.9 | 49.9 | 25 | N |  |  | OP | X | 10 | 2012 |  |  | N | IPP Non-CHP | 2 | X | NG | [9 empty] | N | N |  | 10M | [23 empty] | N |  | N
49981 | Diamond Generating Corporation | 57483 | Mariposa Energy Project | CA | Alameda | CTG4 | Natural Gas Fired Combustion Turbine | GT |  | S | X | X |  |  | 49.9 | 0.95 | 49.9 | 49.9 | 25 | N |  |  | OP | X | 10 | 2012 |  |  | N | IPP Non-CHP | 2 | X | NG | [9 empty] | N | N |  | 10M | [23 empty] | N |  | N
15399 | Avangrid Renewables LLC | 57484 | Manzana Wind LLC | CA | Kern | GEN1 | Onshore Wind Turbine | WT |  | S | X | X |  |  | 189 |  | 189 | 189 | 0 | N |  |  | OP | X | 12 | 2012 |  |  | N | IPP Non-CHP | 2 | X | WND | [9 empty] | N | N | 126 | [21 empty] | N |  |  | N
56819 | CSOLAR IV South LLC | 57490 | Imperial Solar Energy Center South | CA | Imperial | 56819 | Solar Photovoltaic | PV |  | J | X | X | CSLR4S_2_SOLAR | CSLR4S_2_SOLAR | 128.9 |  | 128.9 | 128.9 |  | N |  |  | OP | X | 11 | 2013 |  |  | N | IPP Non-CHP | 2 | X | SUN | [9 empty] | N | N
57260 | CSOLAR IV West LLC | 57491 | Imperial Solar Energy Center West | CA | Imperial | 56819 | Solar Photovoltaic | PV |  | J | X | X | IVWEST_2_SOLAR1-APND | IVWEST_2_SOLAR1-APND | 148.7 |  | 148.7 | 148.7 |  | N |  |  | OP | X | 4 | 2016 |  |  | N | IPP Non-CHP | 2 | X | SUN | [9 empty] | N | N
14328 | Pacific Gas & Electric Co. | 57497 | Stroud Solar Station | CA | Fresno | 1 | Solar Photovoltaic | PV |  | S | X | X | STROUD_6_N003 | STROUD_6_N003 | 20 |  | 20 | 20 |  | N |  |  | OP | X | 9 | 2011 |  |  | N | Electric Utility | 1 | X | SUN | [9 empty] | N
14328 | Pacific Gas & Electric Co. | 57498 | Five Points Solar Station | CA | Fresno | 1 | Solar Photovoltaic | PV |  | S | X | X | SCHLNDLR_7_N002 | SCHLNDLR_7_N002 | 15 |  | 15 | 15 |  | N |  |  | OP | X | 9 | 2011 |  |  | N | Electric Utility | 1 | X | SUN | [9 empty] | N
14328 | Pacific Gas & Electric Co. | 57499 | Westside Solar Station | CA | Fresno | 1 | Solar Photovoltaic | PV |  | S | X | X | SCHLNDLR_7_N003 | SCHLNDLR_7_N003 | 15 |  | 15 | 15 |  | N |  |  | OP | X | 8 | 2011 |  |  | N | Electric Utility | 1 | X | SUN | [9 empty] | N
61219 | Longroad Energy Services LLC | 57506 | FRV SI Transport Solar LP | CA | Sacramento | SEIM | Solar Photovoltaic | PV |  | S | X | X |  |  | 1 |  | 1 | 1 |  | N |  |  | OP | X | 8 | 2010 |  |  | N | IPP Non-CHP | 2 | X | SUN
56545 | Pattern Operators LP | 57514 | Ocotillo Express LLC | CA | Imperial | WTG | Onshore Wind Turbine | WT |  | W | X | X |  |  | 265.4 |  | 265.4 | 265.4 | 265.4 | N |  |  | OP | X | 12 | 2012 |  |  | N | IPP Non-CHP | 2 | X | WND | [9 empty] | N |  | 112
59980 | Walnut Creek LLC | 57515 | Walnut Creek Energy Park | CA | Los Angeles | GT1 | Natural Gas Fired Combustion Turbine | GT |  | S | X | X | CAISO WALCRK_2_CTG1 | CAISO WALCRK_2_CTG1 | 100 | 0.85 | 97 | 97 | 48 | N |  |  | OP | X | 4 | 2013 |  |  | N | IPP Non-CHP | 2 | X | NG | [9 empty] | N | N |  | 10M | [23 empty] | N | N | N
59980 | Walnut Creek LLC | 57515 | Walnut Creek Energy Park | CA | Los Angeles | GT2 | Natural Gas Fired Combustion Turbine | GT |  | S | X | X | CAISO WALCRK_2_CTG2 | CAISO WALCRK_2_CTG2 | 100 | 0.85 | 97 | 97 | 48 | N |  |  | OP | X | 4 | 2013 |  |  | N | IPP Non-CHP | 2 | X | NG | [9 empty] | N | N |  | 10M | [23 empty] | N | N | N
59980 | Walnut Creek LLC | 57515 | Walnut Creek Energy Park | CA | Los Angeles | GT3 | Natural Gas Fired Combustion Turbine | GT |  | S | X | X | CAISO WALCRK_2_CTG3 | CAISO WALCRK_2_CTG3 | 100 | 0.85 | 97 | 97 | 48 | N |  |  | OP | X | 4 | 2013 |  |  | N | IPP Non-CHP | 2 | X | NG | [9 empty] | N | N |  | 10M | [23 empty] | N | N | N
59980 | Walnut Creek LLC | 57515 | Walnut Creek Energy Park | CA | Los Angeles | GT4 | Natural Gas Fired Combustion Turbine | GT |  | S | X | X | CAISO WALCRK_2_CTG4 | CAISO WALCRK_2_CTG4 | 100 | 0.85 | 97 | 97 | 48 | N |  |  | OP | X | 4 | 2013 |  |  | N | IPP Non-CHP | 2 | X | NG | [9 empty] | N | N |  | 10M | [23 empty] | N | N | N
59980 | Walnut Creek LLC | 57515 | Walnut Creek Energy Park | CA | Los Angeles | GT5 | Natural Gas Fired Combustion Turbine | GT |  | S | X | X | CAISO WALCRK_2_CTG5 | CAISO WALCRK_2_CTG5 | 100 | 0.85 | 97 | 97 | 48 | N |  |  | OP | X | 5 | 2013 |  |  | N | IPP Non-CHP | 2 | X | NG | [9 empty] | N | N |  | 10M | [23 empty] | N | N | N
14328 | Pacific Gas & Electric Co. | 57521 | Giffen | CA | Fresno | 1 | Solar Photovoltaic | PV |  | S | X | X | GIFFGEN_7_N002 | GIFFGEN_7_N002 | 10 |  | 10 | 10 |  | N |  |  | OP | X | 6 | 2012 |  |  | N | Electric Utility | 1 | X | SUN | [9 empty] | N
14328 | Pacific Gas & Electric Co. | 57522 | Cantua Solar Station | CA | Fresno | 1 | Solar Photovoltaic | PV |  | S | X | X | CANTGEN_7_N002 | CANTGEN_7_N002 | 20 |  | 20 | 20 |  | N |  |  | OP | X | 6 | 2012 |  |  | N | Electric Utility | 1 | X | SUN | [9 empty] | N
14328 | Pacific Gas & Electric Co. | 57523 | Huron Solar Station | CA | Fresno | 1 | Solar Photovoltaic | PV |  | S | X | X | HURONGEN_7_ND002 | HURONGEN_7_ND002 | 20 |  | 20 | 20 |  | N |  |  | OP | X | 6 | 2012 |  |  | N | Electric Utility | 1 | X | SUN | [9 empty] | N
17609 | Southern California Edison Co | 57534 | Solar Photovoltaic Project #32 | CA | San Bernardino | S32A | Solar Photovoltaic | PV |  | S | X | X |  |  | 0.5 |  | 0.5 | 0.5 |  | N |  |  | OP | X | 2 | 2015 |  |  | N | Electric Utility | 1 | X | SUN | [9 empty] | N
17609 | Southern California Edison Co | 57534 | Solar Photovoltaic Project #32 | CA | San Bernardino | S32B | Solar Photovoltaic | PV |  | S | X | X |  |  | 0.5 |  | 0.5 | 0.5 |  | N |  |  | OP | X | 2 | 2015 |  |  | N | Electric Utility | 1 | X | SUN | [9 empty] | N
17609 | Southern California Edison Co | 57534 | Solar Photovoltaic Project #32 | CA | San Bernardino | S32C | Solar Photovoltaic | PV |  | S | X | X |  |  | 0.5 |  | 0.5 | 0.5 |  | N |  |  | OP | X | 2 | 2015 |  |  | N | Electric Utility | 1 | X | SUN | [9 empty] | N
17609 | Southern California Edison Co | 57535 | Solar Photovoltaic Project #33 | CA | San Bernardino | S33A | Solar Photovoltaic | PV |  | S | X | X |  |  | 0.5 |  | 0.5 | 0.5 |  | N |  |  | OP | X | 1 | 2015 |  |  | N | Electric Utility | 1 | X | SUN | [9 empty] | N
17609 | Southern California Edison Co | 57535 | Solar Photovoltaic Project #33 | CA | San Bernardino | S33B | Solar Photovoltaic | PV |  | S | X | X |  |  | 0.5 |  | 0.5 | 0.5 |  | N |  |  | OP | X | 1 | 2015 |  |  | N | Electric Utility | 1 | X | SUN | [9 empty] | N
17609 | Southern California Edison Co | 57544 | Cal State Univ San Bernardino FC01 | CA | San Bernardino | FC01 | Other Natural Gas | FC |  | S | X | X |  |  | 1.4 |  | 1.4 | 1.4 | 1.4 | N |  |  | OP | X | 9 | 2013 |  |  | Y | Electric Utility | 1 | T | NG | [9 empty] | N |  |  | OVER
56895 | Pio Pico Energy Center LLC | 57555 | Pio Pico Energy Center | CA | San Diego | CTG1 | Natural Gas Fired Combustion Turbine | GT |  | S | X | X | PIOPICO1_7_N001 | PIOPICO1_7_N001 | 131.8 | 0.85 | 106 | 111.3 | 50 | N |  |  | OP | X | 11 | 2016 |  |  | N | IPP Non-CHP | 2 | X | NG | [9 empty] | N | N |  | 10M | [23 empty] | N | N | N
56895 | Pio Pico Energy Center LLC | 57555 | Pio Pico Energy Center | CA | San Diego | CTG2 | Natural Gas Fired Combustion Turbine | GT |  | S | X | X | PIOPICO2_7_N001 | PIOPICO2_7_N001 | 131.8 | 0.85 | 106 | 112.7 | 50 | N |  |  | OP | X | 11 | 2016 |  |  | N | IPP Non-CHP | 2 | X | NG | [9 empty] | N | N |  | 10M | [23 empty] | N | N | N
56895 | Pio Pico Energy Center LLC | 57555 | Pio Pico Energy Center | CA | San Diego | CTG3 | Natural Gas Fired Combustion Turbine | GT |  | S | X | X | PIOPICO3_7_N001 | PIOPICO3_7_N001 | 131.8 | 0.85 | 106 | 112 | 50 | N |  |  | OP | X | 11 | 2016 |  |  | N | IPP Non-CHP | 2 | X | NG | [9 empty] | N | N |  | 10M | [23 empty] | N | N | N
56898 | Sunnyvale City of WPCP | 57557 | Sunnyvale City of WPCP | CA | Santa Clara | S-14 | Natural Gas Internal Combustion Engine | IC |  | S | X | X |  |  | 0.8 | 0.8 | 0.8 | 0.8 | 0.6 | N |  |  | OP | X | 11 | 1997 |  |  | Y | Electric Utility | 1 | T | NG | LFG | OBG | [7 empty] | N | N |  | 1H |  |  |  | N | [19 empty] | Y | Y | N
56898 | Sunnyvale City of WPCP | 57557 | Sunnyvale City of WPCP | CA | Santa Clara | S-15 | Natural Gas Internal Combustion Engine | IC |  | S | X | X |  |  | 0.8 | 0.8 | 0.8 | 0.8 | 0.6 | N |  |  | OP | X | 11 | 1997 |  |  | Y | Electric Utility | 1 | T | NG | LFG | OBG | [7 empty] | N | N |  | 1H | N |  |  | N | [19 empty] | Y | Y | N
56902 | RE SFCity1, LP | 57559 | Sunset Reservoir North Basin | CA | San Francisco | 1 | Solar Photovoltaic | PV |  | S | X | X |  |  | 4.5 |  | 4.5 | 4.5 |  | N |  |  | OP | X | 9 | 2010 |  |  | N | IPP Non-CHP | 2 | X | SUN | [36 empty] | N
56905 | Algonquin Power Sanger LLC | 57564 | Algonquin Power Sanger LLC | CA | Fresno | CTG | Natural Gas Fired Combined Cycle | CT | CC1 | S | X | N |  |  | 49 | 0.85 | 49 | 49 | 15 | N |  |  | OP | X | 12 | 2007 |  |  | N | IPP Non-CHP | 2 | X | NG | [5 empty] | NG |  |  |  | N | N |  | 1H | [23 empty] | N | N | N
56905 | Algonquin Power Sanger LLC | 57564 | Algonquin Power Sanger LLC | CA | Fresno | STG2 | Natural Gas Fired Combined Cycle | CA | CC1 | S | N | X |  |  | 12.5 | 0.85 | 12.5 | 12.5 | 3 | N |  |  | OP | X | 5 | 2012 |  |  | N | IPP Non-CHP | 2 | X | NG | [5 empty] | WH |  |  |  | N | N |  | 12H | [23 empty] | N | N | N
58270 | GE Wind Energy LLC | 57566 | GE - Tehachapi | CA | Kern | 2.5P2 | Onshore Wind Turbine | WT |  | S | X | X |  |  | 2.5 |  | 2.5 | 2.5 | 2.5 | N |  |  | OP | X | 4 | 2015 |  |  | N | IPP Non-CHP | 2 | X | WND | [9 empty] | N | N | 1 | [24 empty] | N
58270 | GE Wind Energy LLC | 57566 | GE - Tehachapi | CA | Kern | 2.8P3 | Onshore Wind Turbine | WT |  | S | X | X |  |  | 2.8 |  | 2.8 | 2.8 | 2.8 | N |  |  | OP | X | 2 | 2018 |  |  | N | IPP Non-CHP | 2 | X | WND | [9 empty] | N | N | 1
56914 | Central Contra Costa Sanitary District | 57573 | CCCSD Wastewater Treatment Plnt | CA | Contra Costa | S188 | Natural Gas Fired Combustion Turbine | GT |  | S | X | X |  |  | 3.5 | 0.95 | 3 | 3.5 | 1.5 | N |  |  | OP | X | 12 | 1995 |  |  | Y | Commercial CHP | 5 | T | NG | [5 empty] | NG |  |  |  | N | N |  | 1H | [23 empty] | N | N
17573 | South San Joaquin Irr District | 57579 | Robert O Schulz Solar Farm | CA | Stanislaus | 1 | Solar Photovoltaic | PV |  | S | X | X |  |  | 0.9 |  | 0.9 | 0.9 |  | N |  |  | OP | X | 5 | 2008 |  |  | N | Electric Utility | 1 | X | SUN | [36 empty] | N
17573 | South San Joaquin Irr District | 57579 | Robert O Schulz Solar Farm | CA | Stanislaus | 2 | Solar Photovoltaic | PV |  | S | X | X |  |  | 0.4 |  | 0.4 | 0.4 |  | N |  |  | OP | X | 5 | 2009 |  |  | N | Electric Utility | 1 | X | SUN | [36 empty] | N
56917 | Broadridge Customer Communications | 57580 | Broadridge Cogen | CA | El Dorado | CG1 | Natural Gas Internal Combustion Engine | IC |  | W | X | X |  |  | 2.1 | 0.8 | 2.1 | 2.1 | 0.5 | N |  |  | OP | X | 5 | 2008 |  |  | Y | IPP CHP | 3 | T | NG | [9 empty] | N | N |  | 1H | [23 empty] | N | N | N
56917 | Broadridge Customer Communications | 57580 | Broadridge Cogen | CA | El Dorado | CG2 | Natural Gas Internal Combustion Engine | IC |  | W | X | X |  |  | 2.1 | 0.8 | 2.1 | 2.1 | 0.5 | N |  |  | OP | X | 5 | 2008 |  |  | Y | IPP CHP | 3 | T | NG | [9 empty] | N | N |  | 1H | [23 empty] | N | N | N
56917 | Broadridge Customer Communications | 57580 | Broadridge Cogen | CA | El Dorado | PV1 | Solar Photovoltaic | PV |  | W | X | X |  |  | 0.3 |  | 0.3 | 0.3 |  | N |  |  | OP | X | 12 | 2011 |  |  | N | IPP CHP | 3 | X | SUN | [9 empty] | N |  |  | 1H | [23 empty] | N
56917 | Broadridge Customer Communications | 57580 | Broadridge Cogen | CA | El Dorado | PV2 | Solar Photovoltaic | PV |  | W | X | X |  |  | 0.5 |  | 0.5 | 0.5 |  | N |  |  | OP | X | 12 | 2011 |  |  | N | IPP CHP | 3 | X | SUN | [9 empty] | N |  |  | 1H | [23 empty] | N
56918 | University of California San Diego | 57584 | University of California San Diego Hybrid | CA | San Diego | BS1 | Batteries | BA |  | S | X | X |  |  | 2.5 |  | 2.5 | 2.5 | 0.5 | N |  |  | OP | X | 12 | 2015 |  |  | N | Commercial CHP | 5 | X | MWH | [12 empty] | 12H | [23 empty] | N | N | N
56918 | University of California San Diego | 57584 | University of California San Diego Hybrid | CA | San Diego | NT2 | Natural Gas Fired Combined Cycle | CT | CC1 | S | X | N |  |  | 15 | 0.91 | 13.5 | 13.5 | 8 | N |  |  | OP | X | 7 | 2001 |  |  | Y | Commercial CHP | 5 | T | NG | [5 empty] | NG |  |  |  | N | N |  | 12H | [23 empty] | N | N
56918 | University of California San Diego | 57584 | University of California San Diego Hybrid | CA | San Diego | ST1 | Natural Gas Fired Combined Cycle | CT | CC1 | S | X | N |  |  | 15 | 0.91 | 13.5 | 13.5 | 8 | N |  |  | OP | X | 7 | 2001 |  |  | Y | Commercial CHP | 5 | T | NG | [5 empty] | NG |  |  |  | N | N |  | 12H | [23 empty] | N | N
56918 | University of California San Diego | 57584 | University of California San Diego Hybrid | CA | San Diego | STG | Natural Gas Fired Combined Cycle | CA | CC1 | S | N | X |  |  | 3 | 0.91 | 3 | 3 | 0.5 | N |  |  | OP | X | 7 | 2001 |  |  | Y | Commercial CHP | 5 | B | NG | [5 empty] | NG |  |  |  | N | N |  | 12H | [23 empty] | N | N
58264 | New-Indy, Oxnard LLC | 57585 | Oxnard Paper Mill | CA | Ventura | 1 | Natural Gas Fired Combustion Turbine | GT |  | S | X | X | WILLAMET-7-B1 |  | 29 | 0.8 | 29 | 29 | 12 | N |  |  | OP | X | 3 | 1986 |  |  | Y | Industrial CHP | 7 | T | NG | [9 empty] | N | N |  | 12H | [20 empty] | N |  |  | N | N | N
57170 | EDF Renewable Asset Holdings, Inc. | 57586 | Shiloh III Wind Project LLC | CA | Solano | 1 | Onshore Wind Turbine | WT |  | W | X | X |  |  | 102.5 |  | 102.5 | 100 | 0 | N |  |  | OP | X | 12 | 2011 |  |  | N | IPP Non-CHP | 2 | X | WND | [9 empty] | N |  | 50
56930 | Foundation HA Energy Generation, LLC | 57594 | Teichert Materials-Teichert Vernalis | CA | San Joaquin | WTG1 | Onshore Wind Turbine | WT |  | S | X | X |  |  | 1 |  | 1 | 1 | 0.1 | N |  |  | OP | X | 10 | 2010 |  |  | N | IPP Non-CHP | 2 | X | WND | [11 empty] | 1 | [24 empty] | N
56937 | Rising Tree Wind Farm LLC | 57621 | Rising Tree Wind Farm | CA | Kern | GEN1 | Onshore Wind Turbine | WT |  | S | X | X | RTO/ISO LMP | RTO/ISO LMP | 79.2 |  | 79.2 | 79.2 | 1 | N |  |  | OP | X | 1 | 2015 |  |  | N | IPP Non-CHP | 2 | X | WND | [9 empty] | N | N | 24 | [21 empty] | N
56930 | Foundation HA Energy Generation, LLC | 57626 | Foundation ST | CA | San Joaquin | WTG1 | Onshore Wind Turbine | WT |  | S | X | X |  |  | 2 |  | 2 | 2 | 0.1 | N |  |  | OP | X | 6 | 2011 |  |  | N | IPP Non-CHP | 2 | X | WND | [9 empty] | N |  | 2 | [24 empty] | N
56980 | Regulus Solar, LLC | 57650 | Regulus Solar Project | CA | Kern | FRV4 | Solar Photovoltaic | PV |  | S | X | X |  |  | 60 |  | 60 | 60 |  | N |  |  | OP | X | 11 | 2014 |  |  | N | IPP Non-CHP | 2 | X | SUN | [9 empty] | N
17650 | Southern Power Co | 57651 | Adobe Solar | CA | KERN | FRV3 | Solar Photovoltaic | PV |  | W | X | X |  |  | 20 |  | 20 | 20 |  | N |  |  | OP | X | 5 | 2014 |  |  | N | IPP Non-CHP | 2 | X | SUN | [9 empty] | N | [26 empty] | N
56982 | Kern Community College District | 57655 | Bakersfield College Solar 01 | CA | Kern | BC01 | Solar Photovoltaic | PV |  | S | X | X |  |  | 1.1 |  | 1.1 | 1.1 |  | N |  |  | OP | X | 11 | 2010 |  |  | N | Commercial Non-CHP | 4 | X | SUN | [9 empty] | N | N | [25 empty] | N
56984 | Temescal Canyon RV, LLC | 57656 | Temescal Canyon RV, LLC | CA | Riverside | 1 | Solar Photovoltaic | PV |  | S | X | X |  |  | 1.5 |  | 1.5 | 1.5 |  | N |  |  | OP | X | 5 | 2011 |  |  | N | IPP Non-CHP | 2 | X | SUN | [9 empty] | N
56995 | Sacramento PV Energy, LLC | 57669 | SMUD at Grundman | CA | Sacramento | PV1 | Solar Photovoltaic | PV |  | S | X | X |  |  | 17 |  | 18 | 17 |  | N |  |  | OP | X | 12 | 2011 |  |  | N | IPP Non-CHP | 2 | X | SUN | [36 empty] | N
56995 | Sacramento PV Energy, LLC | 57670 | SMUD at Van Conett | CA | Sacramento | PV1 | Solar Photovoltaic | PV |  | S | X | X |  |  | 2.9 |  | 2.9 | 2.9 |  | N |  |  | OP | X | 12 | 2011 |  |  | N | IPP Non-CHP | 2 | X | SUN | [36 empty] | N
56995 | Sacramento PV Energy, LLC | 57671 | SMUD at Fleshman | CA | Sacramento | PV1 | Solar Photovoltaic | PV |  | S | X | X |  |  | 2.9 |  | 2.9 | 2.9 |  | N |  |  | OP | X | 12 | 2011 |  |  | N | IPP Non-CHP | 2 | X | SUN | [36 empty] | N
57006 | SunE GIL1, LLC | 57682 | City of Madera WWTP | CA | Madera | 1 | Solar Photovoltaic | PV |  | S | X | X |  |  | 1.2 |  | 1 | 1 |  | N |  |  | OP | X | 9 | 2009 |  |  | N | IPP Non-CHP | 2 | X | SUN
57007 | SunE WF3-ST Holdings, LLC | 57683 | Staples La Mirada, CA | CA | Los Angeles | 1 | Solar Photovoltaic | PV |  | W | X | X |  |  | 1.1 |  | 0.9 | 0.9 |  | N |  |  | OP | X | 3 | 2009 |  |  | N | IPP Non-CHP | 2 | X | SUN | [11 empty] | 0 | [24 empty] | N
59874 | Topaz Solar Farms LLC | 57695 | Topaz Solar Farm | CA | San Luis Obispo | TPZ1 | Solar Photovoltaic | PV |  | S | X | X |  |  | 129.8 |  | 129.8 | 129.8 |  | N |  |  | OP | X | 4 | 2013 |  |  | N | IPP Non-CHP | 2 | X | SUN | [9 empty] | N | N | [22 empty] | N |  |  | N
59874 | Topaz Solar Farms LLC | 57695 | Topaz Solar Farm | CA | San Luis Obispo | TPZ2 | Solar Photovoltaic | PV |  | S | X | X |  |  | 151.2 |  | 151.2 | 151.2 |  | N |  |  | OP | X | 6 | 2013 |  |  | N | IPP Non-CHP | 2 | X | SUN | [9 empty] | N | N | [22 empty] | N |  |  | N
59874 | Topaz Solar Farms LLC | 57695 | Topaz Solar Farm | CA | San Luis Obispo | TPZ3 | Solar Photovoltaic | PV |  | S | X | X |  |  | 102.1 |  | 102.1 | 102.1 |  | N |  |  | OP | X | 1 | 2014 |  |  | N | IPP Non-CHP | 2 | X | SUN | [9 empty] | N | N | [22 empty] | N |  |  | N
59874 | Topaz Solar Farms LLC | 57695 | Topaz Solar Farm | CA | San Luis Obispo | TPZ4 | Solar Photovoltaic | PV |  | S | X | X |  |  | 90.3 |  | 90.3 | 90.3 |  | N |  |  | OP | X | 11 | 2014 |  |  | N | IPP Non-CHP | 2 | X | SUN | [9 empty] | N | N | [22 empty] | N |  |  | N
59874 | Topaz Solar Farms LLC | 57695 | Topaz Solar Farm | CA | San Luis Obispo | TPZ5 | Solar Photovoltaic | PV |  | S | X | X |  |  | 112.5 |  | 112.5 | 112.5 |  | N |  |  | OP | X | 10 | 2014 |  |  | N | IPP Non-CHP | 2 | X | SUN | [9 empty] | N | N | [22 empty] | N |  |  | N
5571 | East Bay Municipal Util Dist | 57696 | Power Generation Station (PGS) 2 | CA | Alameda | 1 | Other Waste Biomass | GT |  | S | X | X | OAK L_1_GTG1 |  | 4.6 | 0.8 | 3.8 | 3.8 | 1.5 | N |  |  | OP | X | 12 | 2011 |  |  | Y | Commercial CHP | 5 | T | OBG | [9 empty] | N |  |  | 12H | [23 empty] | N | N
60281 | Altus Power America Management, LLC | 57697 | Aerojet I | CA | Sacramento | 1 | Solar Photovoltaic | PV |  | W | X | X |  |  | 3 |  | 3 | 3 |  | N |  |  | OP | X | 12 | 2009 |  |  | N | IPP Non-CHP | 2 | X | SUN | [9 empty] | N
60281 | Altus Power America Management, LLC | 57698 | Aerojet II | CA | Sacramento | 1 | Solar Photovoltaic | PV |  | W | X | X |  |  | 2.7 |  | 2.7 | 2.7 |  | N |  |  | OP | X | 6 | 2010 |  |  | N | IPP Non-CHP | 2 | X | SUN | [9 empty] | N
57024 | Vasco Winds, LLC | 57700 | Vasco Winds | CA | Contra Costa | 1 | Onshore Wind Turbine | WT |  | S | X | X |  |  | 78.2 |  | 78.2 | 78.2 | 0 | N |  |  | OP | X | 12 | 2011 |  |  | N | IPP Non-CHP | 2 | X | WND | [9 empty] | N |  | 34 |  |  |  |  | N
57026 | NextEra Energy Montezuma Wind II, LLC | 57701 | Montezuma Wind II | CA | Solano | 1 | Onshore Wind Turbine | WT |  | S | X | X |  |  | 78.2 |  | 78.2 | 78.2 | 3.9 | N |  |  | OP | X | 1 | 2012 |  |  | N | IPP Non-CHP | 2 | X | WND | [9 empty] | N | N | 34 | [24 empty] | N
57027 | Signal Hill Petroleum, Inc | 57702 | Signal Hill West Unit | CA | Los Angeles | 1 | Other Gases | GT |  | S | X | X |  |  | 5.7 | 1 | 5.7 | 5.7 | 3.5 | N |  |  | OP | X | 7 | 2004 |  |  | N | Industrial Non-CHP | 6 | X | OG | [9 empty] | N | N |  | 1H | [23 empty] | N | N | N
57170 | EDF Renewable Asset Holdings, Inc. | 57708 | Catalina Solar LLC | CA | Kern | INV | Solar Photovoltaic | PV |  | S | X | X |  |  | 110 |  | 110 | 110 |  | N |  |  | OP | X | 12 | 2012 |  |  | N | IPP Non-CHP | 2 | X | SUN | [9 empty] | N
57033 | City of Palo Alto | 57714 | City of Palo Alto | CA | Santa Clara | GEN1 | Natural Gas Internal Combustion Engine | IC |  | S | X | X | PLOALTO_1_N019 | PALALT_7_COBUG | 1.1 | 1 | 1.1 | 1.1 | 0.3 | N |  |  | SB | Y | 3 | 2002 |  |  | N | Electric Utility | 1 | X | NG | [9 empty] | N | N |  | 10M | [23 empty] | N | N | N
57033 | City of Palo Alto | 57714 | City of Palo Alto | CA | Santa Clara | GEN2 | Natural Gas Internal Combustion Engine | IC |  | S | X | X | PLOALTO_1_N019 | PALALT_7_COBUG | 1.1 | 1 | 1.1 | 1.1 | 0.3 | N |  |  | SB | Y | 3 | 2002 |  |  | N | Electric Utility | 1 | X | NG | [9 empty] | N | N |  | 10M | [23 empty] | N | N | N
57033 | City of Palo Alto | 57714 | City of Palo Alto | CA | Santa Clara | GEN3 | Natural Gas Internal Combustion Engine | IC |  | S | X | X | PLOALTO_1_N019 | PALALT_7_COBUG | 1.1 | 1 | 1.1 | 1.1 | 0.3 | N |  |  | SB | Y | 3 | 2002 |  |  | N | Electric Utility | 1 | X | NG | [9 empty] | N | N |  | 10M | [23 empty] | N | N | N
57033 | City of Palo Alto | 57714 | City of Palo Alto | CA | Santa Clara | GEN4 | Natural Gas Internal Combustion Engine | IC |  | S | X | X | PLOALTO_1_N019 | PALALT_7_COBUG | 1.1 | 1 | 1.1 | 1.1 | 0.3 | N |  |  | SB | Y | 3 | 2002 |  |  | N | Electric Utility | 1 | X | NG | [9 empty] | N | N |  | 10M | [23 empty] | N | N | N
57034 | Watkins Manufacturing Corporation | 57715 | Watkins Manufacturing Co. | CA | San Diego | GEN1 | Natural Gas Internal Combustion Engine | IC |  | S | X | X |  |  | 1 | 0.8 | 1 | 1 | 0.3 | N |  |  | OP | X | 11 | 2001 |  |  | N | Industrial Non-CHP | 6 | X | NG | [9 empty] | N | N |  | 10M | [23 empty] | N | N | N
57034 | Watkins Manufacturing Corporation | 57715 | Watkins Manufacturing Co. | CA | San Diego | GEN2 | Natural Gas Internal Combustion Engine | IC |  | S | X | X |  |  | 1 | 0.8 | 1 | 1 | 0.3 | N |  |  | OP | X | 11 | 2001 |  |  | N | Industrial Non-CHP | 6 | X | NG | [9 empty] | N | N |  | 10M | [23 empty] | N | N | N
60025 | Greenbacker Renewable Energy Corporation | 57722 | North Palm Springs 4A | CA | Riverside | 1 | Solar Photovoltaic | PV |  | W | X | X |  |  | 4 |  | 4 | 4 |  | N |  |  | OP | X | 10 | 2012 |  |  | N | IPP Non-CHP | 2 | X | SUN | [9 empty] | N
57170 | EDF Renewable Asset Holdings, Inc. | 57725 | Shiloh IV Wind Project LLC | CA | Solano | 1 | Onshore Wind Turbine | WT |  | S | X | X |  |  | 102.5 |  | 102.5 | 102.5 | 0 | N |  |  | OP | X | 12 | 2012 |  |  | N | IPP Non-CHP | 2 | X | WND | [9 empty] | N |  | 58
27075 | San Diego County Water Auth | 57729 | Lake Hodges Hydroelectric Facility | CA | San Diego | 1 | Hydroelectric Pumped Storage | PS |  | S | X | X | LKHODG1 | LKHODG1 | 21 | 1 | 21 | 21 | 0 | N |  |  | OP | X | 8 | 2012 |  |  | N | Electric Utility | 1 | X | WAT | [9 empty] | N | N |  | 10M | [23 empty] | N
27075 | San Diego County Water Auth | 57729 | Lake Hodges Hydroelectric Facility | CA | San Diego | 2 | Hydroelectric Pumped Storage | PS |  | S | X | X | LKHODG1 | LKHODG1 | 21 | 1 | 21 | 21 | 0 | N |  |  | OP | X | 8 | 2012 |  |  | N | Electric Utility | 1 | X | WAT | [9 empty] | N | N |  | 10M | [23 empty] | N
57047 | BioFuels Point Loma LLC | 57735 | UCSD Fuel Cell Plant | CA | San Diego | UCSD | Other Waste Biomass | FC |  | S | X | X |  |  | 3 |  | 2.8 | 2.8 | 0.5 | N |  |  | OP | X | 11 | 2011 |  |  | N | IPP Non-CHP | 2 | X | OBG | NG | [11 empty] | OVER
60025 | Greenbacker Renewable Energy Corporation | 57743 | North Palm Springs 1A | CA | Riverside | 1 | Solar Photovoltaic | PV |  | W | X | X |  |  | 2.5 |  | 2.4 | 2.4 |  | N |  |  | OP | X | 4 | 2012 |  |  | N | IPP Non-CHP | 2 | X | SUN | [9 empty] | N
56995 | Sacramento PV Energy, LLC | 57753 | SMUD at Lawrence | CA | Sacramento | PV1 | Solar Photovoltaic | PV |  | S | X | X |  |  | 1 |  | 1 | 1 |  | N |  |  | OP | X | 12 | 2011 |  |  | N | IPP Non-CHP | 2 | X | SUN | [9 empty] | N | [26 empty] | N
57170 | EDF Renewable Asset Holdings, Inc. | 57757 | Pacific Wind LLC | CA | Kern | 1 | Onshore Wind Turbine | WT |  | S | X | X |  |  | 151.7 |  | 140 | 140 | 0 | N |  |  | OP | X | 8 | 2012 |  |  | N | IPP Non-CHP | 2 | X | WND | [9 empty] | N |  | 75
61944 | Goldman Sachs Renewable Power Group | 57764 | Naval Air Weapons Station China Lake | CA | Kern | 1 | Solar Photovoltaic | PV |  | W | X | X |  |  | 11.1 |  | 11.1 | 11.1 |  | N |  |  | OP | X | 9 | 2012 |  |  | N | Commercial Non-CHP | 4 | X | SUN | [9 empty] | N
57047 | BioFuels Point Loma LLC | 57770 | South Bay Fuel Cell Plant | CA | San Diego | SBFC | Other Waste Biomass | FC |  | S | X | X |  |  | 1.5 |  | 1.4 | 1.4 | 0.5 | N |  |  | OP | X | 1 | 2012 |  |  | N | IPP Non-CHP | 2 | X | OBG | NG | [8 empty] | N |  |  | OVER
57079 | Ameresco Butte County LLC | 57771 | Ameresco Butte County | CA | Butte | 1 | Landfill Gas | IC |  | S | X | X |  |  | 2.3 | 1 | 2 | 2 | 0.5 | N |  |  | OP | X | 2 | 2013 |  |  | N | IPP Non-CHP | 2 | X | LFG | [10 empty] | N |  | 10M | [23 empty] | N | N | N
58315 | SSA Solar of CA 2 LLC | 57773 | Palo Verde College | CA | Riverside | 1 | Solar Photovoltaic | PV |  | S | X | X |  |  | 1.2 |  | 1.2 | 1.2 |  | N |  |  | OP | X | 8 | 2009 |  |  | N | Commercial Non-CHP | 4 | X | SUN | [9 empty] | N | N
63235 | Brookfield Renewable Trading and Marketing LP | 57774 | Windstar 1 | CA | Kern | WGNS | Onshore Wind Turbine | WT |  | W | X | X |  |  | 120 |  | 120 | 120 | 0 | N |  |  | OP | X | 2 | 2012 |  |  | N | IPP Non-CHP | 2 | X | WND | [9 empty] | N | N | 60
62948 | Gamma Genco CV LLC | 57777 | RE Dillard 1 LLC | CA | Sacramento | DL1 | Solar Photovoltaic | PV |  | S | X | X |  |  | 3 |  | 3 | 3 |  | N |  |  | OP | X | 1 | 2012 |  |  | N | IPP Non-CHP | 2 | X | SUN | [9 empty] | N
62948 | Gamma Genco CV LLC | 57778 | RE Kammerer 1 LLC | CA | Sacramento | KAM1 | Solar Photovoltaic | PV |  | S | X | X |  |  | 5 |  | 5 | 5 |  | N |  |  | OP | X | 1 | 2012 |  |  | N | IPP Non-CHP | 2 | X | SUN | [9 empty] | N
62948 | Gamma Genco CV LLC | 57779 | RE Dillard 2 LLC | CA | Sacramento | DIL2 | Solar Photovoltaic | PV |  | S | X | X |  |  | 3 |  | 3 | 3 |  | N |  |  | OP | X | 1 | 2012 |  |  | N | IPP Non-CHP | 2 | X | SUN | [9 empty] | N
62948 | Gamma Genco CV LLC | 57780 | RE Kammerer 2 LLC | CA | Sacramento | KAM2 | Solar Photovoltaic | PV |  | S | X | X |  |  | 5 |  | 5 | 5 |  | N |  |  | OP | X | 2 | 2012 |  |  | N | IPP Non-CHP | 2 | X | SUN | [9 empty] | N
62948 | Gamma Genco CV LLC | 57781 | RE Dillard 3 LLC | CA | Sacramento | DIL3 | Solar Photovoltaic | PV |  | S | X | X |  |  | 3 |  | 3 | 3 |  | N |  |  | OP | X | 1 | 2012 |  |  | N | IPP Non-CHP | 2 | X | SUN | [9 empty] | N
62948 | Gamma Genco CV LLC | 57782 | RE Kammerer 3 LLC | CA | Sacramento | KAM3 | Solar Photovoltaic | PV |  | S | X | X |  |  | 5 |  | 5 | 5 |  | N |  |  | OP | X | 2 | 2012 |  |  | N | IPP Non-CHP | 2 | X | SUN | [9 empty] | N
62948 | Gamma Genco CV LLC | 57783 | RE Bruceville 1 LLC | CA | Sacramento | BRU1 | Solar Photovoltaic | PV |  | S | X | X |  |  | 5 |  | 5 | 5 |  | N |  |  | OP | X | 1 | 2012 |  |  | N | IPP Non-CHP | 2 | X | SUN | [9 empty] | N
62948 | Gamma Genco CV LLC | 57784 | RE Bruceville 2 LLC | CA | Sacramento | BRU2 | Solar Photovoltaic | PV |  | S | X | X |  |  | 5 |  | 5 | 5 |  | N |  |  | OP | X | 2 | 2012 |  |  | N | IPP Non-CHP | 2 | X | SUN | [9 empty] | N
62948 | Gamma Genco CV LLC | 57785 | RE Bruceville 3 LLC | CA | Sacramento | BRU3 | Solar Photovoltaic | PV |  | S | X | X |  |  | 5 |  | 5 | 5 |  | N |  |  | OP | X | 2 | 2012 |  |  | N | IPP Non-CHP | 2 | X | SUN | [9 empty] | N
56930 | Foundation HA Energy Generation, LLC | 57791 | Foundation AB | CA | Solano | WTG1 | Onshore Wind Turbine | WT |  | S | X | X |  |  | 1.5 |  | 1.5 | 1.5 | 0.1 | N |  |  | OP | X | 11 | 2011 |  |  | N | IPP Non-CHP | 2 | X | WND | [11 empty] | 1 | [24 empty] | N
56930 | Foundation HA Energy Generation, LLC | 57792 | Foundation IE | CA | San Bernardino | WTG1 | Onshore Wind Turbine | WT |  | S | X | X |  |  | 1 |  | 1 | 1 | 0.1 | N |  |  | OP | X | 12 | 2011 |  |  | N | IPP Non-CHP | 2 | X | WND | [11 empty] | 1 | [24 empty] | N
57104 | Golden Springs Development Company LLC | 57796 | Golden Springs Building C-1 | CA | Los Angeles | 1 | Solar Photovoltaic | PV |  | S | X | X |  |  | 1.2 |  | 1.2 | 1.2 |  | N |  |  | OP | X | 2 | 2012 |  |  | N | IPP Non-CHP | 2 | X | SUN | [9 empty] | N | N |  | 10M
57104 | Golden Springs Development Company LLC | 57797 | Golden Springs Building D | CA | Los Angeles | 1 | Solar Photovoltaic | PV |  | S | X | X |  |  | 1.3 |  | 1.3 | 1.3 |  | N |  |  | OP | X | 3 | 2012 |  |  | N | IPP Non-CHP | 2 | X | SUN | [9 empty] | N | N
62948 | Gamma Genco CV LLC | 57806 | RE Dillard 4 LLC | CA | Sacramento | DIL4 | Solar Photovoltaic | PV |  | S | X | X |  |  | 0.4 |  | 0.4 | 0.4 |  | N |  |  | OP | X | 1 | 2012 |  |  | N | IPP Non-CHP | 2 | X | SUN | [9 empty] | N
57128 | Bloom Energy | 57808 | Lockheed Martin Sunnyvale | CA | Santa Clara | LOK00 | Other Natural Gas | FC |  | W | X | X |  |  | 1.1 |  | 1 | 1 | 0 | N |  |  | OP | X | 12 | 2011 |  |  | N | IPP Non-CHP | 2 | X | NG | [5 empty] | NG |  |  |  | N | N |  | OVER | [23 empty] | N
57128 | Bloom Energy | 57809 | Franklin Templeton San Mateo | CA | San Mateo | FRK00 | Other Natural Gas | FC |  | W | X | X |  |  | 1.1 |  | 1 | 1 | 0 | N |  |  | OP | X | 11 | 2011 |  |  | N | IPP Non-CHP | 2 | X | NG | [9 empty] | N | N |  | OVER
57128 | Bloom Energy | 57811 | Adobe San Jose | CA | Santa Clara | ADB00 | Other Natural Gas | FC |  | W | X | X |  |  | 0.8 |  | 0.8 | 0.8 | 0 | N |  |  | OP | X | 8 | 2010 |  |  | N | IPP Non-CHP | 2 | X | NG | [9 empty] | N | N |  | OVER
57128 | Bloom Energy | 57811 | Adobe San Jose | CA | Santa Clara | ADB01 | Other Natural Gas | FC |  | W | X | X |  |  | 0.4 |  | 0.4 | 0.4 | 0 | N |  |  | OP | X | 8 | 2010 |  |  | N | IPP Non-CHP | 2 | X | NG | [9 empty] | N | N |  | OVER
62948 | Gamma Genco CV LLC | 57816 | RE McKenzie 1 LLC | CA | Sacramento | MCK1 | Solar Photovoltaic | PV |  | S | X | X |  |  | 5 |  | 5 | 5 |  | N |  |  | OP | X | 11 | 2012 |  |  | N | IPP Non-CHP | 2 | X | SUN | [9 empty] | N
62948 | Gamma Genco CV LLC | 57817 | RE McKenzie 2 LLC | CA | Sacramento | MCK2 | Solar Photovoltaic | PV |  | S | X | X |  |  | 5 |  | 5 | 5 |  | N |  |  | OP | X | 11 | 2012 |  |  | N | IPP Non-CHP | 2 | X | SUN | [9 empty] | N
62948 | Gamma Genco CV LLC | 57818 | RE McKenzie 3 LLC | CA | Sacramento | MCK3 | Solar Photovoltaic | PV |  | S | X | X |  |  | 5 |  | 5 | 5 |  | N |  |  | OP | X | 11 | 2012 |  |  | N | IPP Non-CHP | 2 | X | SUN | [9 empty] | N
62948 | Gamma Genco CV LLC | 57819 | RE McKenzie 4 LLC | CA | Sacramento | MCK4 | Solar Photovoltaic | PV |  | S | X | X |  |  | 5 |  | 5 | 5 |  | N |  |  | OP | X | 11 | 2012 |  |  | N | IPP Non-CHP | 2 | X | SUN | [9 empty] | N
62948 | Gamma Genco CV LLC | 57820 | RE McKenzie 5 LLC | CA | Sacramento | MCK5 | Solar Photovoltaic | PV |  | S | X | X |  |  | 5 |  | 5 | 5 |  | N |  |  | OP | X | 11 | 2012 |  |  | N | IPP Non-CHP | 2 | X | SUN | [9 empty] | N
62948 | Gamma Genco CV LLC | 57821 | RE McKenzie 6 LLC | CA | Sacramento | MCK6 | Solar Photovoltaic | PV |  | S | X | X |  |  | 5 |  | 5 | 5 |  | N |  |  | OP | X | 11 | 2012 |  |  | N | IPP Non-CHP | 2 | X | SUN | [9 empty] | N
58661 | Sustainable Power Group, LLC | 57827 | Dinuba Wastewater Treatment Plant | CA | Tulare | DSPV | Solar Photovoltaic | PV |  | W | X | X |  |  | 1 |  | 1 | 1 |  | N |  |  | OP | X | 11 | 2011 |  |  | N | Commercial Non-CHP | 4 | X | SUN | [9 empty] | N | N
57154 | Heliocentric LLC | 57831 | Heliocentric | CA | Los Angeles | 1 | Solar Photovoltaic | PV |  | S | X | X |  |  | 1.5 |  | 1.3 | 1.5 |  | N |  |  | OP | X | 3 | 2012 |  |  | N | IPP Non-CHP | 2 | X | SUN | [9 empty] | N | N
63800 | Longroad Energy Services 2 | 57833 | Mustang Hills LLC | CA | Kern | AW06 | Onshore Wind Turbine | WT |  | W | X | X |  |  | 150 |  | 150 | 150 | 0 | N |  |  | OP | X | 5 | 2012 |  |  | N | IPP Non-CHP | 2 | X | WND | [9 empty] | N | N | 50 | [21 empty] | N |  |  | N
59868 | Pinyon Pines Wind I, LLC | 57834 | Pinyon Pine I | CA | Kern | AW07 | Onshore Wind Turbine | WT |  | S | X | X |  |  | 168 |  | 168 | 168 | 1 | N |  |  | OP | X | 11 | 2012 |  |  | N | IPP Non-CHP | 2 | X | WND | [9 empty] | N | N | 56 | [21 empty] | N |  |  | N
63235 | Brookfield Renewable Trading and Marketing LP | 57835 | Alta Wind VIII | CA | Kern | AW08 | Onshore Wind Turbine | WT |  | W | X | X |  |  | 150 |  | 150 | 150 | 1 | N |  |  | OP | X | 1 | 2012 |  |  | N | IPP Non-CHP | 2 | X | WND | [9 empty] | N | N | 50
57159 | L-8 Solar Project LLC | 57836 | L-8 Solar Project | CA | Los Angeles | TSM | Solar Photovoltaic | PV |  | S | X | X |  |  | 1.5 |  | 1.3 | 1.5 |  | N |  |  | OP | X | 5 | 2012 |  |  | N | IPP Non-CHP | 2 | X | SUN | [9 empty] | N
59869 | Pinyon Pines Wind II, LLC | 57837 | Pinyon Pine II | CA | Kern | AW09 | Onshore Wind Turbine | WT |  | S | X | X |  |  | 132 |  | 132 | 132 | 1 | N |  |  | OP | X | 11 | 2012 |  |  | N | IPP Non-CHP | 2 | X | WND | [9 empty] | N | N | 44 | [21 empty] | N |  |  | N
59139 | SunEdison LLC | 57840 | ISH Solar Hospital SDMC | CA | San Diego | 1 | Solar Photovoltaic | PV |  | S | X | X |  |  | 1.1 |  | 1.1 | 1.1 |  | N |  |  | OP | X | 12 | 2011 |  |  | N | IPP Non-CHP | 2 | X | SUN | [9 empty] | N
59139 | SunEdison LLC | 57841 | ISH Solar Hospital Downey | CA | Los Angeles | 1 | Solar Photovoltaic | PV |  | S | X | X |  |  | 1.1 |  | 1.1 | 1.1 |  | N |  |  | OP | X | 9 | 2011 |  |  | N | IPP Non-CHP | 2 | X | SUN | [9 empty] | N
57177 | SEAI Elk Grove LLC | 57849 | Green Acres Solar Facility 1 | CA | Sacramento | GASF1 | Solar Photovoltaic | PV |  | W | X | X |  | SMUD | 3 |  | 2.8 | 2 |  | N |  |  | OP | X | 9 | 2012 |  |  | N | IPP Non-CHP | 2 | X | SUN | [9 empty] | N | [6 empty] | N
57177 | SEAI Elk Grove LLC | 57850 | Green Acres Solar Facility 2 | CA | Sacramento | GASF2 | Solar Photovoltaic | PV |  | W | X | X |  | SMUD | 1 |  | 0.9 | 0.7 |  | N |  |  | OP | X | 9 | 2012 |  |  | N | IPP Non-CHP | 2 | X | SUN | [9 empty] | N | N
11208 | Los Angeles Department of Water & Power | 57854 | North Hollywood | CA | Los Angeles | 1PT1 | Conventional Hydroelectric | HY |  | S | X | X |  |  | 1.8 | 0.89 | 1.8 | 1.8 | 1.8 | N |  |  | OS | X | 1 | 1993 |  |  | N | Commercial Non-CHP | 4 | X | WAT | [9 empty] | N | N | 0 | 10M | [20 empty] | N |  |  | N
11208 | Los Angeles Department of Water & Power | 57854 | North Hollywood | CA | Los Angeles | 1PT2 | Conventional Hydroelectric | HY |  | S | X | X |  |  | 1.8 | 0.89 | 1.8 | 1.8 | 1.8 | N |  |  | SB | Y | 1 | 1993 |  |  | N | Commercial Non-CHP | 4 | X | WAT | [9 empty] | N | N | 0 | 10M | [20 empty] | N |  |  | N
11208 | Los Angeles Department of Water & Power | 57854 | North Hollywood | CA | Los Angeles | 1PT3 | Conventional Hydroelectric | HY |  | S | X | X |  |  | 1.8 | 0.89 | 1.8 | 1.8 | 1.8 | N |  |  | SB | Y | 1 | 1993 |  |  | N | Commercial Non-CHP | 4 | X | WAT | [9 empty] | N | N | 0 | 10M | [20 empty] | N |  |  | N
11208 | Los Angeles Department of Water & Power | 57854 | North Hollywood | CA | Los Angeles | 2T1 | Conventional Hydroelectric | HY |  | S | X | X |  |  | 1.2 | 0.86 | 1.2 | 1.2 | 1.2 | N |  |  | SB | Y | 1 | 1993 | 7 | 2021 | N | Commercial Non-CHP | 4 | X | WAT | [9 empty] | N | N | 0 | 10M | [20 empty] | N |  |  | N
11208 | Los Angeles Department of Water & Power | 57854 | North Hollywood | CA | Los Angeles | 2T2 | Conventional Hydroelectric | HY |  | S | X | X |  |  | 1.2 | 0.86 | 1.2 | 1.2 | 1.2 | N |  |  | SB | Y | 1 | 1993 | 7 | 2021 | N | Commercial Non-CHP | 4 | X | WAT | [9 empty] | N | N | 0 | 10M | [20 empty] | N |  |  | N
11208 | Los Angeles Department of Water & Power | 57854 | North Hollywood | CA | Los Angeles | 3T1 | Conventional Hydroelectric | HY |  | S | X | X |  |  | 0.5 | 0.86 | 0.5 | 0.5 | 0.5 | N |  |  | SB | Y | 1 | 1993 |  |  | N | Commercial Non-CHP | 4 | X | WAT | [9 empty] | N | N | 0 | 10M | [20 empty] | N |  |  | N
11208 | Los Angeles Department of Water & Power | 57854 | North Hollywood | CA | Los Angeles | 3T2 | Conventional Hydroelectric | HY |  | S | X | X |  |  | 0.2 | 0.87 | 0.2 | 0.2 | 0.2 | N |  |  | SB | Y | 1 | 1993 |  |  | N | Commercial Non-CHP | 4 | X | WAT | [9 empty] | N | N | 0 | 10M | [20 empty] | N |  |  | N
56918 | University of California San Diego | 57856 | Univ of California San Diego Solar | CA | San Diego | SGU1 | Solar Photovoltaic | PV |  | S | X | X |  |  | 1.2 |  | 1.2 | 1.2 |  | N |  |  | OP | X | 12 | 2008 |  |  | N | Commercial Non-CHP | 4 | X | SUN | [9 empty] | N | [26 empty] | N
57194 | City of Industry | 57860 | Industry MetroLink PV 1 | CA | Los Angeles | 1 | Solar Photovoltaic | PV |  | S | X | X |  |  | 1.5 |  | 1.5 | 1.5 |  | N |  |  | OP | X | 4 | 2012 |  |  | N | Electric Utility | 1 | X | SUN | [9 empty] | N | N | [25 empty] | N
57213 | Castle Rock Cooling | 57870 | Castle Rock Vineyards | CA | Tulare | SOLAR | Solar Photovoltaic | PV |  | S | X | X |  |  | 1 |  | 1 | 1 |  | N |  |  | OP | X | 9 | 2010 |  |  | N | Commercial Non-CHP | 4 | X | SUN | [9 empty] | N | N | 0 | [24 empty] | N |  | N
11208 | Los Angeles Department of Water & Power | 57871 | 2555 E Olympic Bl | CA | Los Angeles | 1 | Solar Photovoltaic | PV |  | W | X | X |  |  | 1 |  | 1 | 1 |  | N |  |  | OP | X | 3 | 2012 |  |  | N | Commercial Non-CHP | 4 | X | SUN | [9 empty] | N | N | [25 empty] | N
57197 | Santa Cruz Energy LLC | 57876 | Santa Cruz Energy | CA | Santa Cruz | UNT1 | Landfill Gas | IC |  | S | X | X |  |  | 1.6 | 0.98 | 1.5 | 1.5 | 1.3 | N |  |  | OP | X | 11 | 2009 |  |  | N | IPP Non-CHP | 2 | X | LFG | [9 empty] | N |  |  | 1H | [23 empty] | N
14328 | Pacific Gas & Electric Co. | 57891 | Guernsey Solar Station | CA | Kings | 1 | Solar Photovoltaic | PV |  | S | X | X | GUERSEY_7_N001 | GUERSEY_7_N001 | 20 |  | 20 | 20 |  | N |  |  | OP | X | 8 | 2013 |  |  | N | Electric Utility | 1 | X | SUN | [9 empty] | N
14328 | Pacific Gas & Electric Co. | 57892 | Gates Solar Station | CA | Fresno | 1 | Solar Photovoltaic | PV |  | S | X | X | GATESBK4_7_N002 | GATESBK4_7_N002 | 20 |  | 20 | 20 |  | N |  |  | OP | X | 6 | 2013 |  |  | N | Electric Utility | 1 | X | SUN | [9 empty] | N
57262 | Kern County Water Agency | 57895 | Improvement Dst No. 4 | CA | Kern | ID4 | Solar Photovoltaic | PV |  | S | X | X |  |  | 1.1 |  | 1.1 | 1.1 |  | N |  |  | OP | X | 1 | 2009 |  |  | N | Commercial Non-CHP | 4 | X | SUN | [9 empty] | N | N |  | 10M | [20 empty] | Y | 1 | 2024 | N
17609 | Southern California Edison Co | 57900 | Solar Photovoltaic Project #48 | CA | San Bernardino | S48A | Solar Photovoltaic | PV |  | S | X | X |  |  | 0.5 |  | 0.5 | 0.5 |  | N |  |  | OP | X | 2 | 2015 |  |  | N | Electric Utility | 1 | X | SUN | [9 empty] | N
17609 | Southern California Edison Co | 57900 | Solar Photovoltaic Project #48 | CA | San Bernardino | S48B | Solar Photovoltaic | PV |  | S | X | X |  |  | 0.5 |  | 0.5 | 0.5 |  | N |  |  | OP | X | 2 | 2015 |  |  | N | Electric Utility | 1 | X | SUN | [9 empty] | N
17609 | Southern California Edison Co | 57900 | Solar Photovoltaic Project #48 | CA | San Bernardino | S48C | Solar Photovoltaic | PV |  | S | X | X |  |  | 0.5 |  | 0.5 | 0.5 |  | N |  |  | OP | X | 2 | 2015 |  |  | N | Electric Utility | 1 | X | SUN | [9 empty] | N
17609 | Southern California Edison Co | 57900 | Solar Photovoltaic Project #48 | CA | San Bernardino | S48D | Solar Photovoltaic | PV |  | S | X | X |  |  | 0.5 |  | 0.5 | 0.5 |  | N |  |  | OP | X | 2 | 2015 |  |  | N | Electric Utility | 1 | X | SUN | [9 empty] | N
17609 | Southern California Edison Co | 57900 | Solar Photovoltaic Project #48 | CA | San Bernardino | S48E | Solar Photovoltaic | PV |  | S | X | X |  |  | 0.5 |  | 0.5 | 0.5 |  | N |  |  | OP | X | 2 | 2015 |  |  | N | Electric Utility | 1 | X | SUN | [9 empty] | N
17609 | Southern California Edison Co | 57900 | Solar Photovoltaic Project #48 | CA | San Bernardino | S48F | Solar Photovoltaic | PV |  | S | X | X |  |  | 0.5 |  | 0.5 | 0.5 |  | N |  |  | OP | X | 2 | 2015 |  |  | N | Electric Utility | 1 | X | SUN | [9 empty] | N
17609 | Southern California Edison Co | 57900 | Solar Photovoltaic Project #48 | CA | San Bernardino | S48G | Solar Photovoltaic | PV |  | S | X | X |  |  | 0.5 |  | 0.5 | 0.5 |  | N |  |  | OP | X | 2 | 2015 |  |  | N | Electric Utility | 1 | X | SUN | [9 empty] | N
17609 | Southern California Edison Co | 57900 | Solar Photovoltaic Project #48 | CA | San Bernardino | S48H | Solar Photovoltaic | PV |  | S | X | X |  |  | 0.5 |  | 0.5 | 0.5 |  | N |  |  | OP | X | 2 | 2015 |  |  | N | Electric Utility | 1 | X | SUN | [9 empty] | N
17609 | Southern California Edison Co | 57900 | Solar Photovoltaic Project #48 | CA | San Bernardino | S48I | Solar Photovoltaic | PV |  | S | X | X |  |  | 0.5 |  | 0.5 | 0.5 |  | N |  |  | OP | X | 2 | 2015 |  |  | N | Electric Utility | 1 | X | SUN | [9 empty] | N
17609 | Southern California Edison Co | 57900 | Solar Photovoltaic Project #48 | CA | San Bernardino | S48J | Solar Photovoltaic | PV |  | S | X | X |  |  | 0.5 |  | 0.5 | 0.5 |  | N |  |  | OP | X | 2 | 2015 |  |  | N | Electric Utility | 1 | X | SUN | [9 empty] | N
13584 | NRG El Segundo Operations Inc | 57901 | El Segundo Energy Center LLC | CA | Los Angeles | 5 | Natural Gas Fired Combined Cycle | CT | 1011 | W | X | N |  |  | 198 | 0.9 | 195 | 195 | 110 | N |  |  | OP | X | 8 | 2013 |  |  | N | IPP Non-CHP | 2 | X | NG | [9 empty] | N | N |  | 1H | [23 empty] | N | N | N
13584 | NRG El Segundo Operations Inc | 57901 | El Segundo Energy Center LLC | CA | Los Angeles | 6 | Natural Gas Fired Combined Cycle | CA | 1011 | W | N | X |  |  | 70.7 | 0.9 | 60 | 60 | 45 | N |  |  | OP | X | 8 | 2013 |  |  | N | IPP Non-CHP | 2 | X | NG | [9 empty] | N | N |  | 12H | [23 empty] | N | N | N
13584 | NRG El Segundo Operations Inc | 57901 | El Segundo Energy Center LLC | CA | Los Angeles | 7 | Natural Gas Fired Combined Cycle | CT | 2021 | W | X | N |  |  | 198 | 0.9 | 195 | 195 | 110 | N |  |  | OP | X | 7 | 2013 |  |  | N | IPP Non-CHP | 2 | X | NG | [9 empty] | N | N |  | 1H | [23 empty] | N | N | N
13584 | NRG El Segundo Operations Inc | 57901 | El Segundo Energy Center LLC | CA | Los Angeles | 8 | Natural Gas Fired Combined Cycle | CA | 2021 | W | N | X |  |  | 70.7 | 0.9 | 60 | 60 | 45 | N |  |  | OP | X | 7 | 2013 |  |  | N | IPP Non-CHP | 2 | X | NG | [9 empty] | N |  |  | 12H | [23 empty] | N | N | N
57273 | SS San Antonio West LLC | 57904 | San Antonio West Solar Rooftop | CA | Riverside | CHNO | Solar Photovoltaic | PV |  | S | X | X |  |  | 1.5 |  | 1.5 | 1.5 |  | N |  |  | OP | X | 8 | 2012 |  |  | N | IPP Non-CHP | 2 | X | SUN | [9 empty] | N
15399 | Avangrid Renewables LLC | 57913 | Tule Wind LLC | CA | San Diego | 1 | Onshore Wind Turbine | WT |  | S | X | X |  |  | 143 |  | 143 | 143 | 0 | N |  |  | OP | X | 12 | 2017 |  |  | N | IPP Non-CHP | 2 | X | WND | [9 empty] | N | N | 57 | [21 empty] | N |  |  | N
57299 | Spreckels Sugar Company | 57916 | Spreckels Sugar Company | CA | Imperial | 1 | Natural Gas Steam Turbine | ST |  | S | X | X |  |  | 8.9 | 0.8 | 8.9 | 8.9 | 2 | N |  |  | OP | X | 4 | 1948 |  |  | Y | Industrial CHP | 7 | T | NG | [5 empty] | NG |  |  |  | N | N |  | 12H | [23 empty] | N | N | N
58101 | Solar Star California II LLC | 57933 | Solar Star California II LLC | CA | Sacramento | 1 | Solar Photovoltaic | PV |  | S | X | X | CALISO | CALISO | 2 |  | 2 | 2 |  | N |  |  | OP | X | 8 | 2012 |  |  | N | IPP Non-CHP | 2 | X | SUN | [9 empty] | N
49893 | Invenergy Services LLC | 57959 | Desert Green Solar Farm LLC | CA | San Diego | 1 | Solar Photovoltaic | PV |  | S | X | X | BREGGO_6_DEGRSL | Borrego 12kv substation | 6.3 |  | 6.3 | 6.3 |  | N |  |  | OP | X | 11 | 2014 |  |  | N | IPP Non-CHP | 2 | X | SUN | [9 empty] | N
56769 | Consolidated Edison Development Inc. | 57962 | Brookfield Tehachapi 1 | CA | Kern | BT1 | Onshore Wind Turbine | WT |  | W | X | X |  |  | 102 |  | 102 | 102 | 1 | N |  |  | OP | X | 3 | 2012 |  |  | N | IPP Non-CHP | 2 | X | WND | [9 empty] | N |  | 34
57345 | Butte-Glenn Community College District | 57970 | Butte College Main Campus Solar | CA | Butte | SOL1 | Solar Photovoltaic | PV |  | S | X | X |  |  | 3.5 |  | 3.6 | 3.5 |  | Y | 7 | 2020 | OP | X | 7 | 2011 |  |  | N | Commercial Non-CHP | 4 | X | SUN | [9 empty] | N | N |  | 10M
16612 | City & County of San Francisco | 57971 | SF Southeast Cogen Plant | CA | San Francisco | COGEN | Other Waste Biomass | IC |  | S | X | X | DLAP_PGAE-APND | DLAP_PGAE | 2.1 | 0.8 | 1.9 | 1.9 | 0.5 | N |  |  | OP | X | 6 | 2002 |  |  | N | Commercial Non-CHP | 4 | X | OBG | [9 empty] | N | N |  | 1H | [23 empty] | N
57353 | Plumas Sierra Rural Electric Coop | 57977 | High Sierra Cogeneration Plant | CA | Lassen | ENG1 | Natural Gas Internal Combustion Engine | IC |  | S | X | X |  |  | 3 | 0.8 | 2.5 | 2.8 | 1.5 | N |  |  | OP | X | 2 | 2010 |  |  | Y | Electric Utility | 1 | T | NG | [9 empty] | N | N |  | 10M | [23 empty] | N | N | N
57353 | Plumas Sierra Rural Electric Coop | 57977 | High Sierra Cogeneration Plant | CA | Lassen | ENG2 | Natural Gas Internal Combustion Engine | IC |  | S | X | X |  |  | 3 | 0.8 | 2.5 | 2.8 | 1.5 | N |  |  | OP | X | 2 | 2010 |  |  | Y | Electric Utility | 1 | T | NG | [9 empty] | N | N |  | 10M | [23 empty] | N | N | N
40613 | Northern California Power Agny | 57978 | Lodi Energy Center | CA | San Joaquin | CT1 | Natural Gas Fired Combined Cycle | CT | CC1 | S | X | N |  |  | 185 | 0.95 | 162 | 181 | 100 | N |  |  | OP | X | 11 | 2012 |  |  | N | Electric Utility | 1 | X | NG | [9 empty] | N |  |  | 1H | [23 empty] | N | N
40613 | Northern California Power Agny | 57978 | Lodi Energy Center | CA | San Joaquin | ST1 | Natural Gas Fired Combined Cycle | CA | CC1 | S | N | X |  |  | 103.9 | 0.95 | 95 | 96 | 65 | N |  |  | OP | X | 11 | 2012 |  |  | N | Electric Utility | 1 | X | NG | [9 empty] | N |  |  | 1H | [23 empty] | N | N
62060 | CleanCapital | 57982 | Meridian Vineyards | CA | San Luis Obispo | PV-1 | Solar Photovoltaic | PV |  | W | X | X |  |  | 0.5 |  | 0.5 | 0.5 |  | N |  |  | OP | X | 12 | 2010 |  |  | N | IPP Non-CHP | 2 | X | SUN | [9 empty] | N
62060 | CleanCapital | 57982 | Meridian Vineyards | CA | San Luis Obispo | PV-2 | Solar Photovoltaic | PV |  | W | X | X |  |  | 0.6 |  | 0.6 | 0.6 |  | N |  |  | OP | X | 12 | 2010 |  |  | N | IPP Non-CHP | 2 | X | SUN | [9 empty] | N
57362 | Energy 2001 Inc | 57988 | Lincoln Landfill | CA | Placer | GEN 5 | Landfill Gas | IC |  | S | X | X |  |  | 0.8 | 1 | 0.8 | 0.8 | 0.7 | N |  |  | OP | X | 11 | 2012 |  |  | N | IPP Non-CHP | 2 | X | LFG | [9 empty] | N | N |  | 1H | [23 empty] | N | N
57362 | Energy 2001 Inc | 57988 | Lincoln Landfill | CA | Placer | GEN 6 | Landfill Gas | IC |  | S | X | X |  |  | 0.8 | 1 | 0.8 | 0.8 | 0.7 | N |  |  | OP | X | 11 | 2012 |  |  | N | IPP Non-CHP | 2 | X | LFG | [9 empty] | N | N |  | 1H | [23 empty] | N | N
57362 | Energy 2001 Inc | 57988 | Lincoln Landfill | CA | Placer | GEN1 | Landfill Gas | IC |  | S | X | X |  |  | 0.8 | 1 | 0.8 | 0.8 | 0.7 | N |  |  | OP | X | 11 | 2004 |  |  | N | IPP Non-CHP | 2 | X | LFG | [9 empty] | N | N |  | 1H | [23 empty] | N | N
57362 | Energy 2001 Inc | 57988 | Lincoln Landfill | CA | Placer | GEN2 | Landfill Gas | IC |  | S | X | X |  |  | 0.8 | 1 | 0.8 | 0.8 | 0.7 | N |  |  | OP | X | 11 | 2004 |  |  | N | IPP Non-CHP | 2 | X | LFG | [9 empty] | N | N |  | 1H | [23 empty] | N
57362 | Energy 2001 Inc | 57988 | Lincoln Landfill | CA | Placer | GEN3 | Landfill Gas | IC |  | S | X | X |  |  | 0.8 | 1 | 0.8 | 0.8 | 0.7 | N |  |  | OP | X | 11 | 2004 |  |  | N | IPP Non-CHP | 2 | X | LFG | [9 empty] | N | N |  | 1H | [23 empty] | N
57362 | Energy 2001 Inc | 57988 | Lincoln Landfill | CA | Placer | GEN4 | Landfill Gas | IC |  | S | X | X |  |  | 0.8 | 1 | 0.8 | 0.8 | 0.7 | N |  |  | OP | X | 11 | 2012 |  |  | N | IPP Non-CHP | 2 | X | LFG | [9 empty] | N | N |  | 1H | [23 empty] | N
58289 | NextEra Energy Desert Sunlight 300, LLC | 57993 | Desert Sunlight 300, LLC | CA | Riverside | DSL1 | Solar Photovoltaic | PV |  | J | X | X |  |  | 40.3 |  | 40.3 | 40.3 |  | N |  |  | OP | X | 11 | 2013 |  |  | N | IPP Non-CHP | 2 | X | SUN | [9 empty] | N | N | [25 empty] | N
58289 | NextEra Energy Desert Sunlight 300, LLC | 57993 | Desert Sunlight 300, LLC | CA | Riverside | DSL10 | Solar Photovoltaic | PV |  | J | X | X |  |  | 30.2 |  | 30.2 | 30.2 |  | N |  |  | OP | X | 11 | 2013 |  |  | N | IPP Non-CHP | 2 | X | SUN | [9 empty] | N | N | [25 empty] | N
58289 | NextEra Energy Desert Sunlight 300, LLC | 57993 | Desert Sunlight 300, LLC | CA | Riverside | DSL11 | Solar Photovoltaic | PV |  | J | X | X |  |  | 20.2 |  | 20.2 | 20.2 |  | N |  |  | OP | X | 11 | 2013 |  |  | N | IPP Non-CHP | 2 | X | SUN | [9 empty] | N | N | [25 empty] | N
58289 | NextEra Energy Desert Sunlight 300, LLC | 57993 | Desert Sunlight 300, LLC | CA | Riverside | DSL2 | Solar Photovoltaic | PV |  | J | X | X |  |  | 40.3 |  | 40.3 | 40.3 |  | N |  |  | OP | X | 11 | 2013 |  |  | N | IPP Non-CHP | 2 | X | SUN | [9 empty] | N | N
58289 | NextEra Energy Desert Sunlight 300, LLC | 57993 | Desert Sunlight 300, LLC | CA | Riverside | DSL3 | Solar Photovoltaic | PV |  | J | X | X |  |  | 40.3 |  | 40.3 | 40.3 |  | N |  |  | OP | X | 11 | 2013 |  |  | N | IPP Non-CHP | 2 | X | SUN | [9 empty] | N | N
58289 | NextEra Energy Desert Sunlight 300, LLC | 57993 | Desert Sunlight 300, LLC | CA | Riverside | DSL4 | Solar Photovoltaic | PV |  | J | X | X |  |  | 30.2 |  | 30.2 | 30.2 |  | N |  |  | OP | X | 11 | 2013 |  |  | N | IPP Non-CHP | 2 | X | SUN | [9 empty] | N | N
58289 | NextEra Energy Desert Sunlight 300, LLC | 57993 | Desert Sunlight 300, LLC | CA | Riverside | DSL5 | Solar Photovoltaic | PV |  | J | X | X |  |  | 25.2 |  | 25.2 | 25.2 |  | N |  |  | OP | X | 6 | 2014 |  |  | N | IPP Non-CHP | 2 | X | SUN | [9 empty] | N | N
58289 | NextEra Energy Desert Sunlight 300, LLC | 57993 | Desert Sunlight 300, LLC | CA | Riverside | DSL6 | Solar Photovoltaic | PV |  | J | X | X |  |  | 25.2 |  | 25.2 | 25.2 |  | N |  |  | OP | X | 8 | 2014 |  |  | N | IPP Non-CHP | 2 | X | SUN | [9 empty] | N | N
58289 | NextEra Energy Desert Sunlight 300, LLC | 57993 | Desert Sunlight 300, LLC | CA | Riverside | DSL7 | Solar Photovoltaic | PV |  | J | X | X |  |  | 20.2 |  | 20.2 | 20.2 |  | N |  |  | OP | X | 8 | 2014 |  |  | N | IPP Non-CHP | 2 | X | SUN | [9 empty] | N | N
58289 | NextEra Energy Desert Sunlight 300, LLC | 57993 | Desert Sunlight 300, LLC | CA | Riverside | DSL8 | Solar Photovoltaic | PV |  | J | X | X |  |  | 18.9 |  | 18.9 | 18.9 |  | N |  |  | OP | X | 10 | 2014 |  |  | N | IPP Non-CHP | 2 | X | SUN | [9 empty] | N | N
58289 | NextEra Energy Desert Sunlight 300, LLC | 57993 | Desert Sunlight 300, LLC | CA | Riverside | DSL9 | Solar Photovoltaic | PV |  | J | X | X |  |  | 22.7 |  | 22.7 | 22.7 |  | N |  |  | OP | X | 10 | 2014 |  |  | N | IPP Non-CHP | 2 | X | SUN | [9 empty] | N | N
56769 | Consolidated Edison Development Inc. | 58002 | Alpaugh North | CA | Tulare | SPS | Solar Photovoltaic | PV |  | S | X | X |  |  | 20 |  | 20 | 20 |  | N |  |  | OP | X | 12 | 2012 |  |  | N | IPP Non-CHP | 2 | X | SUN | [9 empty] | N
56769 | Consolidated Edison Development Inc. | 58003 | Alpaugh 50 | CA | Tulare | SPS50 | Solar Photovoltaic | PV |  | S | X | X |  |  | 50 |  | 50 | 50 |  | N |  |  | OP | X | 12 | 2012 |  |  | N | IPP Non-CHP | 2 | X | SUN | [9 empty] | N
57384 | Brea Power II | 58007 | Brea Expansion Plant | CA | Orange | G1 | Landfill Gas | CT | CC1 | S | X | N | OLINDA_6_N009 | OLINDA_6_N009 | 6.3 | 0.98 | 6.8 | 6.8 | 3.5 | N |  |  | OP | X | 11 | 2012 |  |  | N | IPP Non-CHP | 2 | X | LFG | [9 empty] | N | N |  | 12H | [23 empty] | N | N | N
57384 | Brea Power II | 58007 | Brea Expansion Plant | CA | Orange | G2 | Landfill Gas | CT | CC1 | S | X | N | OLINDA_6_N009 | OLINDA_6_N009 | 6.3 | 0.98 | 6.8 | 6.8 | 3.5 | N |  |  | OP | X | 11 | 2012 |  |  | N | IPP Non-CHP | 2 | X | LFG | [9 empty] | N | N |  | 12H | [23 empty] | N | N | N
57384 | Brea Power II | 58007 | Brea Expansion Plant | CA | Orange | G3 | Landfill Gas | CT | CC1 | S | X | N | OLINDA_6_N009 | OLINDA_6_N009 | 6.3 | 0.98 | 6.8 | 6.8 | 3.5 | N |  |  | OP | X | 11 | 2012 |  |  | N | IPP Non-CHP | 2 | X | LFG | [9 empty] | N | N |  | 12H | [23 empty] | N | N | N
57384 | Brea Power II | 58007 | Brea Expansion Plant | CA | Orange | G4 | Landfill Gas | CT | CC1 | S | X | N | OLINDA_6_N009 | OLINDA_6_N009 | 6.3 | 0.98 | 6.8 | 6.8 | 3.5 | N |  |  | OP | X | 11 | 2012 |  |  | N | IPP Non-CHP | 2 | X | LFG | [9 empty] | N |  |  | 12H | [23 empty] | N | N | N
57384 | Brea Power II | 58007 | Brea Expansion Plant | CA | Orange | G5 | Landfill Gas | CA | CC1 | S | N | X | OLINDA_6_N009 | OLINDA_6_N009 | 10.5 | 0.98 | 10 | 10 | 4 | N |  |  | OP | X | 11 | 2012 |  |  | N | IPP Non-CHP | 2 | X | LFG | [9 empty] | N |  |  | 12H | [23 empty] | N | N | N
57389 | IKEA Property Inc | 58028 | IKEA Tejon 345 | CA | Kern | PV | Solar Photovoltaic | PV |  | S | X | X |  |  | 1.5 |  | 1.5 | 1.5 |  | N |  |  | OP | X | 4 | 2011 |  |  | N | Commercial Non-CHP | 4 | X | SUN
60281 | Altus Power America Management, LLC | 58034 | Nickel 1 Solar Facility | CA | Kern | 1 | Solar Photovoltaic | PV |  | S | X | X |  |  | 1.5 |  | 1.5 | 1.5 |  | N |  |  | OP | X | 11 | 2012 |  |  | N | IPP Non-CHP | 2 | X | SUN | [36 empty] | N
60898 | Axium US Solar Holdings LLC | 58039 | Axium Modesto Solar | CA | Stanislaus | 1 | Solar Photovoltaic | PV |  | S | X | X |  |  | 25 |  | 25 | 25 |  | N |  |  | OP | X | 12 | 2012 |  |  | N | IPP Non-CHP | 2 | X | SUN | [9 empty] | N | N | [25 empty] | N
60608 | Vitro Flat Glass LLC | 58053 | Vitro Flat Glass LLC | CA | Fresno | IG#2 | Petroleum Liquids | IC |  | S | X | X |  |  | 0.9 | 0.9 | 0.7 | 0.7 | 0.3 | N |  |  | SB | Y | 2 | 1992 |  |  | N | Industrial Non-CHP | 6 | X | DFO | [9 empty] | N | N |  | 10M | [20 empty] | N |  |  | N | N | N
60608 | Vitro Flat Glass LLC | 58053 | Vitro Flat Glass LLC | CA | Fresno | OG#1 | Petroleum Liquids | IC |  | S | X | X |  |  | 1.3 | 0.9 | 1 | 1 | 0.5 | N |  |  | SB | Y | 4 | 2000 |  |  | N | Industrial Non-CHP | 6 | X | DFO | [9 empty] | N | N |  | 10M | [20 empty] | N |  |  | N | N | N
60608 | Vitro Flat Glass LLC | 58053 | Vitro Flat Glass LLC | CA | Fresno | OG#3 | Petroleum Liquids | IC |  | S | X | X |  |  | 1.1 | 0.9 | 0.9 | 0.9 | 0.4 | N |  |  | SB | Y | 4 | 1983 |  |  | N | Industrial Non-CHP | 6 | X | DFO | [9 empty] | N | N |  | 10M | [20 empty] | N |  |  | N | N | N
63952 | Irwindale Brew Yard, LLC | 58056 | Irwindale Brew Yard, LLC | CA | Los Angeles | JEN1 | Other Waste Biomass | IC |  | S | X | X |  |  | 0.5 | 1 | 0.6 | 0.6 | 0.3 | N |  |  | OP | X | 7 | 2007 |  |  | N | Industrial Non-CHP | 6 | X | OBG | [9 empty] | N | N |  | 10M | [23 empty] | N
63952 | Irwindale Brew Yard, LLC | 58056 | Irwindale Brew Yard, LLC | CA | Los Angeles | JEN2 | Other Waste Biomass | IC |  | S | X | X |  |  | 0.5 | 1 | 0.6 | 0.6 | 0.3 | N |  |  | OS | X | 7 | 2007 |  |  | N | Industrial Non-CHP | 6 | X | OBG | [9 empty] | N | N |  | 10M | [23 empty] | N
63952 | Irwindale Brew Yard, LLC | 58056 | Irwindale Brew Yard, LLC | CA | Los Angeles | PV | Solar Photovoltaic | PV |  | S | X | X |  |  | 2.5 |  | 2.5 | 2.5 |  | N |  |  | OP | X | 3 | 2015 |  |  | N | Industrial Non-CHP | 6 | X | SUN | [9 empty] | N | N | [25 empty] | N
63952 | Irwindale Brew Yard, LLC | 58056 | Irwindale Brew Yard, LLC | CA | Los Angeles | T100 | Natural Gas Fired Combustion Turbine | GT |  | S | X | X |  |  | 5.2 | 1 | 4.1 | 4.7 | 3 | N |  |  | OP | X | 2 | 2002 |  |  | N | Industrial Non-CHP | 6 | X | NG | [9 empty] | N | N |  | 1H | [23 empty] | N
63952 | Irwindale Brew Yard, LLC | 58056 | Irwindale Brew Yard, LLC | CA | Los Angeles | T200 | Natural Gas Fired Combustion Turbine | GT |  | S | X | X |  |  | 5.2 | 1 | 4.1 | 4.7 | 3 | N |  |  | OP | X | 2 | 2002 |  |  | N | Industrial Non-CHP | 6 | X | NG | [9 empty] | N | N |  | 1H | [23 empty] | N
57438 | Paramount Petroleum Corporation | 58058 | Paramount Refinery | CA | Los Angeles | 1 | Natural Gas Fired Combustion Turbine | GT |  | S | X | X |  |  | 6.7 | 0.92 | 6.5 | 6.5 | 3 | N |  |  | OS | X | 12 | 2002 |  |  | Y | Industrial CHP | 7 | T | NG | [12 empty] | OVER | [23 empty] | N | N
9216 | Imperial Irrigation District | 58062 | Imperial Valley Solar Company 1 LLC | CA | Imperial | 0001 | Solar Photovoltaic | PV |  | S | X | X |  |  | 23 |  | 23 | 23 |  | N |  |  | OP | X | 6 | 2012 |  |  | N | Electric Utility | 1 | X | SUN | [9 empty] | N | N | 0 | 10M | [23 empty] | N
62060 | CleanCapital | 58073 | SEPV 1 | CA | Los Angeles | SEPV | Solar Photovoltaic | PV |  | W | X | X |  |  | 2 |  | 2 | 2 |  | N |  |  | OP | X | 5 | 2012 |  |  | N | IPP Non-CHP | 2 | X | SUN | [9 empty] | N
62060 | CleanCapital | 58074 | SEPV 2 | CA | San Bernardino | SEPV | Solar Photovoltaic | PV |  | W | X | X |  |  | 2 |  | 2 | 2 |  | N |  |  | OP | X | 6 | 2012 |  |  | N | IPP Non-CHP | 2 | X | SUN | [9 empty] | N
59622 | Ahana Renewables, LLC | 58076 | Edwards Air Force Base | CA | Kern | 1 | Solar Photovoltaic | PV |  | W | X | X |  |  | 1 |  | 1 | 1 |  | N |  |  | OP | X | 12 | 2011 |  |  | N | IPP Non-CHP | 2 | X | SUN | [9 empty] | N | N
59622 | Ahana Renewables, LLC | 58076 | Edwards Air Force Base | CA | Kern | 2 | Solar Photovoltaic | PV |  | W | X | X |  |  | 1 |  | 1 | 1 |  | N |  |  | OP | X | 12 | 2011 |  |  | N | IPP Non-CHP | 2 | X | SUN | [9 empty] | N | N
59622 | Ahana Renewables, LLC | 58076 | Edwards Air Force Base | CA | Kern | 3 | Solar Photovoltaic | PV |  | W | X | X |  |  | 1 |  | 1 | 1 |  | N |  |  | OP | X | 12 | 2011 |  |  | N | IPP Non-CHP | 2 | X | SUN | [9 empty] | N | N
57468 | PRC-Desoto Intl Corp./PPG | 58085 | PRC-Desoto Intl/PPG Aerospace | CA | Kern | CATR1 | Petroleum Liquids | IC |  | S | X | X |  |  | 0.5 | 0.8 | 0.5 | 0.5 | 0.1 | N |  |  | SB | N | 9 | 1999 |  |  | N | Industrial Non-CHP | 6 | X | DFO | [9 empty] | N | N |  | 10M | [23 empty] | N | N | N
57468 | PRC-Desoto Intl Corp./PPG | 58085 | PRC-Desoto Intl/PPG Aerospace | CA | Kern | CATR2 | Petroleum Liquids | IC |  | S | X | X |  |  | 1 | 0.8 | 1 | 1 | 0.2 | N |  |  | SB | N | 6 | 2000 |  |  | N | Industrial Non-CHP | 6 | X | DFO | [9 empty] | N | N |  | 10M | [23 empty] | N | N | N
60947 | Tesla Inc. | 58086 | Intel Folsom | CA | Sacramento | 1 | Solar Photovoltaic | PV |  | S | X | X |  |  | 0.5 |  | 0.5 | 0.5 |  | N |  |  | OP | X | 7 | 2010 |  |  | N | IPP Non-CHP | 2 | X | SUN | [9 empty] | N
60947 | Tesla Inc. | 58086 | Intel Folsom | CA | Sacramento | 2 | Solar Photovoltaic | PV |  | W | X | X |  |  | 0.5 |  | 0.5 | 0.5 |  | N |  |  | OP | X | 7 | 2010 |  |  | N | IPP Non-CHP | 2 | X | SUN | [9 empty] | N
57477 | Kern Oil & Refining Co | 58100 | Kern Oil & Refining Co | CA | Kern | 5900 | Natural Gas Fired Combustion Turbine | GT |  | S | X | X |  |  | 4.5 | 0.8 | 4.9 | 4.9 | 0 | N |  |  | OP | X | 10 | 2002 |  |  | N | Industrial Non-CHP | 6 | X | NG | [9 empty] | N | N | 0 | 1H | [23 empty] | N | N | N
57476 | Foundation CA Fund VI Manager LLC | 58101 | Foundation Cemex River Plant | CA | San Bernardino | WTG1 | Onshore Wind Turbine | WT |  | W | X | X |  |  | 1.6 |  | 1.6 | 1.6 | 0.1 | N |  |  | OP | X | 12 | 2012 |  |  | N | IPP Non-CHP | 2 | X | WND | [11 empty] | 1 | [24 empty] | N
57476 | Foundation CA Fund VI Manager LLC | 58101 | Foundation Cemex River Plant | CA | San Bernardino | WTG2 | Onshore Wind Turbine | WT |  | W | X | X |  |  | 1.6 |  | 1.6 | 1.6 | 0.1 | N |  |  | OP | X | 12 | 2012 |  |  | N | IPP Non-CHP | 2 | X | WND | [11 empty] | 1
57476 | Foundation CA Fund VI Manager LLC | 58102 | Foundation Cemex BMQ | CA | San Bernardino | WTG1 | Onshore Wind Turbine | WT |  | W | X | X |  |  | 1.5 |  | 1.5 | 1.5 | 0.1 | N |  |  | OP | X | 12 | 2012 |  |  | N | IPP Non-CHP | 2 | X | WND | [11 empty] | 1 | [24 empty] | N
57476 | Foundation CA Fund VI Manager LLC | 58102 | Foundation Cemex BMQ | CA | San Bernardino | WTG2 | Onshore Wind Turbine | WT |  | W | X | X |  |  | 1.5 |  | 1.5 | 1.5 | 0.1 | N |  |  | OP | X | 12 | 2012 |  |  | N | IPP Non-CHP | 2 | X | WND | [11 empty] | 1
57476 | Foundation CA Fund VI Manager LLC | 58104 | Foundation Superior Farms | CA | Solano | WTG1 | Onshore Wind Turbine | WT |  | W | X | X |  |  | 1 |  | 1 | 1 | 0.1 | N |  |  | OP | X | 12 | 2012 |  |  | N | Industrial Non-CHP | 6 | X | WND | [9 empty] | N |  | 1 | [24 empty] | N
57476 | Foundation CA Fund VI Manager LLC | 58105 | Foundation Wal-Mart Red Bluff | CA | Tehama | WTG1 | Onshore Wind Turbine | WT |  | W | X | X |  |  | 1 |  | 1 | 1 | 0.1 | N |  |  | OP | X | 9 | 2012 |  |  | N | Commercial Non-CHP | 4 | X | WND | [11 empty] | 1
57484 | Foundation CA Fund V Manager, LLC | 58112 | Foundation Cemex Madison | CA | Yolo | WTG1 | Onshore Wind Turbine | WT |  | W | X | X |  |  | 1 |  | 1 | 1 | 0.1 | N |  |  | OP | X | 8 | 2012 |  |  | N | IPP Non-CHP | 2 | X | WND | [11 empty] | 1 | [24 empty] | N
57484 | Foundation CA Fund V Manager, LLC | 58113 | Foundation RRM | CA | Riverside | WTG1 | Onshore Wind Turbine | WT |  | W | X | X |  |  | 1 |  | 1 | 1 | 0.1 | N |  |  | OP | X | 12 | 2012 |  |  | N | IPP Non-CHP | 2 | X | WND | [11 empty] | 1 | [24 empty] | N
57484 | Foundation CA Fund V Manager, LLC | 58113 | Foundation RRM | CA | Riverside | WTG2 | Onshore Wind Turbine | WT |  | W | X | X |  |  | 1 |  | 1 | 1 | 0.1 | N |  |  | OP | X | 12 | 2012 |  |  | N | IPP Non-CHP | 2 | X | WND | [11 empty] | 1 | [24 empty] | N
57484 | Foundation CA Fund V Manager, LLC | 58114 | Foundation NWNA | CA | Riverside | WTG1 | Onshore Wind Turbine | WT |  | W | X | X |  |  | 1.6 |  | 1.6 | 1.6 | 0.1 | N |  |  | OP | X | 12 | 2012 |  |  | N | IPP Non-CHP | 2 | X | WND | [11 empty] | 1 | [24 empty] | N
57484 | Foundation CA Fund V Manager, LLC | 58114 | Foundation NWNA | CA | Riverside | WTG2 | Onshore Wind Turbine | WT |  | W | X | X |  |  | 1.6 |  | 1.6 | 1.6 | 0.1 | N |  |  | OP | X | 12 | 2012 |  |  | N | IPP Non-CHP | 2 | X | WND | [11 empty] | 1 | [24 empty] | N
57484 | Foundation CA Fund V Manager, LLC | 58114 | Foundation NWNA | CA | Riverside | WTG3 | Onshore Wind Turbine | WT |  | W | X | X |  |  | 1.9 |  | 1.9 | 1.9 | 0.1 | N |  |  | OP | X | 9 | 2018 |  |  | N | IPP Non-CHP | 2 | X | WND | [11 empty] | 1 | [24 empty] | N
62060 | CleanCapital | 58118 | La Joya Del Sol | CA | Fresno | JDS1 | Solar Photovoltaic | PV |  | S | X | X |  |  | 1.5 |  | 1.5 | 1.5 |  | N |  |  | OP | X | 12 | 2012 |  |  | N | IPP Non-CHP | 2 | X | SUN | [9 empty] | N
62034 | Depot Park Solar Farm | 58119 | Depot Park Solar System | CA | Sacramento | DPSS | Solar Photovoltaic | PV |  | S | X | X |  |  | 3 |  | 3 | 3 |  | N |  |  | OP | X | 12 | 2010 |  |  | N | IPP Non-CHP | 2 | X | SUN | [9 empty] | N | N | [25 empty] | N
20323 | Wellhead Services, Inc | 58122 | Delano Energy Center | CA | Tulare | GEN1 | Natural Gas Fired Combustion Turbine | GT |  | J | X | X |  |  | 60.5 | 0.85 | 60.5 | 60.5 | 16 | N |  |  | OP | X | 1 | 2013 |  |  | N | IPP Non-CHP | 2 | X | NG | [9 empty] | N | N |  | 10M | [23 empty] | N | N
56778 | Bloom Energy 2009 PPA | 58128 | Kaiser Downey | CA | Los Angeles | KRSO1 | Other Natural Gas | FC |  | S | X | X |  |  | 0.2 |  | 0.2 | 0.2 | 0.2 | N |  |  | OP | X | 6 | 2012 |  |  | N | IPP Non-CHP | 2 | X | NG | LFG | [11 empty] | 12H
56778 | Bloom Energy 2009 PPA | 58128 | Kaiser Downey | CA | Los Angeles | KRSO2 | Other Natural Gas | FC |  | S | X | X |  |  | 0.2 |  | 0.2 | 0.2 | 0.2 | N |  |  | OP | X | 6 | 2012 |  |  | N | IPP Non-CHP | 2 | X | NG | LFG | [11 empty] | 12H
56778 | Bloom Energy 2009 PPA | 58128 | Kaiser Downey | CA | Los Angeles | KRSO3 | Other Natural Gas | FC |  | S | X | X |  |  | 0.2 |  | 0.2 | 0.2 | 0.2 | N |  |  | OP | X | 6 | 2012 |  |  | N | IPP Non-CHP | 2 | X | NG | LFG | [11 empty] | 12H
56778 | Bloom Energy 2009 PPA | 58128 | Kaiser Downey | CA | Los Angeles | KRSO4 | Other Natural Gas | FC |  | S | X | X |  |  | 0.2 |  | 0.2 | 0.2 | 0.2 | N |  |  | OP | X | 6 | 2012 |  |  | N | IPP Non-CHP | 2 | X | NG | LFG | [11 empty] | 12H
56778 | Bloom Energy 2009 PPA | 58128 | Kaiser Downey | CA | Los Angeles | KRSO5 | Other Natural Gas | FC |  | S | X | X |  |  | 0.2 |  | 0.2 | 0.2 | 0.2 | N |  |  | OP | X | 6 | 2012 |  |  | N | IPP Non-CHP | 2 | X | NG | LFG | [11 empty] | 12H
56778 | Bloom Energy 2009 PPA | 58132 | Kaiser Ontario | CA | San Bernardino | KSRO1 | Other Natural Gas | FC |  | S | X | X |  |  | 0.2 |  | 0.2 | 0.2 | 0.2 | N |  |  | OP | X | 10 | 2012 |  |  | N | IPP Non-CHP | 2 | X | NG | OBG | [11 empty] | 12H | [23 empty] | N
56778 | Bloom Energy 2009 PPA | 58132 | Kaiser Ontario | CA | San Bernardino | KSRO2 | Other Natural Gas | FC |  | S | X | X |  |  | 0.2 |  | 0.2 | 0.2 | 0.2 | N |  |  | OP | X | 10 | 2012 |  |  | N | IPP Non-CHP | 2 | X | NG | OBG | [11 empty] | 12H | [23 empty] | N
56778 | Bloom Energy 2009 PPA | 58132 | Kaiser Ontario | CA | San Bernardino | KSRO3 | Other Natural Gas | FC |  | S | X | X |  |  | 0.2 |  | 0.2 | 0.2 | 0.2 | N |  |  | OP | X | 10 | 2012 |  |  | N | IPP Non-CHP | 2 | X | NG | OBG | [11 empty] | 12H | [23 empty] | N
56778 | Bloom Energy 2009 PPA | 58132 | Kaiser Ontario | CA | San Bernardino | KSRO4 | Other Natural Gas | FC |  | S | X | X |  |  | 0.2 |  | 0.2 | 0.2 | 0.2 | N |  |  | OP | X | 10 | 2012 |  |  | N | IPP Non-CHP | 2 | X | NG | OBG | [11 empty] | 12H
56778 | Bloom Energy 2009 PPA | 58132 | Kaiser Ontario | CA | San Bernardino | KSRO5 | Other Natural Gas | FC |  | S | X | X |  |  | 0.2 |  | 0.2 | 0.2 | 0.2 | N |  |  | OP | X | 10 | 2012 |  |  | N | IPP Non-CHP | 2 | X | NG | OBG | [11 empty] | 12H
58111 | RE Kansas South LLC | 58148 | RE Kansas South LLC | CA | Kings | KS | Solar Photovoltaic | PV |  | S | X | X | KANSASGN_7_N002 | KANSASGN_7_N002 | 20 |  | 20 | 20 |  | N |  |  | OP | X | 6 | 2013 |  |  | N | IPP Non-CHP | 2 | X | SUN | [9 empty] | N
58112 | TA-High Desert LLC | 58149 | TA-High Desert LLC | CA | Los Angeles | TAHD | Solar Photovoltaic | PV |  | S | X | X | TOT427A_7_N001 | TOT427A_7_N001 | 20 |  | 20 | 20 |  | N |  |  | OP | X | 3 | 2013 |  |  | N | IPP Non-CHP | 2 | X | SUN | [9 empty] | N
58121 | North Sky River Energy LLC | 58154 | North Sky River Energy LLC | CA | Kern | GEN1 | Onshore Wind Turbine | WT |  | S | X | X |  |  | 162 |  | 162 | 162 | 8 | N |  |  | OP | X | 12 | 2012 |  |  | N | IPP Non-CHP | 2 | X | WND | [11 empty] | 100
58105 | University of Redlands | 58168 | Energy Center | CA | San Bernardino | TURB1 | Natural Gas Fired Combustion Turbine | GT |  | S | X | X |  |  | 0.3 | 0.8 | 0.3 | 0.3 | 0.3 | N |  |  | OP | X | 5 | 2019 |  |  | Y | Commercial CHP | 5 | T | NG | [9 empty] | N | N |  | 10M | [23 empty] | N |  | N
58105 | University of Redlands | 58168 | Energy Center | CA | San Bernardino | TURB2 | Natural Gas Fired Combustion Turbine | GT |  | S | X | X |  |  | 0.3 | 0.8 | 0.3 | 0.3 | 0.3 | N |  |  | OP | X | 5 | 2019 |  |  | Y | Commercial CHP | 5 | T | NG | [9 empty] | N | N |  | 10M | [23 empty] | N |  | N
58105 | University of Redlands | 58168 | Energy Center | CA | San Bernardino | TURB3 | Natural Gas Fired Combustion Turbine | GT |  | S | X | X |  |  | 0.3 | 0.8 | 0.3 | 0.3 | 0.3 | N |  |  | OP | X | 5 | 2019 |  |  | Y | Commercial CHP | 5 | T | NG | [9 empty] | N | N |  | 10M | [23 empty] | N |  | N
58104 | California State University at Fullerton | 58169 | CSUF Trigeneration | CA | Orange | 1 | Natural Gas Fired Combustion Turbine | GT |  | S | X | X |  |  | 4.6 | 0.97 | 4.3 | 4.3 | 2.2 | N |  |  | OP | X | 10 | 2010 |  |  | Y | Commercial CHP | 5 | T | NG | [9 empty] | N | N |  | 12H | [23 empty] | N | N
58104 | California State University at Fullerton | 58169 | CSUF Trigeneration | CA | Orange | CPAC | Solar Photovoltaic | PV |  | S | X | X |  |  | 0.3 |  | 0.3 | 0.3 |  | N |  |  | OP | X | 1 | 2012 |  |  | N | Commercial CHP | 5 | X | SUN | [9 empty] | N | N
58104 | California State University at Fullerton | 58169 | CSUF Trigeneration | CA | Orange | KHS | Solar Photovoltaic | PV |  | S | X | X |  |  | 0.3 |  | 0.3 | 0.3 |  | N |  |  | OP | X | 1 | 2012 |  |  | N | Commercial CHP | 5 | X | SUN | [9 empty] | N | N
58104 | California State University at Fullerton | 58169 | CSUF Trigeneration | CA | Orange | NPS | Solar Photovoltaic | PV |  | S | X | X |  |  | 2 |  | 2 | 2 |  | N |  |  | OP | X | 12 | 2016 |  |  | N | Commercial CHP | 5 | X | SUN | [9 empty] | N | [23 empty] | N
58104 | California State University at Fullerton | 58169 | CSUF Trigeneration | CA | Orange | PS4 | Solar Photovoltaic | PV |  | S | X | X |  |  | 0.3 |  | 0.3 | 0.3 |  | N |  |  | OP | X | 1 | 2012 |  |  | N | Commercial CHP | 5 | X | SUN | [9 empty] | N | [23 empty] | N
58104 | California State University at Fullerton | 58169 | CSUF Trigeneration | CA | Orange | PS5 | Solar Photovoltaic | PV |  | S | X | X |  |  | 0.4 |  | 0.4 | 0.4 |  | N |  |  | OP | X | 7 | 2020 |  |  | N | Commercial CHP | 5 | X | SUN | [9 empty] | N
58104 | California State University at Fullerton | 58169 | CSUF Trigeneration | CA | Orange | SCPS | Solar Photovoltaic | PV |  | S | X | X |  |  | 1 |  | 1 | 1 |  | N |  |  | OP | X | 12 | 2016 |  |  | N | Commercial CHP | 5 | X | SUN | [9 empty] | N | [23 empty] | N
58140 | San Bernardino Comm College Dist | 58170 | Crafton Hills College Solar Farm | CA | San Bernardino | GEN1 | Solar Photovoltaic | PV |  | S | X | X |  |  | 1.3 |  | 1.3 | 1.3 |  | N |  |  | OP | X | 6 | 2012 |  |  | N | Commercial Non-CHP | 4 | X | SUN | [9 empty] | N | N | [25 empty] | N
60637 | Sentinel Peak Resources California, LLC | 58190 | Thomas M Knott Cogen Facility | CA | San Luis Obispo | CG | Natural Gas Fired Combustion Turbine | GT |  | S | X | X | NA | NA | 1.4 | 0.8 | 1.2 | 1.2 | 1 | N |  |  | OS | X | 4 | 2003 |  |  | N | Industrial Non-CHP | 6 | X | NG | [9 empty] | N | N |  | 1H | [23 empty] | N | N | N
58171 | University of California-San Francisco | 58198 | Parnassus Central Utility Plant | CA | San Francisco | GTG1 | Natural Gas Fired Combined Cycle | CT | CC1 | S | X | N |  |  | 4.8 | 0.8 | 5.2 | 5.2 | 2.5 | N |  |  | OP | X | 1 | 1996 |  |  | Y | Commercial CHP | 5 | T | NG | DFO | [8 empty] | N | N |  | 12H | [20 empty] | N |  |  | Y | Y | Y
58171 | University of California-San Francisco | 58198 | Parnassus Central Utility Plant | CA | San Francisco | GTG2 | Natural Gas Fired Combined Cycle | CT | CC1 | S | X | N |  |  | 4.8 | 0.8 | 5.5 | 5.5 | 2.6 | N |  |  | OP | X | 1 | 1996 |  |  | Y | Commercial CHP | 5 | T | NG | DFO | [8 empty] | N | N |  | 12H | [20 empty] | N |  |  | Y | Y | Y
58171 | University of California-San Francisco | 58198 | Parnassus Central Utility Plant | CA | San Francisco | STG1 | Natural Gas Fired Combined Cycle | CA | CC1 | S | Y | X |  |  | 3.8 | 0.8 | 1.8 | 1.8 | 0.3 | N |  |  | OP | X | 1 | 1996 |  |  | Y | Commercial CHP | 5 | T | NG | DFO | [8 empty] | N | N | 0 | 12H | [20 empty] | N |  |  | Y | N | Y
62949 | Gamma Genco CV II LLC | 58202 | RE Victor Phelan Solar One LLC | CA | San Bernardino | VPS1 | Solar Photovoltaic | PV |  | S | X | X |  |  | 20 |  | 20 | 20 |  | N |  |  | OP | X | 12 | 2013 |  |  | N | IPP Non-CHP | 2 | X | SUN
56751 | Yolo County of | 58204 | Grassland 3&4 Solar Project | CA | Yolo | INV3 | Solar Photovoltaic | PV |  | S | X | X |  |  | 2.5 |  | 2.5 | 1.5 |  | N |  |  | OP | X | 7 | 2013 |  |  | N | IPP Non-CHP | 2 | X | SUN | [9 empty] | N
14328 | Pacific Gas & Electric Co. | 58206 | West Gates Solar Station | CA | Fresno | 1 | Solar Photovoltaic | PV |  | S | X | X | GATESBK4_7_N003 | GATESBK4_7_N003 | 10 |  | 10 | 10 |  | N |  |  | OP | X | 5 | 2013 |  |  | N | Electric Utility | 1 | X | SUN | [9 empty] | N
58183 | J.R. Simplot Company | 58216 | J.R. Simplot Company | CA | San Joaquin | 1 | All Other | ST |  | S | X | X |  |  | 4 | 0.95 | 3.2 | 3.2 | 1.5 | N |  |  | OP | X | 10 | 1993 |  |  | N | Industrial Non-CHP | 6 | X | WH | [5 empty] | WH |  |  |  | N | N |  | OVER | [23 empty] | N | N | N
56751 | Yolo County of | 58217 | Grassland 1&2 Solar Project | CA | Yolo | INV4 | Solar Photovoltaic | PV |  | S | X | X |  |  | 2.5 |  | 2.5 | 1.5 |  | N |  |  | OP | X | 7 | 2013 |  |  | N | IPP Non-CHP | 2 | X | SUN | [9 empty] | N
58195 | Hoag Memorial Presbyterian Hospital | 58223 | Hoag Hospital Cogen Plant | CA | Orange | 1 | Natural Gas Internal Combustion Engine | IC |  | S | X | X |  |  | 1.5 | 0.8 | 1.2 | 1.2 | 1 | N |  |  | OP | X | 7 | 2006 |  |  | Y | Commercial CHP | 5 | T | NG | [9 empty] | N | N |  | 1H | [20 empty] | N |  |  | N | N | N
58195 | Hoag Memorial Presbyterian Hospital | 58223 | Hoag Hospital Cogen Plant | CA | Orange | 2 | Natural Gas Internal Combustion Engine | IC |  | S | X | X |  |  | 1.5 | 0.8 | 1.2 | 1.2 | 1 | N |  |  | OP | X | 7 | 2006 |  |  | Y | Commercial CHP | 5 | T | NG | [9 empty] | N | N |  | 1H | [20 empty] | N |  |  | N | N | N
58195 | Hoag Memorial Presbyterian Hospital | 58223 | Hoag Hospital Cogen Plant | CA | Orange | 3 | Natural Gas Internal Combustion Engine | IC |  | S | X | X |  |  | 1.5 | 0.8 | 1.2 | 1.2 | 1 | N |  |  | OP | X | 7 | 2006 |  |  | Y | Commercial CHP | 5 | T | NG | [9 empty] | N | N |  | 1H | [20 empty] | N |  |  | N | N | N
58197 | Newberry Solar 1 LLC | 58226 | Newberry Solar 1 LLC | CA | San Bernardino | 1 | Solar Photovoltaic | PV |  | S | X | X |  |  | 1.5 |  | 1.5 | 1.5 |  | N |  |  | OP | X | 12 | 2013 |  |  | N | IPP Non-CHP | 2 | X | SUN | [9 empty] | N | N | [25 empty] | N
58198 | Highlander Solar 2, LLC | 58227 | SEPV9 Power Plant | CA | San Bernardino | SPV9 | Solar Photovoltaic | PV |  | S | X | X |  |  | 9 |  | 8.5 | 8.8 |  | N |  |  | OP | X | 6 | 2013 |  |  | N | IPP Non-CHP | 2 | X | SUN | [9 empty] | N | [26 empty] | N
58661 | Sustainable Power Group, LLC | 58232 | Tahquitz High School | CA | Riverside | TAHQ | Solar Photovoltaic | PV |  | S | X | X |  |  | 1 |  | 1 | 1 |  | N |  |  | OP | X | 9 | 2012 |  |  | N | Commercial Non-CHP | 4 | X | SUN | [9 empty] | N | N
60025 | Greenbacker Renewable Energy Corporation | 58233 | Wagner Wind LLC | CA | Riverside | GEN1 | Onshore Wind Turbine | WT |  | W | X | X |  |  | 6 |  | 6 | 6 | 0 | N |  |  | OP | X | 12 | 2012 |  |  | N | IPP Non-CHP | 2 | X | WND | [9 empty] | N | N | 2
58211 | Highlander Solar 1, LLC | 58234 | SEPV 8 | CA | San Bernardino | SPV8 | Solar Photovoltaic | PV |  | S | X | X |  |  | 12 |  | 11.8 | 11.8 |  | N |  |  | OP | X | 6 | 2013 |  |  | N | IPP Non-CHP | 2 | X | SUN | [9 empty] | N | [26 empty] | N
58661 | Sustainable Power Group, LLC | 58244 | West Valley High School Solar | CA | Riverside | WEST | Solar Photovoltaic | PV |  | S | X | X |  |  | 1 |  | 0.9 | 0.9 |  | N |  |  | OP | X | 9 | 2012 |  |  | N | Commercial Non-CHP | 4 | X | SUN | [9 empty] | N | N
57276 | Los Angeles Community College District | 58248 | Pierce College | CA | Los Angeles | GEN1 | Solar Photovoltaic | PV |  | S | X | X |  |  | 1.9 |  | 1.9 | 1.9 |  | N |  |  | OP | X | 1 | 2013 |  |  | N | Commercial Non-CHP | 4 | X | SUN | [9 empty] | N | N | [25 empty] | N
59553 | VA Sepulveda Ambulatory Care Center | 58249 | VA Sepulveda Ambulatory Care Center | CA | Los Angeles | GEN1 | Solar Photovoltaic | PV |  | S | X | X |  |  | 3.5 |  | 3.5 | 3.5 |  | N |  |  | OP | X | 10 | 2014 |  |  | N | Commercial Non-CHP | 4 | X | SUN | [9 empty] | N | N | [25 empty] | N
58223 | C&H Sugar Company Inc | 58251 | C&H Sugar Plant | CA | Contra Costa | TG3 | All Other | ST |  | S | X | X |  |  | 4 | 0.8 | 5 | 5 | 1.3 | N |  |  | OP | X | 1 | 1958 |  |  | Y | Industrial CHP | 7 | T | PUR | [5 empty] | PUR |  |  |  | N | N |  | 12H |  |  |  |  | N | [15 empty] | N |  |  | N | N | N
58223 | C&H Sugar Company Inc | 58251 | C&H Sugar Plant | CA | Contra Costa | TG4 | All Other | ST |  | S | X | X |  |  | 4 | 0.8 | 5 | 5 | 1.3 | N |  |  | OP | X | 10 | 1957 |  |  | Y | Industrial CHP | 7 | T | PUR | [5 empty] | PUR |  |  |  | N | N |  | 12H |  |  |  |  | N | [15 empty] | N |  |  | N | N | N
63330 | Televison City Studios, LLC. | 58253 | CBS Television City | CA | Los Angeles | GEN1 | Solar Photovoltaic | PV |  | S | X | X |  |  | 1.6 |  | 1.6 | 1.6 | 0 | N |  |  | OP | X | 7 | 2013 |  |  | N | Commercial Non-CHP | 4 | X | SUN | [10 empty] | N | [25 empty] | N
63330 | Televison City Studios, LLC. | 58253 | CBS Television City | CA | Los Angeles | GEN2 | Other Natural Gas | FC |  | W | X | X |  |  | 0.4 |  | 0.4 | 0.4 | 0 | N |  |  | OP | X | 7 | 2013 |  |  | N | Commercial Non-CHP | 4 | X | NG | [12 empty] | 12H
63330 | Televison City Studios, LLC. | 58253 | CBS Television City | CA | Los Angeles | GEN3 | Other Natural Gas | FC |  | W | X | X |  |  | 0.4 |  | 0.4 | 0.4 | 0 | N |  |  | OP | X | 7 | 2013 |  |  | N | Commercial Non-CHP | 4 | X | NG | [12 empty] | 12H
63330 | Televison City Studios, LLC. | 58253 | CBS Television City | CA | Los Angeles | GEN4 | Other Natural Gas | FC |  | S | X | X |  |  | 0.4 |  | 0.4 | 0.4 | 0 | N |  |  | OP | X | 7 | 2013 |  |  | N | Commercial Non-CHP | 4 | X | NG | [12 empty] | 12H
10810 | LAX Airport | 58258 | Central Utilities Plant LAX 2 | CA | Los Angeles | GEN1 | Natural Gas Fired Combustion Turbine | GT |  | S | X | X |  |  | 4.6 | 0.95 | 4.2 | 4.2 | 2.5 | N |  |  | OP | X | 10 | 2015 |  |  | Y | Commercial CHP | 5 | T | NG | [9 empty] | N | N |  | 1H | N | [22 empty] | N | N | N
10810 | LAX Airport | 58258 | Central Utilities Plant LAX 2 | CA | Los Angeles | GEN2 | Natural Gas Fired Combustion Turbine | GT |  | S | X | X |  |  | 4.6 | 0.95 | 4.2 | 4.2 | 2.5 | N |  |  | OP | X | 10 | 2015 |  |  | Y | Commercial CHP | 5 | T | NG | [9 empty] | N | N |  | 1H | [23 empty] | N | N | N
58238 | Enfinity NorCal 1 FAA LLC | 58261 | FAA NorCal TRACON | CA | Sacramento | 1 | Solar Photovoltaic | PV |  | S | X | X |  |  | 1 |  | 1 | 1 |  | N |  |  | OP | X | 12 | 2012 |  |  | N | IPP Non-CHP | 2 | X | SUN | [9 empty] | N
59455 | Venable Solar, LLC | 58289 | Venable Solar 1 | CA | Riverside | VNPV | Solar Photovoltaic | PV |  | S | X | X |  |  | 1.5 |  | 1.5 | 1.1 |  | N |  |  | OP | X | 4 | 2015 |  |  | N | IPP Non-CHP | 2 | X | SUN | [9 empty] | N
59455 | Venable Solar, LLC | 58290 | Venable Solar 2 | CA | Riverside | VSPV | Solar Photovoltaic | PV |  | S | X | X |  |  | 1.5 |  | 1.5 | 1.1 |  | N |  |  | OP | X | 4 | 2015 |  |  | N | IPP Non-CHP | 2 | X | SUN | [9 empty] | N
57128 | Bloom Energy | 58296 | Roll Delano 2 | CA | Kern | ROL6 | Other Natural Gas | FC |  | W | X | X |  |  | 1 |  | 1 | 1 | 0 | N |  |  | OP | X | 9 | 2012 |  |  | N | IPP Non-CHP | 2 | X | NG | [12 empty] | OVER
57128 | Bloom Energy | 58297 | Roll Delano | CA | Kern | ROL4 | Other Natural Gas | FC |  | W | X | X |  |  | 1.1 |  | 1 | 1 | 0 | N |  |  | OP | X | 9 | 2012 |  |  | N | IPP Non-CHP | 2 | X | NG | [9 empty] | N | N |  | OVER
57128 | Bloom Energy | 58298 | Roll Lost Hills | CA | Kern | ROL3 | Other Natural Gas | FC |  | W | X | X |  |  | 1.1 |  | 1 | 1 | 0 | N |  |  | OP | X | 12 | 2012 |  |  | N | IPP Non-CHP | 2 | X | NG | [9 empty] | N | N |  | OVER
57128 | Bloom Energy | 58299 | Xilinx San Jose | CA | Santa Clara | XLX | Other Natural Gas | FC |  | W | X | X |  |  | 1.1 |  | 1 | 1 | 0 | N |  |  | OP | X | 2 | 2012 |  |  | N | IPP Non-CHP | 2 | X | NG | [9 empty] | N | N |  | OVER
57128 | Bloom Energy | 58300 | Honda Torrance | CA | Los Angeles | HON | Other Natural Gas | FC |  | W | X | X |  |  | 1.1 |  | 1 | 1 | 0 | N |  |  | OP | X | 12 | 2012 |  |  | N | IPP Non-CHP | 2 | X | NG | [9 empty] | N | N |  | OVER
57128 | Bloom Energy | 58301 | Juniper Networks Sunnyvale | CA | Santa Clara | JPR | Other Natural Gas | FC |  | W | X | X |  |  | 1.1 |  | 1 | 1 | 0 | N |  |  | OP | X | 12 | 2012 |  |  | N | IPP Non-CHP | 2 | X | NG | [9 empty] | N | N |  | OVER
57128 | Bloom Energy | 58302 | Life Technologies Carlsbad | CA | San Diego | LFT | Other Natural Gas | FC |  | W | X | X |  |  | 1.1 |  | 1 | 1 | 0 | N |  |  | OP | X | 8 | 2012 |  |  | N | IPP Non-CHP | 2 | X | NG | [9 empty] | N | N |  | OVER
57128 | Bloom Energy | 58303 | Taylor Farms Salinas | CA | Monterey | TLR | Other Natural Gas | FC |  | W | X | X |  |  | 1.1 |  | 1 | 1 | 0 | N |  |  | OP | X | 9 | 2012 |  |  | N | IPP Non-CHP | 2 | X | NG | [9 empty] | N | N |  | OVER
58269 | Tulare PV II LLC | 58304 | Kingsburg Solar | CA | Tulare | 1 | Solar Photovoltaic | PV |  | S | X | X |  |  | 1.5 |  | 1.5 | 1.5 |  | N |  |  | OP | X | 12 | 2013 |  |  | N | IPP Non-CHP | 2 | X | SUN | [9 empty] | N | N | [25 empty] | N
58269 | Tulare PV II LLC | 58304 | Kingsburg Solar | CA | Tulare | 2 | Solar Photovoltaic | PV |  | S | X | X |  |  | 1.5 |  | 1.5 | 1.5 |  | N |  |  | OP | X | 12 | 2013 |  |  | N | IPP Non-CHP | 2 | X | SUN | [9 empty] | N | N | [25 empty] | N
58269 | Tulare PV II LLC | 58304 | Kingsburg Solar | CA | Tulare | 3 | Solar Photovoltaic | PV |  | S | X | X |  |  | 0.7 |  | 0.7 | 0.7 |  | N |  |  | OP | X | 12 | 2013 |  |  | N | IPP Non-CHP | 2 | X | SUN | [9 empty] | N | N | [25 empty] | N
58268 | Tulare PV I LLC | 58306 | Exeter Solar | CA | Tulare | 1 | Solar Photovoltaic | PV |  | S | X | X |  |  | 1 |  | 1 | 1 |  | N |  |  | OP | X | 2 | 2014 |  |  | N | IPP Non-CHP | 2 | X | SUN | [9 empty] | N | N | [25 empty] | N
58268 | Tulare PV I LLC | 58306 | Exeter Solar | CA | Tulare | 2 | Solar Photovoltaic | PV |  | S | X | X |  |  | 1 |  | 1 | 1 |  | N |  |  | OP | X | 2 | 2014 |  |  | N | IPP Non-CHP | 2 | X | SUN | [9 empty] | N | N | [25 empty] | N
58268 | Tulare PV I LLC | 58306 | Exeter Solar | CA | Tulare | 3 | Solar Photovoltaic | PV |  | S | X | X |  |  | 1.5 |  | 1.5 | 1.5 |  | N |  |  | OP | X | 2 | 2014 |  |  | N | IPP Non-CHP | 2 | X | SUN | [9 empty] | N | N | [25 empty] | N
58268 | Tulare PV I LLC | 58307 | Ivanhoe Solar | CA | Tulare | 1 | Solar Photovoltaic | PV |  | S | X | X |  |  | 1.5 |  | 1.5 | 1.5 |  | N |  |  | OP | X | 1 | 2014 |  |  | N | IPP Non-CHP | 2 | X | SUN | [9 empty] | N | N | [25 empty] | N
58268 | Tulare PV I LLC | 58307 | Ivanhoe Solar | CA | Tulare | 2 | Solar Photovoltaic | PV |  | S | X | X |  |  | 0.5 |  | 0.5 | 0.5 |  | N |  |  | OP | X | 1 | 2014 |  |  | N | IPP Non-CHP | 2 | X | SUN | [9 empty] | N | N | [25 empty] | N
58268 | Tulare PV I LLC | 58307 | Ivanhoe Solar | CA | Tulare | 3 | Solar Photovoltaic | PV |  | S | X | X |  |  | 1.5 |  | 1.5 | 1.5 |  | N |  |  | OP | X | 1 | 2014 |  |  | N | IPP Non-CHP | 2 | X | SUN | [9 empty] | N | N | [25 empty] | N
58268 | Tulare PV I LLC | 58308 | Lindsay Solar | CA | Tulare | 1 | Solar Photovoltaic | PV |  | S | X | X |  |  | 1.5 |  | 1.5 | 1.5 |  | N |  |  | OP | X | 1 | 2014 |  |  | N | IPP Non-CHP | 2 | X | SUN | [9 empty] | N | N | [25 empty] | N
58268 | Tulare PV I LLC | 58308 | Lindsay Solar | CA | Tulare | 3 | Solar Photovoltaic | PV |  | S | X | X |  |  | 1.5 |  | 1.5 | 1.5 |  | N |  |  | OP | X | 1 | 2014 |  |  | N | IPP Non-CHP | 2 | X | SUN | [9 empty] | N | N | [25 empty] | N
58268 | Tulare PV I LLC | 58308 | Lindsay Solar | CA | Tulare | 4 | Solar Photovoltaic | PV |  | S | X | X |  |  | 1 |  | 1 | 1 |  | N |  |  | OP | X | 1 | 2014 |  |  | N | IPP Non-CHP | 2 | X | SUN | [9 empty] | N | N | [25 empty] | N
58268 | Tulare PV I LLC | 58309 | Porterville Solar | CA | Tulare | 1 | Solar Photovoltaic | PV |  | S | X | X |  |  | 1 |  | 1 | 1 |  | N |  |  | OP | X | 1 | 2014 |  |  | N | IPP Non-CHP | 2 | X | SUN | [9 empty] | N | N | [25 empty] | N
58268 | Tulare PV I LLC | 58309 | Porterville Solar | CA | Tulare | 2 | Solar Photovoltaic | PV |  | S | X | X |  |  | 1 |  | 1 | 1 |  | N |  |  | OP | X | 1 | 2014 |  |  | N | IPP Non-CHP | 2 | X | SUN | [9 empty] | N | N | [25 empty] | N
58268 | Tulare PV I LLC | 58309 | Porterville Solar | CA | Tulare | 5 | Solar Photovoltaic | PV |  | S | X | X |  |  | 1.5 |  | 1.5 | 1.5 |  | N |  |  | OP | X | 1 | 2014 |  |  | N | IPP Non-CHP | 2 | X | SUN | [9 empty] | N | N | [25 empty] | N
56440 | G2 Energy LLC | 58320 | G2 Energy Hay Rd | CA | Solano | 362 | Landfill Gas | IC |  | S | X | X |  |  | 1.6 | 1 | 1.5 | 1.5 | 0.1 | N |  |  | OP | X | 6 | 2013 |  |  | N | IPP Non-CHP | 2 | X | LFG | [9 empty] | N | N |  | 1H | [20 empty] | N |  |  | N | N | N
60025 | Greenbacker Renewable Energy Corporation | 58354 | Radiance Solar 4 | CA | Los Angeles | 1 | Solar Photovoltaic | PV |  | S | X | X |  |  | 1.5 |  | 1.5 | 1.5 |  | N |  |  | OP | X | 7 | 2013 |  |  | N | IPP Non-CHP | 2 | X | SUN | [9 empty] | N
60025 | Greenbacker Renewable Energy Corporation | 58355 | Radiance Solar 5 | CA | Los Angeles | 1 | Solar Photovoltaic | PV |  | S | X | X |  |  | 1.5 |  | 1.5 | 1.5 |  | N |  |  | OP | X | 7 | 2013 |  |  | N | IPP Non-CHP | 2 | X | SUN | [9 empty] | N
58355 | SPS Atwell Island LLC | 58366 | Atwell Island | CA | Tulare | 1 | Solar Photovoltaic | PV |  | W | X | X |  |  | 20.2 |  | 20.2 | 20.2 |  | N |  |  | OP | X | 3 | 2013 |  |  | N | IPP Non-CHP | 2 | X | SUN | [9 empty] | N
58358 | Light Beam Power Co LLC | 58370 | Gridley Main | CA | Butte | GEN1 | Solar Photovoltaic | PV |  | S | X | X |  |  | 1 |  | 1 | 1 |  | N |  |  | OP | X | 3 | 2013 |  |  | N | IPP Non-CHP | 2 | X | SUN | [36 empty] | N
58358 | Light Beam Power Co LLC | 58371 | Gridley Main Two | CA | Butte | GEN1 | Solar Photovoltaic | PV |  | S | X | X |  |  | 2.5 |  | 2.5 | 2.5 |  | N |  |  | OP | X | 4 | 2013 |  |  | N | IPP Non-CHP | 2 | X | SUN | [36 empty] | N
56769 | Consolidated Edison Development Inc. | 58373 | White River Solar | CA | Tulare | WRCA | Solar Photovoltaic | PV |  | S | X | X |  |  | 20 |  | 20 | 20 |  | N |  |  | OP | X | 7 | 2013 |  |  | N | IPP Non-CHP | 2 | X | SUN
56769 | Consolidated Edison Development Inc. | 58374 | Corcoran Solar | CA | Kings | CSCA | Solar Photovoltaic | PV |  | S | X | X |  |  | 20 |  | 20 | 20 |  | N |  |  | OP | X | 8 | 2013 |  |  | N | IPP Non-CHP | 2 | X | SUN
58363 | Oakley Solar Project LLC | 58376 | Oakley Solar Project | CA | Contra Costa | 1 | Solar Photovoltaic | PV |  | S | X | X |  |  | 1.5 |  | 1.5 | 1.5 |  | N |  |  | OP | X | 6 | 2013 |  |  | N | IPP Non-CHP | 2 | X | SUN | [9 empty] | N | [26 empty] | N
58366 | Toro Energy of California SLO | 58379 | Cold Canyon 1 | CA | San Luis Obispo | W3998 | Landfill Gas | IC |  | S | X | X |  |  | 1.5 | 1 | 1.5 | 1.5 | 1 | N |  |  | OP | X | 7 | 2013 |  |  | N | IPP Non-CHP | 2 | X | LFG | [9 empty] | N |  |  | 10M | [23 empty] | N | N | N
59873 | Solar Star California XIX, LLC | 58388 | Solar Star 1 | CA | Kern | AVS1 | Solar Photovoltaic | PV |  | S | X | X |  |  | 39 |  | 38 | 38 |  | N |  |  | OP | X | 3 | 2014 |  |  | N | IPP Non-CHP | 2 | X | SUN | [9 empty] | N | N | [22 empty] | N |  |  | N
59873 | Solar Star California XIX, LLC | 58388 | Solar Star 1 | CA | Kern | SS11 | Solar Photovoltaic | PV |  | S | X | X |  |  | 54 |  | 52.6 | 52.6 |  | N |  |  | OP | X | 6 | 2015 |  |  | N | IPP Non-CHP | 2 | X | SUN | [9 empty] | N | N | [22 empty] | N |  |  | N
59873 | Solar Star California XIX, LLC | 58388 | Solar Star 1 | CA | Kern | SS12 | Solar Photovoltaic | PV |  | S | X | X |  |  | 54 |  | 52.6 | 52.6 |  | N |  |  | OP | X | 2 | 2015 |  |  | N | IPP Non-CHP | 2 | X | SUN | [9 empty] | N | N | [22 empty] | N |  |  | N
59873 | Solar Star California XIX, LLC | 58388 | Solar Star 1 | CA | Kern | SS13 | Solar Photovoltaic | PV |  | S | X | X |  |  | 58.5 |  | 57 | 57 |  | N |  |  | OP | X | 10 | 2014 |  |  | N | IPP Non-CHP | 2 | X | SUN | [9 empty] | N | N | [22 empty] | N |  |  | N
59873 | Solar Star California XIX, LLC | 58388 | Solar Star 1 | CA | Kern | SS14 | Solar Photovoltaic | PV |  | S | X | X |  |  | 33 |  | 32.2 | 32.2 |  | N |  |  | OP | X | 6 | 2015 |  |  | N | IPP Non-CHP | 2 | X | SUN | [9 empty] | N | N | [22 empty] | N |  |  | N
59873 | Solar Star California XIX, LLC | 58388 | Solar Star 1 | CA | Kern | SS15 | Solar Photovoltaic | PV |  | S | X | X |  |  | 15 |  | 14.6 | 14.6 |  | N |  |  | OP | X | 10 | 2014 |  |  | N | IPP Non-CHP | 2 | X | SUN | [9 empty] | N | N | [22 empty] | N |  |  | N
59873 | Solar Star California XIX, LLC | 58388 | Solar Star 1 | CA | Kern | SS16 | Solar Photovoltaic | PV |  | S | X | X |  |  | 64.5 |  | 62.9 | 62.9 |  | N |  |  | OP | X | 4 | 2014 |  |  | N | IPP Non-CHP | 2 | X | SUN | [9 empty] | N | N | [22 empty] | N |  |  | N
59872 | Solar Star California XX, LLC | 58389 | Solar Star 2 | CA | Kern | AVS2 | Solar Photovoltaic | PV |  | S | X | X |  |  | 19.5 |  | 19 | 19 |  | N |  |  | OP | X | 3 | 2014 |  |  | N | IPP Non-CHP | 2 | X | SUN | [9 empty] | N | N | [22 empty] | N |  |  | N
59872 | Solar Star California XX, LLC | 58389 | Solar Star 2 | CA | Kern | SS21 | Solar Photovoltaic | PV |  | S | X | X |  |  | 60 |  | 59 | 59 |  | N |  |  | OP | X | 7 | 2014 |  |  | N | IPP Non-CHP | 2 | X | SUN | [9 empty] | N | N | [22 empty] | N |  |  | N
59872 | Solar Star California XX, LLC | 58389 | Solar Star 2 | CA | Kern | SS22 | Solar Photovoltaic | PV |  | S | X | X |  |  | 55.5 |  | 55 | 55 |  | N |  |  | OP | X | 12 | 2014 |  |  | N | IPP Non-CHP | 2 | X | SUN | [9 empty] | N | N | [22 empty] | N |  |  | N
59872 | Solar Star California XX, LLC | 58389 | Solar Star 2 | CA | Kern | SS23 | Solar Photovoltaic | PV |  | S | X | X |  |  | 48 |  | 47 | 47 |  | N |  |  | OP | X | 12 | 2014 |  |  | N | IPP Non-CHP | 2 | X | SUN | [9 empty] | N | N | [22 empty] | N |  |  | N
59872 | Solar Star California XX, LLC | 58389 | Solar Star 2 | CA | Kern | SS24 | Solar Photovoltaic | PV |  | S | X | X |  |  | 43.5 |  | 43 | 43 |  | N |  |  | OP | X | 6 | 2015 |  |  | N | IPP Non-CHP | 2 | X | SUN | [9 empty] | N | N | [22 empty] | N |  |  | N
59872 | Solar Star California XX, LLC | 58389 | Solar Star 2 | CA | Kern | SS25 | Solar Photovoltaic | PV |  | S | X | X |  |  | 52.5 |  | 52 | 52 |  | N |  |  | OP | X | 4 | 2014 |  |  | N | IPP Non-CHP | 2 | X | SUN | [9 empty] | N | N | [22 empty] | N |  |  | N
60015 | NRG Yield LLC | 58394 | Alta Wind X | CA | Kern | AW10 | Onshore Wind Turbine | WT |  | W | X | X |  |  | 138 |  | 138 | 138 | 0 | N |  |  | OP | X | 1 | 2014 |  |  | N | IPP Non-CHP | 2 | X | WND | [9 empty] | N |  | 48
60015 | NRG Yield LLC | 58395 | Alta Wind XI | CA | Kern | AW11 | Onshore Wind Turbine | WT |  | W | X | X |  |  | 90 |  | 90 | 90 | 0 | N |  |  | OP | X | 1 | 2014 |  |  | N | IPP Non-CHP | 2 | X | WND | [9 empty] | N |  | 48
58382 | Ameresco Johnson Canyon LLC | 58397 | Ameresco Johnson Canyon | CA | Monterey | ENG1 | Landfill Gas | IC |  | S | X | X |  |  | 1.4 | 1 | 1.4 | 1.4 | 0.7 | N |  |  | OP | X | 5 | 2013 |  |  | N | IPP Non-CHP | 2 | X | LFG | [9 empty] | N | N |  | 10M | [23 empty] | N | N | N
60898 | Axium US Solar Holdings LLC | 58398 | Heber Solar | CA | Imperial | 1 | Solar Photovoltaic | PV |  | S | X | X |  |  | 10.9 |  | 10 | 8.2 |  | N |  |  | OP | X | 5 | 2014 |  |  | N | IPP Non-CHP | 2 | X | SUN | [9 empty] | N | N | [25 empty] | N
58413 | Lone Valley Solar Park I LLC | 58417 | Lone Valley Solar Park I LLC | CA | San Bernardino | CP1 | Solar Photovoltaic | PV |  | S | X | X |  |  | 10 |  | 10 | 10 |  | N |  |  | OP | X | 12 | 2014 |  |  | N | IPP Non-CHP | 2 | X | SUN | [9 empty] | N | N
58661 | Sustainable Power Group, LLC | 58418 | Victor Dry Farm Ranch A | CA | San Bernardino | 1 | Solar Photovoltaic | PV |  | W | X | X |  |  | 5 |  | 5 | 4 |  | N |  |  | OP | X | 6 | 2015 |  |  | N | IPP Non-CHP | 2 | X | SUN | [9 empty] | N | N
58661 | Sustainable Power Group, LLC | 58419 | Victor Dry Farm Ranch B | CA | San Bernardino | 1 | Solar Photovoltaic | PV |  | W | X | X |  |  | 5 |  | 5 | 4 |  | N |  |  | OP | X | 6 | 2015 |  |  | N | IPP Non-CHP | 2 | X | SUN | [9 empty] | N | N
58416 | California State University, Northridge | 58422 | CSU Northridge Plant | CA | Los Angeles | B2PV | Solar Photovoltaic | PV |  | S | X | X |  |  | 0.4 |  | 0.3 | 0.2 |  | N |  |  | OP | X | 4 | 2005 |  |  | N | Commercial Non-CHP | 4 | X | SUN | [9 empty] | N | N | [25 empty] | N
58416 | California State University, Northridge | 58422 | CSU Northridge Plant | CA | Los Angeles | E6PV | Solar Photovoltaic | PV |  | S | X | X |  |  | 0.2 |  | 0.1 | 0.1 |  | N |  |  | OP | X | 3 | 2003 |  |  | N | Commercial Non-CHP | 4 | X | SUN | [9 empty] | N | N | [25 empty] | N
58426 | Sunshine Gas Producers LLC | 58429 | Sunshine Gas Producers | CA | Los Angeles | 1 | Landfill Gas | GT |  | S | X | X |  |  | 4.6 | 0.8 | 4 | 4 | 1.1 | N |  |  | OP | X | 8 | 2014 |  |  | N | IPP Non-CHP | 2 | X | LFG | [9 empty] | N | N |  | 1H |  |  |  |  | N | [15 empty] | N |  |  | N | N | N
58426 | Sunshine Gas Producers LLC | 58429 | Sunshine Gas Producers | CA | Los Angeles | 2 | Landfill Gas | GT |  | S | X | X |  |  | 4.6 | 0.8 | 4 | 4 | 1.1 | N |  |  | OP | X | 8 | 2014 |  |  | N | IPP Non-CHP | 2 | X | LFG | [9 empty] | N | N |  | 1H |  |  |  |  | N | [15 empty] | N |  |  | N | N | N
58426 | Sunshine Gas Producers LLC | 58429 | Sunshine Gas Producers | CA | Los Angeles | 3 | Landfill Gas | GT |  | S | X | X |  |  | 4.6 | 0.8 | 4 | 4 | 1.1 | N |  |  | OP | X | 8 | 2014 |  |  | N | IPP Non-CHP | 2 | X | LFG | [9 empty] | N | N |  | 1H |  |  |  |  | N | [15 empty] | N |  |  | N | N | N
58426 | Sunshine Gas Producers LLC | 58429 | Sunshine Gas Producers | CA | Los Angeles | 4 | Landfill Gas | GT |  | S | X | X |  |  | 4.6 | 0.8 | 4 | 4 | 1.1 | N |  |  | OP | X | 8 | 2014 |  |  | N | IPP Non-CHP | 2 | X | LFG | [9 empty] | N | N |  | 1H |  |  |  |  | N | [15 empty] | N |  |  | N | N | N
58426 | Sunshine Gas Producers LLC | 58429 | Sunshine Gas Producers | CA | Los Angeles | 5 | Landfill Gas | GT |  | S | X | X |  |  | 4.6 | 0.8 | 4 | 4 | 1.1 | N |  |  | OP | X | 8 | 2014 |  |  | N | IPP Non-CHP | 2 | X | LFG | [9 empty] | N | N |  | 1H |  |  |  |  | N | [15 empty] | N |  |  | N | N | N
61230 | CD Arevon USA, Inc. | 58430 | Centinela Solar Energy | CA | Imperial | CSE1 | Solar Photovoltaic | PV |  | S | X | X |  |  | 34.2 |  | 33.4 | 33.4 |  | N |  |  | OP | X | 7 | 2013 |  |  | N | IPP Non-CHP | 2 | X | SUN | [9 empty] | N | N | [25 empty] | N
61230 | CD Arevon USA, Inc. | 58430 | Centinela Solar Energy | CA | Imperial | CSE2 | Solar Photovoltaic | PV |  | S | X | X |  |  | 26.6 |  | 25.6 | 25.6 |  | N |  |  | OP | X | 8 | 2013 |  |  | N | IPP Non-CHP | 2 | X | SUN | [9 empty] | N | N
61230 | CD Arevon USA, Inc. | 58430 | Centinela Solar Energy | CA | Imperial | CSE3 | Solar Photovoltaic | PV |  | S | X | X |  |  | 34.2 |  | 33.4 | 33.4 |  | N |  |  | OP | X | 10 | 2013 |  |  | N | IPP Non-CHP | 2 | X | SUN | [9 empty] | N | N | [25 empty] | N
61230 | CD Arevon USA, Inc. | 58430 | Centinela Solar Energy | CA | Imperial | CSE4 | Solar Photovoltaic | PV |  | S | X | X |  |  | 34.2 |  | 33.4 | 33.4 |  | N |  |  | OP | X | 12 | 2013 |  |  | N | IPP Non-CHP | 2 | X | SUN | [9 empty] | N | N | [25 empty] | N
61230 | CD Arevon USA, Inc. | 58430 | Centinela Solar Energy | CA | Imperial | CSE5 | Solar Photovoltaic | PV |  | S | X | X |  |  | 19 |  | 18.6 | 18.6 |  | N |  |  | OP | X | 4 | 2014 |  |  | N | IPP Non-CHP | 2 | X | SUN | [9 empty] | N | N | [25 empty] | N
61230 | CD Arevon USA, Inc. | 58430 | Centinela Solar Energy | CA | Imperial | CSE6 | Solar Photovoltaic | PV |  | S | X | X |  |  | 26.6 |  | 25.6 | 25.6 |  | N |  |  | OP | X | 5 | 2014 |  |  | N | IPP Non-CHP | 2 | X | SUN | [9 empty] | N | N | [25 empty] | N
58429 | Houweling's Tomatoes | 58432 | Houweling Nurseries | CA | Ventura | COG1 | Natural Gas Internal Combustion Engine | IC |  | S | X | X | SCE | SCE | 4.4 | 0.8 | 4.4 | 4.4 | 3.5 | N |  |  | OP | X | 8 | 2012 |  |  | Y | IPP CHP | 3 | T | NG | [9 empty] | N | N |  | 10M | [23 empty] | N | N | N
58429 | Houweling's Tomatoes | 58432 | Houweling Nurseries | CA | Ventura | COG2 | Natural Gas Internal Combustion Engine | IC |  | S | X | X | SCE | SCE | 4.4 | 0.8 | 4.4 | 4.4 | 3.5 | N |  |  | OP | X | 8 | 2012 |  |  | Y | IPP CHP | 3 | T | NG | [9 empty] | N | N |  | 10M | [23 empty] | N | N | N
58429 | Houweling's Tomatoes | 58432 | Houweling Nurseries | CA | Ventura | COG3 | Natural Gas Internal Combustion Engine | IC |  | S | X | X | SCE | SCE | 4.4 | 0.8 | 4.4 | 4.4 | 3.5 | N |  |  | OP | X | 9 | 2013 |  |  | Y | IPP CHP | 3 | T | NG | [9 empty] | N | N |  | 10M | [23 empty] | N | N | N
58431 | Ameresco Vasco Road, LLC | 58435 | Ameresco Vasco Road | CA | Alameda | ENG1 | Landfill Gas | IC |  | S | X | X |  |  | 2.2 | 1 | 2.1 | 2.1 | 0.5 | N |  |  | OP | X | 2 | 2014 |  |  | N | IPP Non-CHP | 2 | X | LFG | [9 empty] | N | N |  | 10M | [23 empty] | N | N | N
58431 | Ameresco Vasco Road, LLC | 58435 | Ameresco Vasco Road | CA | Alameda | ENG2 | Landfill Gas | IC |  | S | X | X |  |  | 2.2 | 1 | 2.1 | 2.1 | 0.5 | N |  |  | OP | X | 2 | 2014 |  |  | N | IPP Non-CHP | 2 | X | LFG | [9 empty] | N | N |  | 10M | [23 empty] | N | N | N
58432 | Ameresco San Joaquin, LLC | 58436 | Ameresco San Joaquin | CA | San Joaquin | ENG1 | Landfill Gas | IC |  | S | X | X |  |  | 2.2 | 1 | 2.1 | 2.1 | 0.5 | N |  |  | OP | X | 4 | 2014 |  |  | N | IPP Non-CHP | 2 | X | LFG | [9 empty] | N | N |  | 10M | [23 empty] | N | N | N
58432 | Ameresco San Joaquin, LLC | 58436 | Ameresco San Joaquin | CA | San Joaquin | ENG2 | Landfill Gas | IC |  | S | X | X |  |  | 2.2 | 1 | 2.1 | 2.1 | 0.5 | N |  |  | OP | X | 4 | 2014 |  |  | N | IPP Non-CHP | 2 | X | LFG | [9 empty] | N | N |  | 10M | [23 empty] | N | N | N
58433 | Ameresco Forward, LLC | 58437 | Ameresco Forward | CA | San Joaquin | ENG1 | Landfill Gas | IC |  | S | X | X |  |  | 2.2 | 1 | 2.1 | 2.1 | 0.5 | N |  |  | OP | X | 2 | 2014 |  |  | N | IPP Non-CHP | 2 | X | LFG | [9 empty] | N | N |  | 10M | [23 empty] | N | N | N
58433 | Ameresco Forward, LLC | 58437 | Ameresco Forward | CA | San Joaquin | ENG2 | Landfill Gas | IC |  | S | X | X |  |  | 2.2 | 1 | 2.1 | 2.1 | 0.5 | N |  |  | OP | X | 2 | 2014 |  |  | N | IPP Non-CHP | 2 | X | LFG | [9 empty] | N | N |  | 10M | [23 empty] | N | N | N
59413 | Crestmark Bank | 58440 | CBS Studio Center | CA | Los Angeles | 9560 | Other Natural Gas | FC |  | S | X | X |  |  | 0.4 |  | 0.4 | 0.4 | 0 | N |  |  | OP | X | 6 | 2013 |  |  | N | Commercial Non-CHP | 4 | X | NG | [9 empty] | N | N |  | 12H | [23 empty] | N
59413 | Crestmark Bank | 58440 | CBS Studio Center | CA | Los Angeles | 9580 | Other Natural Gas | FC |  | S | X | X |  |  | 0.4 |  | 0.4 | 0.4 | 0 | N |  |  | OP | X | 6 | 2013 |  |  | N | Commercial Non-CHP | 4 | X | NG | [9 empty] | N | N |  | 12H | [23 empty] | N
59413 | Crestmark Bank | 58440 | CBS Studio Center | CA | Los Angeles | 9581 | Other Natural Gas | FC |  | S | X | X |  |  | 0.4 |  | 0.4 | 0.4 | 0 | N |  |  | OP | X | 7 | 2013 |  |  | N | Commercial Non-CHP | 4 | X | NG | [9 empty] | N | N |  | 12H | [23 empty] | N
59413 | Crestmark Bank | 58440 | CBS Studio Center | CA | Los Angeles | 9583 | Other Natural Gas | FC |  | S | X | X |  |  | 0.4 |  | 0.4 | 0.4 | 0 | N |  |  | OP | X | 7 | 2013 |  |  | N | Commercial Non-CHP | 4 | X | NG | [9 empty] | N | N |  | 12H | [23 empty] | N
59413 | Crestmark Bank | 58440 | CBS Studio Center | CA | Los Angeles | 9585 | Other Natural Gas | FC |  | S | X | X |  |  | 0.4 |  | 0.4 | 0.4 | 0 | N |  |  | OP | X | 7 | 2013 |  |  | N | Commercial Non-CHP | 4 | X | NG | [9 empty] | N | N |  | 12H | [23 empty] | N
59413 | Crestmark Bank | 58440 | CBS Studio Center | CA | Los Angeles | 9587 | Other Natural Gas | FC |  | S | X | X |  |  | 0.4 |  | 0.4 | 0.4 | 0 | N |  |  | OP | X | 6 | 2013 |  |  | N | Commercial Non-CHP | 4 | X | NG | [9 empty] | N | N |  | 12H | [23 empty] | N
58440 | CD US Solar MT 2 LLC | 58445 | Arrache 4006 | CA | Los Angeles | 1 | Solar Photovoltaic | PV |  | W | X | X |  |  | 1 |  | 1 | 1 |  | N |  |  | OP | X | 8 | 2013 |  |  | N | IPP Non-CHP | 2 | X | SUN | [9 empty] | N
58440 | CD US Solar MT 2 LLC | 58445 | Arrache 4006 | CA | Los Angeles | 2 | Solar Photovoltaic | PV |  | W | X | X |  |  | 1 |  | 1 | 1 |  | N |  |  | OP | X | 8 | 2013 |  |  | N | IPP Non-CHP | 2 | X | SUN | [9 empty] | N
58440 | CD US Solar MT 2 LLC | 58446 | Arrache 4013 | CA | Los Angeles | 1 | Solar Photovoltaic | PV |  | W | X | X |  |  | 1.5 |  | 1.5 | 1.5 |  | N |  |  | OP | X | 8 | 2013 |  |  | N | IPP Non-CHP | 2 | X | SUN | [9 empty] | N
58440 | CD US Solar MT 2 LLC | 58447 | Arrache 8083 | CA | Los Angeles | 1 | Solar Photovoltaic | PV |  | W | X | X |  |  | 1.5 |  | 1.5 | 1.5 |  | N |  |  | OP | X | 9 | 2013 |  |  | N | IPP Non-CHP | 2 | X | SUN | [9 empty] | N
58440 | CD US Solar MT 2 LLC | 58447 | Arrache 8083 | CA | Los Angeles | 2 | Solar Photovoltaic | PV |  | W | X | X |  |  | 1.5 |  | 1.5 | 1.5 |  | N |  |  | OP | X | 9 | 2013 |  |  | N | IPP Non-CHP | 2 | X | SUN | [9 empty] | N
58440 | CD US Solar MT 2 LLC | 58447 | Arrache 8083 | CA | Los Angeles | 3 | Solar Photovoltaic | PV |  | W | X | X |  |  | 1 |  | 1 | 1 |  | N |  |  | OP | X | 9 | 2013 |  |  | N | IPP Non-CHP | 2 | X | SUN | [9 empty] | N
58440 | CD US Solar MT 2 LLC | 58448 | Nunn | CA | San Bernardino | 1 | Solar Photovoltaic | PV |  | W | X | X |  |  | 1 |  | 1 | 1 |  | N |  |  | OP | X | 7 | 2013 |  |  | N | IPP Non-CHP | 2 | X | SUN | [9 empty] | N
58440 | CD US Solar MT 2 LLC | 58449 | Rutan | CA | Los Angeles | 1 | Solar Photovoltaic | PV |  | W | X | X |  |  | 1.5 |  | 1.5 | 1.5 |  | N |  |  | OP | X | 1 | 2014 |  |  | N | IPP Non-CHP | 2 | X | SUN | [9 empty] | N
58440 | CD US Solar MT 2 LLC | 58449 | Rutan | CA | Los Angeles | 2 | Solar Photovoltaic | PV |  | W | X | X |  |  | 1.5 |  | 1.5 | 1.5 |  | N |  |  | OP | X | 1 | 2014 |  |  | N | IPP Non-CHP | 2 | X | SUN | [9 empty] | N
58440 | CD US Solar MT 2 LLC | 58449 | Rutan | CA | Los Angeles | 3 | Solar Photovoltaic | PV |  | W | X | X |  |  | 1 |  | 1 | 1 |  | N |  |  | OP | X | 1 | 2014 |  |  | N | IPP Non-CHP | 2 | X | SUN
58440 | CD US Solar MT 2 LLC | 58450 | Vinam | CA | Los Angeles | 1 | Solar Photovoltaic | PV |  | W | X | X |  |  | 1.5 |  | 1.5 | 1.5 |  | N |  |  | OP | X | 7 | 2013 |  |  | N | IPP Non-CHP | 2 | X | SUN | [9 empty] | N
58440 | CD US Solar MT 2 LLC | 58451 | Ma | CA | Los Angeles | 1 | Solar Photovoltaic | PV |  | W | X | X |  |  | 1.5 |  | 1.5 | 1.5 |  | N |  |  | OP | X | 10 | 2013 |  |  | N | IPP Non-CHP | 2 | X | SUN | [9 empty] | N
58440 | CD US Solar MT 2 LLC | 58452 | Horn | CA | Los Angeles | 1 | Solar Photovoltaic | PV |  | W | X | X |  |  | 1.5 |  | 1.5 | 1.5 |  | N |  |  | OP | X | 10 | 2013 |  |  | N | IPP Non-CHP | 2 | X | SUN | [9 empty] | N
58440 | CD US Solar MT 2 LLC | 58454 | Watts 3115 | CA | San Bernardino | 1 | Solar Photovoltaic | PV |  | W | X | X |  |  | 1.5 |  | 1.5 | 1.5 |  | N |  |  | OP | X | 8 | 2013 |  |  | N | IPP Non-CHP | 2 | X | SUN
58440 | CD US Solar MT 2 LLC | 58454 | Watts 3115 | CA | San Bernardino | 2 | Solar Photovoltaic | PV |  | W | X | X |  |  | 0.5 |  | 0.5 | 0.5 |  | N |  |  | OP | X | 12 | 2013 |  |  | N | IPP Non-CHP | 2 | X | SUN
58451 | McCoy Solar, LLC | 58462 | McCoy Solar Energy Project Hybrid | CA | Riverside | 1 | Solar Photovoltaic | PV |  | S | X | X |  |  | 41.9 |  | 41.9 | 41.9 |  | N |  |  | OP | X | 3 | 2016 |  |  | N | IPP Non-CHP | 2 | X | SUN | [9 empty] | N | N | [25 empty] | N
58451 | McCoy Solar, LLC | 58462 | McCoy Solar Energy Project Hybrid | CA | Riverside | BLK2 | Solar Photovoltaic | PV |  | S | X | X |  |  | 21 |  | 21 | 21 |  | N |  |  | OP | X | 4 | 2016 |  |  | N | IPP Non-CHP | 2 | X | SUN | [9 empty] | N | N | [25 empty] | N
58451 | McCoy Solar, LLC | 58462 | McCoy Solar Energy Project Hybrid | CA | Riverside | BLK3 | Solar Photovoltaic | PV |  | S | X | X |  |  | 39.6 |  | 39.6 | 39.6 |  | N |  |  | OP | X | 6 | 2016 |  |  | N | IPP Non-CHP | 2 | X | SUN | [9 empty] | N | N | [25 empty] | N
58451 | McCoy Solar, LLC | 58462 | McCoy Solar Energy Project Hybrid | CA | Riverside | BLK4 | Solar Photovoltaic | PV |  | S | X | X |  |  | 31.4 |  | 31.4 | 31.4 |  | N |  |  | OP | X | 9 | 2015 |  |  | N | IPP Non-CHP | 2 | X | SUN | [9 empty] | N | N | [25 empty] | N
58451 | McCoy Solar, LLC | 58462 | McCoy Solar Energy Project Hybrid | CA | Riverside | BLK5 | Solar Photovoltaic | PV |  | S | X | X |  |  | 31.4 |  | 31.4 | 31.4 |  | N |  |  | OP | X | 11 | 2015 |  |  | N | IPP Non-CHP | 2 | X | SUN | [9 empty] | N | N | [25 empty] | N
58451 | McCoy Solar, LLC | 58462 | McCoy Solar Energy Project Hybrid | CA | Riverside | BLK6 | Solar Photovoltaic | PV |  | S | X | X |  |  | 26.9 |  | 26.9 | 26.9 |  | N |  |  | OP | X | 12 | 2015 |  |  | N | IPP Non-CHP | 2 | X | SUN | [9 empty] | N | N | [25 empty] | N
58451 | McCoy Solar, LLC | 58462 | McCoy Solar Energy Project Hybrid | CA | Riverside | BLK7 | Solar Photovoltaic | PV |  | S | X | X |  |  | 41.9 |  | 41.9 | 41.9 |  | N |  |  | OP | X | 1 | 2016 |  |  | N | IPP Non-CHP | 2 | X | SUN | [9 empty] | N | N | [25 empty] | N
58451 | McCoy Solar, LLC | 58462 | McCoy Solar Energy Project Hybrid | CA | Riverside | BLK8 | Solar Photovoltaic | PV |  | S | X | X |  |  | 36.5 |  | 36.5 | 36.5 |  | N |  |  | OP | X | 8 | 2015 |  |  | N | IPP Non-CHP | 2 | X | SUN | [9 empty] | N | N | [25 empty] | N
17650 | Southern Power Co | 58467 | Campo Verde Solar | CA | Imperial | CVS1 | Solar Photovoltaic | PV |  | W | X | X |  |  | 147.4 |  | 139 | 139 |  | N |  |  | OP | X | 10 | 2013 |  |  | N | IPP Non-CHP | 2 | X | SUN | [9 empty] | N | [26 empty] | N
58460 | Buena Vista Biomass LLC | 58472 | Buena Vista Biomass Power | CA | Amador | 1 | Wood/Wood Waste Biomass | ST |  | S | X | X |  |  | 22.5 | 0.98 | 17.8 | 17.8 | 7 | N |  |  | OS | X | 12 | 2012 |  |  | N | IPP Non-CHP | 2 | X | WDS | NG |  |  |  |  | NG |  |  |  | N | N |  | OVER | [23 empty] | Y | Y | N
62949 | Gamma Genco CV II LLC | 58498 | RE Rosamond One LLC | CA | Kern | RONE | Solar Photovoltaic | PV |  | S | X | X |  |  | 20 |  | 20 | 20 |  | N |  |  | OP | X | 1 | 2014 |  |  | N | IPP Non-CHP | 2 | X | SUN | [9 empty] | N
62949 | Gamma Genco CV II LLC | 58499 | RE Rosamond Two LLC | CA | Kern | RTWO | Solar Photovoltaic | PV |  | S | X | X |  |  | 20 |  | 20 | 20 |  | N |  |  | OP | X | 1 | 2014 |  |  | N | IPP Non-CHP | 2 | X | SUN | [9 empty] | N
62949 | Gamma Genco CV II LLC | 58500 | RE Rio Grande Solar LLC | CA | Kern | RIO | Solar Photovoltaic | PV |  | S | X | X |  |  | 5 |  | 5 | 5 |  | N |  |  | OP | X | 12 | 2013 |  |  | N | IPP Non-CHP | 2 | X | SUN | [9 empty] | N
62949 | Gamma Genco CV II LLC | 58502 | RE Columbia 3 LLC | CA | Kern | COL3 | Solar Photovoltaic | PV |  | S | X | X |  |  | 10 |  | 10 | 10 |  | N |  |  | OP | X | 1 | 2014 |  |  | N | IPP Non-CHP | 2 | X | SUN | [9 empty] | N
60281 | Altus Power America Management, LLC | 58506 | Chuckawalla Solar | CA | Riverside | 0937 | Solar Photovoltaic | PV |  | S | X | X |  |  | 4 |  | 4 | 4 |  | N |  |  | OP | X | 6 | 2012 |  |  | N | IPP Non-CHP | 2 | X | SUN | [9 empty] | N | [26 empty] | N
58135 | Ecos Energy LLC | 58508 | Bear Creek Solar | CA | San Joaquin | PV3 | Solar Photovoltaic | PV |  | S | X | X |  |  | 1.5 |  | 1.5 | 1.5 |  | N |  |  | OP | X | 2 | 2014 |  |  | N | IPP Non-CHP | 2 | X | SUN | [9 empty] | N
58135 | Ecos Energy LLC | 58509 | Vintner Solar | CA | San Luis Obispo | PV4 | Solar Photovoltaic | PV |  | S | X | X |  |  | 1.5 |  | 1.5 | 1.5 |  | N |  |  | OP | X | 4 | 2014 |  |  | N | IPP Non-CHP | 2 | X | SUN | [9 empty] | N
58135 | Ecos Energy LLC | 58510 | Kettleman Solar Project | CA | San Joaquin | PV5 | Solar Photovoltaic | PV |  | S | X | X |  |  | 1 |  | 1 | 1 |  | N |  |  | OP | X | 4 | 2014 |  |  | N | IPP Non-CHP | 2 | X | SUN | [9 empty] | N
60281 | Altus Power America Management, LLC | 58513 | Ironwood Solar LLC | CA | Riverside | 0937 | Solar Photovoltaic | PV |  | S | X | X |  |  | 4 |  | 4 | 4 |  | N |  |  | OP | X | 4 | 2012 |  |  | N | IPP Non-CHP | 2 | X | SUN | [36 empty] | N
57365 | Consolidated Edison Solutions Inc | 58514 | Desert Hot Springs Solar | CA | Riverside | DHCA | Solar Photovoltaic | PV |  | S | X | X |  |  | 2.3 |  | 2.2 | 2.2 |  | N |  |  | OP | X | 12 | 2013 |  |  | N | IPP Non-CHP | 2 | X | SUN | [9 empty] | N | N
59622 | Ahana Renewables, LLC | 58522 | Madera Community Hospital | CA | Madera | 1 | Solar Photovoltaic | PV |  | W | X | X |  |  | 1 |  | 1 | 1 |  | N |  |  | OP | X | 10 | 2011 |  |  | N | IPP Non-CHP | 2 | X | SUN | [9 empty] | N | N
58500 | City of Hayward | 58525 | City of Hayward WWTP | CA | Alameda | 1 | Solar Photovoltaic | PV |  | S | X | X |  |  | 1.6 |  | 1.6 | 1.4 |  | Y | 2 | 2020 | OP | X | 11 | 2010 |  |  | N | IPP CHP | 3 | X | SUN | [9 empty] | N | N |  | 10M |  |  |  |  | N | [15 empty] | N |  |  | N
58500 | City of Hayward | 58525 | City of Hayward WWTP | CA | Alameda | COGEN | Other Waste Biomass | IC |  | S | X | X |  |  | 1.1 | 0.8 | 1.1 | 1.1 | 0.8 | N |  |  | OP | X | 12 | 2014 |  |  | Y | IPP CHP | 3 | T | OBG | NG | [8 empty] | N | N |  | 1H |  |  |  |  | N | [15 empty] | N |  |  | Y | Y | N
58501 | Five Crowns Inc | 58527 | Crown Cooling Facility | CA | Imperial | 1 | Solar Photovoltaic | PV |  | S | X | X |  |  | 1 |  | 1 | 1 |  | N |  |  | OP | X | 12 | 2011 |  |  | N | Industrial Non-CHP | 6 | X | SUN | [9 empty] | N | N | [25 empty] | N
58503 | Garnet Solar Generation Station I LLC | 58528 | Garnet Solar Generation Station I LLC | CA | Riverside | WDT44 | Solar Photovoltaic | PV |  | J | X | X |  |  | 4 |  | 4 | 4 |  | N |  |  | OP | X | 12 | 2014 |  |  | N | IPP Non-CHP | 2 | X | SUN | [9 empty] | N | N | [25 empty] | N
58290 | NextEra Energy Desert Sunlight 250, LLC | 58542 | Desert Sunlight 250, LLC | CA | Riverside | DSL12 | Solar Photovoltaic | PV |  | J | X | X |  |  | 39.1 |  | 39.1 | 39.1 |  | N |  |  | OP | X | 12 | 2013 |  |  | N | IPP Non-CHP | 2 | X | SUN | [9 empty] | N | N | [25 empty] | N
58290 | NextEra Energy Desert Sunlight 250, LLC | 58542 | Desert Sunlight 250, LLC | CA | Riverside | DSL13 | Solar Photovoltaic | PV |  | J | X | X |  |  | 39.1 |  | 39.1 | 39.1 |  | N |  |  | OP | X | 1 | 2014 |  |  | N | IPP Non-CHP | 2 | X | SUN | [9 empty] | N | N | [25 empty] | N
58290 | NextEra Energy Desert Sunlight 250, LLC | 58542 | Desert Sunlight 250, LLC | CA | Riverside | DSL14 | Solar Photovoltaic | PV |  | J | X | X |  |  | 26.5 |  | 26.5 | 26.5 |  | N |  |  | OP | X | 4 | 2014 |  |  | N | IPP Non-CHP | 2 | X | SUN | [9 empty] | N | N | [25 empty] | N
58290 | NextEra Energy Desert Sunlight 250, LLC | 58542 | Desert Sunlight 250, LLC | CA | Riverside | DSL15 | Solar Photovoltaic | PV |  | J | X | X |  |  | 13.9 |  | 13.9 | 13.9 |  | N |  |  | OP | X | 6 | 2014 |  |  | N | IPP Non-CHP | 2 | X | SUN | [9 empty] | N | N | [25 empty] | N
58290 | NextEra Energy Desert Sunlight 250, LLC | 58542 | Desert Sunlight 250, LLC | CA | Riverside | DSL16 | Solar Photovoltaic | PV |  | J | X | X |  |  | 22.7 |  | 22.7 | 22.7 |  | N |  |  | OP | X | 11 | 2013 |  |  | N | IPP Non-CHP | 2 | X | SUN | [9 empty] | N | N | [25 empty] | N
58290 | NextEra Energy Desert Sunlight 250, LLC | 58542 | Desert Sunlight 250, LLC | CA | Riverside | DSL17 | Solar Photovoltaic | PV |  | J | X | X |  |  | 29 |  | 29 | 29 |  | N |  |  | OP | X | 11 | 2013 |  |  | N | IPP Non-CHP | 2 | X | SUN | [9 empty] | N | N | [25 empty] | N
58290 | NextEra Energy Desert Sunlight 250, LLC | 58542 | Desert Sunlight 250, LLC | CA | Riverside | DSL18 | Solar Photovoltaic | PV |  | J | X | X |  |  | 29 |  | 29 | 29 |  | N |  |  | OP | X | 6 | 2014 |  |  | N | IPP Non-CHP | 2 | X | SUN | [9 empty] | N | N | [25 empty] | N
58290 | NextEra Energy Desert Sunlight 250, LLC | 58542 | Desert Sunlight 250, LLC | CA | Riverside | DSL19 | Solar Photovoltaic | PV |  | J | X | X |  |  | 25.2 |  | 25.2 | 25.2 |  | N |  |  | OP | X | 10 | 2014 |  |  | N | IPP Non-CHP | 2 | X | SUN | [9 empty] | N | N | [25 empty] | N
58290 | NextEra Energy Desert Sunlight 250, LLC | 58542 | Desert Sunlight 250, LLC | CA | Riverside | DSL20 | Solar Photovoltaic | PV |  | J | X | X |  |  | 25.2 |  | 25.2 | 25.2 |  | N |  |  | OP | X | 11 | 2013 |  |  | N | IPP Non-CHP | 2 | X | SUN | [9 empty] | N | N | [25 empty] | N
58518 | NRG Solar Community 1 LLC | 58545 | Community Solar 1 | CA | Imperial | 1 | Solar Photovoltaic | PV |  | S | X | X |  |  | 5.7 |  | 5.7 | 5.7 |  | N |  |  | OP | X | 6 | 2014 |  |  | N | IPP Non-CHP | 2 | X | SUN | [9 empty] | N
60025 | Greenbacker Renewable Energy Corporation | 58578 | Sonora 1 | CA | Tuolumne | SON1 | Solar Photovoltaic | PV |  | S | X | X | CAISO | CAISO | 1.5 |  | 1.5 | 1.5 |  | N |  |  | OP | X | 12 | 2013 |  |  | N | IPP Non-CHP | 2 | X | SUN | [9 empty] | N | N
58540 | California PV Energy LLC | 58581 | Oltmans SCE at Champagne | CA | San Bernardino | 1 | Solar Photovoltaic | PV |  | S | X | X |  |  | 1 |  | 1 | 1 |  | N |  |  | OP | X | 12 | 2013 |  |  | N | IPP Non-CHP | 2 | X | SUN | [9 empty] | N | [26 empty] | N
58540 | California PV Energy LLC | 58582 | Oltmans SCE at Jurupa | CA | San Bernardino | 1 | Solar Photovoltaic | PV |  | S | X | X |  |  | 1.5 |  | 1.5 | 1.5 |  | N |  |  | OP | X | 12 | 2013 |  |  | N | IPP Non-CHP | 2 | X | SUN | [9 empty] | N | [26 empty] | N
58544 | Sierra Nevada Brewing Co | 58585 | Sierra Nevada Brewing Co Hybrid | CA | Butte | BESS | Batteries | BA |  | S | X | X |  |  | 0.5 |  | 0.5 | 0.5 | 0.1 | N |  |  | OP | X | 2 | 2017 |  |  | N | Industrial CHP | 7 | X | MWH | [9 empty] | N | N |  | 10M | [23 empty] | N
58544 | Sierra Nevada Brewing Co | 58585 | Sierra Nevada Brewing Co Hybrid | CA | Butte | COGN | Natural Gas Fired Combustion Turbine | GT |  | S | X | X |  |  | 2 | 1 | 1.7 | 1.8 | 0.1 | N |  |  | OP | X | 5 | 2016 |  |  | Y | Industrial CHP | 7 | T | NG | [9 empty] | N | N |  | 10M | [23 empty] | N | N
58544 | Sierra Nevada Brewing Co | 58585 | Sierra Nevada Brewing Co Hybrid | CA | Butte | SOLR | Solar Photovoltaic | PV |  | S | X | X |  |  | 1.7 |  | 1.4 | 0.9 |  | N |  |  | OP | X | 9 | 2007 |  |  | N | Industrial CHP | 7 | X | SUN | [9 empty] | N | N | [25 empty] | N
58546 | Cascade Solar LLC | 58590 | Cascade Solar | CA | San Bernardino | 1 | Solar Photovoltaic | PV |  | S | X | X |  |  | 18.5 |  | 18.5 | 18.5 |  | N |  |  | OP | X | 1 | 2014 |  |  | N | IPP Non-CHP | 2 | X | SUN | [9 empty] | N |  | 0 | [24 empty] | N
17650 | Southern Power Co | 58592 | Solar Gen 2 Solar Facility | CA | Imperial | ALHM | Solar Photovoltaic | PV |  | W | X | X |  |  | 54.4 |  | 50 | 50 |  | N |  |  | OP | X | 11 | 2014 |  |  | N | IPP Non-CHP | 2 | X | SUN | [9 empty] | N | [26 empty] | N
17650 | Southern Power Co | 58592 | Solar Gen 2 Solar Facility | CA | Imperial | ARK | Solar Photovoltaic | PV |  | W | X | X |  |  | 54.4 |  | 50 | 50 |  | N |  |  | OP | X | 11 | 2014 |  |  | N | IPP Non-CHP | 2 | X | SUN | [9 empty] | N | [26 empty] | N
17650 | Southern Power Co | 58592 | Solar Gen 2 Solar Facility | CA | Imperial | SONR | Solar Photovoltaic | PV |  | W | X | X |  |  | 54.4 |  | 50 | 50 |  | N |  |  | OP | X | 11 | 2014 |  |  | N | IPP Non-CHP | 2 | X | SUN | [9 empty] | N | [26 empty] | N
58548 | State of CA DGS BPM | 58593 | DGS Central Utility Plant | CA | Sacramento | BS1 | Petroleum Liquids | IC |  | S | X | X |  |  | 0.6 | 0.8 | 0.6 | 0.6 | 0.4 | N |  |  | SB | N | 12 | 2010 |  |  | N | Commercial CHP | 5 | X | DFO | [9 empty] | N | N |  | 10M | [23 empty] | N | N | N
58548 | State of CA DGS BPM | 58593 | DGS Central Utility Plant | CA | Sacramento | EM1 | Petroleum Liquids | IC |  | S | X | X |  |  | 0.4 | 0.8 | 0.4 | 0.4 | 0.2 | N |  |  | SB | N | 12 | 2010 |  |  | N | Commercial CHP | 5 | X | DFO | [9 empty] | N | N |  | 10M | [23 empty] | N | N | N
58548 | State of CA DGS BPM | 58593 | DGS Central Utility Plant | CA | Sacramento | STG | Natural Gas Steam Turbine | ST |  | S | X | X |  |  | 2.9 | 0.8 | 2.9 | 2.9 | 0.5 | N |  |  | SB | N | 12 | 2010 |  |  | Y | Commercial CHP | 5 | B | NG | DFO |  |  |  |  | NG |  |  |  | N | N |  | 12H | [23 empty] | Y | Y | Y
58564 | Paramount Group Inc | 58607 | One Market Plaza | CA | San Francisco | 1 | Natural Gas Internal Combustion Engine | IC |  | S | X | X |  |  | 0.5 | 0.85 | 0.5 | 0.5 | 0.3 | N |  |  | OP | X | 12 | 2003 |  |  | Y | Commercial CHP | 5 | T | NG | [9 empty] | N | N |  | 10M |  |  |  |  | N | [18 empty] | N | N | N
58564 | Paramount Group Inc | 58607 | One Market Plaza | CA | San Francisco | 2 | Natural Gas Internal Combustion Engine | IC |  | S | X | X |  |  | 0.5 | 0.85 | 0.5 | 0.5 | 0.3 | N |  |  | OP | X | 12 | 2003 |  |  | Y | Commercial CHP | 5 | T | NG | [9 empty] | N | N |  | 10M |  |  |  |  | N | [18 empty] | N | N | N
58564 | Paramount Group Inc | 58607 | One Market Plaza | CA | San Francisco | 3 | Natural Gas Internal Combustion Engine | IC |  | S | X | X |  |  | 0.5 | 0.85 | 0.5 | 0.5 | 0.3 | N |  |  | OP | X | 12 | 2003 |  |  | Y | Commercial CHP | 5 | T | NG | [9 empty] | N | N |  | 10M |  |  |  |  | N | [18 empty] | N | N | N
58661 | Sustainable Power Group, LLC | 58609 | Industry Solar Power Generation Station 1 LLC | CA | San Bernardino | ISP1 | Solar Photovoltaic | PV |  | S | X | X |  |  | 1.5 |  | 1.5 | 1.5 |  | N |  |  | OP | X | 12 | 2013 |  |  | N | IPP Non-CHP | 2 | X | SUN | [9 empty] | N | N
58661 | Sustainable Power Group, LLC | 58610 | Navajo Solar Power Generation Station 1 LLC | CA | San Bernardino | NSP1 | Solar Photovoltaic | PV |  | S | X | X |  |  | 1.5 |  | 1.5 | 1.5 |  | N |  |  | OP | X | 12 | 2013 |  |  | N | IPP Non-CHP | 2 | X | SUN | [9 empty] | N | N
58661 | Sustainable Power Group, LLC | 58611 | Powhatan Solar Power Generation Station 1 LLC | CA | San Bernardino | 1 | Solar Photovoltaic | PV |  | S | X | X |  |  | 1.5 |  | 1.5 | 1.5 |  | N |  |  | OP | X | 12 | 2013 |  |  | N | IPP Non-CHP | 2 | X | SUN | [9 empty] | N | N
58661 | Sustainable Power Group, LLC | 58612 | Otoe Solar Power Generation Station 1 LLC | CA | San Bernardino | 1 | Solar Photovoltaic | PV |  | S | X | X |  |  | 1.5 |  | 1.5 | 1.5 |  | N |  |  | OP | X | 12 | 2013 |  |  | N | IPP Non-CHP | 2 | X | SUN | [9 empty] | N | N
58568 | Westlands Solar Farms, LLC | 58616 | Westlands Solar PV Farm | CA | Fresno | WSF1 | Solar Photovoltaic | PV |  | S | X | X | Q633C1_7_N001 | Q633C1_7_N001 | 18 |  | 18 | 14 |  | N |  |  | OP | X | 2 | 2014 |  |  | N | IPP Non-CHP | 2 | X | SUN | [9 empty] | N | [26 empty] | N
58573 | Transamerica Pyramid Properties LLC | 58619 | Transamerica Pyramid | CA | San Francisco | 1 | Natural Gas Internal Combustion Engine | IC |  | S | X | X |  |  | 0.5 | 0.8 | 0.5 | 0.5 | 0.2 | N |  |  | OP | X | 7 | 2007 |  |  | Y | Commercial CHP | 5 | T | NG | [9 empty] | N | N |  | 10M | [20 empty] | N |  |  | N | N | N
58573 | Transamerica Pyramid Properties LLC | 58619 | Transamerica Pyramid | CA | San Francisco | 2 | Natural Gas Internal Combustion Engine | IC |  | S | X | X |  |  | 0.5 | 0.8 | 0.5 | 0.5 | 0.2 | N |  |  | OP | X | 7 | 2007 |  |  | Y | Commercial CHP | 5 | T | NG | [9 empty] | N | N |  | 10M | [20 empty] | N |  |  | N | N | N
58575 | Sol Orchard Imperial 1, LLC | 58621 | Sol Orchard El Centro PV | CA | Imperial | ECPV | Solar Photovoltaic | PV |  | S | X | X |  |  | 20 |  | 20 | 20 |  | N |  |  | OP | X | 10 | 2013 |  |  | N | IPP Non-CHP | 2 | X | SUN | [9 empty] | N | N | [25 empty] | N
58549 | County of Alameda GSA | 58625 | Santa Rita Jail Hybrid | CA | Alameda | SRFC2 | Other Natural Gas | FC |  | W | X | X |  |  | 1.4 |  | 1.4 | 1.4 | 1.4 | N |  |  | OP | X | 1 | 2017 |  |  | Y | IPP CHP | 3 | T | NG | [12 empty] | OVER
58549 | County of Alameda GSA | 58625 | Santa Rita Jail Hybrid | CA | Alameda | SRJBA | Batteries | BA |  | S | X | X |  |  | 2 |  | 2 | 2 | 0.3 | N |  |  | OS | X | 7 | 2012 |  |  | N | IPP CHP | 3 | X | MWH | [12 empty] | 12H | [24 empty] | N | N
58549 | County of Alameda GSA | 58625 | Santa Rita Jail Hybrid | CA | Alameda | SRPV2 | Solar Photovoltaic | PV |  | S | X | X |  |  | 1 |  | 1 | 0.1 |  | N |  |  | OP | X | 12 | 2016 |  |  | N | IPP CHP | 3 | X | SUN | [36 empty] | N
58549 | County of Alameda GSA | 58625 | Santa Rita Jail Hybrid | CA | Alameda | SRPV3 | Solar Photovoltaic | PV |  | S | X | X |  |  | 0.5 |  | 0.5 | 0.1 |  | N |  |  | OP | X | 1 | 2017 |  |  | N | IPP CHP | 3 | X | SUN | [36 empty] | N
58661 | Sustainable Power Group, LLC | 58626 | Western Antelope Blue Sky Ranch A | CA | Los Angeles | WABSA | Solar Photovoltaic | PV |  | S | X | X |  |  | 20 |  | 19 | 18 |  | N |  |  | OP | X | 11 | 2014 |  |  | N | IPP Non-CHP | 2 | X | SUN | [9 empty] | N | N
58661 | Sustainable Power Group, LLC | 58627 | Western Antelope Dry Ranch | CA | Los Angeles | WADR | Solar Photovoltaic | PV |  | S | X | X |  |  | 10 |  | 10 | 9 |  | N |  |  | OP | X | 12 | 2016 |  |  | N | IPP Non-CHP | 2 | X | SUN | [9 empty] | N | N
60947 | Tesla Inc. | 58633 | Monterey Regional Water Pollution Control Agency | CA | Monterey | 1 | Solar Photovoltaic | PV |  | W | X | X |  |  | 1 |  | 1 | 1 |  | N |  |  | OP | X | 12 | 2010 |  |  | N | IPP Non-CHP | 2 | X | SUN
60947 | Tesla Inc. | 58634 | Lancaster Baptist Church | CA | Los Angeles | 1 | Solar Photovoltaic | PV |  | W | X | X |  |  | 1 |  | 1 | 1 |  | N |  |  | OP | X | 12 | 2011 |  |  | N | IPP Non-CHP | 2 | X | SUN
60947 | Tesla Inc. | 58636 | Sacramento Fairbain Water Treatment Plant | CA | Sacramento | 1 | Solar Photovoltaic | PV |  | S | X | X |  |  | 1 |  | 1 | 1 |  | N |  |  | OP | X | 2 | 2013 |  |  | N | IPP Non-CHP | 2 | X | SUN
61230 | CD Arevon USA, Inc. | 58642 | Tulare 1 and 2 | CA | Tulare | 1 | Solar Photovoltaic | PV |  | S | X | X |  |  | 1.5 |  | 1.5 | 1.5 |  | N |  |  | OP | X | 1 | 2014 |  |  | N | IPP Non-CHP | 2 | X | SUN | [36 empty] | N
61230 | CD Arevon USA, Inc. | 58642 | Tulare 1 and 2 | CA | Tulare | 2 | Solar Photovoltaic | PV |  | S | X | X |  |  | 1.5 |  | 1.5 | 1.5 |  | N |  |  | OP | X | 1 | 2014 |  |  | N | IPP Non-CHP | 2 | X | SUN | [36 empty] | N
17650 | Southern Power Co | 58646 | Stateline Solar | CA | San Bernardino | STL | Solar Photovoltaic | PV |  | W | X | X |  |  | 75.9 |  | 76 | 76 |  | N |  |  | OP | X | 12 | 2015 |  |  | N | IPP Non-CHP | 2 | X | SUN | [9 empty] | N | [26 empty] | N
17650 | Southern Power Co | 58646 | Stateline Solar | CA | San Bernardino | STL2 | Solar Photovoltaic | PV |  | W | X | X |  |  | 34.1 |  | 34 | 34 |  | N |  |  | OP | X | 12 | 2015 |  |  | N | IPP Non-CHP | 2 | X | SUN | [36 empty] | N
17650 | Southern Power Co | 58646 | Stateline Solar | CA | San Bernardino | STL3 | Solar Photovoltaic | PV |  | W | X | X |  |  | 37.9 |  | 38 | 38 |  | N |  |  | OP | X | 1 | 2016 |  |  | N | IPP Non-CHP | 2 | X | SUN | [36 empty] | N
17650 | Southern Power Co | 58646 | Stateline Solar | CA | San Bernardino | STL4 | Solar Photovoltaic | PV |  | W | X | X |  |  | 37.9 |  | 38 | 38 |  | N |  |  | OP | X | 2 | 2016 |  |  | N | IPP Non-CHP | 2 | X | SUN | [36 empty] | N
17650 | Southern Power Co | 58646 | Stateline Solar | CA | San Bernardino | STL5 | Solar Photovoltaic | PV |  | W | X | X |  |  | 37.9 |  | 38 | 38 |  | N |  |  | OP | X | 4 | 2016 |  |  | N | IPP Non-CHP | 2 | X | SUN | [36 empty] | N
17650 | Southern Power Co | 58646 | Stateline Solar | CA | San Bernardino | STL6 | Solar Photovoltaic | PV |  | W | X | X |  |  | 37.9 |  | 38 | 38 |  | N |  |  | OP | X | 6 | 2016 |  |  | N | IPP Non-CHP | 2 | X | SUN | [36 empty] | N
17650 | Southern Power Co | 58646 | Stateline Solar | CA | San Bernardino | STL7 | Solar Photovoltaic | PV |  | W | X | X |  |  | 37.9 |  | 38 | 38 |  | N |  |  | OP | X | 7 | 2016 |  |  | N | IPP Non-CHP | 2 | X | SUN | [36 empty] | N
58622 | Costco Wholesale | 58698 | Mira Loma | CA | Riverside | D960 | Solar Photovoltaic | PV |  | S | X | X | CAISO | CAISO | 1 |  | 1 | 1 |  | N |  |  | OP | X | 11 | 2011 |  |  | N | Commercial Non-CHP | 4 | X | SUN | [9 empty] | N | N
58622 | Costco Wholesale | 58698 | Mira Loma | CA | Riverside | D9611 | Solar Photovoltaic | PV |  | S | X | X | CAISO | CAISO | 1.5 |  | 1.5 | 1.5 |  | N |  |  | OP | X | 11 | 2011 |  |  | N | Commercial Non-CHP | 4 | X | SUN | [9 empty] | N | N
58622 | Costco Wholesale | 58698 | Mira Loma | CA | Riverside | D9612 | Solar Photovoltaic | PV |  | S | X | X | CAISO | CAISO | 0.5 |  | 0.5 | 0.5 |  | N |  |  | OP | X | 11 | 2011 |  |  | N | Commercial Non-CHP | 4 | X | SUN | [9 empty] | N
58628 | ABEC Bidart-Old River LLC | 58699 | ABEC Bidart-Old River LLC | CA | Kern | GEN 1 | Other Waste Biomass | IC |  | S | X | X |  |  | 1 | 0.8 | 0.9 | 0.9 | 0.8 | N |  |  | OP | X | 12 | 2013 |  |  | N | IPP Non-CHP | 2 | X | OBG | [9 empty] | N | N |  | 1H | [23 empty] | N | N | N
58628 | ABEC Bidart-Old River LLC | 58699 | ABEC Bidart-Old River LLC | CA | Kern | GEN 2 | Other Waste Biomass | IC |  | S | X | X |  |  | 1 | 0.8 | 0.9 | 0.9 | 0.8 | N |  |  | OP | X | 12 | 2013 |  |  | N | IPP Non-CHP | 2 | X | OBG | [9 empty] | N | N |  | 1H | [23 empty] | N | N | N
17650 | Southern Power Co | 58711 | Lost Hills/Blackwell | CA | Kern | BLKW | Solar Photovoltaic | PV |  | W | X | X |  |  | 12 |  | 12 | 12 |  | N |  |  | OP | X | 4 | 2015 |  |  | N | IPP Non-CHP | 2 | X | SUN | [9 empty] | N | [26 empty] | N
17650 | Southern Power Co | 58711 | Lost Hills/Blackwell | CA | Kern | LTHL | Solar Photovoltaic | PV |  | W | X | X |  |  | 20 |  | 20 | 20 |  | N |  |  | OP | X | 4 | 2015 |  |  | N | IPP Non-CHP | 2 | X | SUN | [9 empty] | N | [26 empty] | N
17650 | Southern Power Co | 58713 | North Star Solar | CA | Fresno | NSTR | Solar Photovoltaic | PV |  | W | X | X |  |  | 61.6 |  | 60 | 60 |  | N |  |  | OP | X | 6 | 2015 |  |  | N | IPP Non-CHP | 2 | X | SUN | [9 empty] | N | [26 empty] | N
58654 | Orion Solar I LLC | 58718 | Orion Solar I | CA | Kern | PV1 | Solar Photovoltaic | PV |  | S | X | X |  |  | 12 |  | 12 | 12 |  | N |  |  | OP | X | 4 | 2014 |  |  | N | IPP Non-CHP | 2 | X | SUN | [11 empty] | 0 | [24 empty] | N
58655 | Orion Solar II, LLC | 58721 | Orion Solar II | CA | Kern | ORION | Solar Photovoltaic | PV |  | S | X | X |  |  | 8 |  | 8 | 8 |  | N |  |  | OP | X | 6 | 2014 |  |  | N | IPP Non-CHP | 2 | X | SUN | [9 empty] | N | N | 0 | [24 empty] | N
58661 | Sustainable Power Group, LLC | 58748 | North Bay Solar 1 | CA | Solano | NBWT | Solar Photovoltaic | PV |  | S | X | X |  |  | 1 |  | 1 | 1 |  | N |  |  | OP | X | 8 | 2013 |  |  | N | Commercial Non-CHP | 4 | X | SUN | [9 empty] | N | N
58661 | Sustainable Power Group, LLC | 58750 | Lancaster Dry Farm Ranch B | CA | Los Angeles | LDFRB | Solar Photovoltaic | PV |  | S | X | X |  |  | 5 |  | 5 | 5 |  | N |  |  | OP | X | 11 | 2014 |  |  | N | IPP Non-CHP | 2 | X | SUN | [9 empty] | N | N
58661 | Sustainable Power Group, LLC | 58751 | Rodeo Solar C2 | CA | Los Angeles | RSC2 | Solar Photovoltaic | PV |  | S | X | X |  |  | 1.5 |  | 1.5 | 1.5 |  | N |  |  | OP | X | 5 | 2014 |  |  | N | IPP Non-CHP | 2 | X | SUN | [9 empty] | N | N
58661 | Sustainable Power Group, LLC | 58752 | Rodeo Solar D2 | CA | Los Angeles | RSD2 | Solar Photovoltaic | PV |  | S | X | X |  |  | 1.5 |  | 1.5 | 1.5 |  | N |  |  | OP | X | 5 | 2014 |  |  | N | IPP Non-CHP | 2 | X | SUN | [9 empty] | N | N
58661 | Sustainable Power Group, LLC | 58753 | Summer Solar A2 | CA | Los Angeles | SSA2 | Solar Photovoltaic | PV |  | S | X | X |  |  | 1.5 |  | 1.5 | 1.5 |  | N |  |  | OP | X | 6 | 2014 |  |  | N | IPP Non-CHP | 2 | X | SUN | [9 empty] | N | N
58661 | Sustainable Power Group, LLC | 58754 | Summer Solar B2 | CA | Los Angeles | SSB2 | Solar Photovoltaic | PV |  | S | X | X |  |  | 1.5 |  | 1.5 | 1.5 |  | N |  |  | OP | X | 6 | 2014 |  |  | N | IPP Non-CHP | 2 | X | SUN | [9 empty] | N | N
58661 | Sustainable Power Group, LLC | 58755 | Summer Solar C2 | CA | Los Angeles | SSC2 | Solar Photovoltaic | PV |  | S | X | X |  |  | 1.5 |  | 1.5 | 1.5 |  | N |  |  | OP | X | 6 | 2014 |  |  | N | IPP Non-CHP | 2 | X | SUN | [9 empty] | N | N
58661 | Sustainable Power Group, LLC | 58756 | Summer Solar D2 | CA | Los Angeles | SSD2 | Solar Photovoltaic | PV |  | S | X | X |  |  | 1 |  | 1 | 1 |  | N |  |  | OP | X | 7 | 2014 |  |  | N | IPP Non-CHP | 2 | X | SUN | [9 empty] | N | N
58661 | Sustainable Power Group, LLC | 58757 | Summer North Solar | CA | Los Angeles | UE2 | Solar Photovoltaic | PV |  | S | X | X |  |  | 1.5 |  | 1.5 | 1.5 |  | N |  |  | OP | X | 12 | 2014 |  |  | N | IPP Non-CHP | 2 | X | SUN | [9 empty] | N | N
58661 | Sustainable Power Group, LLC | 58757 | Summer North Solar | CA | Los Angeles | UF2 | Solar Photovoltaic | PV |  | S | X | X |  |  | 2 |  | 2 | 2 |  | N |  |  | OP | X | 12 | 2014 |  |  | N | IPP Non-CHP | 2 | X | SUN | [9 empty] | N | N
58661 | Sustainable Power Group, LLC | 58757 | Summer North Solar | CA | Los Angeles | UG2 | Solar Photovoltaic | PV |  | S | X | X |  |  | 1.5 |  | 1.5 | 1.5 |  | N |  |  | OP | X | 12 | 2014 |  |  | N | IPP Non-CHP | 2 | X | SUN | [9 empty] | N | N
58661 | Sustainable Power Group, LLC | 58757 | Summer North Solar | CA | Los Angeles | UH2 | Solar Photovoltaic | PV |  | S | X | X |  |  | 1.5 |  | 1.5 | 1.5 |  | N |  |  | OP | X | 12 | 2014 |  |  | N | IPP Non-CHP | 2 | X | SUN | [9 empty] | N | N
58661 | Sustainable Power Group, LLC | 58761 | Expressway Solar A | CA | San Bernardino | EXSA | Solar Photovoltaic | PV |  | S | X | X |  |  | 2 |  | 2 | 2 |  | N |  |  | OP | X | 5 | 2014 |  |  | N | IPP Non-CHP | 2 | X | SUN | [9 empty] | N | N
58661 | Sustainable Power Group, LLC | 58762 | Expressway Solar B | CA | San Bernardino | EXSB | Solar Photovoltaic | PV |  | S | X | X |  |  | 2 |  | 2 | 2 |  | N |  |  | OP | X | 5 | 2014 |  |  | N | IPP Non-CHP | 2 | X | SUN | [9 empty] | N | N
58661 | Sustainable Power Group, LLC | 58763 | Expressway Solar C2 | CA | San Bernardino | EXSC2 | Solar Photovoltaic | PV |  | S | X | X |  |  | 1.5 |  | 1.5 | 1.5 |  | N |  |  | OP | X | 11 | 2014 |  |  | N | IPP Non-CHP | 2 | X | SUN | [9 empty] | N | N
58696 | Ignite Solar Holdings LLC | 58814 | Shasta Solar Farm | CA | Shasta | GENA | Solar Photovoltaic | PV |  | W | X | X |  |  | 1.5 |  | 1.5 | 1.5 |  | N |  |  | OP | X | 3 | 2014 |  |  | N | IPP Non-CHP | 2 | X | SUN | [9 empty] | N
58696 | Ignite Solar Holdings LLC | 58814 | Shasta Solar Farm | CA | Shasta | GENB | Solar Photovoltaic | PV |  | W | X | X |  |  | 1.5 |  | 1.5 | 1.5 |  | N |  |  | OP | X | 3 | 2014 |  |  | N | IPP Non-CHP | 2 | X | SUN | [9 empty] | N
58661 | Sustainable Power Group, LLC | 58831 | Redcrest Solar Farm | CA | Kern | PV-1 | Solar Photovoltaic | PV |  | S | X | X |  |  | 16.6 |  | 16 | 16 |  | N |  |  | OP | X | 10 | 2015 |  |  | N | IPP Non-CHP | 2 | X | SUN | [9 empty] | N | N
58759 | Perpetual Energy Systems | 58889 | ASTI | CA | Sonoma | ASTI | Solar Photovoltaic | PV |  | S | X | X |  |  | 1 |  | 1 | 1 |  | N |  |  | OP | X | 2 | 2009 |  |  | N | IPP Non-CHP | 2 | X | SUN | [9 empty] | N | [26 empty] | N
58759 | Perpetual Energy Systems | 58890 | Beringer | CA | Sonoma | BERI | Solar Photovoltaic | PV |  | S | X | X |  |  | 1.2 |  | 1.1 | 0.6 |  | N |  |  | OP | X | 1 | 2009 |  |  | N | IPP Non-CHP | 2 | X | SUN | [36 empty] | N
61944 | Goldman Sachs Renewable Power Group | 58906 | Valley Center 1 | CA | San Diego | VC1 | Solar Photovoltaic | PV |  | S | X | X |  |  | 2.5 |  | 2.5 | 2.5 |  | N |  |  | OP | X | 12 | 2013 |  |  | N | IPP Non-CHP | 2 | X | SUN | [9 empty] | N
61944 | Goldman Sachs Renewable Power Group | 58907 | Valley Center 2 | CA | San Diego | VC2 | Solar Photovoltaic | PV |  | S | X | X |  |  | 5 |  | 5 | 5 |  | N |  |  | OP | X | 12 | 2013 |  |  | N | IPP Non-CHP | 2 | X | SUN | [9 empty] | N
61944 | Goldman Sachs Renewable Power Group | 58909 | Ramona 1 | CA | San Diego | RAM1 | Solar Photovoltaic | PV |  | S | X | X |  |  | 2 |  | 2 | 2 |  | N |  |  | OP | X | 12 | 2013 |  |  | N | IPP Non-CHP | 2 | X | SUN | [9 empty] | N
61944 | Goldman Sachs Renewable Power Group | 58911 | Ramona 2 | CA | San Diego | RAM2 | Solar Photovoltaic | PV |  | S | X | X |  |  | 5 |  | 5 | 5 |  | N |  |  | OP | X | 12 | 2013 |  |  | N | IPP Non-CHP | 2 | X | SUN | [9 empty] | N
57104 | Golden Springs Development Company LLC | 58912 | Santa Fe Springs Rooftop Solar BLDG M | CA | Los Angeles | 1 | Solar Photovoltaic | PV |  | S | X | X |  |  | 1.8 |  | 1.8 | 1.8 |  | N |  |  | OP | X | 3 | 2015 |  |  | N | IPP Non-CHP | 2 | X | SUN | [9 empty] | N
57104 | Golden Springs Development Company LLC | 58913 | Santa Fe Springs Rooftop Solar BLDG H | CA | Los Angeles | 1 | Solar Photovoltaic | PV |  | S | X | X |  |  | 1.5 |  | 1.5 | 1.5 |  | N |  |  | OP | X | 3 | 2015 |  |  | N | IPP Non-CHP | 2 | X | SUN | [9 empty] | N
58789 | DOD USMC Marine Air Ground Combat | 58914 | MCAGCC Cogen Plant | CA | San Bernardino | CG1 | Natural Gas Fired Combustion Turbine | GT |  | S | X | X |  |  | 7.2 | 0.92 | 7 | 5 | 3.5 | N |  |  | OP | X | 2 | 2003 |  |  | Y | IPP CHP | 3 | T | NG | DFO | [8 empty] | N | N |  | 1H | [23 empty] | Y | N | Y
58789 | DOD USMC Marine Air Ground Combat | 58914 | MCAGCC Cogen Plant | CA | San Bernardino | CG100 | Natural Gas Fired Combustion Turbine | GT |  | S | X | X |  |  | 4.6 | 0.82 | 4.6 | 2.5 | 2.1 | N |  |  | OP | X | 4 | 2014 |  |  | N | IPP CHP | 3 | X | NG | PG | [8 empty] | N | N |  | 1H | [23 empty] | Y | N | N
58789 | DOD USMC Marine Air Ground Combat | 58914 | MCAGCC Cogen Plant | CA | San Bernardino | CG200 | Natural Gas Fired Combustion Turbine | GT |  | S | X | X |  |  | 4.6 | 0.82 | 4.6 | 2.5 | 2.1 | N |  |  | OP | X | 4 | 2014 |  |  | N | IPP CHP | 3 | X | NG | PG | [8 empty] | N | N |  | 1H | [23 empty] | Y | N | N
61315 | Solarenewal LLC | 58918 | 2081 Terzian Solar Project | CA | Fresno | 2081 | Solar Photovoltaic | PV |  | S | X | X |  |  | 1.2 |  | 1.2 | 1.2 |  | N |  |  | OP | X | 2 | 2014 |  |  | N | IPP Non-CHP | 2 | X | SUN | [9 empty] | N | N |  | 1H
61315 | Solarenewal LLC | 58919 | 2127 Harris Solar Project | CA | Butte | 2127 | Solar Photovoltaic | PV |  | S | X | X |  |  | 1.3 |  | 1.3 | 1.3 |  | N |  |  | OP | X | 4 | 2014 |  |  | N | IPP Non-CHP | 2 | X | SUN | [9 empty] | N | N |  | 1H
61315 | Solarenewal LLC | 58920 | 2097 Helton Solar Project | CA | Merced | 2097 | Solar Photovoltaic | PV |  | S | X | X |  |  | 1.5 |  | 1.5 | 1.5 |  | N |  |  | OP | X | 4 | 2014 |  |  | N | IPP Non-CHP | 2 | X | SUN | [9 empty] | N | N |  | 1H
60281 | Altus Power America Management, LLC | 58949 | Cloverdale Solar I | CA | Sonoma | TBD | Solar Photovoltaic | PV |  | S | X | X |  |  | 1.5 |  | 1.5 | 1.5 |  | N |  |  | OP | X | 6 | 2014 |  |  | N | IPP Non-CHP | 2 | X | SUN
60947 | Tesla Inc. | 58954 | Intel Folsom Phase 2 | CA | Sacramento | PV | Solar Photovoltaic | PV |  | S | X | X |  |  | 1 |  | 1 | 1 |  | N |  |  | OP | X | 10 | 2012 |  |  | N | IPP Non-CHP | 2 | X | SUN
58824 | City of Santa Rosa | 58960 | Laguna Water Reclamation Facility | CA | Sonoma | S200 | Other Waste Biomass | IC |  | S | X | X |  |  | 1.1 | 0.8 | 1.1 | 1.1 | 0.7 | N |  |  | OP | X | 3 | 2013 |  |  | Y | Commercial CHP | 5 | T | OBG | NG |  |  |  |  | OBG | NG |  |  | N | N |  | 10M | [23 empty] | Y | Y | N
58824 | City of Santa Rosa | 58960 | Laguna Water Reclamation Facility | CA | Sonoma | S201 | Other Waste Biomass | IC |  | S | X | X |  |  | 1.1 | 0.8 | 1.1 | 1.1 | 0.7 | N |  |  | OP | X | 3 | 2013 |  |  | Y | Commercial CHP | 5 | T | OBG | NG |  |  |  |  | OBG | NG |  |  | N | N |  | 10M | [23 empty] | Y | Y | N
58824 | City of Santa Rosa | 58960 | Laguna Water Reclamation Facility | CA | Sonoma | S202 | Other Waste Biomass | IC |  | S | X | X |  |  | 1.1 | 0.8 | 1.1 | 1.1 | 0.7 | N |  |  | OP | X | 3 | 2013 |  |  | Y | Commercial CHP | 5 | T | OBG | NG |  |  |  |  | OBG | NG |  |  | N | N |  | 10M | [23 empty] | Y | Y | N
58824 | City of Santa Rosa | 58960 | Laguna Water Reclamation Facility | CA | Sonoma | S203 | Other Waste Biomass | IC |  | S | X | X |  |  | 1.1 | 0.8 | 1.1 | 1.1 | 0.7 | N |  |  | OP | X | 3 | 2013 |  |  | Y | Commercial CHP | 5 | T | OBG | NG |  |  |  |  | OBG | NG |  |  | N | N |  | 10M | [23 empty] | Y | Y | N
60947 | Tesla Inc. | 58963 | Las Virgenes Municipal Water District | CA | Los Angeles | PV | Solar Photovoltaic | PV |  | W | X | X |  |  | 1 |  | 1 | 1 |  | N |  |  | OP | X | 2 | 2014 |  |  | N | IPP Non-CHP | 2 | X | SUN
56769 | Consolidated Edison Development Inc. | 58973 | White River Solar 2 | CA | Tulare | W2CA | Solar Photovoltaic | PV |  | S | X | X |  |  | 19.8 |  | 19.8 | 19.8 |  | N |  |  | OP | X | 9 | 2014 |  |  | N | IPP Non-CHP | 2 | X | SUN | [9 empty] | N
17650 | Southern Power Co | 58975 | Henrietta Solar Project | CA | Kings | PV1 | Solar Photovoltaic | PV |  | W | X | X |  |  | 102 |  | 100 | 100 |  | N |  |  | OP | X | 8 | 2016 |  |  | N | IPP Non-CHP | 2 | X | SUN | [36 empty] | N
58839 | Central Valley Ag Power LLC | 58978 | Central Valley Ag Power | CA | Stanislaus | CVAP | Other Waste Biomass | IC |  | S | X | X |  |  | 1.5 | 0.8 | 1.5 | 1.5 | 0.2 | N |  |  | OP | X | 3 | 2014 |  |  | N | IPP Non-CHP | 2 | X | OBG | [12 empty] | 1H | [23 empty] | N | N | N
58468 | Dominion Renewable Energy | 58983 | RE Camelot LLC | CA | Kern | 1 | Solar Photovoltaic | PV |  | J | X | X |  |  | 45 |  | 45 | 45 |  | N |  |  | OP | X | 12 | 2014 |  |  | N | IPP Non-CHP | 2 | X | SUN | [9 empty] | N | N
58468 | Dominion Renewable Energy | 58984 | RE Adams East, LLC | CA | Fresno | 1 | Solar Photovoltaic | PV |  | J | X | X |  |  | 19 |  | 19 | 19 |  | N |  |  | OP | X | 12 | 2014 |  |  | N | IPP Non-CHP | 2 | X | SUN | [9 empty] | N | N
58468 | Dominion Renewable Energy | 58985 | RE Kansas Solar, LLC | CA | Kings | 1 | Solar Photovoltaic | PV |  | J | X | X |  |  | 20 |  | 20 | 20 |  | N |  |  | OP | X | 12 | 2014 |  |  | N | IPP Non-CHP | 2 | X | SUN | [9 empty] | N | N
58468 | Dominion Renewable Energy | 58986 | RE Old River One, LLC | CA | Kern | 1 | Solar Photovoltaic | PV |  | J | X | X |  |  | 20 |  | 20 | 20 |  | N |  |  | OP | X | 12 | 2014 |  |  | N | IPP Non-CHP | 2 | X | SUN | [9 empty] | N | N
58468 | Dominion Renewable Energy | 58990 | RE Columbia Two, LLC | CA | Kern | 1 | Solar Photovoltaic | PV |  | J | X | X |  |  | 15 |  | 15 | 15 |  | N |  |  | OP | X | 12 | 2014 |  |  | N | IPP Non-CHP | 2 | X | SUN | [9 empty] | N | N
58468 | Dominion Renewable Energy | 58991 | RE Kent South, LLC | CA | Kings | 1 | Solar Photovoltaic | PV |  | J | X | X |  |  | 20 |  | 20 | 20 |  | N |  |  | OP | X | 12 | 2014 |  |  | N | IPP Non-CHP | 2 | X | SUN | [9 empty] | N | N
58847 | NRG California Peaker Operations LLC | 59002 | Carlsbad Energy Center | CA | San Diego | CEC 6 | Natural Gas Fired Combustion Turbine | GT |  | W | X | X | CARLS1_2_CARCT1 | CARLS1_2_CARCT1 | 131.8 | 0.85 | 105.5 | 105.5 | 24 | N |  |  | OP | X | 12 | 2018 |  |  | N | IPP Non-CHP | 2 | X | NG | [5 empty] | NG |  |  |  | N | N | 0 | 10M | [23 empty] | N | N | N
58847 | NRG California Peaker Operations LLC | 59002 | Carlsbad Energy Center | CA | San Diego | CEC 7 | Natural Gas Fired Combustion Turbine | GT |  | W | X | X | CARLS1_2_CARCT1 | CARLS1_2_CARCT1 | 131.8 | 0.85 | 105.5 | 105.5 | 24 | N |  |  | OP | X | 12 | 2018 |  |  | N | IPP Non-CHP | 2 | X | NG | [5 empty] | NG |  |  |  | N |  |  | 10M | [23 empty] | N | N | N
58847 | NRG California Peaker Operations LLC | 59002 | Carlsbad Energy Center | CA | San Diego | CEC 8 | Natural Gas Fired Combustion Turbine | GT |  | W | X | X | CARLS1_2_CARCT1 | CARLS1_2_CARCT1 | 131.8 | 0.85 | 105.5 | 105.5 | 24 | N |  |  | OP | X | 12 | 2018 |  |  | N | IPP Non-CHP | 2 | X | NG | [5 empty] | NG |  |  |  | N | N |  | 10M | [23 empty] | N | N | N
58847 | NRG California Peaker Operations LLC | 59002 | Carlsbad Energy Center | CA | San Diego | CEC 9 | Natural Gas Fired Combustion Turbine | GT |  | W | X | X | CARLS1_2_CARCT1 | CARLS1_2_CARCT1 | 131.8 | 0.85 | 105.5 | 105.5 | 24 | N |  |  | OP | X | 12 | 2018 |  |  | N | IPP Non-CHP | 2 | X | NG | [5 empty] | NG |  |  |  | N | N |  | 10M | [23 empty] | N | N | N
58847 | NRG California Peaker Operations LLC | 59002 | Carlsbad Energy Center | CA | San Diego | CEC10 | Natural Gas Fired Combustion Turbine | GT |  | W | X | X | CARLS2_1_CARCT1 | CARLS2_1_CARCT1 | 131.8 | 0.85 | 105.5 | 105.5 | 24 | N |  |  | OP | X | 12 | 2018 |  |  | N | IPP Non-CHP | 2 | X | NG | [5 empty] | NG |  |  |  | N | N | 0 | 10M | [23 empty] | N | N | N
58661 | Sustainable Power Group, LLC | 59008 | Woodmere Solar Farm | CA | Kern | PV1 | Solar Photovoltaic | PV |  | S | X | X |  |  | 15 |  | 15 | 14 |  | N |  |  | OP | X | 12 | 2015 |  |  | N | IPP Non-CHP | 2 | X | SUN | [9 empty] | N | N
58661 | Sustainable Power Group, LLC | 59009 | Hayworth Solar | CA | Kern | PV1 | Solar Photovoltaic | PV |  | S | X | X |  |  | 27 |  | 26 | 25 |  | N |  |  | OP | X | 12 | 2015 |  |  | N | IPP Non-CHP | 2 | X | SUN | [9 empty] | N | N
57130 | Janssen Pharmaceutical Co | 59058 | Vacaville | CA | Solano | GEN 1 | Solar Photovoltaic | PV |  | S | X | X |  |  | 1 |  | 1 | 1 |  | N |  |  | OP | X | 9 | 2007 |  |  | N | IPP Non-CHP | 2 | X | SUN | [36 empty] | N
58893 | Xeres Ventures LLC | 59074 | SC 1 Data Center, Phase 2 | CA | Santa Clara | 17A | Petroleum Liquids | IC |  | S | X | X |  |  | 2.3 | 0.97 | 2.3 | 2.3 | 0 | N |  |  | SB | N | 11 | 2017 |  |  | N | Commercial Non-CHP | 4 | X | DFO | [9 empty] | N | N |  | 10M | [23 empty] | N
58893 | Xeres Ventures LLC | 59074 | SC 1 Data Center, Phase 2 | CA | Santa Clara | 17B | Petroleum Liquids | IC |  | S | X | X |  |  | 2.3 | 0.97 | 2.3 | 2.3 | 0 | N |  |  | SB | N | 11 | 2017 |  |  | N | Commercial Non-CHP | 4 | X | DFO | [9 empty] | N | N |  | 10M | [23 empty] | N
58893 | Xeres Ventures LLC | 59074 | SC 1 Data Center, Phase 2 | CA | Santa Clara | 18A | Petroleum Liquids | IC |  | S | X | X |  |  | 2.3 | 0.97 | 2.3 | 2.3 | 0 | N |  |  | SB | N | 11 | 2017 |  |  | N | Commercial Non-CHP | 4 | X | DFO | [9 empty] | N | N |  | 10M | [23 empty] | N
58893 | Xeres Ventures LLC | 59074 | SC 1 Data Center, Phase 2 | CA | Santa Clara | 18B | Petroleum Liquids | IC |  | S | X | X |  |  | 2.3 | 0.97 | 2.3 | 2.3 | 0 | N |  |  | SB | N | 11 | 2017 |  |  | N | Commercial Non-CHP | 4 | X | DFO | [9 empty] | N | N |  | 10M | [23 empty] | N
58893 | Xeres Ventures LLC | 59074 | SC 1 Data Center, Phase 2 | CA | Santa Clara | 19A | Petroleum Liquids | IC |  | S | X | X |  |  | 2.3 | 0.97 | 2.3 | 2.3 | 0 | N |  |  | SB | N | 11 | 2017 |  |  | N | Commercial Non-CHP | 4 | X | DFO | [9 empty] | N | N |  | 10M | [23 empty] | N
58893 | Xeres Ventures LLC | 59074 | SC 1 Data Center, Phase 2 | CA | Santa Clara | 19B | Petroleum Liquids | IC |  | S | X | X |  |  | 2.3 | 0.97 | 2.3 | 2.3 | 0 | N |  |  | SB | N | 11 | 2017 |  |  | N | Commercial Non-CHP | 4 | X | DFO | [9 empty] | N | N |  | 10M | [23 empty] | N
58893 | Xeres Ventures LLC | 59074 | SC 1 Data Center, Phase 2 | CA | Santa Clara | 20A | Petroleum Liquids | IC |  | S | X | X |  |  | 2.3 | 0.97 | 2.3 | 2.3 | 0 | N |  |  | SB | N | 11 | 2017 |  |  | N | Commercial Non-CHP | 4 | X | DFO | [9 empty] | N | N |  | 10M | [23 empty] | N
58893 | Xeres Ventures LLC | 59074 | SC 1 Data Center, Phase 2 | CA | Santa Clara | 20B | Petroleum Liquids | IC |  | S | X | X |  |  | 2.3 | 0.97 | 2.3 | 2.3 | 0 | N |  |  | SB | N | 11 | 2017 |  |  | N | Commercial Non-CHP | 4 | X | DFO | [9 empty] | N | N |  | 10M | [23 empty] | N
58893 | Xeres Ventures LLC | 59074 | SC 1 Data Center, Phase 2 | CA | Santa Clara | 21A | Petroleum Liquids | IC |  | S | X | X |  |  | 2.3 | 0.97 | 2.3 | 2.3 | 0 | N |  |  | SB | N | 11 | 2017 |  |  | N | Commercial Non-CHP | 4 | X | DFO | [9 empty] | N | N |  | 10M | [23 empty] | N
58893 | Xeres Ventures LLC | 59074 | SC 1 Data Center, Phase 2 | CA | Santa Clara | 21B | Petroleum Liquids | IC |  | S | X | X |  |  | 2.3 | 0.97 | 2.3 | 2.3 | 0 | N |  |  | SB | N | 11 | 2017 |  |  | N | Commercial Non-CHP | 4 | X | DFO | [9 empty] | N | N |  | 10M | [23 empty] | N
58893 | Xeres Ventures LLC | 59074 | SC 1 Data Center, Phase 2 | CA | Santa Clara | 22A | Petroleum Liquids | IC |  | S | X | X |  |  | 2.3 | 0.97 | 2.3 | 2.3 | 0 | N |  |  | SB | N | 11 | 2017 |  |  | N | Commercial Non-CHP | 4 | X | DFO | [9 empty] | N | N |  | 10M | [23 empty] | N
58893 | Xeres Ventures LLC | 59074 | SC 1 Data Center, Phase 2 | CA | Santa Clara | 22B | Petroleum Liquids | IC |  | S | X | X |  |  | 2.3 | 0.97 | 2.3 | 2.3 | 0 | N |  |  | SB | N | 11 | 2017 |  |  | N | Commercial Non-CHP | 4 | X | DFO | [10 empty] | N |  | 10M | [23 empty] | N
58893 | Xeres Ventures LLC | 59074 | SC 1 Data Center, Phase 2 | CA | Santa Clara | EG10B | Petroleum Liquids | IC |  | S | X | X |  |  | 2.3 | 0.97 | 2.3 | 2.3 | 0 | N |  |  | SB | N | 6 | 2014 |  |  | N | Commercial Non-CHP | 4 | X | DFO | [9 empty] | N | N |  | 10M | [23 empty] | N | N | N
58893 | Xeres Ventures LLC | 59074 | SC 1 Data Center, Phase 2 | CA | Santa Clara | EG11A | Petroleum Liquids | IC |  | S | X | X |  |  | 2.3 | 0.97 | 2.3 | 2.3 | 0 | N |  |  | SB | N | 6 | 2014 |  |  | N | Commercial Non-CHP | 4 | X | DFO | [9 empty] | N | N |  | 10M | [23 empty] | N | N | N
58893 | Xeres Ventures LLC | 59074 | SC 1 Data Center, Phase 2 | CA | Santa Clara | EG11B | Petroleum Liquids | IC |  | S | X | X |  |  | 2.3 | 0.97 | 2.3 | 2.3 | 0 | N |  |  | SB | N | 6 | 2014 |  |  | N | Commercial Non-CHP | 4 | X | DFO | [12 empty] | 10M | [23 empty] | N | N | N
58893 | Xeres Ventures LLC | 59074 | SC 1 Data Center, Phase 2 | CA | Santa Clara | EG12A | Petroleum Liquids | IC |  | S | X | X |  |  | 2.3 | 0.97 | 2.3 | 2.3 | 0 | N |  |  | SB | N | 6 | 2014 |  |  | N | Commercial Non-CHP | 4 | X | DFO | [9 empty] | N | N |  | 10M | [23 empty] | N | N | N
58893 | Xeres Ventures LLC | 59074 | SC 1 Data Center, Phase 2 | CA | Santa Clara | EG12B | Petroleum Liquids | IC |  | S | X | X |  |  | 2.3 | 0.97 | 2.3 | 2.3 | 0 | N |  |  | SB | N | 6 | 2014 |  |  | N | Commercial Non-CHP | 4 | X | DFO | [9 empty] | N | N |  | 10M | [23 empty] | N | N | N
58893 | Xeres Ventures LLC | 59074 | SC 1 Data Center, Phase 2 | CA | Santa Clara | EG13A | Petroleum Liquids | IC |  | S | X | X |  |  | 2.3 | 0.97 | 2.3 | 2.3 | 0 | N |  |  | SB | N | 6 | 2014 |  |  | N | Commercial Non-CHP | 4 | X | DFO | [9 empty] | N | N |  | 10M | [23 empty] | N | N | N
58893 | Xeres Ventures LLC | 59074 | SC 1 Data Center, Phase 2 | CA | Santa Clara | EG14A | Petroleum Liquids | IC |  | S | X | X |  |  | 2.3 | 0.97 | 2.3 | 2.3 | 0 | N |  |  | SB | N | 6 | 2014 |  |  | N | Commercial Non-CHP | 4 | X | DFO | [9 empty] | N | N |  | 10M | [23 empty] | N | N
58893 | Xeres Ventures LLC | 59074 | SC 1 Data Center, Phase 2 | CA | Santa Clara | EG15A | Petroleum Liquids | IC |  | S | X | X |  |  | 2.3 | 0.97 | 2.3 | 2.3 | 0 | N |  |  | SB | N | 3 | 2015 |  |  | N | Commercial Non-CHP | 4 | X | DFO | [10 empty] | N |  | 10M | [23 empty] | N | N | N
58893 | Xeres Ventures LLC | 59074 | SC 1 Data Center, Phase 2 | CA | Santa Clara | EG15B | Petroleum Liquids | IC |  | S | X | X |  |  | 2.3 | 0.97 | 2.3 | 2.3 | 0 | N |  |  | SB | N | 3 | 2015 |  |  | N | Commercial Non-CHP | 4 | X | DFO | [9 empty] | N | N |  | 10M | [23 empty] | N | N | N
58893 | Xeres Ventures LLC | 59074 | SC 1 Data Center, Phase 2 | CA | Santa Clara | EG16A | Petroleum Liquids | IC |  | S | X | X |  |  | 2.3 | 0.97 | 2.3 | 2.3 | 0 | N |  |  | SB | N | 3 | 2015 |  |  | N | Commercial Non-CHP | 4 | X | DFO | [9 empty] | N | N |  | 10M | [23 empty] | N | N | N
58893 | Xeres Ventures LLC | 59074 | SC 1 Data Center, Phase 2 | CA | Santa Clara | EG16B | Petroleum Liquids | IC |  | S | X | X |  |  | 2.3 | 0.97 | 2.3 | 2.3 | 0 | N |  |  | SB | N | 3 | 2015 |  |  | N | Commercial Non-CHP | 4 | X | DFO | [10 empty] | N |  | 10M | [23 empty] | N | N | N
58893 | Xeres Ventures LLC | 59074 | SC 1 Data Center, Phase 2 | CA | Santa Clara | EG1A | Petroleum Liquids | IC |  | S | X | X |  |  | 2.2 | 0.97 | 2.2 | 2.2 | 0 | N |  |  | SB | N | 9 | 2011 |  |  | N | Commercial Non-CHP | 4 | X | DFO | [9 empty] | N | N |  | 10M | [23 empty] | N | N | N
58893 | Xeres Ventures LLC | 59074 | SC 1 Data Center, Phase 2 | CA | Santa Clara | EG1B | Petroleum Liquids | IC |  | S | X | X |  |  | 2.2 | 0.97 | 2.2 | 2.2 | 0 | N |  |  | SB | N | 9 | 2011 |  |  | N | Commercial Non-CHP | 4 | X | DFO | [9 empty] | N | N |  | 10M | [23 empty] | N | N | N
58893 | Xeres Ventures LLC | 59074 | SC 1 Data Center, Phase 2 | CA | Santa Clara | EG2A | Petroleum Liquids | IC |  | S | X | X |  |  | 2.2 | 0.97 | 2.2 | 2.2 | 0 | N |  |  | SB | N | 9 | 2011 |  |  | N | Commercial Non-CHP | 4 | X | DFO | [9 empty] | N | N |  | 10M | [23 empty] | N | N | N
58893 | Xeres Ventures LLC | 59074 | SC 1 Data Center, Phase 2 | CA | Santa Clara | EG2B | Petroleum Liquids | IC |  | S | X | X |  |  | 2.2 | 0.97 | 2.2 | 2.2 | 0 | N |  |  | SB | N | 9 | 2011 |  |  | N | Commercial Non-CHP | 4 | X | DFO | [9 empty] | N | N |  | 10M | [23 empty] | N | N | N
58893 | Xeres Ventures LLC | 59074 | SC 1 Data Center, Phase 2 | CA | Santa Clara | EG3A | Petroleum Liquids | IC |  | S | X | X |  |  | 2.2 | 0.97 | 2.2 | 2.2 | 0 | N |  |  | SB | N | 9 | 2011 |  |  | N | Commercial Non-CHP | 4 | X | DFO | [9 empty] | N | N |  | 10M | [23 empty] | N | N | N
58893 | Xeres Ventures LLC | 59074 | SC 1 Data Center, Phase 2 | CA | Santa Clara | EG3B | Petroleum Liquids | IC |  | S | X | X |  |  | 2.2 | 0.97 | 2.2 | 2.2 | 0 | N |  |  | SB | N | 9 | 2011 |  |  | N | Commercial Non-CHP | 4 | X | DFO | [9 empty] | N | N |  | 10M | [23 empty] | N | N | N
58893 | Xeres Ventures LLC | 59074 | SC 1 Data Center, Phase 2 | CA | Santa Clara | EG4A | Petroleum Liquids | IC |  | S | X | X |  |  | 2.2 | 0.97 | 2.2 | 2.2 | 0 | N |  |  | SB | N | 9 | 2011 |  |  | N | Commercial Non-CHP | 4 | X | DFO | [9 empty] | N | N |  | 10M | [23 empty] | N | N | N
58893 | Xeres Ventures LLC | 59074 | SC 1 Data Center, Phase 2 | CA | Santa Clara | EG4B | Petroleum Liquids | IC |  | S | X | X |  |  | 2.2 | 0.97 | 2.2 | 2.2 | 0 | N |  |  | SB | N | 9 | 2011 |  |  | N | Commercial Non-CHP | 4 | X | DFO | [9 empty] | N | N |  | 10M | [23 empty] | N | N | N
58893 | Xeres Ventures LLC | 59074 | SC 1 Data Center, Phase 2 | CA | Santa Clara | EG5A | Petroleum Liquids | IC |  | S | X | X |  |  | 2.2 | 0.97 | 2.2 | 2.2 | 0 | N |  |  | SB | N | 9 | 2011 |  |  | N | Commercial Non-CHP | 4 | X | DFO | [9 empty] | N | N |  | 10M | [23 empty] | N | N | N
58893 | Xeres Ventures LLC | 59074 | SC 1 Data Center, Phase 2 | CA | Santa Clara | EG5B | Petroleum Liquids | IC |  | S | X | X |  |  | 2.2 | 0.97 | 2.2 | 2.2 | 0 | N |  |  | SB | N | 9 | 2011 |  |  | N | Commercial Non-CHP | 4 | X | DFO | [9 empty] | N | N |  | 10M | [23 empty] | N | N | N
58893 | Xeres Ventures LLC | 59074 | SC 1 Data Center, Phase 2 | CA | Santa Clara | EG6A | Petroleum Liquids | IC |  | S | X | X |  |  | 2.2 | 0.97 | 2.2 | 2.2 | 0 | N |  |  | SB | N | 9 | 2011 |  |  | N | Commercial Non-CHP | 4 | X | DFO | [9 empty] | N | N |  | 10M | [23 empty] | N | N | N
58893 | Xeres Ventures LLC | 59074 | SC 1 Data Center, Phase 2 | CA | Santa Clara | EG6B | Petroleum Liquids | IC |  | S | X | X |  |  | 2.2 | 0.97 | 2.2 | 2.2 | 0 | N |  |  | SB | N | 9 | 2011 |  |  | N | Commercial Non-CHP | 4 | X | DFO | [9 empty] | N | N |  | 10M | [23 empty] | N | N | N
58893 | Xeres Ventures LLC | 59074 | SC 1 Data Center, Phase 2 | CA | Santa Clara | EG7A | Petroleum Liquids | IC |  | S | X | X |  |  | 2.2 | 0.97 | 2.2 | 2.2 | 0 | N |  |  | SB | N | 9 | 2011 |  |  | N | Commercial Non-CHP | 4 | X | DFO | [9 empty] | N | N |  | 10M | [23 empty] | N | N | N
58893 | Xeres Ventures LLC | 59074 | SC 1 Data Center, Phase 2 | CA | Santa Clara | EG7B | Petroleum Liquids | IC |  | S | X | X |  |  | 2.2 | 0.97 | 2.2 | 2.2 | 0 | N |  |  | SB | N | 9 | 2011 |  |  | N | Commercial Non-CHP | 4 | X | DFO | [9 empty] | N | N |  | 10M | [23 empty] | N | N | N
58893 | Xeres Ventures LLC | 59074 | SC 1 Data Center, Phase 2 | CA | Santa Clara | EG8B | Petroleum Liquids | IC |  | S | X | X |  |  | 2.2 | 0.97 | 2.2 | 2.2 | 0 | N |  |  | SB | N | 9 | 2011 |  |  | N | Commercial Non-CHP | 4 | X | DFO | [9 empty] | N | N |  | 10M | [23 empty] | N | N | N
58893 | Xeres Ventures LLC | 59074 | SC 1 Data Center, Phase 2 | CA | Santa Clara | EG9A | Petroleum Liquids | IC |  | S | X | X |  |  | 2.3 | 0.97 | 2.3 | 2.3 | 0 | N |  |  | SB | N | 3 | 2015 |  |  | N | Commercial Non-CHP | 4 | X | DFO | [10 empty] | N |  | 10M | [23 empty] | N | N | N
58893 | Xeres Ventures LLC | 59074 | SC 1 Data Center, Phase 2 | CA | Santa Clara | EG9B | Petroleum Liquids | IC |  | S | X | X |  |  | 2.3 | 0.97 | 2.3 | 2.3 | 0 | N |  |  | SB | N | 6 | 2014 |  |  | N | Commercial Non-CHP | 4 | X | DFO | [9 empty] | N | N |  | 10M | [23 empty] | N | N | N
58893 | Xeres Ventures LLC | 59074 | SC 1 Data Center, Phase 2 | CA | Santa Clara | GEN8A | Petroleum Liquids | IC |  | S | X | X |  |  | 2.2 | 0.97 | 2.2 | 2.2 | 0 | N |  |  | SB | N | 4 | 2020 |  |  | N | Commercial Non-CHP | 4 | X | DFO | [12 empty] | 10M | [23 empty] | N
58468 | Dominion Renewable Energy | 59086 | Cottonwood Solar, LLC (Goose Lake) | CA | Kern | GEN1 | Solar Photovoltaic | PV |  | J | X | X |  |  | 12 |  | 12 | 12 |  | N |  |  | OP | X | 5 | 2015 |  |  | N | IPP Non-CHP | 2 | X | SUN
58468 | Dominion Renewable Energy | 59087 | Cottonwood Solar, LLC (City of Corcoran) | CA | Kings | GEN 1 | Solar Photovoltaic | PV |  | J | X | X |  |  | 12 |  | 12 | 12 |  | N |  |  | OP | X | 5 | 2015 |  |  | N | IPP Non-CHP | 2 | X | SUN
17650 | Southern Power Co | 59088 | Calipatria Solar Farm | CA | Imperial | GEN 1 | Solar Photovoltaic | PV |  | W | X | X |  |  | 20 |  | 20 | 20 |  | N |  |  | OP | X | 2 | 2016 |  |  | N | IPP Non-CHP | 2 | X | SUN | [36 empty] | N
60947 | Tesla Inc. | 59094 | Division 1 | CA | Los Angeles | GEN 1 | Solar Photovoltaic | PV |  | W | X | X |  |  | 1.5 |  | 1.5 | 1.5 |  | N |  |  | OP | X | 6 | 2014 |  |  | N | IPP Non-CHP | 2 | X | SUN
60947 | Tesla Inc. | 59095 | Division 2 | CA | Los Angeles | GEN 1 | Solar Photovoltaic | PV |  | W | X | X |  |  | 1 |  | 1 | 1 |  | N |  |  | OP | X | 6 | 2014 |  |  | N | IPP Non-CHP | 2 | X | SUN
60947 | Tesla Inc. | 59096 | Division 3 | CA | Los Angeles | GEN1 | Solar Photovoltaic | PV |  | W | X | X |  |  | 1 |  | 1 | 1 |  | N |  |  | OP | X | 6 | 2014 |  |  | N | IPP Non-CHP | 2 | X | SUN
60947 | Tesla Inc. | 59098 | Kettering Solar 1 | CA | Los Angeles | PV1 | Solar Photovoltaic | PV |  | W | X | X |  |  | 1 |  | 1 | 1 |  | N |  |  | OP | X | 6 | 2014 |  |  | N | IPP Non-CHP | 2 | X | SUN
60947 | Tesla Inc. | 59099 | Kettering Solar 2 | CA | Los Angeles | PV1 | Solar Photovoltaic | PV |  | W | X | X |  |  | 1 |  | 1 | 1 |  | N |  |  | OP | X | 6 | 2014 |  |  | N | IPP Non-CHP | 2 | X | SUN
58944 | Enerparc CA 1, LLC | 59122 | Enerparc CA1 LLC | CA | San Benito | ECA11 | Solar Photovoltaic | PV |  | W | X | X |  |  | 1.5 |  | 1.5 | 1.5 |  | N |  |  | OP | X | 6 | 2014 |  |  | N | IPP Non-CHP | 2 | X | SUN | [9 empty] | N | N | [25 empty] | N
59622 | Ahana Renewables, LLC | 59129 | CSD 2- Freedom High | CA | Contra Costa | 57449 | Solar Photovoltaic | PV |  | W | X | X |  |  | 1.1 |  | 1.1 | 1.1 |  | N |  |  | OP | X | 8 | 2013 |  |  | N | IPP Non-CHP | 2 | X | SUN | [9 empty] | N | N
59622 | Ahana Renewables, LLC | 59130 | CSD 2 - Heritage High | CA | Contra Costa | 57449 | Solar Photovoltaic | PV |  | W | X | X |  |  | 1.3 |  | 1.3 | 1.3 |  | N |  |  | OP | X | 9 | 2013 |  |  | N | IPP Non-CHP | 2 | X | SUN | [9 empty] | N | N
59622 | Ahana Renewables, LLC | 59132 | EAFB - North Base | CA | Kern | 57449 | Solar Photovoltaic | PV |  | W | X | X |  |  | 1.1 |  | 1.1 | 1.1 |  | N |  |  | OP | X | 2 | 2012 |  |  | N | IPP Non-CHP | 2 | X | SUN | [9 empty] | N | N
59622 | Ahana Renewables, LLC | 59133 | EAFB - South Base | CA | Kern | 57449 | Solar Photovoltaic | PV |  | W | X | X |  |  | 1.1 |  | 1.1 | 1.1 |  | N |  |  | OP | X | 2 | 2012 |  |  | N | IPP Non-CHP | 2 | X | SUN
59622 | Ahana Renewables, LLC | 59138 | SDCCD - Miramar | CA | San Diego | 57449 | Solar Photovoltaic | PV |  | W | X | X |  |  | 1.1 |  | 1.1 | 1.1 |  | N |  |  | OP | X | 2 | 2011 |  |  | N | IPP Non-CHP | 2 | X | SUN | [9 empty] | N | N
59622 | Ahana Renewables, LLC | 59139 | SDCWA - Twin Oaks | CA | San Diego | 57449 | Solar Photovoltaic | PV |  | W | X | X |  |  | 1.1 |  | 1.1 | 1.1 |  | N |  |  | OP | X | 5 | 2011 |  |  | N | IPP Non-CHP | 2 | X | SUN | [9 empty] | N | N
61944 | Goldman Sachs Renewable Power Group | 59150 | RE Mustang LLC | CA | Kings | PV1 | Solar Photovoltaic | PV |  | S | X | X |  |  | 100 |  | 100 | 100 |  | N |  |  | OP | X | 8 | 2016 |  |  | N | IPP Non-CHP | 2 | X | SUN
58976 | PsomasFMG Lancaster Solar Crest, LLC | 59167 | Lancaster Solar 1 | CA | Los Angeles | LS1 | Solar Photovoltaic | PV |  | S | X | X |  |  | 1.5 |  | 1.5 | 1.5 |  | N |  |  | OP | X | 11 | 2014 |  |  | N | IPP Non-CHP | 2 | X | SUN | [36 empty] | N
58976 | PsomasFMG Lancaster Solar Crest, LLC | 59169 | Lancaster Solar 2 | CA | Los Angeles | LS2 | Solar Photovoltaic | PV |  | S | X | X |  |  | 1.5 |  | 1.5 | 1.5 |  | N |  |  | OP | X | 11 | 2014 |  |  | N | IPP Non-CHP | 2 | X | SUN | [9 empty] | N | N | [25 empty] | N
59139 | SunEdison LLC | 59182 | Hesperia | CA | San Bernardino | 10-94 | Solar Photovoltaic | PV |  | W | X | X |  |  | 1.5 |  | 1.5 | 1.5 |  | N |  |  | OP | X | 8 | 2014 |  |  | N | IPP Non-CHP | 2 | X | SUN | [9 empty] | N
58468 | Dominion Renewable Energy | 59183 | CID Solar, LLC | CA | Kings | PV1 | Solar Photovoltaic | PV |  | J | X | X |  |  | 20 |  | 20 | 20 |  | N |  |  | OP | X | 12 | 2014 |  |  | N | IPP Non-CHP | 2 | X | SUN
61230 | CD Arevon USA, Inc. | 59203 | Farmersville | CA | Tulare | PV1 | Solar Photovoltaic | PV |  | S | X | X |  |  | 1.5 |  | 1.5 | 1.5 |  | N |  |  | OP | X | 7 | 2014 |  |  | N | IPP Non-CHP | 2 | X | SUN | [36 empty] | N
61230 | CD Arevon USA, Inc. | 59203 | Farmersville | CA | Tulare | PV2 | Solar Photovoltaic | PV |  | S | X | X |  |  | 1.5 |  | 1.5 | 1.5 |  | N |  |  | OP | X | 7 | 2014 |  |  | N | IPP Non-CHP | 2 | X | SUN | [36 empty] | N
61230 | CD Arevon USA, Inc. | 59203 | Farmersville | CA | Tulare | PV3 | Solar Photovoltaic | PV |  | S | X | X |  |  | 1.5 |  | 1.5 | 1.5 |  | N |  |  | OP | X | 7 | 2014 |  |  | N | IPP Non-CHP | 2 | X | SUN | [36 empty] | N
61230 | CD Arevon USA, Inc. | 59219 | Porterville 6 and 7 | CA | Tulare | PV1 | Solar Photovoltaic | PV |  | S | X | X |  |  | 1.5 |  | 1.5 | 1.5 |  | N |  |  | OP | X | 7 | 2014 |  |  | N | IPP Non-CHP | 2 | X | SUN | [36 empty] | N
61230 | CD Arevon USA, Inc. | 59219 | Porterville 6 and 7 | CA | Tulare | PV2 | Solar Photovoltaic | PV |  | S | X | X |  |  | 1.5 |  | 1.5 | 1.5 |  | N |  |  | OP | X | 7 | 2014 |  |  | N | IPP Non-CHP | 2 | X | SUN | [36 empty] | N
59040 | Rising Tree Wind Farm II LLC | 59235 | Rising Tree Wind Farm II | CA | Kern | GEN1 | Onshore Wind Turbine | WT |  | S | X | X | RTO/ISO LMP | RTO/ISO LMP | 19.8 |  | 19.8 | 19.8 | 1 | N |  |  | OP | X | 1 | 2015 |  |  | N | IPP Non-CHP | 2 | X | WND | [9 empty] | N | N | 6
59042 | Rising Tree Wind Farm III LLC | 59236 | Rising Tree Wind Farm III | CA | Kern | GEN1 | Onshore Wind Turbine | WT |  | S | X | X | POD_RTREE_2_WIND3-APND | POD_RTREE_2_WIND3-APND | 99 |  | 99 | 99 | 1 | N |  |  | OP | X | 6 | 2015 |  |  | N | IPP Non-CHP | 2 | X | WND | [11 empty] | 30
59041 | Lone Valley Solar Park II LLC | 59237 | Lone Valley Solar Park II LLC | CA | San Bernardino | CPII | Solar Photovoltaic | PV |  | S | X | X | Victor_7_ N007 | Victor_7_N007 | 20 |  | 20 | 20 |  | N |  |  | OP | X | 12 | 2014 |  |  | N | IPP Non-CHP | 2 | X | SUN | [10 empty] | N | [25 empty] | N
60605 | Rio Bravo Solar I, LLC | 59249 | Rio Bravo Solar 1 LLC | CA | Kern | PV1 | Solar Photovoltaic | PV |  | W | X | X |  |  | 20 |  | 19.5 | 14.1 |  | N |  |  | OP | X | 12 | 2016 |  |  | N | IPP Non-CHP | 2 | X | SUN | [36 empty] | N
60606 | Rio Bravo Solar II, LLC | 59250 | Rio Bravo Solar II LLC | CA | Kern | PV1 | Solar Photovoltaic | PV |  | W | X | X |  |  | 20 |  | 19.5 | 14.1 |  | N |  |  | OP | X | 12 | 2016 |  |  | N | IPP Non-CHP | 2 | X | SUN | [36 empty] | N
60607 | Wildwood Solar II, LLC | 59253 | Wildwood Solar II | CA | Kern | PV1 | Solar Photovoltaic | PV |  | W | X | X |  |  | 15 |  | 14.7 | 11.2 |  | N |  |  | OP | X | 1 | 2017 |  |  | N | IPP Non-CHP | 2 | X | SUN
14328 | Pacific Gas & Electric Co. | 59256 | Vaca Dixon Battery Storage System | CA | Solano | BAT1 | Batteries | BA |  | S | X | X | VACA-DIXON BATTERY PNode: VACADIX_1_N085 | VACA-DIXON BATTERY PNode: VACADIX_1_N085 | 2 |  | 2 | 2 | 0 | N |  |  | OP | X | 1 | 2013 |  |  | N | Electric Utility | 1 | X | MWH | [12 empty] | 10M | [23 empty] | N
14328 | Pacific Gas & Electric Co. | 59257 | Yerba Buena | CA | Santa Clara | YB1 | Batteries | BA |  | S | X | X | YERBA BUENA BATTERY PNode: SWIFT_1_GN001 | YERBA BUENA BATTERY PNode: SWIFT_1_GN001 | 4 |  | 4 | 4 | 0 | N |  |  | OP | X | 11 | 2013 |  |  | N | Electric Utility | 1 | X | MWH | [12 empty] | 10M | [23 empty] | N
57128 | Bloom Energy | 59261 | Verizon-Torrance | CA | Los Angeles | VZ300 | Other Natural Gas | FC |  | W | X | X |  |  | 1 |  | 1 | 1 | 0 | N |  |  | OP | X | 12 | 2013 |  |  | N | IPP Non-CHP | 2 | X | NG | [10 empty] | N |  | OVER
58661 | Sustainable Power Group, LLC | 59262 | Lancaster Little Rock | CA | Los Angeles | LLRC | Solar Photovoltaic | PV |  | S | X | X |  |  | 5 |  | 5 | 5 |  | N |  |  | OP | X | 12 | 2014 |  |  | N | IPP Non-CHP | 2 | X | SUN | [9 empty] | N | N | [25 empty] | N
59089 | Merced Solar LLC | 59265 | Merced Solar LLC | CA | Merced | PV8 | Solar Photovoltaic | PV |  | S | X | X |  |  | 1.5 |  | 1.5 | 1.5 |  | N |  |  | OP | X | 12 | 2014 |  |  | N | IPP Non-CHP | 2 | X | SUN
59090 | Mission Solar LLC | 59267 | Mission Solar LLC | CA | Merced | PV9 | Solar Photovoltaic | PV |  | S | X | X |  |  | 1.5 |  | 1.5 | 1.5 |  | N |  |  | OP | X | 12 | 2014 |  |  | N | IPP Non-CHP | 2 | X | SUN
59091 | Hollister Solar LLC | 59268 | Hollister Solar LLC | CA | San Benito | PV10 | Solar Photovoltaic | PV |  | S | X | X |  |  | 1.5 |  | 1.5 | 1.5 |  | N |  |  | OP | X | 12 | 2014 |  |  | N | IPP Non-CHP | 2 | X | SUN
58661 | Sustainable Power Group, LLC | 59269 | Victor Mesa Linda B2 | CA | San Bernardino | VMLB2 | Solar Photovoltaic | PV |  | S | X | X |  |  | 1.5 |  | 1.6 | 1.5 |  | N |  |  | OP | X | 11 | 2014 |  |  | N | IPP Non-CHP | 2 | X | SUN | [9 empty] | N | N
58661 | Sustainable Power Group, LLC | 59270 | Victor Mesa Linda C2 | CA | San Bernardino | VMLC2 | Solar Photovoltaic | PV |  | S | X | X |  |  | 1.5 |  | 1.6 | 1.5 |  | N |  |  | OP | X | 11 | 2014 |  |  | N | IPP Non-CHP | 2 | X | SUN | [9 empty] | N | N
58661 | Sustainable Power Group, LLC | 59271 | Victor Mesa Linda D2 | CA | San Bernardino | VMLD2 | Solar Photovoltaic | PV |  | S | X | X |  |  | 1.5 |  | 1.6 | 1.5 |  | N |  |  | OP | X | 11 | 2014 |  |  | N | IPP Non-CHP | 2 | X | SUN | [10 empty] | N
58661 | Sustainable Power Group, LLC | 59272 | Victor Mesa Linda E2 | CA | San Bernardino | VMLE2 | Solar Photovoltaic | PV |  | S | X | X |  |  | 1.5 |  | 1.6 | 1.5 |  | N |  |  | OP | X | 11 | 2014 |  |  | N | IPP Non-CHP | 2 | X | SUN | [10 empty] | N
58661 | Sustainable Power Group, LLC | 59273 | SEPV Palmdale East | CA | Los Angeles | PALME | Solar Photovoltaic | PV |  | S | X | X |  |  | 10 |  | 9 | 9 |  | N |  |  | OP | X | 8 | 2015 |  |  | N | IPP Non-CHP | 2 | X | SUN | [9 empty] | N | N
57128 | Bloom Energy | 59279 | Life Technologies - Pleasanton | CA | Alameda | LFT01 | Other Natural Gas | FC |  | W | X | X |  |  | 1.1 |  | 1 | 1 | 0 | N |  |  | OP | X | 3 | 2013 |  |  | N | IPP Non-CHP | 2 | X | NG | [10 empty] | N |  | OVER
57128 | Bloom Energy | 59280 | Kellogg's - San Jose | CA | Santa Clara | KLG00 | Other Natural Gas | FC |  | W | X | X |  |  | 1.1 |  | 1 | 1 | 0 | N |  |  | OP | X | 9 | 2013 |  |  | N | IPP Non-CHP | 2 | X | NG | [10 empty] | N |  | OVER
58540 | California PV Energy LLC | 59283 | California PV Energy at ISD WWTP | CA | Contra Costa | W4236 | Solar Photovoltaic | PV |  | S | X | X |  |  | 1 |  | 1 | 1 |  | N |  |  | OP | X | 8 | 2014 |  |  | N | IPP Non-CHP | 2 | X | SUN | [14 empty] | N | [21 empty] | N
54842 | WM Renewable Energy LLC | 59299 | Waste Mangement Redwood LFGTE | CA | Marin | RED1 | Landfill Gas | IC |  | S | X | X |  |  | 2 | 0.8 | 2 | 2 | 0.8 | N |  |  | OP | X | 5 | 2017 |  |  | N | IPP Non-CHP | 2 | X | LFG | [9 empty] | N | N |  | 1H | [23 empty] | N | N | N
54842 | WM Renewable Energy LLC | 59299 | Waste Mangement Redwood LFGTE | CA | Marin | RED2 | Landfill Gas | IC |  | S | X | X |  |  | 2 | 0.8 | 2 | 2 | 0.8 | N |  |  | OP | X | 5 | 2017 |  |  | N | IPP Non-CHP | 2 | X | LFG | [9 empty] | N | N |  | 1H | [23 empty] | N | N | N
61230 | CD Arevon USA, Inc. | 59300 | Hanford 1 and 2 | CA | Kings | HAN1 | Solar Photovoltaic | PV |  | S | X | X |  |  | 1.5 |  | 1.5 | 1.5 |  | N |  |  | OP | X | 8 | 2014 |  |  | N | IPP Non-CHP | 2 | X | SUN | [36 empty] | N
61230 | CD Arevon USA, Inc. | 59300 | Hanford 1 and 2 | CA | Kings | HAN2 | Solar Photovoltaic | PV |  | S | X | X |  |  | 1.5 |  | 1.5 | 1.5 |  | N |  |  | OP | X | 8 | 2014 |  |  | N | IPP Non-CHP | 2 | X | SUN | [36 empty] | N
60865 | CD Global Solar Holdings, LLC | 59308 | Beacon Solar Plant Site 5 | CA | Kern | BEAC5 | Solar Photovoltaic | PV |  | S | X | X |  |  | 37.8 |  | 37.8 | 37.8 |  | N |  |  | OP | X | 12 | 2017 |  |  | N | IPP Non-CHP | 2 | X | SUN
60865 | CD Global Solar Holdings, LLC | 59309 | Beacon Solar Plant Site 2 | CA | Kern | BEAC2 | Solar Photovoltaic | PV |  | S | X | X |  |  | 47.3 |  | 47.3 | 47.3 |  | N |  |  | OP | X | 12 | 2017 |  |  | N | IPP Non-CHP | 2 | X | SUN
58661 | Sustainable Power Group, LLC | 59315 | Hecate Energy Beacon Solar 1 | CA | Kern | BEAC1 | Solar Photovoltaic | PV |  | S | X | X |  |  | 56 |  | 51 | 50 |  | N |  |  | OP | X | 4 | 2017 |  |  | N | IPP Non-CHP | 2 | X | SUN | [9 empty] | N | N | [25 empty] | N
58661 | Sustainable Power Group, LLC | 59316 | Hecate Energy Beacon Solar 3 | CA | Kern | BEAC3 | Solar Photovoltaic | PV |  | S | X | X |  |  | 56 |  | 51 | 50 |  | N |  |  | OP | X | 12 | 2016 |  |  | N | IPP Non-CHP | 2 | X | SUN | [9 empty] | N | N | [25 empty] | N
58661 | Sustainable Power Group, LLC | 59317 | Hecate Energy Beacon Solar 4 | CA | Kern | BEAC4 | Solar Photovoltaic | PV |  | S | X | X |  |  | 50 |  | 47 | 45 |  | N |  |  | OP | X | 12 | 2016 |  |  | N | IPP Non-CHP | 2 | X | SUN | [9 empty] | N | N | [25 empty] | N
59121 | Pumpjack Solar I, LLC | 59322 | Pumpjack Solar I | CA | Kern | GEN1 | Solar Photovoltaic | PV |  | S | X | X |  |  | 20 |  | 20 | 20 |  | N |  |  | OP | X | 1 | 2015 |  |  | N | IPP Non-CHP | 2 | X | SUN | [36 empty] | N
63249 | Terraform Arcadia | 59323 | Sacramento (SMUD) | CA | Sacramento | SMUPV | Solar Photovoltaic | PV |  | S | X | X |  |  | 1.5 |  | 1.5 | 1.5 |  | N |  |  | OP | X | 8 | 2014 |  |  | N | IPP Non-CHP | 2 | X | SUN | [9 empty] | N | N
59129 | Foundation CA Fund VII Manager, LLC | 59328 | Golden Acorn Casino | CA | San Diego | GAC1 | Onshore Wind Turbine | WT |  | W | X | X |  |  | 1 |  | 1 | 1 | 0.1 | N |  |  | OP | X | 7 | 2014 |  |  | N | Commercial Non-CHP | 4 | X | WND | [11 empty] | 1 | [24 empty] | N
59129 | Foundation CA Fund VII Manager, LLC | 59329 | City of Soledad Water Reclamation | CA | Monterey | SOL1 | Onshore Wind Turbine | WT |  | W | X | X |  |  | 1 |  | 1 | 1 | 0.1 | N |  |  | OP | X | 11 | 2014 |  |  | N | IPP Non-CHP | 2 | X | WND | [11 empty] | 1 | [24 empty] | N
59129 | Foundation CA Fund VII Manager, LLC | 59330 | Taylor Farms | CA | Monterey | TAY1 | Onshore Wind Turbine | WT |  | W | X | X |  |  | 1 |  | 1 | 1 | 0.1 | N |  |  | OP | X | 11 | 2014 |  |  | N | IPP Non-CHP | 2 | X | WND | [11 empty] | 1 | [24 empty] | N
59129 | Foundation CA Fund VII Manager, LLC | 59331 | Anheuser-Busch #2 | CA | Solano | ANB2 | Onshore Wind Turbine | WT |  | W | X | X |  |  | 1.6 |  | 1.6 | 1.6 | 0.1 | N |  |  | OP | X | 11 | 2014 |  |  | N | Industrial Non-CHP | 6 | X | WND | [11 empty] | 1 | [24 empty] | N
58468 | Dominion Renewable Energy | 59334 | Catalina Solar 2, LLC | CA | Kern | INV-1 | Solar Photovoltaic | PV |  | J | X | X | CAISO |  | 18 |  | 18 | 18 |  | N |  |  | OP | X | 8 | 2015 |  |  | N | IPP Non-CHP | 2 | X | SUN
61230 | CD Arevon USA, Inc. | 59339 | Quinto Solar PV Project | CA | Merced | SSC13 | Solar Photovoltaic | PV |  | S | X | X |  |  | 108 |  | 105.1 | 76.8 |  | N |  |  | OP | X | 11 | 2015 |  |  | N | IPP Non-CHP | 2 | X | SUN | [36 empty] | N
59139 | SunEdison LLC | 59359 | SCE-Snowline-Duncan Road (North) | CA | San Bernardino | 10400 | Solar Photovoltaic | PV |  | W | X | X |  |  | 1.5 |  | 1.5 | 1.5 |  | N |  |  | OP | X | 10 | 2014 |  |  | N | IPP Non-CHP | 2 | X | SUN
59139 | SunEdison LLC | 59360 | SCE-Snowline-Duncan Road (South) | CA | San Bernardino | 11113 | Solar Photovoltaic | PV |  | W | X | X |  |  | 1 |  | 1 | 1 |  | N |  |  | OP | X | 10 | 2014 |  |  | N | IPP Non-CHP | 2 | X | SUN
59158 | Wildwood Solar I, LLC | 59380 | Wildwood Solar I, LLC | CA | Kern | WLD1 | Solar Photovoltaic | PV |  | S | X | X |  |  | 19.5 |  | 19.5 | 19.5 |  | N |  |  | OP | X | 2 | 2015 |  |  | N | IPP Non-CHP | 2 | X | SUN | [36 empty] | N
59173 | City of Tulare Water Pollution Control | 59395 | City of Tulare Water Facility | CA | Tulare | SC500 | Solar Photovoltaic | PV |  | S | X | X |  |  | 1 |  | 1 | 0.8 |  | N |  |  | OP | X | 2 | 2011 |  |  | N | Commercial Non-CHP | 4 | X | SUN | [9 empty] | N | N | [25 empty] | N
59176 | Diamond Valley Solar LLC | 59405 | Diamond Valley Solar Project | CA | Riverside | PV11 | Solar Photovoltaic | PV |  | S | X | X |  |  | 1.3 |  | 1.3 | 1.3 |  | N |  |  | OP | X | 1 | 2015 |  |  | N | IPP Non-CHP | 2 | X | SUN | [9 empty] | N | N
59183 | Shafter Solar LLC | 59408 | Shafter Solar LLC | CA | Kern | 1 | Solar Photovoltaic | PV |  | S | X | X |  |  | 20 |  | 20 | 20 |  | N |  |  | OP | X | 5 | 2015 |  |  | N | IPP Non-CHP | 2 | X | SUN | [9 empty] | N | N | 0 | [24 empty] | N
59185 | CD US Solar PO 3, LLC | 59409 | Madelyn Solar, LLC | CA | San Bernardino | SNL17 | Solar Photovoltaic | PV |  | S | X | X |  |  | 1 |  | 1 | 1 |  | N |  |  | OP | X | 12 | 2014 |  |  | N | IPP Non-CHP | 2 | X | SUN
59185 | CD US Solar PO 3, LLC | 59410 | Rudy Solar, LLC | CA | San Bernardino | SNL19 | Solar Photovoltaic | PV |  | S | X | X |  |  | 1.5 |  | 1.5 | 1.5 |  | N |  |  | OP | X | 12 | 2014 |  |  | N | IPP Non-CHP | 2 | X | SUN
59185 | CD US Solar PO 3, LLC | 59411 | Mitchell Solar, LLC | CA | San Bernardino | SNL18 | Solar Photovoltaic | PV |  | S | X | X |  |  | 1.5 |  | 1.5 | 1.5 |  | N |  |  | OP | X | 12 | 2014 |  |  | N | IPP Non-CHP | 2 | X | SUN
59050 | Algonquin Power Co | 59412 | Algonquin SKIC20 Solar LLC | CA | Kern | SKI20 | Solar Photovoltaic | PV |  | S | X | X |  |  | 20 |  | 20 | 20 |  | N |  |  | OP | X | 5 | 2015 |  |  | N | IPP Non-CHP | 2 | X | SUN
56769 | Consolidated Edison Development Inc. | 59413 | Corcoran Solar 2 | CA | Kings | C2CA | Solar Photovoltaic | PV |  | S | X | X |  |  | 19.8 |  | 19.8 | 19.8 |  | N |  |  | OP | X | 5 | 2015 |  |  | N | IPP Non-CHP | 2 | X | SUN | [9 empty] | N | N
56769 | Consolidated Edison Development Inc. | 59414 | Atwell Island West Solar | CA | Tulare | AWCA | Solar Photovoltaic | PV |  | S | X | X |  |  | 20 |  | 20 | 20 |  | N |  |  | OP | X | 5 | 2015 |  |  | N | IPP Non-CHP | 2 | X | SUN | [9 empty] | N | N
59187 | Anaheim Public Utilities | 59416 | Anaheim Solar Energy Plant | CA | Orange | PV1 | Solar Photovoltaic | PV |  | S | X | X |  |  | 2.1 |  | 2 | 1.2 |  | N |  |  | OP | X | 8 | 2014 |  |  | N | Electric Utility | 1 | X | SUN | [9 empty] | N | N | [25 empty] | N
59139 | SunEdison LLC | 59421 | SCE-Snowline-White Road (South) | CA | San Bernardino | 11111 | Solar Photovoltaic | PV |  | W | X | X |  |  | 1.5 |  | 1.5 | 1.5 |  | N |  |  | OP | X | 11 | 2014 |  |  | N | IPP Non-CHP | 2 | X | SUN | [9 empty] | N | N
59139 | SunEdison LLC | 59422 | SCE-Snowline-White Road (North) | CA | San Bernardino | 10401 | Solar Photovoltaic | PV |  | W | X | X |  |  | 1.5 |  | 1.5 | 1.5 |  | N |  |  | OP | X | 11 | 2014 |  |  | N | IPP Non-CHP | 2 | X | SUN | [9 empty] | N | N
59139 | SunEdison LLC | 59423 | SCE-Snowline-White Rd (Central) | CA | San Bernardino | 10402 | Solar Photovoltaic | PV |  | W | X | X |  |  | 1.5 |  | 1.5 | 1.5 |  | N |  |  | OP | X | 11 | 2014 |  |  | N | IPP Non-CHP | 2 | X | SUN | [9 empty] | N | N
59205 | Baker Station Associates, LP | 59428 | Baker Creek Hydroelectric | CA | Humboldt | GENE1 | Conventional Hydroelectric | HY |  | S | X | X |  |  | 1.4 | 1 |  | 1.4 |  | N |  |  | OP | X | 11 | 2014 |  |  | N | IPP Non-CHP | 2 | X | WAT
59205 | Baker Station Associates, LP | 59428 | Baker Creek Hydroelectric | CA | Humboldt | GENE2 | Conventional Hydroelectric | HY |  | S | X | X |  |  | 0.1 | 1 |  | 0.1 |  | N |  |  | OP | X | 11 | 2014 |  |  | N | IPP Non-CHP | 2 | X | WAT
58661 | Sustainable Power Group, LLC | 59431 | Sierra Solar Greenworks | CA | Los Angeles | SSG1 | Solar Photovoltaic | PV |  | S | X | X |  |  | 20 |  | 18 | 18 |  | N |  |  | OP | X | 11 | 2015 |  |  | N | IPP Non-CHP | 2 | X | SUN | [9 empty] | N | N
59212 | Adelanto Solar II, LLC | 59440 | Adelanto Solar II, LLC | CA | San Bernardino | SAS | Solar Photovoltaic | PV |  | S | X | X | VICTOR_7_N011 |  | 7 |  | 7 | 7 |  | N |  |  | OP | X | 7 | 2015 |  |  | N | IPP Non-CHP | 2 | X | SUN | [9 empty] | N | N | 0 | [24 empty] | N
59211 | Adelanto Solar, LLC | 59441 | Adelanto Solar, LLC | CA | San Bernardino | SAS | Solar Photovoltaic | PV |  | S | X | X |  |  | 20 |  | 20 | 20 |  | N |  |  | OP | X | 9 | 2015 |  |  | N | IPP Non-CHP | 2 | X | SUN | [9 empty] | N | N | 0 | [24 empty] | N
58468 | Dominion Renewable Energy | 59443 | TA-Acacia, LLC | CA | Los Angeles | WAS1 | Solar Photovoltaic | PV |  | J | X | X |  |  | 20 |  | 20 | 20 |  | N |  |  | OP | X | 11 | 2014 |  |  | N | IPP Non-CHP | 2 | X | SUN | [9 empty] | N | N
59222 | Qualcomm Incorporated | 59456 | P Plant | CA | San Diego | P-TG4 | Natural Gas Fired Combustion Turbine | GT |  | S | X | X |  |  | 4.6 | 0.8 | 4 | 4 | 3.8 | N |  |  | OP | X | 3 | 2007 |  |  | Y | Commercial CHP | 5 | T | NG | [9 empty] | N | N |  | 1H | [20 empty] | N |  |  | N | N | N
59222 | Qualcomm Incorporated | 59456 | P Plant | CA | San Diego | P-TG5 | Natural Gas Fired Combustion Turbine | GT |  | S | X | X |  |  | 4.6 | 0.8 | 4 | 4 | 3.8 | N |  |  | OP | X | 11 | 2015 |  |  | Y | Commercial CHP | 5 | T | NG | [9 empty] | N | N |  | 1H | [20 empty] | N |  |  | N | N | N
59222 | Qualcomm Incorporated | 59457 | Q Plant | CA | San Diego | Q-TG1 | Natural Gas Fired Combustion Turbine | GT |  | S | X | X |  |  | 4.6 | 0.8 | 4 | 4 | 3.8 | N |  |  | OP | X | 7 | 2013 |  |  | Y | Commercial CHP | 5 | T | NG | [9 empty] | N | N |  | 1H | [20 empty] | N |  |  | N | N | N
59222 | Qualcomm Incorporated | 59458 | W Plant | CA | San Diego | W-TG1 | Natural Gas Fired Combustion Turbine | GT |  | S | X | X |  |  | 4.6 | 0.8 | 4 | 4 | 3.8 | N |  |  | OP | X | 7 | 2005 |  |  | Y | Commercial CHP | 5 | T | NG | [9 empty] | N | N |  | 1H | [20 empty] | N |  |  | N | N | N
59228 | Bowerman Power LFG, LLC | 59461 | Bowerman Power LFG, LLC | CA | Orange | GEN01 | Landfill Gas | IC |  | S | X | X |  |  | 3.4 | 0.8 | 3.4 | 3.4 | 0.5 | N |  |  | OP | X | 4 | 2016 |  |  | N | IPP Non-CHP | 2 | X | LFG | [9 empty] | N | N |  | 1H | [23 empty] | N | N | N
59228 | Bowerman Power LFG, LLC | 59461 | Bowerman Power LFG, LLC | CA | Orange | GEN02 | Landfill Gas | IC |  | S | X | X |  |  | 3.4 | 0.8 | 3.4 | 3.4 | 0.5 | N |  |  | OP | X | 4 | 2016 |  |  | N | IPP Non-CHP | 2 | X | LFG | [9 empty] | N | N |  | 1H | [23 empty] | N | N | N
59228 | Bowerman Power LFG, LLC | 59461 | Bowerman Power LFG, LLC | CA | Orange | GEN03 | Landfill Gas | IC |  | S | X | X |  |  | 3.4 | 0.8 | 3.4 | 3.4 | 0.5 | N |  |  | OP | X | 4 | 2016 |  |  | N | IPP Non-CHP | 2 | X | LFG | [9 empty] | N | N |  | 1H | [23 empty] | N | N | N
59228 | Bowerman Power LFG, LLC | 59461 | Bowerman Power LFG, LLC | CA | Orange | GEN04 | Landfill Gas | IC |  | S | X | X |  |  | 3.4 | 0.8 | 3.4 | 3.4 | 0.5 | N |  |  | OP | X | 4 | 2016 |  |  | N | IPP Non-CHP | 2 | X | LFG | [9 empty] | N | N |  | 1H | [23 empty] | N | N | N
59228 | Bowerman Power LFG, LLC | 59461 | Bowerman Power LFG, LLC | CA | Orange | GEN05 | Landfill Gas | IC |  | S | X | X |  |  | 3.4 | 0.8 | 3.4 | 3.4 | 0.5 | N |  |  | OP | X | 4 | 2016 |  |  | N | IPP Non-CHP | 2 | X | LFG | [9 empty] | N | N |  | 1H | [23 empty] | N | N | N
59228 | Bowerman Power LFG, LLC | 59461 | Bowerman Power LFG, LLC | CA | Orange | GEN06 | Landfill Gas | IC |  | S | X | X |  |  | 3.4 | 0.8 | 3.4 | 3.4 | 0.5 | N |  |  | OP | X | 4 | 2016 |  |  | N | IPP Non-CHP | 2 | X | LFG | [9 empty] | N | N |  | 1H | [23 empty] | N | N | N
59228 | Bowerman Power LFG, LLC | 59461 | Bowerman Power LFG, LLC | CA | Orange | GEN07 | Landfill Gas | IC |  | S | X | X |  |  | 3.4 | 0.8 | 3.4 | 3.4 | 0.5 | N |  |  | OP | X | 4 | 2016 |  |  | N | IPP Non-CHP | 2 | X | LFG | [9 empty] | N | N |  | 1H | [23 empty] | N | N | N
58468 | Dominion Renewable Energy | 59469 | Alamo Solar | CA | San Bernardino | ALAMO | Solar Photovoltaic | PV |  | J | X | X |  |  | 20 |  | 20 | 20 |  | N |  |  | OP | X | 5 | 2015 |  |  | N | IPP Non-CHP | 2 | X | SUN
57369 | Apple, Inc | 59473 | Apple Campus 2 PV | CA | Santa Clara | AC2PV | Solar Photovoltaic | PV |  | S | X | X |  |  | 14.4 |  | 14.4 | 7 |  | N |  |  | OP | X | 6 | 2017 |  |  | N | Industrial Non-CHP | 6 | X | SUN
59257 | Giffen Solar Park, LLC | 59522 | Giffen Solar Park | CA | Fresno | FRGSP | Solar Photovoltaic | PV |  | S | X | X | GIFFGEN_7_N002 | GIFFGEN_7_N002 | 20 |  | 20 | 18 |  | N |  |  | OP | X | 6 | 2017 |  |  | N | IPP Non-CHP | 2 | X | SUN | [36 empty] | N
59258 | Five Points Solar Park, LLC | 59523 | Five Points Solar Park | CA | Fresno | FRFSP | Solar Photovoltaic | PV |  | S | X | X | SCHLNDLR_7__N003 | SCHLNDLR_7__N003 | 60 |  | 60 | 50 |  | N |  |  | OP | X | 9 | 2016 |  |  | N | IPP Non-CHP | 2 | X | SUN | [9 empty] | N | [26 empty] | N
56769 | Consolidated Edison Development Inc. | 59524 | Blackwell Solar Park | CA | Kern | FRBSP | Solar Photovoltaic | PV |  | S | X | X |  |  | 20 |  | 20 | 20 |  | N |  |  | OP | X | 1 | 2019 |  |  | N | IPP Non-CHP | 2 | X | SUN
59260 | Wright Solar Park LLC | 59525 | Wright Solar Park | CA | Merced | FRWSP | Solar Photovoltaic | PV |  | S | X | X | WRGTSRGN_7_N001 | WRGTSRGN_7_N001 | 200 |  | 200 | 180 | 1 | N |  |  | OP | X | 12 | 2019 |  |  | N | IPP Non-CHP | 2 | X | SUN | [9 empty] | N | N | 0 | 10M | [23 empty] | N
59262 | NRG Solar Oasis, LLC | 59528 | Solar Oasis LLC | CA | Los Angeles | OASIS | Solar Photovoltaic | PV |  | S | X | X |  |  | 20 |  | 20 | 20 |  | N |  |  | OP | X | 1 | 2016 |  |  | N | IPP Non-CHP | 2 | X | SUN
59272 | 41MB 8me, LLC | 59531 | Borden Solar Farm | CA | Madera | BRDN | Solar Photovoltaic | PV |  | S | X | X |  |  | 50 |  | 50 | 50 |  | N |  |  | OP | X | 6 | 2020 |  |  | N | IPP Non-CHP | 2 | X | SUN | [9 empty] | N | N |  | 10M | [23 empty] | N
59273 | 62SK 8me, LLC | 59532 | Springbok Solar Farm 1 | CA | Kern | SB1 | Solar Photovoltaic | PV |  | S | X | X |  |  | 105 |  | 105 | 105 |  | N |  |  | OP | X | 7 | 2016 |  |  | N | IPP Non-CHP | 2 | X | SUN | [9 empty] | N | N | [25 empty] | N
59275 | CF SBC Master Tenant One LLC | 59536 | Coronus Adelanto West 1 | CA | San Bernardino | AWI | Solar Photovoltaic | PV |  | S | X | X | ROADWAY_1_N013 | RDWAY_1_CREST | 1.5 |  | 1.5 | 1.5 |  | N |  |  | OP | X | 1 | 2015 |  |  | N | IPP Non-CHP | 2 | X | SUN
59275 | CF SBC Master Tenant One LLC | 59537 | Coronus Adelanto West 2 | CA | San Bernardino | AW2 | Solar Photovoltaic | PV |  | S | X | X | ROADWAY 1 NO13 | RDWAY 1 CREST | 1.5 |  | 1.5 | 1.5 |  | N |  |  | OP | X | 1 | 2015 |  |  | N | IPP Non-CHP | 2 | X | SUN
59284 | Kona Solar, LLC | 59539 | Park Meridian #1 | CA | Riverside | 1 | Solar Photovoltaic | PV |  | S | X | X |  |  | 1.5 |  | 1.5 | 1.5 |  | N |  |  | OP | X | 3 | 2015 |  |  | N | IPP Non-CHP | 2 | X | SUN | [9 empty] | N | N | [25 empty] | N
59284 | Kona Solar, LLC | 59540 | Rancho Cucamonga Dist #1 | CA | San Bernardino | 2 | Solar Photovoltaic | PV |  | S | X | X |  |  | 1.8 |  | 1.8 | 1.8 |  | N |  |  | OP | X | 4 | 2015 |  |  | N | IPP Non-CHP | 2 | X | SUN | [9 empty] | N | N | [25 empty] | N
59284 | Kona Solar, LLC | 59541 | Terra Francesco | CA | San Bernardino | 3 | Solar Photovoltaic | PV |  | S | X | X |  |  | 1.5 |  | 1.5 | 1.5 |  | N |  |  | OP | X | 3 | 2015 |  |  | N | IPP Non-CHP | 2 | X | SUN | [9 empty] | N | N | [25 empty] | N
59290 | Solvida Energy Group/Blue Oak Energy | 59550 | Putah Creek Solar Farm | CA | Yolo | PCSF | Solar Photovoltaic | PV |  | W | X | X |  |  | 2 |  | 2 | 2 | 0.5 | N |  |  | OP | X | 12 | 2014 |  |  | N | IPP Non-CHP | 2 | X | SUN | [9 empty] | N | N | [22 empty] | N |  |  | N
59298 | Vega Solar, LLC | 59555 | Vega Solar | CA | Merced | VEGA1 | Solar Photovoltaic | PV |  | S | X | X |  |  | 20 |  | 20 | 20 |  | N |  |  | OP | X | 3 | 2015 |  |  | N | IPP Non-CHP | 2 | X | SUN | [11 empty] | 0 | [24 empty] | N
57369 | Apple, Inc | 59557 | Apple Campus 2 Fuel Cell | CA | Santa Clara | AC2FC | Landfill Gas | FC |  | S | X | X |  |  | 4 |  | 4 | 4 | 2 | N |  |  | OP | X | 6 | 2017 |  |  | N | Industrial Non-CHP | 6 | X | LFG | OBG | [11 empty] | 12H
59345 | Colton Solar One, LLC | 59597 | Colton Solar One, LLC | CA | San Bernardino | CS001 | Solar Photovoltaic | PV |  | S | X | X |  |  | 2.5 |  | 2.5 | 2.5 |  | N |  |  | OP | X | 6 | 2015 |  |  | N | IPP Non-CHP | 2 | X | SUN | [9 empty] | N | N | [25 empty] | N
59346 | Colton Solar Two, LLC | 59598 | Colton Solar Two, LLC | CA | San Bernardino | CS002 | Solar Photovoltaic | PV |  | S | X | X |  |  | 1 |  | 1 | 1 |  | N |  |  | OP | X | 4 | 2015 |  |  | N | IPP Non-CHP | 2 | X | SUN | [9 empty] | N | N
61230 | CD Arevon USA, Inc. | 59599 | Tropico Solar PV Plant | CA | Tulare | GEN1 | Solar Photovoltaic | PV |  | S | X | X |  |  | 14 |  | 13 | 11 |  | N |  |  | OP | X | 9 | 2016 |  |  | N | IPP Non-CHP | 2 | X | SUN | [9 empty] | N | N | 0 | [24 empty] | N
61230 | CD Arevon USA, Inc. | 59600 | Nicolis Solar PV Plant | CA | Tulare | GEN1 | Solar Photovoltaic | PV |  | S | X | X |  |  | 20 |  | 19 | 16 |  | N |  |  | OP | X | 9 | 2016 |  |  | N | IPP Non-CHP | 2 | X | SUN | [9 empty] | N | N | [25 empty] | N
58468 | Dominion Renewable Energy | 59607 | Maricopa West Solar PV, LLC | CA | Kern | MWS | Solar Photovoltaic | PV |  | J | X | X |  |  | 20 |  | 20 | 20 |  | N |  |  | OP | X | 12 | 2015 |  |  | N | IPP Non-CHP | 2 | X | SUN
59353 | AP North Lake I, LP | 59610 | AP North Lake I, LP | CA | Riverside | APNLI | Solar Photovoltaic | PV |  | S | X | X |  |  | 20 |  | 20 | 20 |  | N |  |  | OP | X | 8 | 2015 |  |  | N | IPP Non-CHP | 2 | X | SUN
59381 | EE Kettleman California LLC | 59633 | Kettleman Solar -Centaurus | CA | Kings | KS | Solar Photovoltaic | PV |  | J | X | X | TLRELKE_006_N001 | TLRELKE_006_N001 | 20 |  | 20 | 18 |  | N |  |  | OP | X | 7 | 2015 |  |  | N | IPP Non-CHP | 2 | X | SUN | [9 empty] | N | N | [25 empty] | N
61230 | CD Arevon USA, Inc. | 59638 | Coronal Lost Hills | CA | Kern | CLH | Solar Photovoltaic | PV |  | S | X | X |  |  | 20 |  | 20 | 20 |  | N |  |  | OP | X | 5 | 2015 |  |  | N | IPP Non-CHP | 2 | X | SUN | [36 empty] | N
11208 | Los Angeles Department of Water & Power | 59651 | Forever 21 Retail, Inc. | CA | Los Angeles | W4161 | Solar Photovoltaic | PV |  | W | X | X |  |  | 1.6 |  | 1.3 | 1 |  | N |  |  | OP | X | 2 | 2015 |  |  | N | IPP Non-CHP | 2 | X | SUN | [9 empty] | N | N | [22 empty] | N |  |  | N
11208 | Los Angeles Department of Water & Power | 59652 | Nordhoff Place | CA | Los Angeles | W4162 | Solar Photovoltaic | PV |  | W | X | X |  |  | 1.2 |  | 1 | 0.6 |  | N |  |  | OP | X | 9 | 2014 |  |  | N | IPP Non-CHP | 2 | X | SUN | [9 empty] | N | N | [22 empty] | N |  |  | N
58468 | Dominion Renewable Energy | 59657 | Imperial Valley Solar Co (IVSC) 2, LLC | CA | Imperial | IVSC2 | Solar Photovoltaic | PV |  | J | X | X |  |  | 20 |  | 20 | 20 |  | N |  |  | OP | X | 6 | 2015 |  |  | N | IPP Non-CHP | 2 | X | SUN
17164 | Sierra Pacific Industries Inc | 59658 | SPI Anderson 2 | CA | Shasta | GEN1 | Wood/Wood Waste Biomass | ST |  | S | X | X | Q643G_7_N001 | Q643G_7_N001 | 30.2 | 0.95 | 27.2 | 27.2 | 5 | N |  |  | OP | X | 8 | 2015 |  |  | Y | Industrial CHP | 7 | T | WDS | [5 empty] | NG |  |  |  | N | N |  | 12H |  |  | N | [20 empty] | N | N | N
17609 | Southern California Edison Co | 59661 | Tehachapi Energy Storage Project | CA | Kern | TSP1 | Batteries | BA |  | S | X | X | MONOLITH_6_N102 | MONOLITH_6_N102 | 8 | 1 | 8 | 8 | 0 | N |  |  | OP | X | 4 | 2016 |  |  | N | Electric Utility | 1 | X | MWH | [9 empty] | N | N | 0 | 10M | [20 empty] | N |  |  | N | N | N
60281 | Altus Power America Management, LLC | 59687 | Sun Harvest Solar NDP1 | CA | Merced | NDP1 | Solar Photovoltaic | PV |  | S | X | X |  |  | 1.5 |  | 1.5 | 1.5 |  | N |  |  | OP | X | 5 | 2015 |  |  | N | IPP Non-CHP | 2 | X | SUN
58468 | Dominion Renewable Energy | 59703 | Cottonwood Solar, LLC Cottonwood Carport | CA | Marin | 1 | Solar Photovoltaic | PV |  | J | X | X |  |  | 1 |  | 1 | 1 |  | N |  |  | OP | X | 5 | 2016 |  |  | N | IPP Non-CHP | 2 | X | SUN
59491 | Seville Solar One LLC | 59722 | Seville 1 | CA | Imperial | SEV1 | Solar Photovoltaic | PV |  | S | X | X | Imperial Valley 230 bus | Imperial Valley 230 bus | 20 |  | 20 | 20 |  | N |  |  | OP | X | 12 | 2015 |  |  | N | IPP Non-CHP | 2 | X | SUN | [36 empty] | N
59492 | Seville Solar Two LLC | 59723 | Seville 2 | CA | Imperial | SEV2 | Solar Photovoltaic | PV |  | S | X | X | Imperial Valley 230 bus | Imperial Valley 230 bus | 30 |  | 30 | 30 |  | N |  |  | OP | X | 12 | 2015 |  |  | N | IPP Non-CHP | 2 | X | SUN | [36 empty] | N
58661 | Sustainable Power Group, LLC | 59730 | SEPV 18 | CA | Los Angeles | SPV18 | Solar Photovoltaic | PV |  | S | X | X |  |  | 2 |  | 2 | 2 |  | N |  |  | OP | X | 1 | 2016 |  |  | N | IPP Non-CHP | 2 | X | SUN | [9 empty] | N | N | [25 empty] | N
58661 | Sustainable Power Group, LLC | 59737 | Aspiration G | CA | Fresno | ASPRG | Solar Photovoltaic | PV |  | S | X | X |  |  | 9 |  | 9 | 9 |  | N |  |  | OP | X | 9 | 2017 |  |  | N | IPP Non-CHP | 2 | X | SUN | [9 empty] | N | N | [25 empty] | N
58661 | Sustainable Power Group, LLC | 59738 | Citizen B | CA | Fresno | CSB | Solar Photovoltaic | PV |  | S | X | X | SOLBGEN_7_N001 | SOLBGEN_7_N001 | 5 |  | 5 | 5 |  | N |  |  | OP | X | 12 | 2015 |  |  | N | IPP Non-CHP | 2 | X | SUN | [9 empty] | N | N | [25 empty] | N
58661 | Sustainable Power Group, LLC | 59739 | Lancaster WAD B | CA | Los Angeles | LWADB | Solar Photovoltaic | PV |  | S | X | X |  |  | 3 |  | 3 | 3 |  | N |  |  | OP | X | 4 | 2017 |  |  | N | IPP Non-CHP | 2 | X | SUN | [9 empty] | N | N | [25 empty] | N
58661 | Sustainable Power Group, LLC | 59740 | SEPV Mojave West | CA | Kern | SPVMW | Solar Photovoltaic | PV |  | S | X | X | SUNSPTA_7_N002 | SUNSPTA_7_N002 | 20 |  | 20 | 20 |  | N |  |  | OP | X | 6 | 2016 |  |  | N | IPP Non-CHP | 2 | X | SUN | [9 empty] | N | N | [25 empty] | N
59512 | Team-Solar, Inc. | 59746 | DSH (CA) - Coalinga State Hospital | CA | Fresno | 1 | Solar Photovoltaic | PV |  | W | X | X |  |  | 2 |  | 2.6 | 2.6 |  | N |  |  | OP | X | 7 | 2014 |  |  | N | IPP Non-CHP | 2 | X | SUN | [9 empty] | N | N
59512 | Team-Solar, Inc. | 59748 | CDCR (CA) - Pleasant Valley State Prison | CA | Fresno | 1 | Solar Photovoltaic | PV |  | W | X | X |  |  | 1.2 |  | 1.2 | 1.2 |  | N |  |  | OP | X | 7 | 2014 |  |  | N | IPP Non-CHP | 2 | X | SUN | [9 empty] | N | N
11208 | Los Angeles Department of Water & Power | 59798 | Colon PV | CA | Los Angeles | W4172 | Solar Photovoltaic | PV |  | W | X | X |  |  | 1.3 | 1 | 0.9 | 1.4 |  | N |  |  | OP | X | 12 | 2015 |  |  | N | IPP Non-CHP | 2 | X | SUN | [9 empty] | N | N | [22 empty] | N |  |  | N
57128 | Bloom Energy | 59800 | Amazon San Bernardino | CA | San Bernardino | AMZ00 | Other Natural Gas | FC |  | W | X | X |  |  | 1.1 |  | 1 | 1 | 0 | N |  |  | OP | X | 11 | 2014 |  |  | N | IPP Non-CHP | 2 | X | NG | [9 empty] | N | N |  | OVER
57128 | Bloom Energy | 59802 | Maxim | CA | Santa Clara | MXM00 | Other Natural Gas | FC |  | W | X | X |  |  | 1.1 |  | 1 | 1 | 0 | N |  |  | OP | X | 8 | 2014 |  |  | N | IPP Non-CHP | 2 | X | NG | [9 empty] | N | N |  | OVER
57128 | Bloom Energy | 59803 | Pixar - Emeryville | CA | Alameda | PXR00 | Other Natural Gas | FC |  | W | X | X |  |  | 1.1 |  | 1 | 1 | 0 | N |  |  | OP | X | 1 | 2014 |  |  | N | IPP Non-CHP | 2 | X | NG | [9 empty] | N | N |  | OVER
57128 | Bloom Energy | 59804 | Starbucks - Evolution Fresh | CA | San Bernardino | SBK00 | Other Natural Gas | FC |  | W | X | X |  |  | 1.1 |  | 1 | 1 | 0 | N |  |  | OP | X | 6 | 2014 |  |  | N | IPP Non-CHP | 2 | X | NG | [9 empty] | N | N |  | OVER
57128 | Bloom Energy | 59805 | Yahoo! - HQ | CA | Santa Clara | YAH00 | Other Natural Gas | FC |  | W | X | X |  |  | 1.1 |  | 1 | 1 | 0 | N |  |  | OP | X | 7 | 2014 |  |  | N | IPP Non-CHP | 2 | X | NG | [9 empty] | N | N |  | OVER
59616 | 63SU 8me, LLC | 59840 | Springbok Solar Farm 2 | CA | Kern | SB2 | Solar Photovoltaic | PV |  | S | X | X |  |  | 155 |  | 155 | 155 |  | N |  |  | OP | X | 9 | 2016 |  |  | N | IPP Non-CHP | 2 | X | SUN | [9 empty] | N | N | [25 empty] | N
61230 | CD Arevon USA, Inc. | 59868 | Kingbird A Solar LLC | CA | Kern | GEN01 | Solar Photovoltaic | PV |  | J | X | X |  |  | 20 |  | 20 | 20 |  | N |  |  | OP | X | 4 | 2016 |  |  | N | IPP Non-CHP | 2 | X | SUN
61219 | Longroad Energy Services LLC | 59870 | Little Bear Solar 1, LLC | CA | Fresno | GEN01 | Solar Photovoltaic | PV |  | S | X | X |  |  | 40 |  | 40 | 40 |  | N |  |  | OP | X | 12 | 2020 |  |  | N | IPP Non-CHP | 2 | X | SUN | [9 empty] | N | N
59660 | Solar Star California XXXII, LLC | 59872 | UC Davis South Campus | CA | Yolo | UCD1 | Solar Photovoltaic | PV |  | W | X | X |  |  | 13 |  | 13 | 13 |  | N |  |  | OP | X | 3 | 2015 |  |  | N | Commercial Non-CHP | 4 | X | SUN | [9 empty] | N | N
59662 | Riverside Fuel Cell, LLC | 59877 | Riverside RWQCP Fuel Cell | CA | Riverside | MB20 | Other Waste Biomass | FC |  | S | X | X | MLAP_RVSD-APND |  | 1.4 |  | 1.4 | 1.4 | 0.6 | N |  |  | OP | X | 8 | 2016 |  |  | Y | Commercial CHP | 5 | T | OBG | NG | [8 empty] | N | N |  | OVER | [23 empty] | N
61785 | EDP Renewables North America LLC | 59878 | Windhub Solar A LLC | CA | Kern | GEN01 | Solar Photovoltaic | PV |  | S | X | X |  |  | 20 |  | 20 | 20 |  | N |  |  | OP | X | 12 | 2019 |  |  | N | IPP Non-CHP | 2 | X | SUN | [9 empty] | N | N
61943 | North Rosamond Solar, LLC | 59879 | North Rosamond Solar LLC | CA | Kern | GEN01 | Solar Photovoltaic | PV |  | S | X | X |  |  | 151.1 |  | 151.1 | 151.1 |  | N |  |  | OP | X | 6 | 2019 |  |  | N | IPP Non-CHP | 2 | X | SUN | [9 empty] | N | N
56769 | Consolidated Edison Development Inc. | 59900 | Corcoran Solar 3 | CA | Kings | C3CA | Solar Photovoltaic | PV |  | S | X | X |  |  | 20 |  | 20 | 20 |  | N |  |  | OP | X | 2 | 2016 |  |  | N | IPP Non-CHP | 2 | X | SUN
56769 | Consolidated Edison Development Inc. | 59915 | Oro Loma | CA | Fresno | ORCA | Solar Photovoltaic | PV |  | S | X | X |  |  | 20 |  | 20 | 20 |  | N |  |  | OP | X | 1 | 2017 |  |  | N | IPP Non-CHP | 2 | X | SUN
59139 | SunEdison LLC | 59916 | SunE- E Philadelphia Ontario | CA | San Bernardino | 12307 | Solar Photovoltaic | PV |  | W | X | X |  |  | 1 |  | 1 | 1 |  | N |  |  | OP | X | 3 | 2016 |  |  | N | IPP Non-CHP | 2 | X | SUN
17650 | Southern Power Co | 59939 | RE Tranquillity | CA | Fresno | TQ | Solar Photovoltaic | PV |  | W | X | X |  |  | 205.3 |  | 200 | 200 |  | N |  |  | OP | X | 7 | 2016 |  |  | N | IPP Non-CHP | 2 | X | SUN | [36 empty] | N
56769 | Consolidated Edison Development Inc. | 59940 | Great Valley Solar Portfolio Holdings, LLC | CA | Fresno | GVS2 | Solar Photovoltaic | PV |  | S | X | X |  |  | 60 |  | 60 | 60 |  | N |  |  | OP | X | 12 | 2017 |  |  | N | IPP Non-CHP | 2 | X | SUN
56769 | Consolidated Edison Development Inc. | 59940 | Great Valley Solar Portfolio Holdings, LLC | CA | Fresno | GVS3 | Solar Photovoltaic | PV |  | S | X | X |  |  | 20 |  | 20 | 20 |  | N |  |  | OP | X | 12 | 2017 |  |  | N | IPP Non-CHP | 2 | X | SUN
56769 | Consolidated Edison Development Inc. | 59940 | Great Valley Solar Portfolio Holdings, LLC | CA | Fresno | GVS4 | Solar Photovoltaic | PV |  | S | X | X |  |  | 20 |  | 20 | 20 |  | N |  |  | OP | X | 12 | 2017 |  |  | N | IPP Non-CHP | 2 | X | SUN
56769 | Consolidated Edison Development Inc. | 59940 | Great Valley Solar Portfolio Holdings, LLC | CA | Fresno | TQ8 | Solar Photovoltaic | PV |  | S | X | X |  |  | 102.5 |  | 102.5 | 102.5 |  | N |  |  | OP | X | 4 | 2018 |  |  | N | IPP Non-CHP | 2 | X | SUN
63249 | Terraform Arcadia | 59942 | Morgan Lancaster 1 | CA | Los Angeles | ML1 | Solar Photovoltaic | PV |  | S | X | X |  |  | 1.5 |  | 1.5 | 1.5 |  | N |  |  | OP | X | 9 | 2015 |  |  | N | IPP Non-CHP | 2 | X | SUN
59711 | Bakersfield 111 LLC | 59948 | Bakersfield 111 | CA | Kern | BF111 | Solar Photovoltaic | PV |  | S | X | X | ZP26 | ZP26 | 1.4 |  | 1.4 | 1.4 |  | N |  |  | OP | X | 7 | 2015 |  |  | N | IPP Non-CHP | 2 | X | SUN | [33 empty] | N
59713 | Potrero Hills Energy Producers, LLC | 59952 | Potrero Hills Energy Producers | CA | Solano | 1 | Landfill Gas | IC |  | S | X | X |  |  | 1.6 | 0.8 | 1.6 | 1.6 | 1.1 | N |  |  | OP | X | 4 | 2016 |  |  | N | IPP Non-CHP | 2 | X | LFG | [9 empty] | N | N |  | 1H |  |  |  |  | N | [15 empty] | N |  |  | N | N | N
59713 | Potrero Hills Energy Producers, LLC | 59952 | Potrero Hills Energy Producers | CA | Solano | 2 | Landfill Gas | IC |  | S | X | X |  |  | 1.6 | 0.8 | 1.6 | 1.6 | 1.1 | N |  |  | OP | X | 4 | 2016 |  |  | N | IPP Non-CHP | 2 | X | LFG | [9 empty] | N | N |  | 1H |  |  |  |  | N | [15 empty] | N |  |  | N | N | N
59713 | Potrero Hills Energy Producers, LLC | 59952 | Potrero Hills Energy Producers | CA | Solano | 3 | Landfill Gas | IC |  | S | X | X |  |  | 1.6 | 0.8 | 1.6 | 1.6 | 1.1 | N |  |  | OP | X | 4 | 2016 |  |  | N | IPP Non-CHP | 2 | X | LFG | [9 empty] | N | N |  | 1H |  |  |  |  | N | [15 empty] | N |  |  | N | N | N
59713 | Potrero Hills Energy Producers, LLC | 59952 | Potrero Hills Energy Producers | CA | Solano | 4 | Landfill Gas | IC |  | S | X | X |  |  | 1.6 | 0.8 | 1.6 | 1.6 | 1.1 | N |  |  | OP | X | 4 | 2016 |  |  | N | IPP Non-CHP | 2 | X | LFG | [9 empty] | N | N |  | 1H |  |  |  |  | N | [15 empty] | N |  |  | N | N | N
59713 | Potrero Hills Energy Producers, LLC | 59952 | Potrero Hills Energy Producers | CA | Solano | 5 | Landfill Gas | IC |  | S | X | X |  |  | 1.6 | 0.8 | 1.6 | 1.6 | 1.1 | N |  |  | OP | X | 4 | 2016 |  |  | N | IPP Non-CHP | 2 | X | LFG | [9 empty] | N | N |  | 1H |  |  |  |  | N | [15 empty] | N |  |  | N | N | N
58661 | Sustainable Power Group, LLC | 59961 | Western Antelope Blue Sky B | CA | Los Angeles | WABSB | Solar Photovoltaic | PV |  | W | X | X |  |  | 20 |  | 19 | 19 |  | N |  |  | OP | X | 12 | 2016 |  |  | N | IPP Non-CHP | 2 | X | SUN | [9 empty] | N | N
58661 | Sustainable Power Group, LLC | 59962 | North Lancaster Ranch | CA | Los Angeles | NLR | Solar Photovoltaic | PV |  | W | X | X |  |  | 20 |  | 18 | 17 |  | N |  |  | OP | X | 12 | 2016 |  |  | N | IPP Non-CHP | 2 | X | SUN | [9 empty] | N | N
58661 | Sustainable Power Group, LLC | 59963 | Central Antelope Dry Ranch C | CA | Los Angeles | CADRC | Solar Photovoltaic | PV |  | W | X | X |  |  | 20 |  | 17 | 16 |  | N |  |  | OP | X | 5 | 2016 |  |  | N | IPP Non-CHP | 2 | X | SUN | [9 empty] | N | N
58661 | Sustainable Power Group, LLC | 59964 | Elevation Solar C | CA | Los Angeles | ELVSC | Solar Photovoltaic | PV |  | W | X | X |  |  | 40 |  | 39 | 37 |  | N |  |  | OP | X | 12 | 2016 |  |  | N | IPP Non-CHP | 2 | X | SUN | [9 empty] | N | N
59727 | RE Astoria LLC | 59976 | RE Astoria | CA | Kern | ASTR1 | Solar Photovoltaic | PV |  | S | X | X |  |  | 100 |  | 100 | 100 |  | N |  |  | OP | X | 12 | 2016 |  |  | N | IPP Non-CHP | 2 | X | SUN
59728 | RE Astoria 2 LLC | 59977 | RE Astoria 2 | CA | Kern | ASTR2 | Solar Photovoltaic | PV |  | S | X | X |  |  | 75 |  | 75 | 75 |  | N |  |  | OP | X | 12 | 2016 |  |  | N | IPP Non-CHP | 2 | X | SUN
60496 | Adapture Renewables, Inc. | 59978 | Enerparc CA2, LLC | CA | Glenn | ECA22 | Solar Photovoltaic | PV |  | S | X | X |  |  | 1.5 |  | 1.5 | 1.5 |  | N |  |  | OP | X | 3 | 2016 |  |  | N | IPP Non-CHP | 2 | X | SUN
59736 | Columbia Solar Energy LLC | 59979 | Columbia Solar Energy, LLC | CA | Contra Costa | GEN1 | Solar Photovoltaic | PV |  | S | X | X |  |  | 19.2 |  | 19.2 | 19.2 |  | N |  |  | OP | X | 10 | 2015 |  |  | N | IPP Non-CHP | 2 | X | SUN
17650 | Southern Power Co | 60007 | Morelos del Sol | CA | Kern | MORLS | Solar Photovoltaic | PV |  | W | X | X |  |  | 15 |  | 15 | 15 |  | N |  |  | OP | X | 11 | 2015 |  |  | N | IPP Non-CHP | 2 | X | SUN | [36 empty] | N
63249 | Terraform Arcadia | 60026 | Little Rock Pham Solar | CA | Los Angeles | PV1 | Solar Photovoltaic | PV |  | S | X | X |  |  | 3 |  | 3 | 3 |  | N |  |  | OP | X | 12 | 2015 |  |  | N | IPP Non-CHP | 2 | X | SUN | [9 empty] | N | N
58661 | Sustainable Power Group, LLC | 60027 | Adera Solar | CA | Madera | ADERA | Solar Photovoltaic | PV |  | S | X | X | ADERAG1_7_N001 | ADERAG1_7_N001 | 20 |  | 19 | 19 |  | N |  |  | OP | X | 12 | 2015 |  |  | N | IPP Non-CHP | 2 | X | SUN | [9 empty] | N | N | [25 empty] | N
59773 | SunE Solar XVI Lessor, LLC | 60032 | SunE Rochester | CA | San Bernardino | RCHTR | Solar Photovoltaic | PV |  | S | X | X |  |  | 1 |  | 1 | 1 |  | N |  |  | OP | X | 8 | 2016 |  |  | N | IPP Non-CHP | 2 | X | SUN
61423 | California Flats Solar 130, LLC | 60033 | CA Flats Solar 130, LLC | CA | San Luis Obispo | GEN01 | Solar Photovoltaic | PV |  | S | X | X |  |  | 130 |  | 130 | 130 | 0 | N |  |  | OP | X | 11 | 2017 |  |  | N | IPP Non-CHP | 2 | X | SUN | [12 empty] | 10M | [20 empty] | N |  |  | N
61230 | CD Arevon USA, Inc. | 60034 | CA Flats Solar 150, LLC | CA | San Luis Obispo | GEN01 | Solar Photovoltaic | PV |  | S | X | X |  |  | 150 |  | 150 | 150 |  | N |  |  | OP | X | 2 | 2019 |  |  | N | IPP Non-CHP | 2 | X | SUN
59775 | Solar Star California XXXI, LLC | 60035 | Tequesquite Landfill Solar PV Project | CA | Riverside | RPU1 | Solar Photovoltaic | PV |  | W | X | X |  |  | 7.3 |  | 7.3 | 7.3 | 0 | N |  |  | OP | X | 10 | 2015 |  |  | N | IPP Non-CHP | 2 | X | SUN | [9 empty] | N | N |  | 10M | [23 empty] | N | N | N
59776 | Frontier Solar, LLC | 60039 | Frontier Solar LLC | CA | Stanislaus | FTRS | Solar Photovoltaic | PV |  | S | X | X |  |  | 20 |  | 20 | 18 |  | N |  |  | OP | X | 6 | 2016 |  |  | N | IPP Non-CHP | 2 | X | SUN | [36 empty] | N
61112 | Cuyama Solar, LLC | 60043 | Cuyama Solar, LLC | CA | Santa Barbara | GEN01 | Solar Photovoltaic | PV |  | S | X | X |  |  | 40 |  | 40 | 40 |  | N |  |  | OP | X | 11 | 2017 |  |  | N | IPP Non-CHP | 2 | X | SUN | [9 empty] | N | N
59780 | Golden Hills Wind, LLC | 60049 | Golden Hills Wind | CA | Alameda | GE | Onshore Wind Turbine | WT |  | S | X | X |  |  | 85.9 |  | 85.9 | 85.9 | 0.5 | N |  |  | OP | X | 12 | 2015 |  |  | N | IPP Non-CHP | 2 | X | WND | [9 empty] | N | N | 48 |  |  |  |  | N
59791 | Lindberg Field Solar I LLC | 60060 | Lindberg FIeld Solar | CA | San Diego | SDIA2 | Solar Photovoltaic | PV |  | S | X | X |  |  | 2.1 |  | 1.7 | 1.7 |  | N |  |  | OP | X | 2 | 2016 |  |  | N | IPP Non-CHP | 2 | X | SUN
59791 | Lindberg Field Solar I LLC | 60060 | Lindberg FIeld Solar | CA | San Diego | SDIAA | Solar Photovoltaic | PV |  | S | X | X |  |  | 0.6 |  | 0.5 | 0.5 |  | N |  |  | OP | X | 9 | 2015 |  |  | N | IPP Non-CHP | 2 | X | SUN
59791 | Lindberg Field Solar I LLC | 60060 | Lindberg FIeld Solar | CA | San Diego | SDIAB | Solar Photovoltaic | PV |  | S | X | X |  |  | 0.5 |  | 0.5 | 0.5 |  | N |  |  | OP | X | 12 | 2015 |  |  | N | IPP Non-CHP | 2 | X | SUN
56769 | Consolidated Edison Development Inc. | 60077 | CED Avenal | CA | Kings | AVCA | Solar Photovoltaic | PV |  | S | X | X |  |  | 15.8 |  | 15.8 | 15.8 |  | N |  |  | OP | X | 1 | 2017 |  |  | N | IPP Non-CHP | 2 | X | SUN
56769 | Consolidated Edison Development Inc. | 60078 | CED Ducor 1 | CA | Tulare | DU1CA | Solar Photovoltaic | PV |  | S | X | X |  |  | 20 |  | 20 | 20 |  | N |  |  | OP | X | 12 | 2016 |  |  | N | IPP Non-CHP | 2 | X | SUN
56769 | Consolidated Edison Development Inc. | 60079 | CED Ducor 2 | CA | Tulare | DU2CA | Solar Photovoltaic | PV |  | S | X | X |  |  | 20 |  | 20 | 20 |  | N |  |  | OP | X | 12 | 2016 |  |  | N | IPP Non-CHP | 2 | X | SUN
56769 | Consolidated Edison Development Inc. | 60080 | CED Ducor 3 | CA | Tulare | DU3CA | Solar Photovoltaic | PV |  | S | X | X |  |  | 15 |  | 15 | 15 |  | N |  |  | OP | X | 12 | 2016 |  |  | N | IPP Non-CHP | 2 | X | SUN
56769 | Consolidated Edison Development Inc. | 60081 | CED Ducor 4 | CA | Tulare | DU4CA | Solar Photovoltaic | PV |  | S | X | X |  |  | 20 |  | 20 | 20 |  | N |  |  | OP | X | 12 | 2016 |  |  | N | IPP Non-CHP | 2 | X | SUN
20323 | Wellhead Services, Inc | 60083 | Fresno Solar | CA | Fresno | PV-S | Solar Photovoltaic | PV |  | S | X | X |  |  | 1.5 |  | 1.5 | 1.5 |  | N |  |  | OP | X | 10 | 2015 |  |  | N | IPP Non-CHP | 2 | X | SUN | [9 empty] | N | [26 empty] | N
20323 | Wellhead Services, Inc | 60083 | Fresno Solar | CA | Fresno | PV-W | Solar Photovoltaic | PV |  | S | X | X |  |  | 1.5 |  | 1.5 | 1.5 |  | N |  |  | OP | X | 10 | 2015 |  |  | N | IPP Non-CHP | 2 | X | SUN | [9 empty] | N | [26 empty] | N
60947 | Tesla Inc. | 60085 | AVS Lancaster 1 | CA | Los Angeles | PV1 | Solar Photovoltaic | PV |  | W | X | X |  |  | 3.7 |  | 3.7 | 3.7 |  | N |  |  | OP | X | 12 | 2016 |  |  | N | IPP Non-CHP | 2 | X | SUN
60947 | Tesla Inc. | 60086 | US-TOPCO (Soccer Center) | CA | Los Angeles | PV1 | Solar Photovoltaic | PV |  | W | X | X |  |  | 3 |  | 3 | 3 |  | N |  |  | OP | X | 12 | 2016 |  |  | N | IPP Non-CHP | 2 | X | SUN
61230 | CD Arevon USA, Inc. | 60091 | Kingbird B Solar, LLC | CA | Kern | GEN01 | Solar Photovoltaic | PV |  | J | X | X |  |  | 20 |  | 20 | 20 |  | N |  |  | OP | X | 4 | 2016 |  |  | N | IPP Non-CHP | 2 | X | SUN
59843 | Blythe Solar II, LLC | 60092 | Blythe Solar II, LLC | CA | Riverside | BLCK4 | Solar Photovoltaic | PV |  | S | X | X |  |  | 33.2 |  | 33.2 | 33.2 |  | N |  |  | OP | X | 7 | 2016 |  |  | N | IPP Non-CHP | 2 | X | SUN | [9 empty] | N | N | 0 | [24 empty] | N
59843 | Blythe Solar II, LLC | 60092 | Blythe Solar II, LLC | CA | Riverside | BLCK5 | Solar Photovoltaic | PV |  | S | X | X |  |  | 33.9 |  | 33.9 | 33.9 |  | N |  |  | OP | X | 8 | 2016 |  |  | N | IPP Non-CHP | 2 | X | SUN | [9 empty] | N | N | [25 empty] | N
59843 | Blythe Solar II, LLC | 60092 | Blythe Solar II, LLC | CA | Riverside | BLCK6 | Solar Photovoltaic | PV |  | S | X | X |  |  | 32 |  | 32 | 32 |  | N |  |  | OP | X | 9 | 2016 |  |  | N | IPP Non-CHP | 2 | X | SUN | [9 empty] | N | N | [25 empty] | N
59843 | Blythe Solar II, LLC | 60092 | Blythe Solar II, LLC | CA | Riverside | BLCK7 | Solar Photovoltaic | PV |  | S | X | X |  |  | 32.1 |  | 32.1 | 32.1 |  | N |  |  | OP | X | 10 | 2016 |  |  | N | IPP Non-CHP | 2 | X | SUN | [9 empty] | N | N | [25 empty] | N
59842 | Blythe Solar 110, LLC | 60093 | Blythe Solar 110, LLC | CA | Riverside | BLCK1 | Solar Photovoltaic | PV |  | S | X | X |  |  | 38.7 |  | 38.7 | 38.7 |  | N |  |  | OP | X | 3 | 2016 |  |  | N | IPP Non-CHP | 2 | X | SUN | [9 empty] | N | N | 0 | [24 empty] | N
59842 | Blythe Solar 110, LLC | 60093 | Blythe Solar 110, LLC | CA | Riverside | BLCK2 | Solar Photovoltaic | PV |  | S | X | X |  |  | 36.3 |  | 36.3 | 36.3 |  | N |  |  | OP | X | 4 | 2016 |  |  | N | IPP Non-CHP | 2 | X | SUN | [9 empty] | N | N | [25 empty] | N
59842 | Blythe Solar 110, LLC | 60093 | Blythe Solar 110, LLC | CA | Riverside | BLCK3 | Solar Photovoltaic | PV |  | S | X | X |  |  | 34.8 |  | 34.8 | 34.8 |  | N |  |  | OP | X | 4 | 2016 |  |  | N | IPP Non-CHP | 2 | X | SUN | [9 empty] | N | N | [25 empty] | N
59844 | Blythe Solar III, LLC | 60094 | Blythe Solar III, LLC Hybrid | CA | Riverside | BLSL3 | Solar Photovoltaic | PV |  | S | X | X |  |  | 136.8 |  | 136.8 | 136.8 |  | N |  |  | OP | X | 5 | 2020 |  |  | N | IPP Non-CHP | 2 | X | SUN | [9 empty] | N
59845 | Blythe Solar IV, LLC | 60095 | Blythe Solar IV, LLC | CA | Riverside | BLS4A | Solar Photovoltaic | PV |  | S | X | X |  |  | 68.7 |  | 68.7 | 68.7 |  | N |  |  | OP | X | 11 | 2020 |  |  | N | IPP Non-CHP | 2 | X | SUN | [9 empty] | N
59845 | Blythe Solar IV, LLC | 60095 | Blythe Solar IV, LLC | CA | Riverside | BLS4B | Solar Photovoltaic | PV |  | S | X | X |  |  | 68.7 |  | 68.7 | 68.7 |  | N |  |  | OP | X | 11 | 2020 |  |  | N | IPP Non-CHP | 2 | X | SUN | [9 empty] | N
59849 | Dinuba Energy | 60100 | Dinuba Energy | CA | Tulare | G-1 | Wood/Wood Waste Biomass | ST |  | S | X | X |  | DINUBAE_7_B2 | 11.5 | 0.85 | 11.5 | 11.5 | 5 | N |  |  | SB | Y | 10 | 1985 |  |  | N | IPP Non-CHP | 2 | X | WDS | AB |  |  |  |  | NG |  |  |  | N | N |  | OVER | [23 empty] | Y | Y | N
59892 | UCI Fuel Cell, LLC | 60120 | UCI Fuel Cell | CA | Orange | MB-16 | Other Natural Gas | FC |  | S | X | X | VILLAPK_2_NO29 |  | 1.4 |  | 1.4 | 1.4 | 0.6 | N |  |  | OP | X | 12 | 2015 |  |  | Y | IPP CHP | 3 | T | NG | [9 empty] | N | N |  | OVER | [23 empty] | N
61012 | AES Distributed Energy | 60142 | Lemoore 1 | CA | Kings | LEPV1 | Solar Photovoltaic | PV |  | S | X | X |  |  | 1.5 |  | 1.5 | 1.5 |  | N |  |  | OP | X | 2 | 2016 |  |  | N | IPP Non-CHP | 2 | X | SUN
57104 | Golden Springs Development Company LLC | 60151 | Building F | CA | Los Angeles | BLDGF | Solar Photovoltaic | PV |  | S | X | X |  |  | 1.3 |  | 1.3 | 1.3 |  | N |  |  | OP | X | 11 | 2016 |  |  | N | IPP Non-CHP | 2 | X | SUN
57104 | Golden Springs Development Company LLC | 60153 | Building G | CA | Los Angeles | BLDGG | Solar Photovoltaic | PV |  | S | X | X |  |  | 1.2 |  | 1.2 | 1.2 |  | N |  |  | OP | X | 9 | 2016 |  |  | N | IPP Non-CHP | 2 | X | SUN
57104 | Golden Springs Development Company LLC | 60154 | Buidling L | CA | Los Angeles | BLDG1 | Solar Photovoltaic | PV |  | S | X | X |  |  | 1 |  | 1 | 1 |  | N |  |  | OP | X | 11 | 2016 |  |  | N | IPP Non-CHP | 2 | X | SUN
57104 | Golden Springs Development Company LLC | 60182 | Dulles | CA | Riverside | DULLE | Solar Photovoltaic | PV |  | S | X | X |  |  | 2 |  | 2 | 2 |  | N |  |  | OP | X | 9 | 2016 |  |  | N | IPP Non-CHP | 2 | X | SUN
57104 | Golden Springs Development Company LLC | 60183 | Freeway Springs | CA | Los Angeles | FSPRI | Solar Photovoltaic | PV |  | S | X | X |  |  | 2 |  | 2 | 2 |  | N |  |  | OP | X | 10 | 2016 |  |  | N | IPP Non-CHP | 2 | X | SUN
58661 | Sustainable Power Group, LLC | 60185 | Solverde 1 | CA | Los Angeles | SOLV1 | Solar Photovoltaic | PV |  | S | X | X |  |  | 85 |  | 81 | 78 |  | N |  |  | OP | X | 12 | 2016 |  |  | N | IPP Non-CHP | 2 | X | SUN | [9 empty] | N | N
58661 | Sustainable Power Group, LLC | 60186 | Antelope DSR 1 | CA | Los Angeles | DSR1 | Solar Photovoltaic | PV |  | S | X | X |  |  | 50 |  | 48 | 46 |  | N |  |  | OP | X | 12 | 2016 |  |  | N | IPP Non-CHP | 2 | X | SUN | [9 empty] | N | N
58661 | Sustainable Power Group, LLC | 60187 | Antelope DSR 2 | CA | Los Angeles | DSR2 | Solar Photovoltaic | PV |  | S | X | X |  |  | 5 |  | 5 | 5 |  | N |  |  | OP | X | 12 | 2016 |  |  | N | IPP Non-CHP | 2 | X | SUN | [9 empty] | N | N
59969 | Whitethorn Solar LLC | 60193 | Whitethorn Solar LLC | CA | Alameda | GEN1 | Solar Photovoltaic | PV |  | S | X | X |  |  | 3.3 |  | 3.3 | 3.3 |  | N |  |  | OP | X | 2 | 2016 |  |  | N | IPP Non-CHP | 2 | X | SUN | [36 empty] | N
60004 | Strata Roof 1, LLC | 60219 | Strata Roof 1 | CA | Sacramento | UNIT1 | Solar Photovoltaic | PV |  | S | X | X |  |  | 1 |  | 1 | 0.6 |  | N |  |  | OP | X | 5 | 2013 |  |  | N | IPP Non-CHP | 2 | X | SUN
60003 | Zero Waste Energy Development Company LLC | 60220 | Zero Waste Energy Development Co LLC | CA | Santa Clara | ZWED1 | Other Waste Biomass | IC | 1 | S | X | X | np15 | np15 | 0.8 | 1 | 0.8 | 0.8 | 0.5 | N |  |  | OP | X | 2 | 2015 |  |  | Y | IPP CHP | 3 | T | OBG | [9 empty] | N | N |  | 10M | [20 empty] | N |  |  | N | N | N
60003 | Zero Waste Energy Development Company LLC | 60220 | Zero Waste Energy Development Co LLC | CA | Santa Clara | ZWED2 | Other Waste Biomass | IC | 1 | S | X | X | np15 | np15 | 0.8 | 1 | 0.8 | 0.8 | 0.8 | N |  |  | OP | X | 2 | 2015 |  |  | N | IPP CHP | 3 | X | OBG | [9 empty] | N | N |  | 10M | [20 empty] | N |  |  | N | N | N
57128 | Bloom Energy | 60223 | Equinix San Jose | CA | Santa Clara | EQXOO | Other Natural Gas | FC |  | W | X | X |  |  | 1.1 |  | 1 | 1 | 0.1 | N |  |  | OP | X | 11 | 2015 |  |  | N | IPP Non-CHP | 2 | X | NG | [9 empty] | N | N |  | OVER
57128 | Bloom Energy | 60224 | Intel Santa Clara | CA | Santa Clara | NTL00 | Other Natural Gas | FC |  | W | X | X |  |  | 1.1 |  | 1 | 1 | 0.1 | N |  |  | OP | X | 1 | 2015 |  |  | N | IPP Non-CHP | 2 | X | NG | [9 empty] | N | N |  | OVER
60413 | Rancho Seco Solar, LLC | 60226 | Rancho Seco Solar, LLC | CA | Sacramento | GEN01 | Solar Photovoltaic | PV |  | S | X | X |  |  | 10.8 |  | 10.8 | 10.8 |  | N |  |  | OP | X | 8 | 2016 |  |  | N | IPP Non-CHP | 2 | X | SUN | [9 empty] | N | N | [25 empty] | N
60947 | Tesla Inc. | 60231 | Genentech-Oceanside Hybrid | CA | San Diego | BA1 | Batteries | BA |  | W | X | X |  |  | 2 |  | 2 | 2 | 1 | N |  |  | OP | X | 4 | 2016 |  |  | N | IPP Non-CHP | 2 | X | MWH | [12 empty] | 10M
60947 | Tesla Inc. | 60231 | Genentech-Oceanside Hybrid | CA | San Diego | PV1 | Solar Photovoltaic | PV |  | W | X | X |  |  | 4.5 |  | 4.5 | 4.5 |  | N |  |  | OP | X | 4 | 2016 |  |  | N | IPP Non-CHP | 2 | X | SUN
17650 | Southern Power Co | 60233 | RE Garland | CA | Kern | PV2 | Solar Photovoltaic | PV |  | W | X | X |  |  | 185.1 |  | 180 | 180 |  | N |  |  | OP | X | 11 | 2016 |  |  | N | IPP Non-CHP | 2 | X | SUN | [36 empty] | N
58468 | Dominion Renewable Energy | 60237 | Midway Solar Farm II | CA | Imperial | MSF2 | Solar Photovoltaic | PV |  | S | X | X |  |  | 30 |  | 30 | 30 |  | N |  |  | OP | X | 5 | 2017 |  |  | N | IPP Non-CHP | 2 | X | SUN
59050 | Algonquin Power Co | 60242 | Algonquin SKIC 10 Solar, LLC | CA | Kern | SKI10 | Solar Photovoltaic | PV |  | S | X | X |  |  | 10 |  | 10 | 10 |  | N |  |  | OP | X | 1 | 2017 |  |  | N | IPP Non-CHP | 2 | X | SUN
60038 | Silicon Valley Clean Water | 60249 | Silicon Valley Clean Water | CA | San Mateo | BES | Batteries | BA |  | S | X | X |  |  | 1 |  | 1 | 1 | 0.1 | N |  |  | OP | X | 11 | 2020 |  |  | N | IPP CHP | 3 | X | MWH | [9 empty] | N |  |  | 10M | [23 empty] | N
60038 | Silicon Valley Clean Water | 60249 | Silicon Valley Clean Water | CA | San Mateo | CGN | Other Waste Biomass | IC |  | S | X | X |  |  | 1.2 | 0.9 | 1.2 | 1.2 | 0.6 | N |  |  | OP | X | 3 | 2015 |  |  | Y | IPP CHP | 3 | T | OBG | NG | [8 empty] | N | N |  | 1H | [23 empty] | Y | Y | N
12397 | Metropolitan Water District of S CA | 60255 | Weymouth Solar Plant | CA | Los Angeles | 1 | Solar Photovoltaic | PV |  | S | X | X |  |  | 2 |  | 2 | 2 |  | N |  |  | OP | X | 6 | 2016 |  |  | N | Electric Utility | 1 | X | SUN
12397 | Metropolitan Water District of S CA | 60255 | Weymouth Solar Plant | CA | Los Angeles | 2 | Solar Photovoltaic | PV |  | S | X | X |  |  | 1 |  | 1 | 1 |  | N |  |  | OP | X | 6 | 2016 |  |  | N | Electric Utility | 1 | X | SUN
60067 | Westside Assets LLC | 60275 | Westside Solar Power PV1 | CA | Kings | WSPV1 | Solar Photovoltaic | PV |  | S | X | X |  |  | 2 |  | 2 | 2 |  | N |  |  | OP | X | 5 | 2016 |  |  | N | IPP Non-CHP | 2 | X | SUN
60059 | ZGlobal Inc | 60277 | Castor Solar | CA | Kern | CASTR | Solar Photovoltaic | PV |  | W | X | X |  |  | 1.5 |  | 1.5 | 1.5 |  | N |  |  | OP | X | 4 | 2016 |  |  | N | IPP Non-CHP | 2 | X | SUN | [9 empty] | N | N
58661 | Sustainable Power Group, LLC | 60279 | Antelope Big Sky Ranch | CA | Los Angeles | ABSR | Solar Photovoltaic | PV |  | S | X | X |  |  | 20 |  | 19 | 19 |  | N |  |  | OP | X | 8 | 2016 |  |  | N | IPP Non-CHP | 2 | X | SUN | [9 empty] | N | N
58661 | Sustainable Power Group, LLC | 60280 | Summer Solar LLC | CA | Los Angeles | SUMSL | Solar Photovoltaic | PV |  | S | X | X |  |  | 20 |  | 19 | 19 |  | N |  |  | OP | X | 7 | 2016 |  |  | N | IPP Non-CHP | 2 | X | SUN | [9 empty] | N | N
63250 | Central Antelope Dry Ranch B LLC | 60281 | Central Antelope Dry Ranch B LLC | CA | Los Angeles | CADRB | Solar Photovoltaic | PV |  | S | X | X |  |  | 3 |  | 3 | 3 |  | N |  |  | OP | X | 9 | 2017 |  |  | N | IPP Non-CHP | 2 | X | SUN
60412 | Portal Ridge Solar, LLC | 60310 | Portal Ridge Solar B, LLC | CA | Los Angeles | GEN01 | Solar Photovoltaic | PV |  | S | X | X |  |  | 20 |  | 20 | 20 |  | N |  |  | OP | X | 2 | 2017 |  |  | N | IPP Non-CHP | 2 | X | SUN | [36 empty] | N
60412 | Portal Ridge Solar, LLC | 60311 | Portal Ridge Solar C, LLC | CA | Los Angeles | GEN01 | Solar Photovoltaic | PV |  | S | X | X |  |  | 11.4 |  | 11.4 | 11.4 |  | N |  |  | OP | X | 2 | 2017 |  |  | N | IPP Non-CHP | 2 | X | SUN | [36 empty] | N
60025 | Greenbacker Renewable Energy Corporation | 60315 | Midway Solar Farm III | CA | Imperial | MSF3 | Solar Photovoltaic | PV |  | S | X | X |  |  | 20 |  | 20 | 20 |  | N |  |  | OP | X | 9 | 2018 |  |  | N | IPP Non-CHP | 2 | X | SUN
61672 | Willow Spring Solar LLC | 60324 | Willow Spring Solar, LLC | CA | Kern | GEN01 | Solar Photovoltaic | PV |  | S | X | X |  |  | 107.9 | 1 | 107.9 | 107.9 |  | N |  |  | OP | X | 1 | 2019 |  |  | N | IPP Non-CHP | 2 | X | SUN
60118 | 83WI 8ME, LLC | 60336 | Midway Solar Farm 1 | CA | Imperial | MSF1 | Solar Photovoltaic | PV |  | S | X | X |  |  | 50 |  | 50 | 50 |  | N |  |  | OP | X | 1 | 2018 |  |  | N | IPP Non-CHP | 2 | X | SUN | [9 empty] | N | [26 empty] | N
60182 | SRJFC, LLC | 60385 | Santa Rita Jail Fuel Cell | CA | Alameda | MB-18 | Other Natural Gas | FC |  | S | X | X | TESSUB_2_N001 |  | 1.4 |  | 1.4 | 1.4 | 0.6 | N |  |  | OP | X | 12 | 2016 |  |  | Y | IPP CHP | 3 | T | NG | [9 empty] | N | N |  | OVER | [23 empty] | N
17650 | Southern Power Co | 60386 | RE Garland A | CA | Kern | PV1 | Solar Photovoltaic | PV |  | W | X | X |  |  | 20.2 |  | 20 | 20 |  | N |  |  | OP | X | 9 | 2016 |  |  | N | IPP Non-CHP | 2 | X | SUN | [36 empty] | N
60191 | RE Barren Ridge 1, LLC | 60389 | RE Barren Ridge 1 | CA | Kern | REBR1 | Solar Photovoltaic | PV |  | S | X | X |  |  | 60 |  | 60 | 60 |  | N |  |  | OP | X | 8 | 2016 |  |  | N | IPP Non-CHP | 2 | X | SUN
58135 | Ecos Energy LLC | 60412 | Munro Valley Solar | CA | Inyo | MUN | Solar Photovoltaic | PV |  | S | X | X |  |  | 4 |  | 4 | 4 |  | N |  |  | OP | X | 10 | 2016 |  |  | N | IPP Non-CHP | 2 | X | SUN
60206 | Solar Star California XL, LLC | 60426 | RCWD PV Project | CA | Riverside | RCWD | Solar Photovoltaic | PV |  | W | X | X |  |  | 5 |  | 4.1 | 2.7 |  | N |  |  | OP | X | 6 | 2016 |  |  | N | IPP Non-CHP | 2 | X | SUN
58540 | California PV Energy LLC | 60428 | CA Dept of Public Health at Richmond | CA | Contra Costa | PV1 | Solar Photovoltaic | PV |  | S | X | X |  |  | 2.2 |  | 2.2 | 2.2 |  | N |  |  | OP | X | 1 | 2017 |  |  | N | IPP Non-CHP | 2 | X | SUN | [36 empty] | N
63249 | Terraform Arcadia | 60446 | E&B Resources | CA | Kern | PVEB | Solar Photovoltaic | PV |  | S | X | X |  |  | 1 |  | 1 | 1 |  | N |  |  | OP | X | 12 | 2013 |  |  | N | IPP Non-CHP | 2 | X | SUN | [9 empty] | N | N
63249 | Terraform Arcadia | 60450 | Corcoran | CA | Kings | PVCR | Solar Photovoltaic | PV |  | S | X | X |  |  | 1.1 |  | 1.1 | 1.1 |  | N |  |  | OP | X | 1 | 2014 |  |  | N | IPP Non-CHP | 2 | X | SUN
58661 | Sustainable Power Group, LLC | 60474 | Bayshore Solar B, LLC | CA | Los Angeles | BSHRB | Solar Photovoltaic | PV |  | W | X | X |  |  | 20 |  | 20 | 20 |  | N |  |  | OP | X | 12 | 2017 |  |  | N | IPP Non-CHP | 2 | X | SUN | [9 empty] | N | N | [25 empty] | N
58661 | Sustainable Power Group, LLC | 60475 | Bayshore Solar C, LLC | CA | Los Angeles | BSHRC | Solar Photovoltaic | PV |  | W | X | X |  |  | 20 |  | 20 | 20 |  | N |  |  | OP | X | 12 | 2017 |  |  | N | IPP Non-CHP | 2 | X | SUN | [9 empty] | N | N | [25 empty] | N
58661 | Sustainable Power Group, LLC | 60481 | Bayshore Solar A, LLC | CA | Los Angeles | BSHRA | Solar Photovoltaic | PV |  | W | X | X |  |  | 20 |  | 20 | 20 |  | N |  |  | OP | X | 12 | 2017 |  |  | N | IPP Non-CHP | 2 | X | SUN | [9 empty] | N | N | [25 empty] | N
60271 | Longboat Solar, LLC | 60485 | Longboat Solar, LLC | CA | San Bernardino | PV1 | Solar Photovoltaic | PV |  | S | X | X |  |  | 20 |  | 20 | 20 |  | N |  |  | OP | X | 12 | 2016 |  |  | N | IPP Non-CHP | 2 | X | SUN | [36 empty] | N
60277 | 54 KR 8me LLC | 60490 | Redwood 4 Solar Farm | CA | Kern | RW4SF | Solar Photovoltaic | PV |  | S | X | X |  |  | 20 |  | 20 | 20 |  | N |  |  | OP | X | 12 | 2017 |  |  | N | IPP Non-CHP | 2 | X | SUN | [9 empty] | N | N |  | 10M | [23 empty] | N
60278 | 64KT 8me LLC | 60491 | Springbok 3 Solar Farm Hybrid | CA | Kern | SB3BS | Batteries | BA |  | S | X | X |  |  | 1.5 |  | 1.5 | 1.5 | 0.1 | N |  |  | OP | X | 7 | 2019 |  |  | N | IPP Non-CHP | 2 | X | MWH | [12 empty] | 10M
60278 | 64KT 8me LLC | 60491 | Springbok 3 Solar Farm Hybrid | CA | Kern | SB3SF | Solar Photovoltaic | PV |  | S | X | X |  |  | 90 |  | 90 | 90 | 1 | N |  |  | OP | X | 7 | 2019 |  |  | N | IPP Non-CHP | 2 | X | SUN | [9 empty] | N | N |  | 10M | [23 empty] | N
59462 | Heelstone Energy Holdings, LLC | 60509 | Valley Center | CA | San Diego | PV1 | Solar Photovoltaic | PV |  | S | X | X |  |  | 3 |  | 2.3 | 2.3 |  | N |  |  | OP | X | 12 | 2016 |  |  | N | IPP Non-CHP | 2 | X | SUN | [9 empty] | N | N | [25 empty] | N
59462 | Heelstone Energy Holdings, LLC | 60516 | Granger | CA | San Diego | PV1 | Solar Photovoltaic | PV |  | S | X | X |  |  | 3 |  | 3 | 3 |  | N |  |  | OP | X | 9 | 2016 |  |  | N | IPP Non-CHP | 2 | X | SUN | [9 empty] | N | N | [25 empty] | N
60307 | NRG Solar Blythe II LLC | 60558 | Solar Blythe 2 | CA | Riverside | PV1 | Solar Photovoltaic | PV |  | W | X | X |  |  | 20 |  | 20 | 20 |  | N |  |  | OP | X | 4 | 2017 |  |  | N | IPP Non-CHP | 2 | X | SUN
60336 | SDGE Batteries | 60565 | Borrego Springs Energy Storage | CA | San Diego | SES1 | Batteries | BA |  | S | X | X |  |  | 0.5 |  | 0.5 | 0.5 | 0.1 | N |  |  | OP | X | 12 | 2012 |  |  | N | Electric Utility | 1 | X | MWH | [12 empty] | 1H
60336 | SDGE Batteries | 60565 | Borrego Springs Energy Storage | CA | San Diego | SES2 | Batteries | BA |  | S | X | X |  |  | 1 |  | 1 | 1 | 0.1 | N |  |  | OP | X | 2 | 2014 |  |  | N | Electric Utility | 1 | X | MWH | [12 empty] | 1H
60336 | SDGE Batteries | 60566 | Pala Energy Storage Yard | CA | San Diego | SES1 | Batteries | BA |  | S | X | X |  |  | 0.5 |  | 0.5 | 0.5 | 0.1 | N |  |  | OP | X | 12 | 2012 |  |  | N | Electric Utility | 1 | X | MWH | [9 empty] | N | N |  | 1H | [20 empty] | N |  |  | N | N | N
60336 | SDGE Batteries | 60566 | Pala Energy Storage Yard | CA | San Diego | SES2 | Batteries | BA |  | S | X | X |  |  | 1 |  | 1 | 1 | 0.1 | N |  |  | OP | X | 8 | 2015 |  |  | N | Electric Utility | 1 | X | MWH | [9 empty] | N | N |  | 1H | [20 empty] | N |  |  | N | N | N
60336 | SDGE Batteries | 60567 | Ortega Highway Energy Storage | CA | Orange | SES1 | Batteries | BA |  | S | X | X |  |  | 1 |  | 1 | 1 | 0.1 | N |  |  | OP | X | 5 | 2015 |  |  | N | Electric Utility | 1 | X | MWH | [12 empty] | 1H | [20 empty] | N |  |  | N | N | N
60336 | SDGE Batteries | 60567 | Ortega Highway Energy Storage | CA | Orange | SES2 | Batteries | BA |  | S | X | X |  |  | 1 |  | 1 | 1 | 0.1 | N |  |  | OP | X | 10 | 2015 |  |  | N | Electric Utility | 1 | X | MWH | [12 empty] | 1H | [20 empty] | N |  |  | N | N | N
60336 | SDGE Batteries | 60568 | Canyon Crest Academy | CA | San Diego | SES | Batteries | BA |  | S | X | X |  |  | 1 |  | 1 | 1 | 0.1 | N |  |  | OP | X | 10 | 2014 |  |  | N | Electric Utility | 1 | X | MWH | [12 empty] | 1H
16609 | San Diego Gas & Electric Co | 60569 | El Cajon Energy Storage | CA | San Diego | SES | Batteries | BA |  | S | X | X |  |  | 7.5 |  | 7.5 | 7.5 | 1 | N |  |  | OP | X | 2 | 2017 |  |  |  | Electric Utility | 1 | X | MWH | [12 empty] | 10M | [23 empty] | N
16609 | San Diego Gas & Electric Co | 60570 | Escondido Energy Storage | CA | San Diego | SES | Batteries | BA |  | S | X | X |  |  | 30 |  | 30 | 30 | 1 | N |  |  | OP | X | 3 | 2017 |  |  |  | Electric Utility | 1 | X | MWH | [12 empty] | 1H
16764 | City of San Diego | 60571 | North City - Landfill Gas Engine North | CA | San Diego | NCEP | Landfill Gas | IC |  | S | X | X |  |  | 1.6 | 0.8 | 1.4 | 1.5 | 1.2 | N |  |  | OP | X | 11 | 2013 |  |  | N | Commercial Non-CHP | 4 | X | LFG | [9 empty] | N | N |  | 10M | [23 empty] | N | N | N
60352 | Golden Fields Solar I, LLC | 60590 | Golden Fields Solar I, LLC | CA | Kern | RS1 | Solar Photovoltaic | PV |  | S | X | X |  |  | 54 |  | 54 | 54 |  | N |  |  | OP | X | 12 | 2016 |  |  | N | IPP Non-CHP | 2 | X | SUN | [9 empty] | N | N | [25 empty] | N
60353 | Solar Star California, XLI, LLC | 60591 | Solar Star California, XLI, LLC | CA | Kern | RS1 | Solar Photovoltaic | PV |  | S | X | X |  |  | 54 |  | 54 | 54 |  | N |  |  | OP | X | 12 | 2016 |  |  | N | IPP Non-CHP | 2 | X | SUN | [9 empty] | N | N | [25 empty] | N
2770 | Terra-Gen Operating Co-Wind | 60594 | Voyager Wind I | CA | Kern | VYGR1 | Onshore Wind Turbine | WT |  | S | X | X |  |  | 131.1 |  | 131.1 | 131.1 | 0 | N |  |  | OP | X | 12 | 2019 |  |  | N | IPP Non-CHP | 2 | X | WND | [9 empty] | N | N | 38
17609 | Southern California Edison Co | 60661 | Mira Loma Energy Storage Facility | CA | San Bernardino | 013A | Batteries | BA |  | S | X | X |  |  | 10 |  | 10 | 10 | 0 | N |  |  | OP | X | 12 | 2016 |  |  | N | Electric Utility | 1 | X | MWH | [12 empty] | 10M | [23 empty] | N | N
17609 | Southern California Edison Co | 60661 | Mira Loma Energy Storage Facility | CA | San Bernardino | 013B | Batteries | BA |  | S | X | X |  |  | 10 |  | 10 | 10 | 0 | N |  |  | OP | X | 12 | 2016 |  |  | N | Electric Utility | 1 | X | MWH | [12 empty] | 10M | [23 empty] | N | N
60399 | GASNA 6P, LLC | 60678 | San Joaquin Solar | CA | Fresno | SJ1A | Solar Photovoltaic | PV |  | S | X | X |  |  | 19.8 |  | 18.5 | 18.5 |  | N |  |  | OP | X | 10 | 2018 |  |  | N | IPP Non-CHP | 2 | X | SUN
60399 | GASNA 6P, LLC | 60678 | San Joaquin Solar | CA | Fresno | SJ1B | Solar Photovoltaic | PV |  | S | X | X |  |  | 1.5 |  | 1.5 | 1.5 |  | N |  |  | OP | X | 7 | 2019 |  |  | N | IPP Non-CHP | 2 | X | SUN
20323 | Wellhead Services, Inc | 60698 | Stanton Energy Reliability Center Hybrid | CA | Orange | BESS1 | Batteries | BA |  | S | X | X |  |  | 10 |  | 10 | 10 | 0 | N |  |  | OP | X | 8 | 2020 |  |  | N | IPP Non-CHP | 2 | X | MWH | [12 empty] | 10M
20323 | Wellhead Services, Inc | 60698 | Stanton Energy Reliability Center Hybrid | CA | Orange | BESS2 | Batteries | BA |  | S | X | X |  |  | 10 |  | 10 | 10 | 0 | N |  |  | OP | X | 8 | 2020 |  |  | N | IPP Non-CHP | 2 | X | MWH | [12 empty] | 10M
20323 | Wellhead Services, Inc | 60698 | Stanton Energy Reliability Center Hybrid | CA | Orange | GT1 | Natural Gas Fired Combustion Turbine | GT |  | J | X | X |  |  | 70.5 | 0.85 | 70.5 | 70.5 | 0 | N |  |  | OP | X | 7 | 2020 |  |  | N | IPP Non-CHP | 2 | X | NG | [12 empty] | 10M | [23 empty] | N
20323 | Wellhead Services, Inc | 60698 | Stanton Energy Reliability Center Hybrid | CA | Orange | GT2 | Natural Gas Fired Combustion Turbine | GT |  | J | X | X |  |  | 70.5 | 0.85 | 70.5 | 70.5 | 0 | N |  |  | OP | X | 7 | 2020 |  |  | N | IPP Non-CHP | 2 | X | NG | [12 empty] | 10M | [23 empty] | N
61012 | AES Distributed Energy | 60744 | SEPV Imperial Dixieland West | CA | Imperial | SESI2 | Solar Photovoltaic | PV |  | S | X | X |  |  | 3 |  | 2.9 | 2.4 |  | N |  |  | OP | X | 12 | 2016 |  |  | N | IPP Non-CHP | 2 | X | SUN | [36 empty] | N
61012 | AES Distributed Energy | 60745 | SEPV Imperial Dixieland East | CA | Imperial | SESI1 | Solar Photovoltaic | PV |  | S | X | X |  |  | 2 |  | 1.9 | 1.6 |  | N |  |  | OP | X | 12 | 2016 |  |  | N | IPP Non-CHP | 2 | X | SUN | [9 empty] | N | N | [25 empty] | N
61198 | esVolta LP | 60760 | Millikan BESS | CA | Orange | PE101 | Batteries | BA |  | S | X | X | SANTIAGO_6_N026 | SANTIAGO_6_N026 | 2 |  | 2 | 2 | 0 | N |  |  | OP | X | 12 | 2016 |  |  | N | IPP Non-CHP | 2 | X | MWH | [9 empty] | N | N |  | 10M | [23 empty] | N
61944 | Goldman Sachs Renewable Power Group | 60777 | American Kings Solar, LLC | CA | Kings | GEN01 | Solar Photovoltaic | PV |  | S | X | X |  |  | 128 |  | 128 | 128 |  | N |  |  | OP | X | 12 | 2020 |  |  | N | IPP Non-CHP | 2 | X | SUN
60455 | PVN Milliken, LLC | 60790 | PVN Milliken, LLC | CA | San Bernardino | PV | Solar Photovoltaic | PV |  | S | X | X |  |  | 3 |  | 3 | 3 |  | N |  |  | OP | X | 6 | 2017 | 7 | 2047 | N | IPP Non-CHP | 2 | X | SUN
796 | Arizona Electric Pwr Coop Inc | 60791 | SunAnza | CA | Riverside | ANZA1 | Solar Photovoltaic | PV |  | W | X | X |  |  | 2 |  | 2 | 2 |  | N |  |  | OP | X | 9 | 2017 |  |  | N | Electric Utility | 1 | X | SUN
796 | Arizona Electric Pwr Coop Inc | 60791 | SunAnza | CA | Riverside | ANZA2 | Solar Photovoltaic | PV |  | W | X | X |  |  | 1.4 |  | 1.4 | 1.4 |  | N |  |  | OP | X | 12 | 2020 |  |  | N | Electric Utility | 1 | X | SUN
60496 | Adapture Renewables, Inc. | 60813 | Cloverdale Solar Center | CA | Sonoma | ECA02 | Solar Photovoltaic | PV |  | S | X | X |  |  | 1 |  | 1 | 1 |  | N |  |  | OP | X | 5 | 2019 |  |  | N | IPP Non-CHP | 2 | X | SUN
60947 | Tesla Inc. | 60824 | Valley Sanitary District WTP Solar | CA | Riverside | PV1 | Solar Photovoltaic | PV |  | W | X | X |  |  | 1 |  | 1 | 1 |  | N |  |  | OP | X | 12 | 2016 |  |  | N | IPP Non-CHP | 2 | X | SUN
60495 | Sunpin Holdings, LLC | 60825 | Colgreen North Shore Solar Farm | CA | Riverside | CNS1 | Solar Photovoltaic | PV |  | S | X | X |  |  | 74.8 |  | 74.8 | 74.8 |  | N |  |  | OP | X | 12 | 2018 |  |  | N | IPP Non-CHP | 2 | X | SUN | [9 empty] | N | N | [25 empty] | N
60947 | Tesla Inc. | 60844 | Genentech Vacaville Meter #1 | CA | Solano | PV1 | Solar Photovoltaic | PV |  | W | X | X |  |  | 3.8 |  | 3.8 | 3.8 |  | N |  |  | OP | X | 5 | 2017 |  |  | N | IPP Non-CHP | 2 | X | SUN
60947 | Tesla Inc. | 60844 | Genentech Vacaville Meter #1 | CA | Solano | PV2 | Solar Photovoltaic | PV |  | W | X | X |  |  | 2.3 |  | 2.3 | 2.3 |  | N |  |  | OP | X | 5 | 2017 |  |  | N | IPP Non-CHP | 2 | X | SUN
60947 | Tesla Inc. | 60846 | US GSA - Sacramento | CA | Sacramento | PV1 | Solar Photovoltaic | PV |  | W | X | X |  |  | 1.1 |  | 1.1 | 1.1 |  | N |  |  | OP | X | 3 | 2018 |  |  | N | IPP Non-CHP | 2 | X | SUN
60518 | California PV Energy 2, LLC | 60861 | Dept of General Services -FTB | CA | Sacramento | PV1 | Solar Photovoltaic | PV |  | S | X | X |  |  | 2.7 |  | 2.7 | 2.7 |  | N |  |  | OP | X | 7 | 2017 |  |  | N | IPP Non-CHP | 2 | X | SUN
60525 | Solar Star California, XLIV, LLC | 60869 | Solar Star California, XLIV, LLC | CA | Los Angeles | PB1 | Solar Photovoltaic | PV |  | S | X | X |  |  | 9.5 |  | 9.5 | 9.5 |  | N |  |  | OP | X | 12 | 2016 |  |  | N | IPP Non-CHP | 2 | X | SUN | [9 empty] | N | N | [25 empty] | N
60991 | Westmont Solar, LLC | 60914 | Westmont 300B | CA | Los Angeles | W5328 | Solar Photovoltaic | PV |  | S | X | X |  |  | 3 |  | 2.3 | 1.5 |  | N |  |  | OP | X | 12 | 2016 |  |  | N | IPP Non-CHP | 2 | X | SUN | [9 empty] | N | [26 empty] | N
60572 | AlsoEnergy | 60918 | Verwey-Hanford Dairy Digester #1 | CA | Kings | 00003 | Other Waste Biomass | IC |  | S | X | X |  |  | 1 | 1 | 1 | 1 | 0.1 | N |  |  | OP | X | 10 | 2016 |  |  | N | IPP Non-CHP | 2 | X | OBG | [10 empty] | N |  | 10M | [23 empty] | N | N
60639 | AEP Renewables | 60947 | Jacumba Solar Farm | CA | San Diego | Q644A | Solar Photovoltaic | PV |  | S | X | X |  |  | 20 |  | 20 | 20 |  | N |  |  | OP | X | 7 | 2017 |  |  | N | IPP Non-CHP | 2 | X | SUN | [9 empty] | N | N
11208 | Los Angeles Department of Water & Power | 60953 | Owens Valley Solar Project 11 | CA | Inyo | W5381 | Solar Photovoltaic | PV |  | W | X | X |  |  | 1 |  | 1 | 1 |  | N |  |  | OP | X | 12 | 2016 |  |  | N | IPP Non-CHP | 2 | X | SUN | [9 empty] | N | N | [22 empty] | N |  |  | N
60396 | Constellation New Energy Inc. | 60960 | Hyperion Treatment Plant CHP Plant | CA | Los Angeles | CTG1 | Other Waste Biomass | GT |  | W | X | X |  |  | 11 | 0.9 | 10 | 10 | 8.8 | N |  |  | OP | X | 4 | 2017 |  |  | N | IPP Non-CHP | 2 | X | OBG | DFO |  |  |  |  | NG | [6 empty] | 12H | [23 empty] | Y | Y | N
60396 | Constellation New Energy Inc. | 60960 | Hyperion Treatment Plant CHP Plant | CA | Los Angeles | CTG2 | Other Waste Biomass | GT |  | W | X | X |  |  | 11 | 0.9 | 10 | 10 | 8.8 | N |  |  | OP | X | 4 | 2017 |  |  | N | IPP Non-CHP | 2 | X | OBG | NG |  |  |  |  | NG | [6 empty] | 12H | [23 empty] | Y | Y | N
60396 | Constellation New Energy Inc. | 60960 | Hyperion Treatment Plant CHP Plant | CA | Los Angeles | STG1 | Other Waste Biomass | GT |  | W | X | X |  |  | 11 | 0.9 | 2 | 2 | 1 | N |  |  | OP | X | 4 | 2017 |  |  | N | IPP Non-CHP | 2 | X | OBG | NG |  |  |  |  | NG | [6 empty] | 12H | [23 empty] | Y | Y | N
7294 | City of Glendale - (CA) | 60974 | Glendale Battery Energy Storage System | CA | Los Angeles | 2BESS | Batteries | BA |  | S | X | X | N/A | N/A | 2 |  | 2 | 2 |  | N |  |  | OP | X | 10 | 2017 |  |  | N | Electric Utility | 1 | X | MWH | [9 empty] | N | N |  | 10M | [23 empty] | N
60619 | Whitney Point Solar, LLC | 60975 | Whitney Point Solar | CA | Fresno | WS532 | Solar Photovoltaic | PV |  | S | X | X |  |  | 20 |  | 20 | 20 |  | N |  |  | OP | X | 3 | 2017 |  |  | N | IPP Non-CHP | 2 | X | SUN | [9 empty] | N | N | 0 | [24 empty] | N
60630 | Solar Star California XLVIII, LLC | 60978 | CSUF State College | CA | Orange | PV1 | Solar Photovoltaic | PV |  | W | X | X |  |  | 1 |  | 1 | 1 |  | N |  |  | OP | X | 12 | 2016 |  |  | N | IPP Non-CHP | 2 | X | SUN
60630 | Solar Star California XLVIII, LLC | 60979 | CSUF Nutwood Solar | CA | Orange | PV1 | Solar Photovoltaic | PV |  | W | X | X |  |  | 1.9 |  | 1.9 | 1.9 |  | N |  |  | OP | X | 12 | 2016 |  |  | N | IPP Non-CHP | 2 | X | SUN
60614 | Westside Solar, LLC | 60981 | NextEra Westside PV | CA | Fresno | WS526 | Solar Photovoltaic | PV |  | S | X | X |  |  | 20 |  | 20 | 20 |  | N |  |  | OP | X | 3 | 2017 |  |  | N | IPP Non-CHP | 2 | X | SUN | [9 empty] | N | N | 0 | [24 empty] | N
60618 | Lindberg Field Solar 2, LLC | 60984 | Lindberg Field Solar 2 | CA | San Diego | PV1 | Solar Photovoltaic | PV |  | S | X | X |  |  | 1.9 |  | 1.9 | 1.9 |  | N |  |  | OP | X | 2 | 2017 |  |  | N | IPP Non-CHP | 2 | X | SUN
16609 | San Diego Gas & Electric Co | 60995 | Ramona Solar Energy | CA | San Diego | 1 | Solar Photovoltaic | PV |  | S | X | X |  |  | 4.3 |  | 3.7 | 3.6 |  | N |  |  | OP | X | 4 | 2017 |  |  | N | Electric Utility | 1 | X | SUN | [9 empty] | N | N | [25 empty] | N
60648 | SCDA Solar 1, LLC | 61006 | SCDA Solar 1 | CA | Sacramento | SCAIR | Solar Photovoltaic | PV |  | S | X | X |  |  | 7 |  | 7 | 7 |  | N |  |  | OP | X | 10 | 2017 |  |  | N | IPP Non-CHP | 2 | X | SUN
58661 | Sustainable Power Group, LLC | 61013 | Marin Clean Energy Solar One | CA | Contra Costa | MCES1 | Solar Photovoltaic | PV |  | S | X | X |  |  | 10.5 |  | 10.5 | 10.5 |  | N |  |  | OP | X | 12 | 2017 |  |  | N | IPP Non-CHP | 2 | X | SUN | [9 empty] | N | N | [25 empty] | N
60690 | Foundation CA Fund VIII Manager, LLC | 61066 | Foundation CDCR LAC | CA | Los Angeles | WTG1 | Onshore Wind Turbine | WT |  | S | X | X |  |  | 1.9 |  | 1.9 | 1.9 | 0.1 | N |  |  | OP | X | 12 | 2017 |  |  | N | IPP Non-CHP | 2 | X | WND | [11 empty] | 1 | [24 empty] | N
60690 | Foundation CA Fund VIII Manager, LLC | 61067 | Foundation Scheid Vineyards | CA | Monterey | WTG1 | Onshore Wind Turbine | WT |  | S | X | X |  |  | 1.9 |  | 1.9 | 1.9 | 0.1 | N |  |  | OP | X | 9 | 2017 |  |  | N | IPP Non-CHP | 2 | X | WND | [11 empty] | 1 | [24 empty] | N
60723 | VRF Battery Plant | 61107 | Vanadium Redox Flow Battery Plant | CA | San Diego | VRF | Batteries | BA |  | W | X | X |  |  | 2 |  | 2 | 2 | 0.1 | N |  |  | OP | X | 6 | 2017 |  |  | N | Electric Utility | 1 | X | MWH | [9 empty] | N | N |  | 10M | [20 empty] | N |  |  | N | N | N
61012 | AES Distributed Energy | 61115 | Manteca Land PV | CA | San Joaquin | MANT1 | Solar Photovoltaic | PV |  | S | X | X |  |  | 1 |  | 1 | 1 |  | N |  |  | OP | X | 12 | 2017 |  |  | N | IPP Non-CHP | 2 | X | SUN | [36 empty] | N
61012 | AES Distributed Energy | 61116 | Delano Land 1 | CA | Kern | DELA1 | Solar Photovoltaic | PV |  | S | X | X |  |  | 1 |  | 1 | 1 |  | N |  |  | OP | X | 12 | 2017 |  |  | N | IPP Non-CHP | 2 | X | SUN | [36 empty] | N
61012 | AES Distributed Energy | 61117 | Bakersfield PV 1 | CA | Kern | BAKE1 | Solar Photovoltaic | PV |  | S | X | X |  |  | 5.3 |  | 5.3 | 5.3 |  | N |  |  | OP | X | 12 | 2017 |  |  | N | IPP Non-CHP | 2 | X | SUN | [36 empty] | N
61012 | AES Distributed Energy | 61118 | Bakersfield Industrial PV 1 | CA | Kern | BIND1 | Solar Photovoltaic | PV |  | S | X | X |  |  | 1 |  | 1 | 1 |  | N |  |  | OP | X | 12 | 2017 |  |  | N | IPP Non-CHP | 2 | X | SUN | [36 empty] | N
60947 | Tesla Inc. | 61152 | Intel Folsom Phase 3 | CA | Sacramento | PV1 | Solar Photovoltaic | PV |  | W | X | X |  |  | 5.2 |  | 5.2 | 5.2 |  | N |  |  | OP | X | 4 | 2016 |  |  | N | IPP Non-CHP | 2 | X | SUN
57128 | Bloom Energy | 61153 | AT&T Holger | CA | Santa Clara | AT057 | Other Natural Gas | FC |  | W | X | X |  |  | 1.3 |  | 1.3 | 1.3 | 0 | N |  |  | OP | X | 6 | 2016 |  |  | N | IPP Non-CHP | 2 | X | NG | [9 empty] | N |  |  | OVER
57128 | Bloom Energy | 61154 | AT&T Anaheim | CA | Orange | AT058 | Other Natural Gas | FC |  | W | X | X |  |  | 1.3 |  | 1.3 | 1.3 | 0 | N |  |  | OP | X | 9 | 2016 |  |  | N | IPP Non-CHP | 2 | X | NG | [12 empty] | OVER
63447 | Imperial Valley Solar 3, LLC | 61202 | Mount Signal Solar Farm V | CA | Imperial | MTSG3 | Solar Photovoltaic | PV |  | S | X | X |  |  | 252.3 |  | 252.3 | 252.3 |  | N |  |  | OP | X | 11 | 2018 |  |  | N | IPP Non-CHP | 2 | X | SUN
60947 | Tesla Inc. | 61209 | Sacramento Regional County Sanitation PV | CA | Sacramento | PV1 | Solar Photovoltaic | PV |  | S | X | X |  |  | 3.5 |  | 3.5 | 3.5 |  | N |  |  | OP | X | 12 | 2017 |  |  | N | IPP Non-CHP | 2 | X | SUN
58661 | Sustainable Power Group, LLC | 61215 | Green Beanworks C PV | CA | Los Angeles | GBWXC | Solar Photovoltaic | PV |  | S | X | X |  |  | 3 |  | 3 | 3 |  | N |  |  | OP | X | 8 | 2018 |  |  | N | IPP Non-CHP | 2 | X | SUN | [36 empty] | N
58661 | Sustainable Power Group, LLC | 61216 | Green Beanworks D PV | CA | Los Angeles | GBWXD | Solar Photovoltaic | PV |  | S | X | X |  |  | 3 |  | 3 | 3 |  | N |  |  | OP | X | 8 | 2018 |  |  | N | IPP Non-CHP | 2 | X | SUN
60811 | Golden Hills Interconnection Wind, LLC | 61222 | Golden Hills North Wind Energy Center | CA | Alameda | 1 | Onshore Wind Turbine | WT |  | S | X | X |  |  | 46 |  | 46 | 46 | 0 | N |  |  | OP | X | 11 | 2017 |  |  | N | IPP Non-CHP | 2 | X | WND | [11 empty] | 20
60991 | Westmont Solar, LLC | 61249 | Westmont 300A | CA | Los Angeles | W5531 | Solar Photovoltaic | PV |  | S | X | X |  |  | 2.9 |  | 2.9 | 2.9 |  | N |  |  | OP | X | 3 | 2017 |  |  | N | IPP Non-CHP | 2 | X | SUN | [9 empty] | N
60950 | USPS LA Solar FiT A & B | 61250 | USPS PV | CA | Los Angeles | USPS1 | Solar Photovoltaic | PV |  | S | X | X |  |  | 7.4 |  | 7.4 | 7.4 |  | N |  |  | OP | X | 7 | 2017 |  |  | N | Electric Utility | 1 | X | SUN | [36 empty] | N
58661 | Sustainable Power Group, LLC | 61264 | Antelope Expansion 2 | CA | Los Angeles | ANTX2 | Solar Photovoltaic | PV |  | S | X | X |  |  | 105 |  | 105 | 105 |  | N |  |  | OP | X | 12 | 2018 |  |  | N | IPP Non-CHP | 2 | X | SUN
58661 | Sustainable Power Group, LLC | 61265 | Antelope DSR 3 | CA | Los Angeles | ADSR3 | Solar Photovoltaic | PV |  | S | X | X |  |  | 20 |  | 20 | 20 |  | N |  |  | OP | X | 9 | 2019 |  |  | N | IPP Non-CHP | 2 | X | SUN | [36 empty] | N
11208 | Los Angeles Department of Water & Power | 61319 | Port of LA Solar FiT Project | CA | Los Angeles | W4885 | Solar Photovoltaic | PV |  | W | X | X |  |  | 1.1 |  | 1.1 | 1.1 |  | N |  |  | OP | X | 10 | 2015 |  |  | N | IPP Non-CHP | 2 | X | SUN | [9 empty] | N | N | [22 empty] | N |  |  | N
58661 | Sustainable Power Group, LLC | 61339 | Green Beanworks B PV | CA | Los Angeles | GBWXB | Solar Photovoltaic | PV |  | S | X | X |  |  | 3 |  | 3 | 3 |  | N |  |  | OP | X | 12 | 2018 |  |  | N | IPP Non-CHP | 2 | X | SUN
60991 | Westmont Solar, LLC | 61348 | Westmont 400A | CA | Los Angeles | W5691 | Solar Photovoltaic | PV |  | W | X | X |  |  | 2.3 |  | 2.3 | 2.3 |  | N |  |  | OP | X | 7 | 2017 |  |  | N | IPP Non-CHP | 2 | X | SUN | [9 empty] | N | [26 empty] | N
60991 | Westmont Solar, LLC | 61349 | Westmont 400B | CA | Los Angeles | W5694 | Solar Photovoltaic | PV |  | S | X | X |  |  | 2.2 |  | 2.2 | 2.2 |  | N |  |  | OP | X | 7 | 2017 |  |  | N | IPP Non-CHP | 2 | X | SUN | [36 empty] | N
60986 | Imperial Valley Solar 2, LLC | 61353 | Mount Signal Solar Farm II | CA | Imperial | IVS2 | Solar Photovoltaic | PV |  | S | X | X |  |  | 153.5 |  | 153.5 | 153.5 |  | N |  |  | OP | X | 1 | 2020 |  |  | N | IPP Non-CHP | 2 | X | SUN
61012 | AES Distributed Energy | 61377 | Amazon - Patterson PV | CA | Stanislaus | PATT1 | Solar Photovoltaic | PV |  | S | X | X |  |  | 2.5 |  | 2.5 | 2.5 |  | N |  |  | OP | X | 5 | 2017 |  |  | N | IPP Non-CHP | 2 | X | SUN | [9 empty] | N | N
60059 | ZGlobal Inc | 61418 | Valencia 1 Solar CA | CA | Imperial | VAL1 | Solar Photovoltaic | PV |  | W | X | X |  |  | 3 |  | 3 | 3 |  | N |  |  | OP | X | 9 | 2017 |  |  | N | IPP Non-CHP | 2 | X | SUN | [9 empty] | N | N
61058 | One Ten Partners, LLC | 61419 | One Ten Partners PV | CA | Los Angeles | OTP | Solar Photovoltaic | PV |  | S | X | X |  |  | 2 |  | 2 | 2 |  | N |  |  | OP | X | 9 | 2017 |  |  | N | IPP Non-CHP | 2 | X | SUN | [9 empty] | N | N
60059 | ZGlobal Inc | 61420 | Merced 1 PV | CA | Merced | MRCD1 | Solar Photovoltaic | PV |  | W | X | X |  |  | 3 |  | 3 | 3 |  | N |  |  | OP | X | 4 | 2018 |  |  | N | IPP Non-CHP | 2 | X | SUN
60059 | ZGlobal Inc | 61421 | Madera 1 PV | CA | Madera | MDRA1 | Solar Photovoltaic | PV |  | W | X | X |  |  | 1.5 |  | 1.5 | 1.5 |  | N |  |  | OP | X | 12 | 2017 |  |  | N | IPP Non-CHP | 2 | X | SUN
11208 | Los Angeles Department of Water & Power | 61431 | Beacon BESS 1 | CA | Kern | BCNB1 | Batteries | BA |  | S | X | X |  |  | 20 |  | 20 | 20 | 0.1 | N |  |  | OP | X | 10 | 2018 |  |  | N | Electric Utility | 1 | X | MWH | [9 empty] | N | N |  | 10M | [20 empty] | N |  |  | N | N | N
61070 | Foundation CA Fund IX Manager, LLC | 61442 | Foundation California Training Facility | CA | Monterey | WTG1 | Onshore Wind Turbine | WT |  | S | X | X |  |  | 1.8 |  | 1.8 | 1.8 | 0.1 | N |  |  | OP | X | 8 | 2018 |  |  | N | IPP Non-CHP | 2 | X | WND | [11 empty] | 1 | [24 empty] | N
61070 | Foundation CA Fund IX Manager, LLC | 61443 | Foundation Mann Packing | CA | Monterey | WTG1 | Onshore Wind Turbine | WT |  | S | X | X |  |  | 1.8 |  | 1.8 | 1.8 | 0.1 | N |  |  | OP | X | 4 | 2019 |  |  | N | IPP Non-CHP | 2 | X | WND | [11 empty] | 1
61070 | Foundation CA Fund IX Manager, LLC | 61444 | Foundation SaIinas Valley State Prison | CA | Monterey | WTG1 | Onshore Wind Turbine | WT |  | S | X | X |  |  | 1.8 |  | 1.8 | 1.8 | 0.1 | N |  |  | OP | X | 8 | 2018 |  |  | N | IPP Non-CHP | 2 | X | WND | [11 empty] | 1 | [24 empty] | N
17650 | Southern Power Co | 61445 | Gaskell West 1 Solar Facility | CA | Kern | PV1 | Solar Photovoltaic | PV |  | W | X | X |  |  | 20 |  | 20 | 20 |  | N |  |  | OP | X | 3 | 2018 |  |  | N | IPP Non-CHP | 2 | X | SUN
61082 | Vandenberg Solar I, LLC | 61463 | Vandenberg Solar Project | CA | Santa Barbara | VBERG | Solar Photovoltaic | PV |  | S | X | X |  |  | 22.5 |  | 20.6 | 15.2 |  | N |  |  | OP | X | 12 | 2017 |  |  | N | IPP Non-CHP | 2 | X | SUN | [9 empty] | N | N | [25 empty] | N
61078 | CoreSite Real Estate 2972 Stender, L.P. | 61464 | CoreSite Real Estate 2972 Stender, L.P. | CA | Santa Clara | G-1 | Petroleum Liquids | IC |  | S | X | X |  |  | 2 | 1 | 2 | 2 | 0.5 | N |  |  | SB | N | 6 | 2011 |  |  | N | IPP Non-CHP | 2 | X | DFO | [9 empty] | N | N |  | 10M | [23 empty] | N
61078 | CoreSite Real Estate 2972 Stender, L.P. | 61464 | CoreSite Real Estate 2972 Stender, L.P. | CA | Santa Clara | G-2 | Petroleum Liquids | IC |  | S | X | X |  |  | 2 | 1 | 2 | 2 | 0.5 | N |  |  | SB | N | 6 | 2011 |  |  | N | IPP Non-CHP | 2 | X | DFO | [9 empty] | N | N |  | 10M | [23 empty] | N
61078 | CoreSite Real Estate 2972 Stender, L.P. | 61464 | CoreSite Real Estate 2972 Stender, L.P. | CA | Santa Clara | G-3 | Petroleum Liquids | IC |  | S | X | X |  |  | 2 | 1 | 2 | 2 | 0.5 | N |  |  | SB | N | 6 | 2011 |  |  | N | IPP Non-CHP | 2 | X | DFO | [9 empty] | N | N |  | 10M | [23 empty] | N
61078 | CoreSite Real Estate 2972 Stender, L.P. | 61464 | CoreSite Real Estate 2972 Stender, L.P. | CA | Santa Clara | G-4 | Petroleum Liquids | IC |  | S | X | X |  |  | 2 | 1 | 2 | 2 | 0.5 | N |  |  | SB | N | 6 | 2011 |  |  | N | IPP Non-CHP | 2 | X | DFO | [9 empty] | N | N |  | 10M | [23 empty] | N
61078 | CoreSite Real Estate 2972 Stender, L.P. | 61464 | CoreSite Real Estate 2972 Stender, L.P. | CA | Santa Clara | G-5 | Petroleum Liquids | IC |  | S | X | X |  |  | 2 | 1 | 2 | 2 | 0.5 | N |  |  | SB | N | 6 | 2011 |  |  | N | IPP Non-CHP | 2 | X | DFO | [9 empty] | N | N |  | 10M | [23 empty] | N
61078 | CoreSite Real Estate 2972 Stender, L.P. | 61464 | CoreSite Real Estate 2972 Stender, L.P. | CA | Santa Clara | G-6 | Petroleum Liquids | IC |  | S | X | X |  |  | 2 | 1 | 2 | 2 | 0.5 | N |  |  | SB | N | 6 | 2011 |  |  | N | IPP Non-CHP | 2 | X | DFO | [9 empty] | N | N |  | 10M | [23 empty] | N
61088 | CoreSite Real Estate 55 S. Market Street, LLC | 61474 | CoreSite Real Estate 55 S. Market Street | CA | Santa Clara | G-1 | Petroleum Liquids | IC |  | S | X | X |  |  | 2 | 1 | 2 | 2 | 0.5 | N |  |  | SB | N | 10 | 2007 |  |  | N | Commercial Non-CHP | 4 | X | DFO | [9 empty] | N | N |  | 10M | [23 empty] | N
61088 | CoreSite Real Estate 55 S. Market Street, LLC | 61474 | CoreSite Real Estate 55 S. Market Street | CA | Santa Clara | G-2 | Petroleum Liquids | IC |  | S | X | X |  |  | 2 | 1 | 2 | 2 | 0.5 | N |  |  | SB | N | 10 | 2007 |  |  | N | Commercial Non-CHP | 4 | X | DFO | [9 empty] | N | N |  | 10M | [23 empty] | N
61088 | CoreSite Real Estate 55 S. Market Street, LLC | 61474 | CoreSite Real Estate 55 S. Market Street | CA | Santa Clara | G-3 | Petroleum Liquids | IC |  | S | X | X |  |  | 2 | 1 | 2 | 2 | 0.5 | N |  |  | SB | N | 10 | 2007 |  |  | N | Commercial Non-CHP | 4 | X | DFO | [9 empty] | N | N |  | 10M | [23 empty] | N
61088 | CoreSite Real Estate 55 S. Market Street, LLC | 61474 | CoreSite Real Estate 55 S. Market Street | CA | Santa Clara | G-4 | Petroleum Liquids | IC |  | S | X | X |  |  | 2 | 1 | 2 | 2 | 0.5 | N |  |  | SB | N | 10 | 2007 |  |  | N | Commercial Non-CHP | 4 | X | DFO | [9 empty] | N | N |  | 10M | [23 empty] | N
61089 | CoreSite Real Estate 1656 McCarthy, L.P. | 61475 | CoreSite Real Estate 1656 McCarthy, L.P. | CA | Santa Clara | G-1 | Petroleum Liquids | IC |  | S | X | X |  |  | 1 | 1 | 1 | 1 | 0.5 | N |  |  | SB | N | 1 | 2000 |  |  | N | Commercial Non-CHP | 4 | X | DFO | [9 empty] | N | N |  | 10M | [23 empty] | N
61089 | CoreSite Real Estate 1656 McCarthy, L.P. | 61475 | CoreSite Real Estate 1656 McCarthy, L.P. | CA | Santa Clara | G-2 | Petroleum Liquids | IC |  | S | X | X |  |  | 1 | 1 | 1 | 1 | 0.5 | N |  |  | SB | N | 1 | 2000 |  |  | N | Commercial Non-CHP | 4 | X | DFO | [9 empty] | N | N |  | 10M | [23 empty] | N
61089 | CoreSite Real Estate 1656 McCarthy, L.P. | 61475 | CoreSite Real Estate 1656 McCarthy, L.P. | CA | Santa Clara | G-3 | Petroleum Liquids | IC |  | S | X | X |  |  | 1 | 1 | 1 | 1 | 0.5 | N |  |  | SB | N | 1 | 2000 |  |  | N | Commercial Non-CHP | 4 | X | DFO | [9 empty] | N | N |  | 10M | [23 empty] | N
61089 | CoreSite Real Estate 1656 McCarthy, L.P. | 61475 | CoreSite Real Estate 1656 McCarthy, L.P. | CA | Santa Clara | G-4 | Petroleum Liquids | IC |  | S | X | X |  |  | 1 | 1 | 1 | 1 | 0.5 | N |  |  | SB | N | 1 | 2000 |  |  | N | Commercial Non-CHP | 4 | X | DFO | [9 empty] | N | N |  | 10M | [23 empty] | N
61089 | CoreSite Real Estate 1656 McCarthy, L.P. | 61475 | CoreSite Real Estate 1656 McCarthy, L.P. | CA | Santa Clara | G-5 | Petroleum Liquids | IC |  | S | X | X |  |  | 1 | 1 | 1 | 1 | 0.5 | N |  |  | SB | N | 1 | 2000 |  |  | N | Commercial Non-CHP | 4 | X | DFO | [9 empty] | N | N |  | 10M | [23 empty] | N
61086 | CoreSite Real Estate 2901 Coronado, L.P. | 61476 | CoreSite Real Estate 2901 Coronado, L.P. | CA | Santa Clara | G-1 | Petroleum Liquids | IC |  | S | X | X |  |  | 2 | 1 | 2 | 2 | 0.5 | N |  |  | SB | N | 5 | 2010 |  |  | N | Commercial Non-CHP | 4 | X | DFO | [9 empty] | N | N |  | 10M | [23 empty] | N
61086 | CoreSite Real Estate 2901 Coronado, L.P. | 61476 | CoreSite Real Estate 2901 Coronado, L.P. | CA | Santa Clara | G-2 | Petroleum Liquids | IC |  | S | X | X |  |  | 2 | 1 | 2 | 2 | 0.5 | N |  |  | SB | N | 5 | 2010 |  |  | N | Commercial Non-CHP | 4 | X | DFO | [9 empty] | N | N |  | 10M | [23 empty] | N | N
61086 | CoreSite Real Estate 2901 Coronado, L.P. | 61476 | CoreSite Real Estate 2901 Coronado, L.P. | CA | Santa Clara | G-3 | Petroleum Liquids | IC |  | S | X | X |  |  | 2 | 1 | 2 | 2 | 0.5 | N |  |  | SB | N | 5 | 2010 |  |  | N | Commercial Non-CHP | 4 | X | DFO | [9 empty] | N | N |  | 10M | [23 empty] | N | N
61086 | CoreSite Real Estate 2901 Coronado, L.P. | 61476 | CoreSite Real Estate 2901 Coronado, L.P. | CA | Santa Clara | G-4 | Petroleum Liquids | IC |  | S | X | X |  |  | 2 | 1 | 2 | 2 | 0.5 | N |  |  | SB | N | 5 | 2010 |  |  | N | Commercial Non-CHP | 4 | X | DFO | [9 empty] | N | N |  | 10M | [23 empty] | N | N
61086 | CoreSite Real Estate 2901 Coronado, L.P. | 61476 | CoreSite Real Estate 2901 Coronado, L.P. | CA | Santa Clara | G-5 | Petroleum Liquids | IC |  | S | X | X |  |  | 2 | 1 | 2 | 2 | 0.5 | N |  |  | SB | N | 5 | 2010 |  |  | N | Commercial Non-CHP | 4 | X | DFO | [9 empty] | N | N |  | 10M | [23 empty] | N | N
61087 | CoreSite Real Estate 3032 Coronado, L.P. | 61482 | CoreSite Real Estate 3032 Coronado, L.P. | CA | Santa Clara | G-1 | Petroleum Liquids | IC |  | S | X | X |  |  | 3 | 1 | 3 | 3 | 0.5 | N |  |  | SB | N | 8 | 2015 |  |  | N | Commercial Non-CHP | 4 | X | DFO | [9 empty] | N | N |  | 10M | [23 empty] | N
61087 | CoreSite Real Estate 3032 Coronado, L.P. | 61482 | CoreSite Real Estate 3032 Coronado, L.P. | CA | Santa Clara | G-10 | Petroleum Liquids | IC |  | S | X | X |  |  | 3 | 1 | 3 | 3 | 0.5 | N |  |  | SB | N | 8 | 2015 |  |  | N | Commercial Non-CHP | 4 | X | DFO | [9 empty] | N | N |  | 10M | [23 empty] | N
61087 | CoreSite Real Estate 3032 Coronado, L.P. | 61482 | CoreSite Real Estate 3032 Coronado, L.P. | CA | Santa Clara | G-2 | Petroleum Liquids | IC |  | S | X | X |  |  | 3 | 1 | 3 | 3 | 0.5 | N |  |  | SB | N | 8 | 2015 |  |  | N | Commercial Non-CHP | 4 | X | DFO | [9 empty] | N | N |  | 10M | [23 empty] | N
61087 | CoreSite Real Estate 3032 Coronado, L.P. | 61482 | CoreSite Real Estate 3032 Coronado, L.P. | CA | Santa Clara | G-3 | Petroleum Liquids | IC |  | S | X | X |  |  | 3 | 1 | 3 | 3 | 0.5 | N |  |  | SB | N | 8 | 2015 |  |  | N | Commercial Non-CHP | 4 | X | DFO | [9 empty] | N | N |  | 10M | [23 empty] | N
61087 | CoreSite Real Estate 3032 Coronado, L.P. | 61482 | CoreSite Real Estate 3032 Coronado, L.P. | CA | Santa Clara | G-4 | Petroleum Liquids | IC |  | S | X | X |  |  | 3 | 1 | 3 | 3 | 0.5 | N |  |  | SB | N | 8 | 2015 |  |  | N | Commercial Non-CHP | 4 | X | DFO | [9 empty] | N | N |  | 10M | [23 empty] | N
61087 | CoreSite Real Estate 3032 Coronado, L.P. | 61482 | CoreSite Real Estate 3032 Coronado, L.P. | CA | Santa Clara | G-5 | Petroleum Liquids | IC |  | S | X | X |  |  | 3 | 1 | 3 | 3 | 0.5 | N |  |  | SB | N | 8 | 2015 |  |  | N | Commercial Non-CHP | 4 | X | DFO | [9 empty] | N | N |  | 10M | [23 empty] | N
61087 | CoreSite Real Estate 3032 Coronado, L.P. | 61482 | CoreSite Real Estate 3032 Coronado, L.P. | CA | Santa Clara | G-6 | Petroleum Liquids | IC |  | S | X | X |  |  | 3 | 1 | 3 | 3 | 0.5 | N |  |  | SB | N | 8 | 2015 |  |  | N | Commercial Non-CHP | 4 | X | DFO | [9 empty] | N | N |  | 10M | [23 empty] | N
61087 | CoreSite Real Estate 3032 Coronado, L.P. | 61482 | CoreSite Real Estate 3032 Coronado, L.P. | CA | Santa Clara | G-7 | Petroleum Liquids | IC |  | S | X | X |  |  | 3 | 1 | 3 | 3 | 0.5 | N |  |  | SB | N | 8 | 2015 |  |  | N | Commercial Non-CHP | 4 | X | DFO | [9 empty] | N | N |  | 10M | [23 empty] | N
61087 | CoreSite Real Estate 3032 Coronado, L.P. | 61482 | CoreSite Real Estate 3032 Coronado, L.P. | CA | Santa Clara | G-8 | Petroleum Liquids | IC |  | S | X | X |  |  | 3 | 1 | 3 | 3 | 0.5 | N |  |  | SB | N | 8 | 2015 |  |  | N | Commercial Non-CHP | 4 | X | DFO | [9 empty] | N | N |  | 10M | [23 empty] | N
61087 | CoreSite Real Estate 3032 Coronado, L.P. | 61482 | CoreSite Real Estate 3032 Coronado, L.P. | CA | Santa Clara | G-9 | Petroleum Liquids | IC |  | S | X | X |  |  | 3 | 1 | 3 | 3 | 0.5 | N |  |  | SB | N | 8 | 2015 |  |  | N | Commercial Non-CHP | 4 | X | DFO | [9 empty] | N | N |  | 10M | [23 empty] | N
61105 | ABEC #2 LLC | 61501 | ABEC #2 dba West-Star Dairy | CA | Kern | GEN1 | Other Waste Biomass | IC |  | S | X | X |  |  | 1 | 0.9 | 1 | 1 | 0.8 | N |  |  | OP | X | 2 | 2018 |  |  | N | IPP Non-CHP | 2 | X | OBG | [5 empty] | OBG |  |  |  | N | N |  | 1H | [23 empty] | N
61106 | ABEC #3 LLC | 61502 | ABEC #3 dba Lakeview Dairy | CA | Kern | GEN1 | Other Waste Biomass | IC |  | S | X | X |  |  | 1 | 0.9 | 1 | 1 | 0.9 | N |  |  | OP | X | 2 | 2018 |  |  | N | IPP Non-CHP | 2 | X | OBG | [5 empty] | OBG |  |  |  | N | N |  | 1H | [23 empty] | N | N | N
61107 | ABEC #4 LLC | 61503 | ABEC #4 dba CE&S Dairy | CA | Kern | GEN1 | Other Waste Biomass | IC |  | S | X | X |  |  | 1 | 0.9 | 1 | 1 | 0.9 | N |  |  | OP | X | 2 | 2018 |  |  | N | IPP Non-CHP | 2 | X | OBG | [5 empty] | OBG |  |  |  | N | N |  | 1H | [23 empty] | N | N | N
2770 | Terra-Gen Operating Co-Wind | 61582 | Voyager Wind II | CA | Kern | VYGR2 | Onshore Wind Turbine | WT |  | S | X | X |  |  | 128.7 |  | 128.7 | 128.7 | 0 | N |  |  | OP | X | 12 | 2018 |  |  | N | IPP Non-CHP | 2 | X | WND | [9 empty] | N | N | 36
2770 | Terra-Gen Operating Co-Wind | 61583 | Voyager Wind III | CA | Kern | VYGR3 | Onshore Wind Turbine | WT |  | S | X | X |  |  | 43.2 |  | 43.2 | 43.2 | 0 | N |  |  | OP | X | 12 | 2018 |  |  | N | IPP Non-CHP | 2 | X | WND | [9 empty] | N | N | 12
2770 | Terra-Gen Operating Co-Wind | 61584 | Voyager Wind IV | CA | Kern | VYGR4 | Onshore Wind Turbine | WT |  | S | X | X |  |  | 21.6 |  | 21.6 | 21.6 | 0 | N |  |  | OP | X | 12 | 2018 |  |  | N | IPP Non-CHP | 2 | X | WND | [9 empty] | N | N | 6
60991 | Westmont Solar, LLC | 61593 | Westmont 301 | CA | Los Angeles | W5791 | Solar Photovoltaic | PV |  | S | X | X |  |  | 1.8 |  | 1.8 | 0.8 |  | N |  |  | OP | X | 11 | 2017 |  |  | N | Commercial Non-CHP | 4 | X | SUN | [36 empty] | N
60991 | Westmont Solar, LLC | 61594 | Westmont 401 | CA | Los Angeles | W5792 | Solar Photovoltaic | PV |  | W | X | X |  |  | 2.9 |  | 2 | 1.3 |  | N |  |  | OP | X | 11 | 2017 |  |  | N | Commercial Non-CHP | 4 | X | SUN | [36 empty] | N
61210 | Stenner Creek Solar LLC | 61607 | Stenner Creek Solar | CA | San Luis Obispo | CPOLY | Solar Photovoltaic | PV |  | S | X | X |  |  | 4.5 |  | 4.5 | 4.5 |  | N |  |  | OP | X | 5 | 2018 |  |  | N | Commercial Non-CHP | 4 | X | SUN
61224 | SunE Solano SP Owner, LLC | 61619 | CDCR (CA) - Solano State Prison | CA | Solano | SOLSP | Solar Photovoltaic | PV |  | S | X | X |  |  | 1.1 |  | 1.1 | 1.1 |  | N |  |  | OP | X | 12 | 2013 |  |  | N | IPP Non-CHP | 2 | X | SUN | [36 empty] | N
61225 | SunE Corcoran SP Owner, LLC | 61620 | CDCR (CA) - Corcoran State Prison | CA | Kings | CORSP | Solar Photovoltaic | PV |  | S | X | X |  |  | 5 |  | 5 | 5 |  | N |  |  | OP | X | 12 | 2013 |  |  | N | IPP Non-CHP | 2 | X | SUN | [36 empty] | N
61226 | SunE Wasco SP Owner, LLC | 61621 | CDCR (CA) - Wasco State Prison | CA | Kern | WASCO | Solar Photovoltaic | PV |  | S | X | X |  |  | 1.5 |  | 1.5 | 1.5 |  | N |  |  | OP | X | 12 | 2013 |  |  | N | IPP Non-CHP | 2 | X | SUN | [9 empty] | N | [26 empty] | N
61227 | Nautilus Solar Solutions | 61628 | Kilroy Solar | CA | San Diego | KILRO | Solar Photovoltaic | PV |  | W | X | X |  |  | 1.1 |  | 1.1 | 0.9 |  | N |  |  | OP | X | 1 | 2018 |  |  | N | IPP Non-CHP | 2 | X | SUN
61277 | Vista Energy Storage, LLC | 61661 | Vista Energy Storage System | CA | San Diego | VISTA | Batteries | BA |  | S | X | X |  |  | 40 |  | 40 | 40 | 0 | N |  |  | OP | X | 6 | 2018 |  |  | N | IPP Non-CHP | 2 | X | MWH | [9 empty] | N | N |  | 10M | [23 empty] | N
60059 | ZGlobal Inc | 61682 | USG 1 | CA | Imperial | USG1 | Solar Photovoltaic | PV |  | W | X | X |  |  | 1 |  | 1 | 1 |  | N |  |  | OP | X | 4 | 2014 |  |  | N | IPP Non-CHP | 2 | X | SUN | [9 empty] | N | N | [25 empty] | N
60059 | ZGlobal Inc | 61683 | USG 2 | CA | Imperial | USG2 | Solar Photovoltaic | PV |  | W | X | X |  |  | 1 |  | 1 | 1 |  | N |  |  | OP | X | 12 | 2015 |  |  | N | IPP Non-CHP | 2 | X | SUN | [9 empty] | N | N | [25 empty] | N
60059 | ZGlobal Inc | 61692 | IVC Solar | CA | Imperial | IVCS | Solar Photovoltaic | PV |  | W | X | X |  |  | 3 |  | 3 | 3 |  | N |  |  | OP | X | 12 | 2016 |  |  | N | IPP Non-CHP | 2 | X | SUN | [10 empty] | N | [25 empty] | N
58970 | Ecoplexus, Inc | 61698 | Folsom SP and CSP Sacramento | CA | Sacramento | FOLSM | Solar Photovoltaic | PV |  | S | X | X |  |  | 1.3 |  | 1.3 | 1.3 |  | N |  |  | OP | X | 5 | 2019 |  |  | N | IPP Non-CHP | 2 | X | SUN
61348 | PCS Energy, LLC | 61718 | Aerolease | CA | Los Angeles | APLEX | Solar Photovoltaic | PV |  | S | X | X |  |  | 1.5 | 1 | 1.1 | 0.9 |  | N |  |  | OP | X | 8 | 2018 |  |  | N | Industrial Non-CHP | 6 | X | SUN
61344 | Advanced Microgrid Solutions | 61721 | HEBT WLA 1 | CA | Orange | WLA01 | Batteries | BA |  | J | X | X |  |  | 1 |  | 1 | 1 | 0 | N |  |  | OP | X | 8 | 2019 |  |  | N | Commercial Non-CHP | 4 | X | MWH | [12 empty] | 10M | [23 empty] | N | N | N
61344 | Advanced Microgrid Solutions | 61722 | HEBT Irvine 1 | CA | Orange | IRV01 | Batteries | BA |  | W | X | X |  |  | 1 |  | 1 | 1 | 0 | N |  |  | OP | X | 5 | 2018 |  |  | N | IPP Non-CHP | 2 | X | MWH | [12 empty] | 10M
61344 | Advanced Microgrid Solutions | 61722 | HEBT Irvine 1 | CA | Orange | IRV1W | Batteries | BA |  | W | X | X |  |  | 4.5 |  | 4.5 | 4.5 | 0 | N |  |  | OP | X | 5 | 2018 |  |  | N | IPP Non-CHP | 2 | X | MWH | [12 empty] | 10M | [23 empty] | N | N | N
61344 | Advanced Microgrid Solutions | 61723 | HEBT Irvine 2 | CA | Orange | IRV06 | Batteries | BA |  | W | X | X |  |  | 2.5 | 1 | 2.5 | 2.5 | 0 | N |  |  | OP | X | 8 | 2018 |  |  | N | IPP Non-CHP | 2 | X | MWH | [12 empty] | 10M
61344 | Advanced Microgrid Solutions | 61723 | HEBT Irvine 2 | CA | Orange | IRV2W | Batteries | BA |  | W | X | X |  |  | 3.3 | 1 | 3.3 | 3.3 | 0 | N |  |  | OP | X | 2 | 2018 |  |  | N | IPP Non-CHP | 2 | X | MWH | [12 empty] | 10M | [24 empty] | N | N
56769 | Consolidated Edison Development Inc. | 61750 | Wistaria Ranch Solar | CA | Imperial | WICA | Solar Photovoltaic | PV |  | S | X | X |  |  | 106.7 |  | 100 | 100 |  | N |  |  | OP | X | 12 | 2018 |  |  | N | IPP Non-CHP | 2 | X | SUN
63182 | SunSelect Produce (California) Inc | 61754 | SunSelect1 | CA | Kern | 1 | Natural Gas Internal Combustion Engine | IC |  | S | X | X | SCE | SCE | 3.3 | 0.9 | 3.3 | 3.3 | 1.6 | N |  |  | OP | X | 6 | 2018 |  |  | Y | Industrial CHP | 7 | T | NG | [9 empty] | N | N | 0 | 10M | [23 empty] | N | N | N
63182 | SunSelect Produce (California) Inc | 61754 | SunSelect1 | CA | Kern | 2 | Natural Gas Internal Combustion Engine | IC |  | S | X | X | SCE | SCE | 3.3 | 0.9 | 3.3 | 3.3 | 1.6 | N |  |  | OP | X | 6 | 2018 |  |  | Y | Industrial CHP | 7 | T | NG | [9 empty] | N | N |  | 10M | [23 empty] | N | N | N
61418 | Stage Gulch Solar, LLC | 61791 | Stage Gulch Solar | CA | Sonoma | 5001 | Solar Photovoltaic | PV |  | S | X | X |  |  | 1 | 1 | 0.8 | 0.7 |  | N |  |  | OP | X | 4 | 2018 |  |  | N | IPP Non-CHP | 2 | X | SUN
61417 | Lavio Solar, LLC | 61792 | Lavio Solar | CA | Sonoma | 5002 | Solar Photovoltaic | PV |  | S | X | X |  |  | 1 | 1 | 1 | 0.5 |  | N |  |  | OP | X | 4 | 2018 |  |  |  | IPP Non-CHP | 2 |  | SUN
61420 | ENGIE Storage Services NA LLC | 61795 | Pacific Union College BESS | CA | Napa | 12649 | Batteries | BA |  | S | X | X |  |  | 1 |  | 1 | 1 | 0 | N |  |  | OP | X | 6 | 2020 |  |  | N | Commercial Non-CHP | 4 | X | MWH | [12 empty] | 10M | [23 empty] | N
61443 | Good Fellow Solar 1 PH1, LLC | 61824 | Target Shafter | CA | San Bernardino | RPU2 | Solar Photovoltaic | PV |  | W | X | X |  |  | 3 |  | 3 | 3 |  | N |  |  | OP | X | 6 | 2018 |  |  | N | IPP Non-CHP | 2 | X | SUN | [9 empty] | N | N
61453 | Soboba Band of Luiseno Indians | 61834 | Soboba Community Solar Project | CA | Riverside | SCSP1 | Solar Photovoltaic | PV |  | S | X | X |  |  | 1 |  | 0.9 | 0.8 |  | N |  |  | OP | X | 8 | 2016 |  |  | N | Electric Utility | 1 | X | SUN | [9 empty] | N | N | [25 empty] | N
61453 | Soboba Band of Luiseno Indians | 61834 | Soboba Community Solar Project | CA | Riverside | SCSP2 | Solar Photovoltaic | PV |  | S | X | X |  |  | 1 |  | 0.8 | 0.8 |  | N |  |  | OP | X | 6 | 2017 |  |  | N | Electric Utility | 1 | X | SUN
60584 | Onyx Asset Services Group | 61843 | SeaWorld Aquatica | CA | San Diego | 10276 | Solar Photovoltaic | PV |  | W | X | X |  |  | 1 |  | 1 | 1 |  | N |  |  | OP | X | 5 | 2018 |  |  | N | IPP Non-CHP | 2 | X | SUN | [9 empty] | N | N
61467 | Central CA Fuel Cell 2, LLC | 61846 | Tulare BioMAT Fuel Cell | CA | Tulare | MM27 | Other Waste Biomass | FC |  | S | X | X | T0304_7_N003 | T0304_7_N003 | 2.8 | 1 | 2.8 | 2.8 | 2.2 | N |  |  | OP | X | 12 | 2019 |  |  | Y | IPP CHP | 3 | T | OBG | NG | [8 empty] | N | N |  | OVER | [23 empty] | N
61510 | National Raisin | 61894 | National Raisin | CA | Fresno | CR1 | Solar Photovoltaic | PV |  | S | X | X |  |  | 1 |  | 0.9 | 0.6 |  | N |  |  | OP | X | 10 | 2015 |  |  | N | Industrial Non-CHP | 6 | X | SUN
61510 | National Raisin | 61894 | National Raisin | CA | Fresno | CR2 | Solar Photovoltaic | PV |  | S | X | X |  |  | 1 |  | 0.8 | 0.4 |  | N |  |  | OP | X | 6 | 2015 |  |  | N | Industrial Non-CHP | 6 | X | SUN
61510 | National Raisin | 61894 | National Raisin | CA | Fresno | CR3 | Solar Photovoltaic | PV |  | S | X | X |  |  | 0.6 |  | 0.5 | 0.3 |  | N |  |  | OP | X | 10 | 2015 |  |  | N | Industrial Non-CHP | 6 | X | SUN
61510 | National Raisin | 61894 | National Raisin | CA | Fresno | CR4 | Solar Photovoltaic | PV |  | S | X | X |  |  | 0.3 |  | 0.3 | 0.1 |  | N |  |  | OP | X | 6 | 2015 |  |  | N | Industrial Non-CHP | 6 | X | SUN
61575 | Pacific Ethanol Madera | 61989 | Pacific Ethanol Madera Solar Array | CA | Madera | PV | Solar Photovoltaic | PV |  | S | X | X |  |  | 4.3 |  | 3.9 | 2.4 |  | N |  |  | OP | X | 8 | 2018 |  |  | N | Industrial Non-CHP | 6 | X | SUN | [9 empty] | N | N | [22 empty] | N |  |  | N
61872 | Gavilan District College Solar Project | 61993 | Gavilan District College Solar Project | CA | Santa Clara | GDCBA | Batteries | BA |  | W | X | X |  |  | 0.5 |  | 0.5 | 0.5 | 0.5 | N |  |  | OP | X | 6 | 2019 |  |  | N | IPP Non-CHP | 2 | X | MWH | [9 empty] | N |  |  | 10M
61872 | Gavilan District College Solar Project | 61993 | Gavilan District College Solar Project | CA | Santa Clara | GDCPV | Solar Photovoltaic | PV |  | S | X | X |  |  | 1.4 |  | 1.2 | 0.4 |  | N |  |  | OP | X | 12 | 2018 |  |  | N | IPP Non-CHP | 2 | X | SUN | [9 empty] | N | N |  | 10M
61591 | Solar University, LLC | 61995 | UC Merced Solar Hybrid | CA | Merced | UCMBA | Batteries | BA |  | S | X | X |  |  | 0.5 |  | 0.5 | 0.5 | 0.5 | N |  |  | OP | X | 12 | 2018 |  |  | N | IPP Non-CHP | 2 | X | MWH | [12 empty] | 10M | [23 empty] | N | N
61591 | Solar University, LLC | 61995 | UC Merced Solar Hybrid | CA | Merced | UCMPV | Solar Photovoltaic | PV |  | S | X | X |  |  | 4.5 |  | 4.3 | 1.8 |  | N |  |  | OP | X | 12 | 2018 |  |  | N | IPP Non-CHP | 2 | X | SUN | [36 empty] | N
58661 | Sustainable Power Group, LLC | 62004 | San Pablo Raceway | CA | Los Angeles | SPRWY | Solar Photovoltaic | PV |  | S | X | X |  |  | 100 |  | 100 | 100 |  | N |  |  | OP | X | 8 | 2019 |  |  | N | IPP Non-CHP | 2 | X | SUN
61589 | RE Mustang Two LLC | 62015 | Mustang Two | CA | Kings | M2BAR | Solar Photovoltaic | PV |  | W | X | X |  |  | 50 |  | 50 | 50 |  | N |  |  | OP | X | 11 | 2020 |  |  | N | IPP Non-CHP | 2 | X | SUN
61589 | RE Mustang Two LLC | 62015 | Mustang Two | CA | Kings | M2WHI | Solar Photovoltaic | PV |  | S | X | X |  |  | 100 |  | 100 | 100 |  | N |  |  | OP | X | 11 | 2020 |  |  | N | IPP Non-CHP | 2 | X | SUN
61944 | Goldman Sachs Renewable Power Group | 62016 | UC Riverside Lots 30 & 32 | CA | Riverside | UCRIV | Solar Photovoltaic | PV |  | S | X | X |  |  | 4 |  | 3.5 | 2 |  | N |  |  | OP | X | 12 | 2017 |  |  | N | IPP Non-CHP | 2 | X | SUN | [36 empty] | N
61602 | Solar Star California XLII, LLC | 62020 | Stanford Campus Solar | CA | Santa Clara | STANF | Solar Photovoltaic | PV |  | S | X | X |  |  | 3.4 |  | 3.3 | 1.6 |  | N |  |  | OP | X | 3 | 2017 |  |  | N | IPP Non-CHP | 2 | X | SUN | [36 empty] | N
61601 | Solar Star California XLVII, LLC | 62028 | CSU Long Beach Lots 7 & 14 | CA | Los Angeles | CSULB | Solar Photovoltaic | PV |  | S | X | X |  |  | 4.5 |  | 3.3 | 1.8 |  | N |  |  | OP | X | 12 | 2017 |  |  | N | IPP Non-CHP | 2 | X | SUN | [36 empty] | N
61987 | Sonoma County Junior College District | 62039 | Santa Rosa Junior College Petaluma Solar | CA | Sonoma | SRJCP | Solar Photovoltaic | PV |  | S | X | X |  |  | 1.2 |  | 1.1 | 0.6 |  | N |  |  | OP | X | 7 | 2018 |  |  | N | IPP Non-CHP | 2 | X | SUN | [9 empty] | N | N | [25 empty] | N
58871 | Citizens Enterprises Corporation | 62052 | Citizens Imperial Solar | CA | Imperial | CIS1 | Solar Photovoltaic | PV |  | W | X | X |  |  | 30 |  | 30 | 30 |  | N |  |  | OP | X | 8 | 2019 |  |  | N | IPP Non-CHP | 2 | X | SUN
61633 | AVS Phase 2 LLC | 62056 | Lancaster | CA | Los Angeles | LANC | Solar Photovoltaic | PV |  | S | X | X |  |  | 3 |  | 3 | 3 |  | N |  |  | OP | X | 11 | 2018 |  |  | N | IPP Non-CHP | 2 | X | SUN
60947 | Tesla Inc. | 62077 | Blue Shld Of Cal- El Dorado Hlls Mtr B | CA | El Dorado | PV1 | Solar Photovoltaic | PV |  | W | X | X |  |  | 1.5 |  | 2.1 | 2.1 |  | N |  |  | OP | X | 7 | 2019 |  |  | N | IPP Non-CHP | 2 | X | SUN
61674 | Greenskies | 62114 | Roseville Solar | CA | Placer | ROSE | Solar Photovoltaic | PV |  | S | X | X |  |  | 1 |  | 1 | 1 |  | N |  |  | OP | X | 12 | 2018 |  |  | N | IPP Non-CHP | 2 | X | SUN
61669 | AES Alamitos Energy, LLC | 62115 | AES Alamitos Energy Center | CA | Los Angeles | 1A | Natural Gas Fired Combined Cycle | CT | CCT1 | S | N | N | ALMIT CTG1A B1 | ALMIT CTG1A B1 | 231 | 0.85 | 194 | 231 |  | N |  |  | OP | X | 2 | 2020 |  |  | N | IPP Non-CHP | 2 | X | NG | [9 empty] | N | N |  | 12H |  |  |  |  | N | [18 empty] | N | N | N
61669 | AES Alamitos Energy, LLC | 62115 | AES Alamitos Energy Center | CA | Los Angeles | 1B | Natural Gas Fired Combined Cycle | CT | CCT1 | S | N | N | ALMIT CTG1B B1 | ALMIT CTG1B B1 | 231 | 0.85 | 194 | 231 |  | N |  |  | OP | X | 2 | 2020 |  |  | N | IPP Non-CHP | 2 | X | NG | [10 empty] | N |  | 12H | [23 empty] | N | N | N
61669 | AES Alamitos Energy, LLC | 62115 | AES Alamitos Energy Center | CA | Los Angeles | 1S | Natural Gas Fired Combined Cycle | CA | CCT1 | S | N | X | ALMIT STG1S B1 | ALMIT STG1S B1 | 216 | 0.85 | 215 | 216 |  | N |  |  | OP | X | 2 | 2020 |  |  | N | IPP Non-CHP | 2 | X | NG | [9 empty] | N | N |  | 12H | [23 empty] | N | N | N
61670 | AES Huntington Beach Energy, LLC | 62116 | AES Huntington Beach Energy Project | CA | Orange | 1A | Natural Gas Fired Combined Cycle | CT | CCT1 | J | N | N | HUNT_CTG 1A | HUNT_CTG 1A | 231 | 0.85 | 194 | 227 | 85 | N |  |  | OP | X | 2 | 2020 |  |  | N | IPP Non-CHP | 2 | X | NG | [9 empty] | N | N |  | 12H | [23 empty] | N | N | N
61670 | AES Huntington Beach Energy, LLC | 62116 | AES Huntington Beach Energy Project | CA | Orange | 1B | Natural Gas Fired Combined Cycle | CT | CCT1 | J | N | N | HUNT CTG 1B | HUNT CTG 1B | 231 | 0.85 | 194 | 227 | 85 | N |  |  | OP | X | 2 | 2020 |  |  | N | IPP Non-CHP | 2 | X | NG | [9 empty] | N | N |  | 12H | [23 empty] | N | N | N
61670 | AES Huntington Beach Energy, LLC | 62116 | AES Huntington Beach Energy Project | CA | Orange | 1S | Natural Gas Fired Combined Cycle | CA | CCT1 | J | N | X | HUNT STG 1S | HUNT STG 1S | 237.2 | 0.85 | 215 | 236 | 60 | N |  |  | OP | X | 2 | 2020 |  |  | N | IPP Non-CHP | 2 | X | NG | [9 empty] | N | N |  | 12H | [23 empty] | N | N | N
61686 | Chaffey Community College District | 62150 | Chaffey College Rancho Cucamonga Campus | CA | San Bernardino | SOLAR | Solar Photovoltaic | PV |  | S | X | X |  |  | 4 |  | 4 | 4 |  | N |  |  | OP | X | 2 | 2017 |  |  | N | Commercial Non-CHP | 4 | X | SUN | [9 empty] | N | N | [25 empty] | N
1569 | Berry Petroleum Co | 62176 | Berry NMW Cogens | CA | Kern | 21Z | Natural Gas Fired Combustion Turbine | GT |  | S | X | X |  |  | 4.8 | 0.8 | 5.7 | 5 | 2.5 | N |  |  | OP | X | 11 | 2017 |  |  | N | Industrial Non-CHP | 6 | X | NG | [9 empty] | N | N |  | 10M | [23 empty] | N | N | N
1569 | Berry Petroleum Co | 62176 | Berry NMW Cogens | CA | Kern | PF | Natural Gas Fired Combustion Turbine | GT |  | S | X | X |  |  | 4.8 | 0.8 | 5.7 | 5 | 2.5 | N |  |  | OP | X | 11 | 2017 |  |  | N | Industrial Non-CHP | 6 | X | NG | [9 empty] | N | N |  | 10M | [23 empty] | N | N | N
61709 | Desert Harvest, LLC | 62177 | Desert Harvest, LLC | CA | Riverside | DH001 | Solar Photovoltaic | PV |  | S | X | X |  |  | 80 |  | 80 | 80 |  | N |  |  | OP | X | 12 | 2020 |  |  | N | IPP Non-CHP | 2 | X | SUN
61710 | Maverick Solar, LLC | 62178 | Maverick Solar, LLC | CA | Riverside | MAV01 | Solar Photovoltaic | PV |  | S | X | X |  |  | 125 |  | 125 | 125 |  | N |  |  | OP | X | 12 | 2020 |  |  | N | IPP Non-CHP | 2 | X | SUN
61766 | Solar Star California LXIII, LLC | 62242 | County of San Diego SBRC | CA | San Diego | SBRC | Solar Photovoltaic | PV |  | S | X | X |  |  | 1.3 |  | 1.3 | 1.3 |  | N |  |  | OP | X | 12 | 2018 |  |  | N | IPP Non-CHP | 2 | X | SUN
61443 | Good Fellow Solar 1 PH1, LLC | 62246 | Target Woodland Solar Project | CA | Yolo | TWSP | Solar Photovoltaic | PV |  | W | X | X |  |  | 2.3 |  | 1.8 | 2 |  | N |  |  | OP | X | 12 | 2018 |  |  | N | IPP Non-CHP | 2 | X | SUN
61798 | Kern Highschool District Solar,LLC | 62274 | Liberty HS Solar Project | CA | Kern | LHSSP | Solar Photovoltaic | PV |  | W | X | X |  |  | 1.5 |  | 1.2 | 0.2 |  | N |  |  | OP | X | 12 | 2018 |  |  | N | Commercial Non-CHP | 4 | X | SUN
61798 | Kern Highschool District Solar,LLC | 62275 | Frontier HS Solar Project | CA | Kern | FHSSP | Solar Photovoltaic | PV |  | W | X | X |  |  | 1.4 |  | 1.4 | 1.4 |  | N |  |  | OP | X | 12 | 2018 |  |  | N | Commercial Non-CHP | 4 | X | SUN
61012 | AES Distributed Energy | 62286 | Xebec 1 | CA | Los Angeles | W7188 | Solar Photovoltaic | PV |  | S | X | X |  |  | 1.9 |  | 1.9 | 1.9 |  | N |  |  | OP | X | 12 | 2018 |  |  | N | Commercial Non-CHP | 4 | X | SUN
61012 | AES Distributed Energy | 62287 | Francisco St. Solar | CA | Los Angeles | W7190 | Solar Photovoltaic | PV |  | S | X | X |  |  | 1.2 |  | 1 | 1 |  | N |  |  | OP | X | 12 | 2018 |  |  | N | Commercial Non-CHP | 4 | X | SUN
57170 | EDF Renewable Asset Holdings, Inc. | 62288 | Valentine Solar, LLC | CA | Kern | VAL01 | Solar Photovoltaic | PV |  | W | X | X |  |  | 111.2 |  | 111.2 | 111.2 |  | N |  |  | OP | X | 11 | 2019 |  |  | N | IPP Non-CHP | 2 | X | SUN
61980 | Valta Energy | 62378 | CFW Solar X LLC - Vaughn | CA | Los Angeles | VSCFW | Solar Photovoltaic | PV |  | W | X | X |  |  | 1.6 |  | 1.6 | 1.6 |  | N |  |  | OP | X | 12 | 2018 |  |  | N | IPP Non-CHP | 2 | X | SUN
61952 | Hanford Renewable Energy LLC | 62418 | Verwey-Hanford Dairy Digester #2 | CA | Kings | 4 | Other Waste Biomass | IC |  | S | X | X |  |  | 1 | 1 | 1 | 1 | 0.6 | N |  |  | OP | X | 7 | 2019 |  |  | N | IPP Non-CHP | 2 | X | OBG | [9 empty] | N | N |  | 1H | [23 empty] | N |  | N
61952 | Hanford Renewable Energy LLC | 62419 | Verwey-Hanford Dairy Digester #3 | CA | Kings | 4 | Other Waste Biomass | IC |  | S | X | X |  |  | 1 | 1 | 1 | 1 | 0.6 | N |  |  | OP | X | 7 | 2019 |  |  | N | IPP Non-CHP | 2 | X | OBG | [9 empty] | N |  |  | 1H | [23 empty] | N
61957 | Kearny Mesa Storage LLC | 62441 | Kearny Mesa Storage LLC | CA | San Diego | U1 | Batteries | BA |  | S | X | X |  |  | 1 |  | 1 | 1 | 1 | N |  |  | OP | X | 2 | 2020 |  |  | N | IPP Non-CHP | 2 | X | MWH | [12 empty] | 10M
57128 | Bloom Energy | 62458 | Ratkovich Alhambra | CA | Los Angeles | RAT00 | Other Natural Gas | FC |  | W | X | X |  |  | 1 |  | 1 | 1 | 0.1 | N |  |  | OP | X | 12 | 2018 |  |  | N | IPP Non-CHP | 2 | X | NG | [12 empty] | OVER
57128 | Bloom Energy | 62459 | Micro Santa Clara | CA | Santa Clara | SMC01 | Other Natural Gas | FC |  | W | X | X |  |  | 2 |  | 2 | 2 | 0.1 | N |  |  | OP | X | 7 | 2018 |  |  | N | IPP Non-CHP | 2 | X | NG | [12 empty] | OVER
61219 | Longroad Energy Services LLC | 62463 | Little Bear 3 | CA | Fresno | GEN01 | Solar Photovoltaic | PV |  | S | X | X |  |  | 20 |  | 20 | 20 |  | N |  |  | OP | X | 12 | 2020 |  |  | N | IPP Non-CHP | 2 | X | SUN
61219 | Longroad Energy Services LLC | 62464 | Little Bear 4 | CA | Fresno | GEN01 | Solar Photovoltaic | PV |  | S | X | X |  |  | 50 |  | 50 | 50 |  | N |  |  | OP | X | 12 | 2020 |  |  | N | IPP Non-CHP | 2 | X | SUN
61219 | Longroad Energy Services LLC | 62465 | Little Bear 5 | CA | Fresno | GEN01 | Solar Photovoltaic | PV |  | S | X | X |  |  | 50 |  | 50 | 50 |  | N |  |  | OP | X | 12 | 2020 |  |  | N | IPP Non-CHP | 2 | X | SUN
60025 | Greenbacker Renewable Energy Corporation | 62545 | Renew Solar ABC Sacramento LLC | CA | Sacramento | SACRA | Solar Photovoltaic | PV |  | S | X | X |  |  | 1.7 |  | 1.7 | 1.7 |  | N |  |  | OP | X | 11 | 2020 |  |  | N | IPP Non-CHP | 2 | X | SUN
57128 | Bloom Energy | 62571 | Disney Prospect | CA | Los Angeles | DSY01 | Other Natural Gas | FC |  | W | X | X |  |  | 1 |  | 1 | 1 | 0 | N |  |  | OP | X | 3 | 2017 |  |  | N | IPP Non-CHP | 2 | X | NG | [12 empty] | 12H
57128 | Bloom Energy | 62573 | ATT Kelvin | CA | Orange | ATT56 | Other Natural Gas | FC |  | W | X | X |  |  | 1 |  | 1 | 1 | 0 | N |  |  | OP | X | 4 | 2017 |  |  | N | IPP Non-CHP | 2 | X | NG | [12 empty] | 12H
57128 | Bloom Energy | 62574 | ATT Van Nyus | CA | Los Angeles | ATT93 | Other Natural Gas | FC |  | W | X | X |  |  | 1 |  | 1 | 1 | 0 | N |  |  | OP | X | 7 | 2017 |  |  | N | IPP Non-CHP | 2 | X | NG | [12 empty] | 12H
57128 | Bloom Energy | 62575 | FLEX Gibraltar | CA | Santa Clara | FLX01 | Other Natural Gas | FC |  | W | X | X |  |  | 1 |  | 1 | 1 | 0 | N |  |  | OP | X | 2 | 2017 |  |  | N | IPP Non-CHP | 2 | X | NG | [12 empty] | 12H
57128 | Bloom Energy | 62577 | APP Prune A-D | CA | Santa Clara | AP11A | Other Natural Gas | FC |  | W | X | X |  |  | 1 |  | 1 | 1 | 0 | N |  |  | OP | X | 5 | 2017 |  |  | N | IPP Non-CHP | 2 | X | NG | [12 empty] | 12H
57128 | Bloom Energy | 62577 | APP Prune A-D | CA | Santa Clara | AP11B | Other Natural Gas | FC |  | W | X | X |  |  | 1 |  | 1 | 1 | 0 | N |  |  | OP | X | 6 | 2017 |  |  | N | IPP Non-CHP | 2 | X | NG | [12 empty] | 12H
57128 | Bloom Energy | 62577 | APP Prune A-D | CA | Santa Clara | AP11C | Other Natural Gas | FC |  | W | X | X |  |  | 1 |  | 1 | 1 | 0 | N |  |  | OP | X | 6 | 2017 |  |  | N | IPP Non-CHP | 2 | X | NG | [12 empty] | 12H
57128 | Bloom Energy | 62577 | APP Prune A-D | CA | Santa Clara | AP11D | Other Natural Gas | FC |  | W | X | X |  |  | 1 |  | 1 | 1 | 0 | N |  |  | OP | X | 6 | 2017 |  |  | N | IPP Non-CHP | 2 | X | NG | [12 empty] | 12H
62067 | EnterSolar | 62578 | Preferred Freezer San Leandro | CA | Alameda | SLPV1 | Solar Photovoltaic | PV |  | S | X | X |  |  | 2 |  | 2 | 2 |  | N |  |  | OP | X | 7 | 2017 |  |  | N | Commercial Non-CHP | 4 | X | SUN
62028 | PFMG Solar Grossmont Helix LLC | 62611 | PFMG Solar Grossmont Helix LLC | CA | San Diego | HELIX | Solar Photovoltaic | PV |  | S | X | X |  |  | 1.2 |  | 1.2 | 1.2 |  | N |  |  | OP | X | 5 | 2018 |  |  | N | IPP Non-CHP | 2 | X | SUN
58661 | Sustainable Power Group, LLC | 62649 | SFDK Solar | CA | Solano | SFDK | Solar Photovoltaic | PV |  | S | X | X |  |  | 6.3 |  | 6.3 | 6.3 |  | N |  |  | OP | X | 12 | 2019 |  |  | N | IPP Non-CHP | 2 | X | SUN | [9 empty] | N | N
62131 | HL Solar LLC | 62655 | HL Solar | CA | Lassen | HLS | Solar Photovoltaic | PV |  | S | X | X |  |  | 7.6 |  | 7.6 | 7.6 |  | N |  |  | OP | X | 6 | 2019 |  |  | N | IPP Non-CHP | 2 | X | SUN
62150 | 2016 ESA Project Company, LLC | 62671 | Equinix Caspian Dr. Fuel Cell | CA | Santa Clara | EQX1A | Other Natural Gas | FC |  | S | X | X |  |  | 2 | 0.99 | 2 | 2 | 2 | N |  |  | OP | X | 12 | 2017 |  |  | N | IPP Non-CHP | 2 | X | NG | [9 empty] | N | N | 0 | 12H | [23 empty] | N
62150 | 2016 ESA Project Company, LLC | 62671 | Equinix Caspian Dr. Fuel Cell | CA | Santa Clara | EQX1B | Other Natural Gas | FC |  | S | X | X |  |  | 2.8 | 0.99 | 2.8 | 2.8 | 2.8 | N |  |  | OP | X | 12 | 2017 |  |  | N | IPP Non-CHP | 2 | X | NG | [9 empty] | N | N | 0 | 12H | [23 empty] | N
62162 | RP Napa Solar 1, LLC | 62687 | American Canyon Solar | CA | Napa | RPNPA | Solar Photovoltaic | PV |  | S | X | X |  |  | 1 |  | 1 | 1 |  | N |  |  | OP | X | 9 | 2019 |  |  | N | IPP Non-CHP | 2 | X | SUN | [9 empty] | N | N
62162 | RP Napa Solar 1, LLC | 62687 | American Canyon Solar | CA | Napa | RPNPB | Solar Photovoltaic | PV |  | S | X | X |  |  | 1 |  | 1 | 1 |  | N |  |  | OP | X | 9 | 2019 |  |  | N | IPP Non-CHP | 2 | X | SUN | [9 empty] | N | N
62162 | RP Napa Solar 1, LLC | 62687 | American Canyon Solar | CA | Napa | RPNPC | Solar Photovoltaic | PV |  | S | X | X |  |  | 1 |  | 1 | 1 |  | N |  |  | OP | X | 9 | 2019 |  |  | N | IPP Non-CHP | 2 | X | SUN | [9 empty] | N | N
62628 | County of Santa Clara (CA) | 62688 | Malech Solar Farm | CA | Santa Clara | MFARM | Solar Photovoltaic | PV |  | S | X | X |  |  | 3.1 |  | 3.1 | 2 |  | N |  |  | OP | X | 10 | 2017 |  |  | N | IPP Non-CHP | 2 | X | SUN | [9 empty] | N | N |  | 10M | [23 empty] | N
62628 | County of Santa Clara (CA) | 62689 | Hellyer Solar Farm | CA | Santa Clara | HFARM | Solar Photovoltaic | PV |  | S | X | X |  |  | 2.2 |  | 2.2 | 1.5 |  | N |  |  | OP | X | 8 | 2017 |  |  | N | IPP Non-CHP | 2 | X | SUN | [9 empty] | N | N |  | 10M | [23 empty] | N
62628 | County of Santa Clara (CA) | 62690 | Guadalupe Solar Farm | CA | Santa Clara | GFARM | Solar Photovoltaic | PV |  | S | X | X |  |  | 1.7 |  | 1.7 | 1.1 |  | N |  |  | OP | X | 9 | 2018 |  |  | N | IPP Non-CHP | 2 | X | SUN | [9 empty] | N | N |  | 10M | [23 empty] | N
62150 | 2016 ESA Project Company, LLC | 62697 | Mission College Blvd. Fuel Cell | CA | Santa Clara | NTL3A | Other Natural Gas | FC |  | S | X | X |  |  | 2.4 | 0.99 | 2.4 | 2.4 | 2.4 | N |  |  | OP | X | 12 | 2017 |  |  | N | IPP Non-CHP | 2 | X | NG | [9 empty] | N | N |  | 12H | [23 empty] | N
62150 | 2016 ESA Project Company, LLC | 62697 | Mission College Blvd. Fuel Cell | CA | Santa Clara | NTL3B | Other Natural Gas | FC |  | S | X | X |  |  | 2.6 | 0.99 | 2.6 | 2.6 | 2.6 | N |  |  | OP | X | 12 | 2017 |  |  | N | IPP Non-CHP | 2 | X | NG | [9 empty] | N | N | 0 | 12H | [23 empty] | N
62150 | 2016 ESA Project Company, LLC | 62698 | Kaiser East La Palma Ave. Fuel Cell | CA | Orange | KR059 | Other Natural Gas | FC |  | S | X | X |  |  | 2.2 | 0.99 | 2.2 | 2.2 | 1.5 | N |  |  | OP | X | 9 | 2017 |  |  | N | IPP Non-CHP | 2 | X | NG | [9 empty] | N | N | 0 | 12H | [23 empty] | N
62150 | 2016 ESA Project Company, LLC | 62699 | Kaiser Deer Valley Rd. Fuel Cell | CA | Contra Costa | KSR24 | Other Natural Gas | FC |  | S | X | X |  |  | 1.4 | 0.99 | 1.4 | 1.4 | 1.4 | N |  |  | OP | X | 4 | 2017 |  |  | N | IPP Non-CHP | 2 | X | NG | [9 empty] | N | N | 0 | 12H | [23 empty] | N
62150 | 2016 ESA Project Company, LLC | 62700 | Kaiser Owens Dr. Fuel Cell | CA | Alameda | KSR23 | Other Natural Gas | FC |  | S | X | X |  |  | 1 | 0.99 | 1 | 1 | 1 | N |  |  | OP | X | 9 | 2017 |  |  | N | IPP Non-CHP | 2 | X | NG | [9 empty] | N | N | 0 | 12H | [23 empty] | N
62150 | 2016 ESA Project Company, LLC | 62701 | Kaiser Napa Valley Corporate Dr Fuel Cell | CA | Napa | KS18A | Other Natural Gas | FC |  | S | X | X |  |  | 2.5 | 0.99 | 2.5 | 2.5 | 2.5 | N |  |  | OP | X | 6 | 2017 |  |  | N | IPP Non-CHP | 2 | X | NG | [9 empty] | N | N | 0 | 12H | [23 empty] | N
62150 | 2016 ESA Project Company, LLC | 62701 | Kaiser Napa Valley Corporate Dr Fuel Cell | CA | Napa | KS18B | Other Natural Gas | FC |  | S | X | X |  |  | 2.3 | 0.99 | 2.3 | 2.3 | 2.3 | N |  |  | OP | X | 6 | 2017 |  |  | N | IPP Non-CHP | 2 | X | NG | [9 empty] | N | N | 0 | 12H | [23 empty] | N
62150 | 2016 ESA Project Company, LLC | 62702 | Equinix Great Oaks Blvd. Fuel Cell | CA | Santa Clara | EQ14A | Other Natural Gas | FC |  | S | X | X |  |  | 2.4 | 0.99 | 2.4 | 2.4 | 2.4 | N |  |  | OP | X | 12 | 2017 |  |  | N | IPP Non-CHP | 2 | X | NG | [9 empty] | N | N | 0 | 12H | [23 empty] | N
62150 | 2016 ESA Project Company, LLC | 62702 | Equinix Great Oaks Blvd. Fuel Cell | CA | Santa Clara | EQ14B | Other Natural Gas | FC |  | S | X | X |  |  | 2.1 | 0.99 | 2.1 | 2.1 | 2.1 | N |  |  | OP | X | 12 | 2017 |  |  | N | IPP Non-CHP | 2 | X | NG | [9 empty] | N | N | 0 | 12H | [23 empty] | N
62150 | 2016 ESA Project Company, LLC | 62703 | Equinix Lundy Ave. Fuel Cell | CA | Santa Clara | EQ13A | Other Natural Gas | FC |  | S | X | X |  |  | 1.8 | 0.99 | 1.8 | 1.8 | 1.8 | N |  |  | OP | X | 9 | 2017 |  |  | N | IPP Non-CHP | 2 | X | NG | [9 empty] | N | N | 0 | 12H | [23 empty] | N
62150 | 2016 ESA Project Company, LLC | 62703 | Equinix Lundy Ave. Fuel Cell | CA | Santa Clara | EQ13B | Other Natural Gas | FC |  | S | X | X |  |  | 2 | 0.99 | 2 | 2 | 2 | N |  |  | OP | X | 9 | 2017 |  |  | N | IPP Non-CHP | 2 | X | NG | [9 empty] | N | N | 0 | 12H | [23 empty] | N
62150 | 2016 ESA Project Company, LLC | 62704 | Equinix Douglas St. Fuel Cell | CA | Los Angeles | EQX09 | Other Natural Gas | FC |  | S | X | X |  |  | 1.5 | 0.99 | 1.5 | 1.5 | 1.5 | N |  |  | OP | X | 10 | 2017 |  |  | N | IPP Non-CHP | 2 | X | NG | [9 empty] | N | N | 0 | 12H | [23 empty] | N
62150 | 2016 ESA Project Company, LLC | 62705 | Equinix Maple Ave. Fuel Cell | CA | Los Angeles | EQX08 | Other Natural Gas | FC |  | S | X | X |  |  | 2 | 0.99 | 2 | 2 | 2 | N |  |  | OP | X | 9 | 2017 |  |  | N | IPP Non-CHP | 2 | X | NG | [9 empty] | N | N | 0 | 12H | [23 empty] | N
62648 | DG 1 Acquisition Co., LLC | 62732 | Solar Star Palo Alto I, LLC | CA | Santa Clara | SSPAI | Solar Photovoltaic | PV |  | S | X | X |  |  | 1.3 |  | 1.3 | 1.3 |  | N |  |  | OP | X | 8 | 2019 |  |  | N | IPP Non-CHP | 2 | X | SUN
62701 | Vista Solar, Inc. | 62806 | Shelter Creek Condominiums Solar | CA | San Mateo | SCC01 | Solar Photovoltaic | PV |  | W | X | X |  |  | 2.5 |  | 2.4 | 1.1 |  | N |  |  | OP | X | 2 | 2020 |  |  | N | IPP Non-CHP | 2 | X | SUN
62772 | CA ODEVI LLC | 62902 | Windsor Floating Solar | CA | Sonoma | WUS15 | Solar Photovoltaic | PV |  | S | X | X |  |  | 1.5 |  | 1.5 | 1.5 |  | N |  |  | OP | X | 11 | 2020 |  |  | N | IPP Non-CHP | 2 | X | SUN
62854 | Solar Star California LXXVIII, LLC | 62987 | Grossmont HS Solar Project | CA | San Diego | GHSP | Solar Photovoltaic | PV |  | S | X | X |  |  | 1.4 |  | 1.3 | 0.8 |  | N |  |  | OP | X | 12 | 2018 |  |  | N | Commercial Non-CHP | 4 | X | SUN
62842 | Lightsource Renewable Energy Asset Management, LLC | 62988 | Wildflower Solar 1 | CA | Sacramento | CAWF1 | Solar Photovoltaic | PV |  | W | X | X | NP-15 | NP-15 | 13 | 0.95 | 13 | 13 |  | N |  |  | OP | X | 12 | 2020 |  |  | N | IPP Non-CHP | 2 | X | SUN | [16 empty] | N | [19 empty] | N
62856 | Forefront Power, LLC | 63021 | SCCCD - Clovis Community College | CA | Fresno | 232 | Solar Photovoltaic | PV |  | S | X | X |  |  | 1.3 |  | 1.3 | 1.3 |  | N |  |  | OP | X | 12 | 2018 |  |  | N | IPP Non-CHP | 2 | X | SUN
62885 | CalCity Solar 1 , LLC | 63054 | CalCity Solar 1 | CA | Kern | CALTR | Solar Photovoltaic | PV |  | S | X | X |  |  | 3 |  | 3 | 3 |  | N |  |  | OP | X | 11 | 2019 |  |  | N | IPP Non-CHP | 2 | X | SUN
62856 | Forefront Power, LLC | 63068 | SCCCD - Fresno Community College | CA | Fresno | 231 | Solar Photovoltaic | PV |  | S | X | X |  |  | 2.2 |  | 2.2 | 2.2 |  | N |  |  | OP | X | 10 | 2018 |  |  | N | IPP Non-CHP | 2 | X | SUN
62856 | Forefront Power, LLC | 63074 | Reedley Community College Solar | CA | Fresno | 234 | Solar Photovoltaic | PV |  | S | X | X |  |  | 2.6 |  | 2.6 | 2.6 |  | N |  |  | OP | X | 12 | 2018 |  |  | N | IPP Non-CHP | 2 | X | SUN
60059 | ZGlobal Inc | 63078 | Eagle Creek | CA | Kern | EGCRK | Solar Photovoltaic | PV |  | W | X | X |  |  | 3 | 1 | 3 | 3 |  | N |  |  | OP | X | 12 | 2019 |  |  | N | IPP Non-CHP | 2 | X | SUN | [9 empty] | N | N
62988 | DG California Solar LLC | 63204 | CID Solar (CA) | CA | Kings | HLS | Solar Photovoltaic | PV |  | S | X | X |  |  | 2 |  | 2 | 2 |  | N |  |  | OP | X | 9 | 2019 |  |  | N | IPP Non-CHP | 2 | X | SUN
63067 | Valero Wilmington | 63285 | Valero Wilmington Cogeneration Plant | CA | Los Angeles | 79G1 | Natural Gas Fired Combustion Turbine | GT |  | S | X | X |  |  | 33.5 | 0.85 | 32.2 | 32.2 | 10 | N |  |  | OP | X | 11 | 2017 |  |  | Y | Industrial CHP | 7 | T | NG | [9 empty] | N | N |  | 1H | [23 empty] | N | N | N
63091 | Solar Star California LXIV, LLC | 63303 | Alticor Inc - Solar Project | CA | Orange | AISP | Solar Photovoltaic | PV |  | W | X | X |  |  | 1.2 |  | 1.1 | 0.7 |  | N |  |  | OP | X | 12 | 2017 |  |  | N | IPP Non-CHP | 2 | X | SUN
62067 | EnterSolar | 63361 | Medline Ind. Phase 2 Tracy | CA | San Joaquin | MIP2T | Solar Photovoltaic | PV |  | W | X | X |  |  | 1 |  | 1 | 1 |  | N |  |  | OP | X | 4 | 2018 |  |  | N | IPP Non-CHP | 2 | X | SUN | [9 empty] | N | N
62067 | EnterSolar | 63363 | Niagara Bottling Stockton | CA | San Joaquin | NBS | Solar Photovoltaic | PV |  | W | X | X |  |  | 1 |  | 1 | 1 |  | N |  |  | OP | X | 1 | 2018 |  |  | N | IPP Non-CHP | 2 | X | SUN
63125 | Phelan Pinon Hills Community Services District | 63376 | Phelan Pinon Hills CSD Solar | CA | San Bernardino | PPHS | Solar Photovoltaic | PV |  | S | X | X |  |  | 1.2 |  | 1.1 | 0.8 |  | N |  |  | OP | X | 11 | 2015 |  |  | N | IPP Non-CHP | 2 | X | SUN
61944 | Goldman Sachs Renewable Power Group | 63385 | Castaic Lake Phase II | CA | Los Angeles | CA135 | Solar Photovoltaic | PV |  | S | X | X |  |  | 3.5 |  | 3.5 | 3.5 |  | N |  |  | OP | X | 12 | 2014 |  |  | N | IPP Non-CHP | 2 | X | SUN
63246 | EDF Renewables Distributed Solutions, Inc | 63412 | San Diego Zoo | CA | San Diego | SDZOO | Batteries | BA |  | S | X | X |  |  | 1 |  | 1 | 1 | 0 | N |  |  | OP | X | 10 | 2019 |  |  | N | IPP Non-CHP | 2 | X | MWH | [9 empty] | N | N |  | 10M | [23 empty] | N | N | N
61620 | IOS II LLC | 63414 | IOS II-LAX9 | CA | San Bernardino | IOSII | Solar Photovoltaic | PV |  | S | X | X |  |  | 4 | 1 | 3.7 | 3.3 |  | N |  |  | OP | X | 2 | 2020 |  |  | N | IPP Non-CHP | 2 | X | SUN
17164 | Sierra Pacific Industries Inc | 63416 | Sierra Pacific Industries (2042-RD) | CA | Tehama | GEN1 | Solar Photovoltaic | PV |  | S | X | X |  |  | 8.4 |  | 8.4 | 8.4 |  | N |  |  | OP | X | 5 | 2020 |  |  | N | Industrial Non-CHP | 6 | X | SUN
62856 | Forefront Power, LLC | 63418 | DGS Wasco State Prison | CA | Kern | 1122 | Solar Photovoltaic | PV |  | S | X | X |  |  | 2.3 |  | 2.3 | 2.3 |  | N |  |  | OP | X | 7 | 2020 |  |  | N | IPP Non-CHP | 2 | X | SUN
62856 | Forefront Power, LLC | 63419 | DGS Central California Womens Facility | CA | Madera | 1122 | Solar Photovoltaic | PV |  | S | X | X |  |  | 2 |  | 2 | 2 |  | N |  |  | OP | X | 12 | 2020 |  |  | N | IPP Non-CHP | 2 | X | SUN
62856 | Forefront Power, LLC | 63420 | Fresno Bullard High School Hybrid | CA | Fresno | 903 | Solar Photovoltaic | PV |  | S | X | X |  |  | 1.2 |  | 1.2 | 1.2 |  | N |  |  | OP | X | 3 | 2020 |  |  | N | IPP Non-CHP | 2 | X | SUN | [12 empty] | 10M
62856 | Forefront Power, LLC | 63420 | Fresno Bullard High School Hybrid | CA | Fresno | BA903 | Batteries | BA |  | S | X | X |  |  | 0.4 |  | 0.4 | 0.4 | 0 | N |  |  | OP | X | 3 | 2020 |  |  | N | IPP Non-CHP | 2 | X | MWH | [12 empty] | 10M
62856 | Forefront Power, LLC | 63421 | Fresno Hoover High School Hybrid | CA | Fresno | 291 | Solar Photovoltaic | PV |  | S | X | X |  |  | 1.2 |  | 1.2 | 1.2 |  | N |  |  | OP | X | 3 | 2020 |  |  | N | IPP Non-CHP | 2 | X | SUN | [12 empty] | 10M
62856 | Forefront Power, LLC | 63421 | Fresno Hoover High School Hybrid | CA | Fresno | BA291 | Batteries | BA |  | S | X | X |  |  | 0.2 |  | 0.2 | 0.2 | 0 | N |  |  | OP | X | 3 | 2020 |  |  | N | IPP Non-CHP | 2 | X | MWH | [12 empty] | 10M
62856 | Forefront Power, LLC | 63422 | Fresno Sunnyside High School Hybrid | CA | Fresno | 1122 | Solar Photovoltaic | PV |  | S | X | X |  |  | 1.6 |  | 1.6 | 1.6 |  | N |  |  | OP | X | 12 | 2020 |  |  | N | IPP Non-CHP | 2 | X | SUN | [12 empty] | 10M
62856 | Forefront Power, LLC | 63422 | Fresno Sunnyside High School Hybrid | CA | Fresno | BA112 | Batteries | BA |  | S | X | X |  |  | 0.3 |  | 0.3 | 0.3 | 0 | N |  |  | OP | X | 12 | 2020 |  |  | N | IPP Non-CHP | 2 | X | MWH | [12 empty] | 10M
61939 | Clearway Energy, Inc | 63439 | Central CA Fuel Cell 1 | CA | Tulare | CCFC1 | Other Natural Gas | FC |  | S | X | X |  |  | 2.8 | 1 | 2.8 | 2.8 | 0.2 | N |  |  | OP | X | 5 | 2018 |  |  | Y | IPP CHP | 3 | T | NG | [9 empty] | N | N |  | OVER
63198 | RE-VFO LLC | 63455 | RE-VFO LLC | CA | Tulare | INV1 | Solar Photovoltaic | PV |  | S | X | X |  |  | 0.5 |  | 0.5 | 0.5 |  | N |  |  | OP | X | 5 | 2009 |  |  | N | IPP Non-CHP | 2 | X | SUN | [9 empty] | N | N |  | 10M | [20 empty] | N |  |  | N
63198 | RE-VFO LLC | 63455 | RE-VFO LLC | CA | Tulare | INV2 | Solar Photovoltaic | PV |  | S | X | X |  |  | 0.5 |  | 0.5 | 0.5 |  | N |  |  | OP | X | 5 | 2009 |  |  | N | IPP Non-CHP | 2 | X | SUN | [9 empty] | N | N |  | 10M | [20 empty] | N |  |  | N
63226 | CalCom Energy | 63486 | D'Arrigo Brothers - Phase 4 | CA | Monterey | DA04 | Solar Photovoltaic | PV |  | W | X | X |  |  | 1.7 | 1 | 1.7 | 1.2 |  | N |  |  | OP | X | 3 | 2019 |  |  | N | IPP Non-CHP | 2 | X | SUN
57353 | Plumas Sierra Rural Electric Coop | 63493 | PSREC/SIAD Solar | CA | Lassen | SIAD | Solar Photovoltaic | PV |  | S | X | X |  |  | 2.5 | 0.8 | 2.4 | 1.6 |  | N |  |  | OP | X | 9 | 2018 |  |  | N | Electric Utility | 1 | X | SUN | [10 empty] | N | 0
60947 | Tesla Inc. | 63510 | Walnut Unified School District Walnut HS Hybrid | CA | Los Angeles | PV1 | Solar Photovoltaic | PV |  | W | X | X |  |  | 1.8 |  | 1.8 | 1.8 |  | N |  |  | OP | X | 2 | 2020 |  |  | N | IPP Non-CHP | 2 | X | SUN | [12 empty] | 10M
60947 | Tesla Inc. | 63510 | Walnut Unified School District Walnut HS Hybrid | CA | Los Angeles | ST1 | Batteries | BA |  | W | X | X |  |  | 0.5 |  | 0.5 | 0.5 | 0 | N |  |  | OP | X | 2 | 2020 |  |  | N | IPP Non-CHP | 2 | X | MWH | [12 empty] | 10M
63226 | CalCom Energy | 63514 | Moonlight Packing - Phase 2 | CA | Fresno | MLO2 | Solar Photovoltaic | PV |  | W | X | X |  |  | 1.4 |  | 1.4 | 1 |  | N |  |  | OP | X | 6 | 2019 |  |  | N | IPP Non-CHP | 2 | X | SUN
61944 | Goldman Sachs Renewable Power Group | 63516 | California City | CA | Kern | CACTY | Solar Photovoltaic | PV |  | S | X | X |  |  | 1.9 |  | 1.9 | 1.9 |  | N |  |  | OP | X | 7 | 2018 |  |  | N | IPP Non-CHP | 2 | X | SUN
61944 | Goldman Sachs Renewable Power Group | 63527 | Lafayette 2 - Internal Services Dept | CA | Los Angeles | GEN1 | Solar Photovoltaic | PV |  | W | X | X |  |  | 1.9 | 1 | 1.9 | 1.9 |  | N |  |  | OP | X | 8 | 2020 |  |  | N | IPP Non-CHP | 2 | X | SUN
61944 | Goldman Sachs Renewable Power Group | 63545 | Chevron - Lost Hills Hybrid | CA | Kern | GEN1 | Solar Photovoltaic | PV |  | S | X | X |  |  | 30 |  | 30 | 30 |  | N |  |  | OP | X | 4 | 2020 |  |  | N | IPP Non-CHP | 2 | X | SUN
57128 | Bloom Energy | 63603 | Illumina Way SD | CA | San Diego | ILM01 | Other Natural Gas | FC |  | W | X | X |  |  | 3.5 |  | 3.5 | 3.5 | 0.1 | N |  |  | OP | X | 9 | 2019 |  |  | N | Industrial Non-CHP | 6 | X | NG | [9 empty] | N | N |  | 12H
57128 | Bloom Energy | 63604 | Extreme San Ignacio | CA | Santa Clara | EXN02 | Other Natural Gas | FC |  | W | X | X |  |  | 1 |  | 1 | 1 | 0.1 | N |  |  | OP | X | 5 | 2019 |  |  | N | Commercial Non-CHP | 4 | X | NG | [9 empty] | N | N |  | 12H
57128 | Bloom Energy | 63605 | ATT North Watney | CA | Solano | ATT35 | Other Natural Gas | FC |  | W | X | X |  |  | 2 |  | 2 | 2 | 0.1 | N |  |  | OP | X | 12 | 2019 |  |  | N | Commercial Non-CHP | 4 | X | NG | [9 empty] | N | N |  | 12H
57128 | Bloom Energy | 63606 | ATT Ventura Blvd | CA | Los Angeles | ATT27 | Other Natural Gas | FC |  | W | X | X |  |  | 1 |  | 1 | 1 | 0.1 | N |  |  | OP | X | 11 | 2019 |  |  | N | Commercial Non-CHP | 4 | X | NG | [9 empty] | N | N |  | 12H
57128 | Bloom Energy | 63607 | Extreme Via Del Oro | CA | Santa Clara | EXN01 | Other Natural Gas | FC |  | W | X | X |  |  | 1.2 |  | 1.2 | 1.2 | 0.1 | N |  |  | OP | X | 3 | 2019 |  |  | N | Commercial Non-CHP | 4 | X | NG | [9 empty] | N | N | 0 | 12H
63785 | Hybrid-Electric Building Technologies West Los Angeles 1, LLC | 63609 | Allergan | CA | Orange | ALRGN | Batteries | BA |  | J | X | X |  |  | 1.5 |  | 1.5 | 1.5 | 0 | N |  |  | OP | X | 7 | 2019 |  |  | N | Commercial Non-CHP | 4 | X | MWH | [12 empty] | 10M
63785 | Hybrid-Electric Building Technologies West Los Angeles 1, LLC | 63610 | Baker | CA | Orange | BAKER | Batteries | BA |  | J | X | X |  |  | 1.2 |  | 1.2 | 1.2 | 0 | N |  |  | OP | X | 4 | 2019 |  |  | N | Commercial Non-CHP | 4 | X | MWH | [12 empty] | 10M
63785 | Hybrid-Electric Building Technologies West Los Angeles 1, LLC | 63611 | CSU Long Beach | CA | Los Angeles | CSULB | Batteries | BA |  | J | X | X |  |  | 2.5 |  | 2.5 | 2.5 | 0 | N |  |  | OP | X | 3 | 2017 |  |  | N | Commercial Non-CHP | 4 | X | MWH | [12 empty] | 10M
63785 | Hybrid-Electric Building Technologies West Los Angeles 1, LLC | 63612 | DATS | CA | Orange | DATS0 | Batteries | BA |  | J | X | X |  |  | 1 |  | 1 | 1 | 0 | N |  |  | OP | X | 4 | 2017 |  |  | N | Commercial Non-CHP | 4 | X | MWH | [12 empty] | 10M
63785 | Hybrid-Electric Building Technologies West Los Angeles 1, LLC | 63613 | Downey | CA | Los Angeles | DOWNY | Batteries | BA |  | J | X | X |  |  | 2 |  | 2 | 2 | 0 | N |  |  | OP | X | 12 | 2019 |  |  | N | Commercial Non-CHP | 4 | X | MWH | [12 empty] | 10M
63785 | Hybrid-Electric Building Technologies West Los Angeles 1, LLC | 63614 | LAWRP | CA | Orange | LAWRP | Batteries | BA |  | J | X | X |  |  | 1 |  | 1 | 1 | 0 | N |  |  | OP | X | 4 | 2019 |  |  | N | Commercial Non-CHP | 4 | X | MWH | [12 empty] | 10M
63785 | Hybrid-Electric Building Technologies West Los Angeles 1, LLC | 63615 | Long Beach Convention Center | CA | Los Angeles | LBCON | Batteries | BA |  | J | X | X |  |  | 1.5 |  | 1.5 | 1.5 | 0 | N |  |  | OP | X | 4 | 2019 |  |  | N | Commercial Non-CHP | 4 | X | MWH | [12 empty] | 10M
63785 | Hybrid-Electric Building Technologies West Los Angeles 1, LLC | 63616 | OCSD | CA | Orange | OCSD1 | Batteries | BA |  | J | X | X |  |  | 4.9 |  | 4.9 | 4.9 | 0 | N |  |  | OP | X | 8 | 2019 |  |  | N | Commercial Non-CHP | 4 | X | MWH | [12 empty] | 10M
63785 | Hybrid-Electric Building Technologies West Los Angeles 1, LLC | 63617 | SOCCD | CA | Orange | SOCCD | Batteries | BA |  | J | X | X |  |  | 1.3 |  | 1.3 | 1.3 | 0 | N |  |  | OP | X | 6 | 2019 |  |  | N | Commercial Non-CHP | 4 | X | MWH | [12 empty] | 10M
61944 | Goldman Sachs Renewable Power Group | 63623 | Lafayette 2 - MLK Jr. Hospital (MLK) | CA | Los Angeles | GEN1 | Solar Photovoltaic | PV |  | W | X | X |  |  | 1.7 | 1 | 1.7 | 1.7 |  | N |  |  | OP | X | 8 | 2020 |  |  | N | IPP Non-CHP | 2 | X | SUN
62715 | Westbound Solar LLC | 63630 | Pleasanton - Amador Valley High School | CA | Alameda | AVHS | Solar Photovoltaic | PV |  | S | X | X |  |  | 1.1 |  | 1.1 | 1.1 |  | N |  |  | OP | X | 11 | 2019 |  |  | N | Commercial Non-CHP | 4 | X | SUN
58622 | Costco Wholesale | 63638 | Tracy 210 | CA | San Joaquin | CTC13 | Other Natural Gas | FC |  | S | X | X |  |  | 2.6 |  | 2.6 | 2.6 | 0.1 | N |  |  | OP | X | 3 | 2019 |  |  | N | Industrial Non-CHP | 6 | X | NG | [9 empty] | N | N |  | 12H
63344 | SunE P11L Holdings, LLC | 63651 | North Kern State Prison Phase II | CA | Kern | 5812 | Solar Photovoltaic | PV |  | S | X | X |  |  | 4 |  | 4 | 4 |  | N |  |  | OP | X | 9 | 2012 |  |  | N | IPP Non-CHP | 2 | X | SUN
63393 | VS Dedeaux LLC | 63674 | Dedeaux | CA | Los Angeles | DEDEA | Solar Photovoltaic | PV |  | S | X | X |  |  | 0.9 | 1 | 0.9 | 0.9 |  | N |  |  | OP | X | 12 | 2019 |  |  | N | IPP Non-CHP | 2 | X | SUN
62150 | 2016 ESA Project Company, LLC | 63699 | AGT000 Stevens Creek Fuel Cell | CA | Santa Clara | AGT0A | Other Natural Gas | FC |  | S | X | X |  |  | 1.2 | 0.99 | 1.2 | 1.2 | 1.2 | N |  |  | OP | X | 9 | 2018 |  |  | N | IPP Non-CHP | 2 | X | NG | [9 empty] | N | N |  | 12H | [23 empty] | N
62150 | 2016 ESA Project Company, LLC | 63699 | AGT000 Stevens Creek Fuel Cell | CA | Santa Clara | AGT0B | Other Natural Gas | FC |  | S | X | X |  |  | 1 | 0.99 | 1 | 1 | 1 | N |  |  | OP | X | 9 | 2018 |  |  | N | IPP Non-CHP | 2 | X | NG | [10 empty] | N |  | 12H | [23 empty] | N
62150 | 2016 ESA Project Company, LLC | 63701 | CST001 McCarthy Fuel Cell | CA | Santa Clara | CST1A | Other Natural Gas | FC |  | S | X | X |  |  | 0.9 | 0.9 | 0.9 | 0.9 | 0.9 | N |  |  | OP | X | 1 | 2019 |  |  | N | IPP Non-CHP | 2 | X | NG | [9 empty] | N | N |  | 12H | [23 empty] | N
62150 | 2016 ESA Project Company, LLC | 63701 | CST001 McCarthy Fuel Cell | CA | Santa Clara | CST1B | Other Natural Gas | FC |  | S | X | X |  |  | 0.3 | 0.9 | 0.3 | 0.3 | 0.3 | N |  |  | OP | X | 1 | 2019 |  |  | N | IPP Non-CHP | 2 | X | NG | [9 empty] | N | N |  | 12H | [23 empty] | N
62150 | 2016 ESA Project Company, LLC | 63704 | EQX010 Great Oaks Fuel Cell | CA | Santa Clara | EQ10A | Other Natural Gas | FC |  | S | X | X |  |  | 1.2 | 0.99 | 1.2 | 1.2 | 1.2 | N |  |  | OP | X | 9 | 2019 |  |  | N | IPP Non-CHP | 2 | X | NG | [10 empty] | N |  | 12H | [23 empty] | N
62150 | 2016 ESA Project Company, LLC | 63704 | EQX010 Great Oaks Fuel Cell | CA | Santa Clara | EQ10B | Other Natural Gas | FC |  | S | X | X |  |  | 1.2 | 0.99 | 1.2 | 1.2 | 1.2 | N |  |  | OP | X | 9 | 2019 |  |  | N | IPP Non-CHP | 2 | X | NG | [10 empty] | N |  | 12H | [23 empty] | N
62150 | 2016 ESA Project Company, LLC | 63705 | EQX011 Duane Fuel Cell | CA | Santa Clara | EQ11A | Other Natural Gas | FC |  | S | X | X |  |  | 2 | 0.99 | 2 | 2 | 2 | N |  |  | OP | X | 11 | 2018 |  |  | N | IPP Non-CHP | 2 | X | NG | [12 empty] | 12H | [23 empty] | N
62150 | 2016 ESA Project Company, LLC | 63705 | EQX011 Duane Fuel Cell | CA | Santa Clara | EQ11B | Other Natural Gas | FC |  | S | X | X |  |  | 1.4 | 0.99 | 1.4 | 1.4 | 1.4 | N |  |  | OP | X | 9 | 2018 |  |  | N | IPP Non-CHP | 2 | X | NG | [12 empty] | 12H | [23 empty] | N
62150 | 2016 ESA Project Company, LLC | 63705 | EQX011 Duane Fuel Cell | CA | Santa Clara | EQ11C | Other Natural Gas | FC |  | S | X | X |  |  | 1.8 | 0.99 | 1.8 | 1.8 | 1.8 | N |  |  | OP | X | 9 | 2018 |  |  | N | IPP Non-CHP | 2 | X | NG | [12 empty] | 12H | [23 empty] | N
62150 | 2016 ESA Project Company, LLC | 63708 | EQX015 Great Oaks Fuel Cell | CA | Santa Clara | EQ15A | Other Natural Gas | FC |  | S | X | X |  |  | 2 | 0.99 | 2 | 2 | 2 | N |  |  | OP | X | 1 | 2018 |  |  | N | IPP Non-CHP | 2 | X | NG | [9 empty] | N | N |  | 12H | [23 empty] | N
62150 | 2016 ESA Project Company, LLC | 63708 | EQX015 Great Oaks Fuel Cell | CA | Santa Clara | EQ15B | Other Natural Gas | FC |  | S | X | X |  |  | 2 | 0.99 | 2 | 2 | 2 | N |  |  | OP | X | 1 | 2018 |  |  | N | IPP Non-CHP | 2 | X | NG | [9 empty] | N | N |  | 12H | [23 empty] | N
62150 | 2016 ESA Project Company, LLC | 63711 | JSR000 N Mathilda Fuel Cell | CA | Santa Clara | JSR00 | Other Natural Gas | FC |  | S | X | X |  |  | 1.1 | 0.99 | 1.1 | 1.1 | 1.1 | N |  |  | OP | X | 6 | 2019 |  |  | N | IPP Non-CHP | 2 | X | NG | [10 empty] | N |  | 12H | [23 empty] | N
62150 | 2016 ESA Project Company, LLC | 63712 | KSR028 Merced Fuel Cell | CA | Alameda | KSR28 | Other Natural Gas | FC |  | S | X | X |  |  | 2 | 0.99 | 2 | 2 | 2 | N |  |  | OP | X | 4 | 2018 |  |  | N | IPP Non-CHP | 2 | X | NG | [9 empty] | N | N |  | 12H | [23 empty] | N
62150 | 2016 ESA Project Company, LLC | 63714 | GEN005 Antibody Fuel Cell | CA | San Diego | GEN05 | Other Natural Gas | FC |  | S | X | X |  |  | 2.5 | 0.9 | 2.5 | 2.5 | 2.5 | N |  |  | OP | X | 4 | 2019 |  |  | N | IPP Non-CHP | 2 | X | NG | [10 empty] | N |  | 12H | [23 empty] | N
62150 | 2016 ESA Project Company, LLC | 63715 | SCU000 El Camino Real Fuel Cell | CA | Santa Clara | SCU00 | Other Natural Gas | FC |  | S | X | X |  |  | 1.5 | 0.99 | 1.5 | 1.5 | 1.5 | N |  |  | OP | X | 12 | 2018 |  |  | N | IPP Non-CHP | 2 | X | NG | [9 empty] | N | N |  | 12H | [23 empty] | N
62150 | 2016 ESA Project Company, LLC | 63716 | KSR053 Cantara Fuel Cell | CA | Los Angeles | KSR53 | Other Natural Gas | FC |  | S | X | X |  |  | 1.6 | 0.99 | 1.6 | 1.6 | 1.6 | N |  |  | OP | X | 5 | 2018 |  |  | N | IPP Non-CHP | 2 | X | NG | [9 empty] | N | N |  | 12H | [23 empty] | N
62150 | 2016 ESA Project Company, LLC | 63717 | TLR000 Hansen Fuel Cell | CA | Monterey | TLR0A | Other Natural Gas | FC |  | S | X | X |  |  | 1 | 0.99 | 1 | 1 | 1 | N |  |  | OP | X | 9 | 2018 |  |  | N | IPP Non-CHP | 2 | X | NG | [9 empty] | N | N |  | 12H | [23 empty] | N
62150 | 2016 ESA Project Company, LLC | 63717 | TLR000 Hansen Fuel Cell | CA | Monterey | TLR0B | Other Natural Gas | FC |  | S | X | X |  |  | 1.5 | 0.99 | 1.5 | 1.5 | 1.5 | N |  |  | OP | X | 9 | 2019 |  |  | N | IPP Non-CHP | 2 | X | NG | [9 empty] | N | N |  | 12H | [23 empty] | N
62150 | 2016 ESA Project Company, LLC | 63717 | TLR000 Hansen Fuel Cell | CA | Monterey | TLR0C | Other Natural Gas | FC |  | S | X | X |  |  | 0.5 | 0.99 | 0.5 | 0.5 | 0.5 | N |  |  | OP | X | 9 | 2019 |  |  | N | IPP Non-CHP | 2 | X | NG | [9 empty] | N | N |  | 12H | [23 empty] | N
63452 | Ralph's Grocery Company | 63758 | Kroger La Habra | CA | Orange | KROLH | Solar Photovoltaic | PV |  | S | X | X |  |  | 1.2 | 1 | 1.2 | 1.2 |  | N |  |  | OP | X | 4 | 2020 |  |  | N | Industrial Non-CHP | 6 | X | SUN
63675 | Soscol Ferry Solar | 63761 | Soscol Ferry Solar | CA | Napa | SSCLC | Solar Photovoltaic | PV |  | W | X | X |  |  | 1 |  | 1 | 1 |  | N |  |  | OP | X | 12 | 2020 |  |  | N | IPP Non-CHP | 2 | X | SUN
63675 | Soscol Ferry Solar | 63761 | Soscol Ferry Solar | CA | Napa | SSCLD | Solar Photovoltaic | PV |  | W | X | X |  |  | 1 |  | 1 | 1 |  | N |  |  | OP | X | 12 | 2020 |  |  | N | IPP Non-CHP | 2 | X | SUN
63512 | Gateway Energy Storage, LLC | 63834 | Gateway Energy Storage System | CA | San Diego | GTWAY | Batteries | BA |  | S | X | X |  |  | 250 |  | 250 | 250 | 250 | N |  |  | OP | X | 7 | 2020 |  |  | N | IPP Non-CHP | 2 | X | MWH | [12 empty] | 10M
63545 | Golden Field Solar III, LLC | 63859 | Golden Field Solar III, LLC | CA | Kern | RCTR | Solar Photovoltaic | PV |  | S | X | X |  |  | 192 |  | 192 | 192 |  | N |  |  | OP | X | 12 | 2020 |  |  | N | IPP Non-CHP | 2 | X | SUN
56476 | Ameresco | 63928 | Vacaville Hospital | CA | Solano | 6701 | Solar Photovoltaic | PV |  | W | X | X |  |  | 1.5 | 0.99 | 1.4 | 0.7 |  | N |  |  | OP | X | 12 | 2019 |  |  | N | Commercial Non-CHP | 4 | X | SUN | [12 empty] | 10M
63602 | Titan Solar 1, LLC | 63932 | Titan Solar 1 (CA) | CA | Imperial | TITN1 | Solar Photovoltaic | PV |  | S | X | X |  |  | 70 |  | 70 | 70 |  | N |  |  | OP | X | 12 | 2020 |  |  | N | IPP Non-CHP | 2 | X | SUN
60584 | Onyx Asset Services Group | 63986 | Rialto - High School | CA | San Bernardino | 10136 | Solar Photovoltaic | PV |  | W | X | X |  |  | 0.9 | 1 | 0.9 | 0.9 |  | N |  |  | OP | X | 11 | 2017 |  |  | N | IPP Non-CHP | 2 | X | SUN
63648 | Family Tree Farms | 63993 | FTF-PackingShed | CA | Tulare | FTF02 | Solar Photovoltaic | PV |  | S | X | X |  |  | 1 |  | 1 | 0.7 |  | N |  |  | OP | X | 6 | 2013 |  |  | N | IPP Non-CHP | 2 | X | SUN
63649 | Mike Woolf Farming | 63994 | Firebaugh-CCS-PV-1 | CA | Fresno | MWF01 | Solar Photovoltaic | PV |  | S | X | X |  |  | 1 |  | 1 | 0.6 |  | N |  |  | OP | X | 3 | 2015 |  |  | N | Industrial Non-CHP | 6 | X | SUN
63689 | Wonderful Renewable Energy, LLC. | 64055 | Wonderful Orchards - New Columbia | CA | Madera | WOC | Solar Photovoltaic | PV |  | W | X | X |  |  | 5 | 0.99 | 5 | 4.2 |  | N |  |  | OP | X | 9 | 2020 |  |  | N | Industrial Non-CHP | 6 | X | SUN
63731 | Desert Harvest II LLC | 64103 | Desert Harvest II LLC | CA | Riverside | DH002 | Solar Photovoltaic | PV |  | S | X | X |  |  | 70 |  | 70 | 70 |  | N |  |  | OP | X | 12 | 2020 |  |  | N | IPP Non-CHP | 2 | X | SUN
63732 | Maverick Solar 4, LLC | 64104 | Maverick Solar 4, LLC | CA | Riverside | MAV02 | Solar Photovoltaic | PV |  | S | X | X |  |  | 100 |  | 100 | 100 |  | N |  |  | OP | X | 12 | 2020 |  |  | N | IPP Non-CHP | 2 | X | SUN
63763 | Still Water Power LLC | 64141 | Still Water Power | CA | Kings | 4 | Other Waste Biomass | IC |  | S | X | X |  |  | 1 | 1 | 1 | 1 | 0.1 | N |  |  | OP | X | 5 | 2020 |  |  | N | IPP Non-CHP | 2 | X | OBG | [9 empty] | N |  |  | 1H | [20 empty] | N |  |  | N | N
60025 | Greenbacker Renewable Energy Corporation | 64267 | Valencia 2 | CA | Imperial | 265 | Solar Photovoltaic | PV |  | S | X | X |  |  | 3 |  | 3 | 3 |  | N |  |  | OP | X | 12 | 2020 |  |  | N | IPP Non-CHP | 2 | X | SUN
63248 | Palmetto Power Management LLC | 64308 | Dissigno Healdsburg FPV, LLC | CA | Sonoma | HLDBG | Solar Photovoltaic | PV |  | W | X | X |  |  | 3 |  | 3 | 3 |  | N |  |  | OP | X | 12 | 2020 |  |  | N | IPP Non-CHP | 2 | X | SUN
63992 | Tranquillity Solar 1, LLC | 64376 | Tranquillity ID | CA | Fresno | TRANQ | Solar Photovoltaic | PV |  | S | X | X |  |  | 1.3 |  | 1.3 | 1.3 |  | N |  |  | OP | X | 3 | 2018 |  |  | N | IPP Non-CHP | 2 | X | SUN
63432 | SkyHigh 2 Solar | 64391 | Firestone Walker Brewery - Phase 1 | CA | San Luis Obispo | FWBP1 | Solar Photovoltaic | PV |  | S | X | X |  |  | 1.6 |  | 1.6 | 1.6 |  | N |  |  | OP | X | 11 | 2020 |  |  | N | Industrial Non-CHP | 6 | X | SUN
64034 | Los Palos Street Operating, LLC | 64418 | Big Bear | CA | Los Angeles | BB000 | Solar Photovoltaic | PV |  | S | X | X |  |  | 5.5 | 1 | 5.5 | 5.5 |  | N |  |  | OP | X | 12 | 2020 |  |  | N | IPP Non-CHP | 2 | X | SUN
58970 | Ecoplexus, Inc | 64517 | Department of Justice | CA | Sacramento | DOJ | Solar Photovoltaic | PV |  | S | X | X |  |  | 2.4 |  | 2.4 | 2.4 |  | N |  |  | OP | X | 4 | 2020 |  |  | N | IPP Non-CHP | 2 | X | SUN | [9 empty] | N | N
58970 | Ecoplexus, Inc | 64518 | CA Institute for Women | CA | San Bernardino | CIW | Solar Photovoltaic | PV |  | S | X | X |  |  | 1 |  | 1 | 1 |  | N |  |  | OP | X | 2 | 2020 |  |  | N | IPP Non-CHP | 2 | X | SUN | [9 empty] | N | N
58970 | Ecoplexus, Inc | 64519 | Centinela State Prison | CA | Imperial | CENSP | Solar Photovoltaic | PV |  | S | X | X |  |  | 6 |  | 6 | 6 |  | N |  |  | OP | X | 12 | 2019 |  |  | N | IPP Non-CHP | 2 | X | SUN | [9 empty] | N | N
58970 | Ecoplexus, Inc | 64521 | Calipatria State Prison | CA | Imperial | CALSP | Solar Photovoltaic | PV |  | S | X | X |  |  | 6 |  | 6 | 6 |  | N |  |  | OP | X | 12 | 2019 |  |  | N | IPP Non-CHP | 2 | X | SUN | [9 empty] | N | N
58970 | Ecoplexus, Inc | 64523 | Atascadero State Hospital | CA | San Luis Obispo | ATASC | Solar Photovoltaic | PV |  | S | X | X |  |  | 1.1 |  | 1.1 | 1.1 |  | N |  |  | OP | X | 8 | 2020 |  |  | N | IPP Non-CHP | 2 | X | SUN | [9 empty] | N | N
61944 | Goldman Sachs Renewable Power Group | 64579 | Broadway 2 - UC Riverside | CA | Riverside | GEN1 | Solar Photovoltaic | PV |  | W | X | X |  |  | 3 | 1 | 3 | 3 |  | N |  |  | OP | X | 9 | 2014 |  |  | N | IPP Non-CHP | 2 | X | SUN
62067 | EnterSolar | 64600 | Prologis L.P | CA | San Joaquin | PLDPL | Solar Photovoltaic | PV |  | S | X | X |  |  | 3 |  | 3 | 3 |  | N |  |  | OP | X | 8 | 2018 |  |  | N | IPP Non-CHP | 2 | X | SUN
62854 | Solar Star California LXXVIII, LLC | 64601 | County of San Diego COC Hybrid | CA | San Diego | ESS | Batteries | BA |  | W | X | X |  |  | 0.4 |  | 0.5 | 0.5 | 0.4 | N |  |  | OP | X | 7 | 2020 |  |  | N | IPP Non-CHP | 2 | X | MWH
62854 | Solar Star California LXXVIII, LLC | 64601 | County of San Diego COC Hybrid | CA | San Diego | PV | Solar Photovoltaic | PV |  | W | X | X |  |  | 1.7 |  | 1.7 | 1.1 |  | N |  |  | OP | X | 7 | 2020 |  |  | N | IPP Non-CHP | 2 | X | SUN
64229 | SEPV Sierra, LLC | 64611 | SEPV Sierra | CA | Los Angeles | 1 | Batteries | BA |  | S | X | X |  |  | 8.5 |  | 8.5 | 8.5 |  | N |  |  | OP | X | 4 | 2020 |  |  | N | IPP Non-CHP | 2 | X | MWH

## CHP_923
193171938.542
Plant Id | Combined Heat And Power Plant | Nuclear Unit Id | Plant Name | Operator Name | Operator Id | Plant State | Census Region | NERC Region | Reserved | NAICS Code | EIA Sector Number | Sector Name | Reported Prime Mover | Reported Fuel Type Code | AER Fuel Type Code | Reserved | Reserved | Physical Unit Label | Quantity January | Quantity February | Quantity March | Quantity April | Quantity May | Quantity June | Quantity July | Quantity August | Quantity September | Quantity October | Quantity November | Quantity December | Elec_Quantity January | Elec_Quantity February | Elec_Quantity March | Elec_Quantity April | Elec_Quantity May | Elec_Quantity June | Elec_Quantity July | Elec_Quantity August | Elec_Quantity September | Elec_Quantity October | Elec_Quantity November | Elec_Quantity December | MMBtuPer_Unit January | MMBtuPer_Unit February | MMBtuPer_Unit March | MMBtuPer_Unit April | MMBtuPer_Unit May | MMBtuPer_Unit June | MMBtuPer_Unit July | MMBtuPer_Unit August | MMBtuPer_Unit September | MMBtuPer_Unit October | MMBtuPer_Unit November | MMBtuPer_Unit December | Tot_MMBtu January | Tot_MMBtu February | Tot_MMBtu March | Tot_MMBtu April | Tot_MMBtu May | Tot_MMBtu June | Tot_MMBtu July | Tot_MMBtu August | Tot_MMBtu September | Tot_MMBtu October | Tot_MMBtu November | Tot_MMBtu December | Elec_MMBtu January | Elec_MMBtu February | Elec_MMBtu March | Elec_MMBtu April | Elec_MMBtu May | Elec_MMBtu June | Elec_MMBtu July | Elec_MMBtu August | Elec_MMBtu September | Elec_MMBtu October | Elec_MMBtu November | Elec_MMBtu December | Netgen January | Netgen February | Netgen March | Netgen April | Netgen May | Netgen June | Netgen July | Netgen August | Netgen September | Netgen October | Netgen November | Netgen December | Total Fuel Consumption Quantity | Electric Fuel Consumption Quantity | Total Fuel Consumption MMBtu | Elec Fuel Consumption MMBtu | Net Generation (Megawatthours) | YEAR
34 | N | . | Rollins | Nevada Irrigation District | 13402 | CA | PACC | WECC |  | 22 | 2 | NAICS-22 Non-Cogen | HY | WAT | HYC |  |  |  | 0 | 0 | 0 | 0 | 0 | 0 | 0 | 0 | 0 | 0 | 0 | 0 | 0 | 0 | 0 | 0 | 0 | 0 | 0 | 0 | 0 | 0 | 0 | 0 | 0 | 0 | 0 | 0 | 0 | 0 | 0 | 0 | 0 | 0 | 0 | 0 | 31727 | 23670 | 25059 | 36784 | 50380 | 47073 | 49770 | 50151 | 34928 | 28724 | 21725 | 17896 | 31727 | 23670 | 25059 | 36784 | 50380 | 47073 | 49770 | 50151 | 34928 | 28724 | 21725 | 17896 | 3621.773 | 2702.048 | 2860.614 | 4199.095 | 5751.155 | 5373.674 | 5681.497 | 5724.985 | 3987.239 | 3279.044 | 2479.999 | 2042.877 | 0 | 0 | 417887 | 417887 | 47704 | 2020
72 | N | . | Venice Hydro | Metropolitan Water District of S CA | 12397 | CA | PACC | WECC |  | 22 | 1 | Electric Utility | HY | WAT | HYC |  |  |  | 0 | 0 | 0 | 0 | 0 | 0 | 0 | 0 | 0 | 0 | 0 | 0 | 0 | 0 | 0 | 0 | 0 | 0 | 0 | 0 | 0 | 0 | 0 | 0 | 0 | 0 | 0 | 0 | 0 | 0 | 0 | 0 | 0 | 0 | 0 | 0 | 0 | 0 | 0 | 0 | 0 | 0 | 0 | 0 | 0 | 0 | 0 | 0 | 0 | 0 | 0 | 0 | 0 | 0 | 0 | 0 | 0 | 0 | 0 | 0 | 0 | 0 | 0 | 0 | 0 | 0 | 0 | 0 | 0 | 0 | 0 | 0 | 0 | 0 | 0 | 0 | 0 | 2020
104 | N | . | J S Eastwood | Southern California Edison Co | 17609 | CA | PACC | WECC |  | 22 | 1 | Electric Utility | PS | WAT | HPS |  |  | megawatthours | 155 | 139 | 191 | 163 | 138 | 129 | 6170 | 16118 | 3837 | 18 | 1079 | 408 | 155 | 139 | 191 | 163 | 138 | 129 | 6170 | 16118 | 3837 | 18 | 1079 | 408 | 0 | 0 | 0 | 0 | 0 | 0 | 0 | 0 | 0 | 0 | 0 | 0 | 0 | 0 | 0 | 0 | 0 | 0 | 0 | 0 | 0 | 0 | 0 | 0 | 0 | 0 | 0 | 0 | 0 | 0 | 0 | 0 | 0 | 0 | 0 | 0 | 6513 | 5648 | 2478 | 5885 | 29346 | 35546 | 22276 | 24501 | 1144 | -18 | -1079 | -408 | 28545 | 28545 | 0 | 0 | 131832 | 2020
151 | N | . | McClure | Modesto Irrigation District | 12745 | CA | PACC | WECC |  | 22 | 1 | Electric Utility | GT | DFO | DFO |  |  | barrels | 166 | 161 | 156 | 123 | 180 | 155 | 217 | 208 | 180 | 195 | 193 | 156 | 166 | 161 | 156 | 123 | 180 | 155 | 217 | 208 | 180 | 195 | 193 | 156 | 5.8 | 5.8 | 5.8 | 5.8 | 5.8 | 5.8 | 5.8 | 5.8 | 5.8 | 5.8 | 5.8 | 5.8 | 963 | 934 | 905 | 713 | 1044 | 899 | 1259 | 1206 | 1044 | 1131 | 1119 | 905 | 963 | 934 | 905 | 713 | 1044 | 899 | 1259 | 1206 | 1044 | 1131 | 1119 | 905 | 47.049 | 45.33 | 43.925 | 34.813 | 50.677 | 43.827 | 61.312 | 58.65 | 50.729 | 55.025 | 54.373 | 44.01 | 2090 | 2090 | 12122 | 12122 | 589.72 | 2020
151 | N | . | McClure | Modesto Irrigation District | 12745 | CA | PACC | WECC |  | 22 | 1 | Electric Utility | GT | NG | NG |  |  | mcf | 1849 | 1638 | 1819 | 1286 | 1209 | 1701 | 2379 | 2956 | 2576 | 2676 | 2138 | 2370 | 1849 | 1638 | 1819 | 1286 | 1209 | 1701 | 2379 | 2956 | 2576 | 2676 | 2138 | 2370 | 1.039 | 1.039 | 1.039 | 1.039 | 1.039 | 1.039 | 1.039 | 1.039 | 1.039 | 1.039 | 1.039 | 1.039 | 1921 | 1702 | 1890 | 1336 | 1256 | 1767 | 2472 | 3071 | 2676 | 2780 | 2221 | 2462 | 1921 | 1702 | 1890 | 1336 | 1256 | 1767 | 2472 | 3071 | 2676 | 2780 | 2221 | 2462 | 93.569 | 82.777 | 91.93 | 64.983 | 61.098 | 85.957 | 120.246 | 149.437 | 130.191 | 135.241 | 108.056 | 119.795 | 24597 | 24597 | 25554 | 25554 | 1243.28 | 2020
161 | N | . | Turlock Lake | Turlock Irrigation District | 19281 | CA | PACC | WECC |  | 22 | 1 | Electric Utility | HY | WAT | HYC |  |  |  | 0 | 0 | 0 | 0 | 0 | 0 | 0 | 0 | 0 | 0 | 0 | 0 | 0 | 0 | 0 | 0 | 0 | 0 | 0 | 0 | 0 | 0 | 0 | 0 | 0 | 0 | 0 | 0 | 0 | 0 | 0 | 0 | 0 | 0 | 0 | 0 | 73 | 55 | 58 | 85 | 116 | 109 | 115 | 116 | 81 | 66 | 50 | 41 | 73 | 55 | 58 | 85 | 116 | 109 | 115 | 116 | 81 | 66 | 50 | 41 | 8.35 | 6.231 | 6.596 | 9.683 | 13.262 | 12.391 | 13.101 | 13.201 | 9.194 | 7.561 | 5.719 | 4.711 | 0 | 0 | 965 | 965 | 110 | 2020
162 | N | . | Hickman | Turlock Irrigation District | 19281 | CA | PACC | WECC |  | 22 | 1 | Electric Utility | HY | WAT | HYC |  |  |  | 0 | 0 | 0 | 0 | 0 | 0 | 0 | 0 | 0 | 0 | 0 | 0 | 0 | 0 | 0 | 0 | 0 | 0 | 0 | 0 | 0 | 0 | 0 | 0 | 0 | 0 | 0 | 0 | 0 | 0 | 0 | 0 | 0 | 0 | 0 | 0 | 2426 | 1810 | 1916 | 2812 | 3852 | 3599 | 3805 | 3834 | 2670 | 2196 | 1661 | 1368 | 2426 | 1810 | 1916 | 2812 | 3852 | 3599 | 3805 | 3834 | 2670 | 2196 | 1661 | 1368 | 276.887 | 206.573 | 218.696 | 321.023 | 439.679 | 410.821 | 434.354 | 437.679 | 304.827 | 250.685 | 189.597 | 156.179 | 0 | 0 | 31949 | 31949 | 3647 | 2020
180 | N | . | Volta 2 | Pacific Gas & Electric Co. | 14328 | CA | PACC | WECC |  | 22 | 1 | Electric Utility | HY | WAT | HYC |  |  |  | 0 | 0 | 0 | 0 | 0 | 0 | 0 | 0 | 0 | 0 | 0 | 0 | 0 | 0 | 0 | 0 | 0 | 0 | 0 | 0 | 0 | 0 | 0 | 0 | 0 | 0 | 0 | 0 | 0 | 0 | 0 | 0 | 0 | 0 | 0 | 0 | 948 | 707 | 749 | 1099 | 1505 | 1406 | 1487 | 1498 | 1043 | 858 | 649 | 535 | 948 | 707 | 749 | 1099 | 1505 | 1406 | 1487 | 1498 | 1043 | 858 | 649 | 535 | 108.188 | 80.715 | 85.451 | 125.434 | 171.797 | 160.521 | 169.716 | 171.015 | 119.106 | 97.951 | 74.082 | 61.024 | 0 | 0 | 12484 | 12484 | 1425 | 2020
214 | N | . | Alta Powerhouse | Pacific Gas & Electric Co. | 14328 | CA | PACC | WECC |  | 22 | 1 | Electric Utility | HY | WAT | HYC |  |  |  | 0 | 0 | 0 | 0 | 0 | 0 | 0 | 0 | 0 | 0 | 0 | 0 | 0 | 0 | 0 | 0 | 0 | 0 | 0 | 0 | 0 | 0 | 0 | 0 | 0 | 0 | 0 | 0 | 0 | 0 | 0 | 0 | 0 | 0 | 0 | 0 | 1620 | 1209 | 1280 | 1878 | 2573 | 2404 | 2541 | 2561 | 1784 | 1467 | 1109 | 914 | 1620 | 1209 | 1280 | 1878 | 2573 | 2404 | 2541 | 2561 | 1784 | 1467 | 1109 | 914 | 184.946 | 137.98 | 146.077 | 214.426 | 293.682 | 274.406 | 290.125 | 292.346 | 203.608 | 167.444 | 126.641 | 104.319 | 0 | 0 | 21340 | 21340 | 2436 | 2020
215 | N | . | Angels | Utica Water & Power Authority | 19586 | CA | PACC | WECC |  | 22 | 2 | NAICS-22 Non-Cogen | HY | WAT | HYC |  |  |  | 0 | 0 | 0 | 0 | 0 | 0 | 0 | 0 | 0 | 0 | 0 | 0 | 0 | 0 | 0 | 0 | 0 | 0 | 0 | 0 | 0 | 0 | 0 | 0 | 0 | 0 | 0 | 0 | 0 | 0 | 0 | 0 | 0 | 0 | 0 | 0 | 3605 | 2690 | 2848 | 4180 | 5725 | 5349 | 5656 | 5699 | 3969 | 3264 | 2469 | 2034 | 3605 | 2690 | 2848 | 4180 | 5725 | 5349 | 5656 | 5699 | 3969 | 3264 | 2469 | 2034 | 411.573 | 307.056 | 325.075 | 477.178 | 653.551 | 610.655 | 645.635 | 650.577 | 453.103 | 372.625 | 281.823 | 232.149 | 0 | 0 | 47488 | 47488 | 5421 | 2020
217 | N | . | Balch 1 | Pacific Gas & Electric Co. | 14328 | CA | PACC | WECC |  | 22 | 1 | Electric Utility | HY | WAT | HYC |  |  |  | 0 | 0 | 0 | 0 | 0 | 0 | 0 | 0 | 0 | 0 | 0 | 0 | 0 | 0 | 0 | 0 | 0 | 0 | 0 | 0 | 0 | 0 | 0 | 0 | 0 | 0 | 0 | 0 | 0 | 0 | 0 | 0 | 0 | 0 | 0 | 0 | 30409 | 22687 | 24018 | 35257 | 48288 | 45119 | 47703 | 48068 | 33478 | 27532 | 20823 | 17152 | 30409 | 22687 | 24018 | 35257 | 48288 | 45119 | 47703 | 48068 | 33478 | 27532 | 20823 | 17152 | 3471.372 | 2589.841 | 2741.821 | 4024.72 | 5512.327 | 5150.522 | 5445.561 | 5487.244 | 3821.661 | 3142.876 | 2377.012 | 1958.043 | 0 | 0 | 400534 | 400534 | 45723 | 2020
218 | N | . | Balch 2 | Pacific Gas & Electric Co. | 14328 | CA | PACC | WECC |  | 22 | 1 | Electric Utility | HY | WAT | HYC |  |  |  | 0 | 0 | 0 | 0 | 0 | 0 | 0 | 0 | 0 | 0 | 0 | 0 | 0 | 0 | 0 | 0 | 0 | 0 | 0 | 0 | 0 | 0 | 0 | 0 | 0 | 0 | 0 | 0 | 0 | 0 | 0 | 0 | 0 | 0 | 0 | 0 | 167451 | 124928 | 132259 | 194143 | 265902 | 248450 | 262682 | 264692 | 184348 | 151605 | 114662 | 94452 | 167451 | 124928 | 132259 | 194143 | 265902 | 248450 | 262682 | 264692 | 184348 | 151605 | 114662 | 94452 | 19115.431 | 14261.2 | 15098.096 | 22162.499 | 30354.149 | 28361.834 | 29986.497 | 30216.027 | 21044.337 | 17306.541 | 13089.241 | 10782.148 | 0 | 0 | 2205574 | 2205574 | 251778 | 2020
219 | N | . | Belden | Pacific Gas & Electric Co. | 14328 | CA | PACC | WECC |  | 22 | 1 | Electric Utility | HY | WAT | HYC |  |  |  | 0 | 0 | 0 | 0 | 0 | 0 | 0 | 0 | 0 | 0 | 0 | 0 | 0 | 0 | 0 | 0 | 0 | 0 | 0 | 0 | 0 | 0 | 0 | 0 | 0 | 0 | 0 | 0 | 0 | 0 | 0 | 0 | 0 | 0 | 0 | 0 | 458463 | 79812 | 8821 | 3951 | 16381 | 114870 | 242722 | 378423 | 415347 | 351802 | 69738 | 26893 | 458463 | 79812 | 8821 | 3951 | 16381 | 114870 | 242722 | 378423 | 415347 | 351802 | 69738 | 26893 | 52336 | 9111 | 1007 | 451 | 1870 | 13113 | 27708 | 43199 | 47414 | 40160 | 7961 | 3070 | 0 | 0 | 2167223 | 2167223 | 247400 | 2020
220 | N | . | Bucks Creek | Pacific Gas & Electric Co. | 14328 | CA | PACC | WECC |  | 22 | 1 | Electric Utility | HY | WAT | HYC |  |  |  | 0 | 0 | 0 | 0 | 0 | 0 | 0 | 0 | 0 | 0 | 0 | 0 | 0 | 0 | 0 | 0 | 0 | 0 | 0 | 0 | 0 | 0 | 0 | 0 | 0 | 0 | 0 | 0 | 0 | 0 | 0 | 0 | 0 | 0 | 0 | 0 | 24597 | 18351 | 19428 | 28518 | 39059 | 36495 | 38586 | 38881 | 27079 | 22269 | 16843 | 13874 | 24597 | 18351 | 19428 | 28518 | 39059 | 36495 | 38586 | 38881 | 27079 | 22269 | 16843 | 13874 | 2807.89 | 2094.846 | 2217.779 | 3255.479 | 4458.761 | 4166.107 | 4404.756 | 4438.472 | 3091.23 | 2542.18 | 1922.696 | 1583.804 | 0 | 0 | 323980 | 323980 | 36984 | 2020
221 | N | . | Butt Valley | Pacific Gas & Electric Co. | 14328 | CA | PACC | WECC |  | 22 | 1 | Electric Utility | HY | WAT | HYC |  |  |  | 0 | 0 | 0 | 0 | 0 | 0 | 0 | 0 | 0 | 0 | 0 | 0 | 0 | 0 | 0 | 0 | 0 | 0 | 0 | 0 | 0 | 0 | 0 | 0 | 0 | 0 | 0 | 0 | 0 | 0 | 0 | 0 | 0 | 0 | 0 | 0 | 72277 | 53923 | 57087 | 83798 | 114771 | 107238 | 113381 | 114249 | 79570 | 65437 | 49491 | 40768 | 72277 | 53923 | 57087 | 83798 | 114771 | 107238 | 113381 | 114249 | 79570 | 65437 | 49491 | 40768 | 8250.8 | 6155.565 | 6516.795 | 9566.005 | 13101.769 | 12241.825 | 12943.079 | 13042.151 | 9083.372 | 7470.026 | 5649.712 | 4653.901 | 0 | 0 | 951990 | 951990 | 108675 | 2020
222 | N | . | Caribou 1 | Pacific Gas & Electric Co. | 14328 | CA | PACC | WECC |  | 22 | 1 | Electric Utility | HY | WAT | HYC |  |  |  | 0 | 0 | 0 | 0 | 0 | 0 | 0 | 0 | 0 | 0 | 0 | 0 | 0 | 0 | 0 | 0 | 0 | 0 | 0 | 0 | 0 | 0 | 0 | 0 | 0 | 0 | 0 | 0 | 0 | 0 | 0 | 0 | 0 | 0 | 0 | 0 | 64762 | 48316 | 51151 | 75085 | 102838 | 96088 | 101592 | 102370 | 71297 | 58633 | 44345 | 36529 | 64762 | 48316 | 51151 | 75085 | 102838 | 96088 | 101592 | 102370 | 71297 | 58633 | 44345 | 36529 | 7392.883 | 5515.511 | 5839.18 | 8571.334 | 11739.45 | 10968.923 | 11597.261 | 11686.031 | 8138.885 | 6693.295 | 5062.257 | 4169.99 | 0 | 0 | 853006 | 853006 | 97375 | 2020
223 | N | . | Caribou 2 | Pacific Gas & Electric Co. | 14328 | CA | PACC | WECC |  | 22 | 1 | Electric Utility | HY | WAT | HYC |  |  |  | 0 | 0 | 0 | 0 | 0 | 0 | 0 | 0 | 0 | 0 | 0 | 0 | 0 | 0 | 0 | 0 | 0 | 0 | 0 | 0 | 0 | 0 | 0 | 0 | 0 | 0 | 0 | 0 | 0 | 0 | 0 | 0 | 0 | 0 | 0 | 0 | 528386 | 157829 | 35259 | 41014 | 146660 | 183443 | 325364 | 502763 | 483342 | 385931 | 150584 | 75967 | 528386 | 157829 | 35259 | 41014 | 146660 | 183443 | 325364 | 502763 | 483342 | 385931 | 150584 | 75967 | 60318 | 18017 | 4025 | 4682 | 16742 | 20941 | 37142 | 57393 | 55176 | 44056 | 17190 | 8672 | 0 | 0 | 3016542 | 3016542 | 344354 | 2020
225 | N | . | Chili Bar | Pacific Gas & Electric Co. | 14328 | CA | PACC | WECC |  | 22 | 1 | Electric Utility | HY | WAT | HYC |  |  |  | 0 | 0 | 0 | 0 | 0 | 0 | 0 | 0 | 0 | 0 | 0 | 0 | 0 | 0 | 0 | 0 | 0 | 0 | 0 | 0 | 0 | 0 | 0 | 0 | 0 | 0 | 0 | 0 | 0 | 0 | 0 | 0 | 0 | 0 | 0 | 0 | 13541 | 10102 | 10695 | 15699 | 21502 | 20091 | 21242 | 21404 | 14907 | 12260 | 9272 | 7638 | 13541 | 10102 | 10695 | 15699 | 21502 | 20091 | 21242 | 21404 | 14907 | 12260 | 9272 | 7638 | 1545.766 | 1153.23 | 1220.906 | 1792.168 | 2454.585 | 2293.477 | 2424.855 | 2443.416 | 1701.748 | 1399.492 | 1058.46 | 871.897 | 0 | 0 | 178353 | 178353 | 20360 | 2020
227 | N | . | Coleman PH | Pacific Gas & Electric Co. | 14328 | CA | PACC | WECC |  | 22 | 1 | Electric Utility | HY | WAT | HYC |  |  |  | 0 | 0 | 0 | 0 | 0 | 0 | 0 | 0 | 0 | 0 | 0 | 0 | 0 | 0 | 0 | 0 | 0 | 0 | 0 | 0 | 0 | 0 | 0 | 0 | 0 | 0 | 0 | 0 | 0 | 0 | 0 | 0 | 0 | 0 | 0 | 0 | 19286 | 14389 | 15233 | 22361 | 30626 | 28616 | 30255 | 30486 | 21233 | 17461 | 13206 | 10879 | 19286 | 14389 | 15233 | 22361 | 30626 | 28616 | 30255 | 30486 | 21233 | 17461 | 13206 | 10879 | 2201.655 | 1642.56 | 1738.951 | 2552.607 | 3496.096 | 3266.627 | 3453.751 | 3480.187 | 2423.821 | 1993.313 | 1507.578 | 1241.854 | 0 | 0 | 254031 | 254031 | 28999 | 2020
229 | N | . | Cow Creek | Pacific Gas & Electric Co. | 14328 | CA | PACC | WECC |  | 22 | 1 | Electric Utility | HY | WAT | HYC |  |  |  | 0 | 0 | 0 | 0 | 0 | 0 | 0 | 0 | 0 | 0 | 0 | 0 | 0 | 0 | 0 | 0 | 0 | 0 | 0 | 0 | 0 | 0 | 0 | 0 | 0 | 0 | 0 | 0 | 0 | 0 | 0 | 0 | 0 | 0 | 0 | 0 | 2815 | 2100 | 2223 | 3263 | 4469 | 4176 | 4415 | 4449 | 3099 | 2548 | 1927 | 1588 | 2815 | 2100 | 2223 | 3263 | 4469 | 4176 | 4415 | 4449 | 3099 | 2548 | 1927 | 1588 | 321.301 | 239.709 | 253.776 | 372.517 | 510.206 | 476.719 | 504.027 | 507.885 | 353.723 | 290.896 | 220.01 | 181.231 | 0 | 0 | 37072 | 37072 | 4232 | 2020
231 | N | . | Cresta | Pacific Gas & Electric Co. | 14328 | CA | PACC | WECC |  | 22 | 1 | Electric Utility | HY | WAT | HYC |  |  |  | 0 | 0 | 0 | 0 | 0 | 0 | 0 | 0 | 0 | 0 | 0 | 0 | 0 | 0 | 0 | 0 | 0 | 0 | 0 | 0 | 0 | 0 | 0 | 0 | 0 | 0 | 0 | 0 | 0 | 0 | 0 | 0 | 0 | 0 | 0 | 0 | 108321 | 80813 | 85556 | 125587 | 172007 | 160717 | 169923 | 171224 | 119251 | 98070 | 74172 | 61099 | 108321 | 80813 | 85556 | 125587 | 172007 | 160717 | 169923 | 171224 | 119251 | 98070 | 74172 | 61099 | 12365.379 | 9225.277 | 9766.647 | 14336.464 | 19635.473 | 18346.686 | 19397.647 | 19546.125 | 13613.148 | 11195.245 | 8467.16 | 6974.749 | 0 | 0 | 1426740 | 1426740 | 162870 | 2020
232 | N | . | De Sabla | Pacific Gas & Electric Co. | 14328 | CA | PACC | WECC |  | 22 | 1 | Electric Utility | HY | WAT | HYC |  |  |  | 0 | 0 | 0 | 0 | 0 | 0 | 0 | 0 | 0 | 0 | 0 | 0 | 0 | 0 | 0 | 0 | 0 | 0 | 0 | 0 | 0 | 0 | 0 | 0 | 0 | 0 | 0 | 0 | 0 | 0 | 0 | 0 | 0 | 0 | 0 | 0 | 22512 | 16795 | 17781 | 26101 | 35748 | 33402 | 35315 | 35585 | 24784 | 20382 | 15415 | 12698 | 22512 | 16795 | 17781 | 26101 | 35748 | 33402 | 35315 | 35585 | 24784 | 20382 | 15415 | 12698 | 2569.874 | 1917.274 | 2029.786 | 2979.523 | 4080.808 | 3812.961 | 4031.381 | 4062.239 | 2829.198 | 2326.689 | 1759.716 | 1449.551 | 0 | 0 | 296518 | 296518 | 33849 | 2020
233 | N | . | Deer Creek PH | Pacific Gas & Electric Co. | 14328 | CA | PACC | WECC |  | 22 | 1 | Electric Utility | HY | WAT | HYC |  |  |  | 0 | 0 | 0 | 0 | 0 | 0 | 0 | 0 | 0 | 0 | 0 | 0 | 0 | 0 | 0 | 0 | 0 | 0 | 0 | 0 | 0 | 0 | 0 | 0 | 0 | 0 | 0 | 0 | 0 | 0 | 0 | 0 | 0 | 0 | 0 | 0 | 12034 | 8978 | 9505 | 13952 | 19109 | 17855 | 18878 | 19022 | 13248 | 10895 | 8240 | 6788 | 12034 | 8978 | 9505 | 13952 | 19109 | 17855 | 18878 | 19022 | 13248 | 10895 | 8240 | 6788 | 1373.728 | 1024.88 | 1085.023 | 1592.706 | 2181.398 | 2038.22 | 2154.976 | 2171.472 | 1512.349 | 1243.733 | 940.657 | 774.858 | 0 | 0 | 158504 | 158504 | 18094 | 2020
235 | N | . | Drum 1 | Pacific Gas & Electric Co. | 14328 | CA | PACC | WECC |  | 22 | 1 | Electric Utility | HY | WAT | HYC |  |  |  | 0 | 0 | 0 | 0 | 0 | 0 | 0 | 0 | 0 | 0 | 0 | 0 | 0 | 0 | 0 | 0 | 0 | 0 | 0 | 0 | 0 | 0 | 0 | 0 | 0 | 0 | 0 | 0 | 0 | 0 | 0 | 0 | 0 | 0 | 0 | 0 | 10814 | 8068 | 8541 | 12538 | 17172 | 16045 | 16964 | 17094 | 11905 | 9791 | 7405 | 6100 | 10814 | 8068 | 8541 | 12538 | 17172 | 16045 | 16964 | 17094 | 11905 | 9791 | 7405 | 6100 | 1234.488 | 920.998 | 975.046 | 1431.27 | 1960.292 | 1831.627 | 1936.549 | 1951.372 | 1359.058 | 1117.669 | 845.312 | 696.319 | 0 | 0 | 142437 | 142437 | 16260 | 2020
236 | N | . | Drum 2 | Pacific Gas & Electric Co. | 14328 | CA | PACC | WECC |  | 22 | 1 | Electric Utility | HY | WAT | HYC |  |  |  | 0 | 0 | 0 | 0 | 0 | 0 | 0 | 0 | 0 | 0 | 0 | 0 | 0 | 0 | 0 | 0 | 0 | 0 | 0 | 0 | 0 | 0 | 0 | 0 | 0 | 0 | 0 | 0 | 0 | 0 | 0 | 0 | 0 | 0 | 0 | 0 | 143673 | 107189 | 113479 | 166575 | 228145 | 213170 | 225381 | 227107 | 158171 | 130078 | 98380 | 81040 | 143673 | 107189 | 113479 | 166575 | 228145 | 213170 | 225381 | 227107 | 158171 | 130078 | 98380 | 81040 | 16401.076 | 12236.137 | 12954.195 | 19015.466 | 26043.917 | 24334.507 | 25728.471 | 25925.408 | 18056.081 | 14849.045 | 11230.593 | 9251.104 | 0 | 0 | 1892388 | 1892388 | 216026 | 2020
237 | N | . | Dutch Flat | Pacific Gas & Electric Co. | 14328 | CA | PACC | WECC |  | 22 | 1 | Electric Utility | HY | WAT | HYC |  |  |  | 0 | 0 | 0 | 0 | 0 | 0 | 0 | 0 | 0 | 0 | 0 | 0 | 0 | 0 | 0 | 0 | 0 | 0 | 0 | 0 | 0 | 0 | 0 | 0 | 0 | 0 | 0 | 0 | 0 | 0 | 0 | 0 | 0 | 0 | 0 | 0 | 61367 | 45783 | 48470 | 71149 | 97447 | 91051 | 96267 | 97004 | 67560 | 55560 | 42021 | 34614 | 61367 | 45783 | 48470 | 71149 | 97447 | 91051 | 96267 | 97004 | 67560 | 55560 | 42021 | 34614 | 7005.377 | 5226.411 | 5533.114 | 8122.06 | 11124.116 | 10393.977 | 10989.38 | 11073.497 | 7712.278 | 6342.46 | 4796.914 | 3951.416 | 0 | 0 | 808293 | 808293 | 92271 | 2020
238 | N | . | El Dorado | El Dorado Irrigation District | 25915 | CA | PACC | WECC |  | 22 | 1 | Electric Utility | HY | WAT | HYC |  |  |  | 0 | 0 | 0 | 0 | 0 | 0 | 0 | 0 | 0 | 0 | 0 | 0 | 0 | 0 | 0 | 0 | 0 | 0 | 0 | 0 | 0 | 0 | 0 | 0 | 0 | 0 | 0 | 0 | 0 | 0 | 0 | 0 | 0 | 0 | 0 | 0 | 42580 | 31767 | 33631 | 49367 | 67615 | 63177 | 66796 | 67307 | 46877 | 38551 | 29157 | 24017 | 42580 | 31767 | 33631 | 49367 | 67615 | 63177 | 66796 | 67307 | 46877 | 38551 | 29157 | 24017 | 4860.742 | 3626.388 | 3839.197 | 5635.559 | 7718.56 | 7211.947 | 7625.072 | 7683.438 | 5351.228 | 4400.768 | 3328.378 | 2741.723 | 0 | 0 | 560842 | 560842 | 64023 | 2020
239 | N | . | Electra | Pacific Gas & Electric Co. | 14328 | CA | PACC | WECC |  | 22 | 1 | Electric Utility | HY | WAT | HYC |  |  |  | 0 | 0 | 0 | 0 | 0 | 0 | 0 | 0 | 0 | 0 | 0 | 0 | 0 | 0 | 0 | 0 | 0 | 0 | 0 | 0 | 0 | 0 | 0 | 0 | 0 | 0 | 0 | 0 | 0 | 0 | 0 | 0 | 0 | 0 | 0 | 0 | 245271 | 105067 | 102877 | 253961 | 269668 | 288519 | 198379 | 254496 | 214769 | 235837 | 61609 | 276299 | 245271 | 105067 | 102877 | 253961 | 269668 | 288519 | 198379 | 254496 | 214769 | 235837 | 61609 | 276299 | 27999 | 11994 | 11744 | 28991 | 30784 | 32936 | 22646 | 29052 | 24517 | 26922 | 7033 | 31541 | 0 | 0 | 2506752 | 2506752 | 286159 | 2020
240 | N | . | Haas | Pacific Gas & Electric Co. | 14328 | CA | PACC | WECC |  | 22 | 1 | Electric Utility | HY | WAT | HYC |  |  |  | 0 | 0 | 0 | 0 | 0 | 0 | 0 | 0 | 0 | 0 | 0 | 0 | 0 | 0 | 0 | 0 | 0 | 0 | 0 | 0 | 0 | 0 | 0 | 0 | 0 | 0 | 0 | 0 | 0 | 0 | 0 | 0 | 0 | 0 | 0 | 0 | 220340 | 62844 | 16469 | 13955 | 68705 | 147405 | 391178 | 365599 | 280758 | 130244 | 10363 | 83316 | 220340 | 62844 | 16469 | 13955 | 68705 | 147405 | 391178 | 365599 | 280758 | 130244 | 10363 | 83316 | 25153 | 7174 | 1880 | 1593 | 7843 | 16827 | 44655 | 41735 | 32050 | 14868 | 1183 | 9511 | 0 | 0 | 1791176 | 1791176 | 204472 | 2020
241 | N | . | Halsey | Pacific Gas & Electric Co. | 14328 | CA | PACC | WECC |  | 22 | 1 | Electric Utility | HY | WAT | HYC |  |  |  | 0 | 0 | 0 | 0 | 0 | 0 | 0 | 0 | 0 | 0 | 0 | 0 | 0 | 0 | 0 | 0 | 0 | 0 | 0 | 0 | 0 | 0 | 0 | 0 | 0 | 0 | 0 | 0 | 0 | 0 | 0 | 0 | 0 | 0 | 0 | 0 | 22751 | 16973 | 17970 | 26377 | 36127 | 33756 | 35689 | 35963 | 25047 | 20598 | 15579 | 12833 | 22751 | 16973 | 17970 | 26377 | 36127 | 33756 | 35689 | 35963 | 25047 | 20598 | 15579 | 12833 | 2597.133 | 1937.608 | 2051.314 | 3011.124 | 4124.088 | 3853.401 | 4074.137 | 4105.322 | 2859.204 | 2351.366 | 1778.379 | 1464.924 | 0 | 0 | 299663 | 299663 | 34208 | 2020
243 | N | . | Hat Creek 1 | Pacific Gas & Electric Co. | 14328 | CA | PACC | WECC |  | 22 | 1 | Electric Utility | HY | WAT | HYC |  |  |  | 0 | 0 | 0 | 0 | 0 | 0 | 0 | 0 | 0 | 0 | 0 | 0 | 0 | 0 | 0 | 0 | 0 | 0 | 0 | 0 | 0 | 0 | 0 | 0 | 0 | 0 | 0 | 0 | 0 | 0 | 0 | 0 | 0 | 0 | 0 | 0 | 21511 | 16048 | 16990 | 24939 | 34157 | 31915 | 33744 | 34002 | 23681 | 19475 | 14729 | 12133 | 21511 | 16048 | 16990 | 24939 | 34157 | 31915 | 33744 | 34002 | 23681 | 19475 | 14729 | 12133 | 2455.537 | 1831.971 | 1939.477 | 2846.959 | 3899.246 | 3643.316 | 3852.017 | 3881.503 | 2703.322 | 2223.171 | 1681.423 | 1385.058 | 0 | 0 | 283324 | 283324 | 32343 | 2020
244 | N | . | Hat Creek 2 | Pacific Gas & Electric Co. | 14328 | CA | PACC | WECC |  | 22 | 1 | Electric Utility | HY | WAT | HYC |  |  |  | 0 | 0 | 0 | 0 | 0 | 0 | 0 | 0 | 0 | 0 | 0 | 0 | 0 | 0 | 0 | 0 | 0 | 0 | 0 | 0 | 0 | 0 | 0 | 0 | 0 | 0 | 0 | 0 | 0 | 0 | 0 | 0 | 0 | 0 | 0 | 0 | 22334 | 16662 | 17640 | 25894 | 35465 | 33137 | 35035 | 35303 | 24588 | 20220 | 15293 | 12598 | 22334 | 16662 | 17640 | 25894 | 35465 | 33137 | 35035 | 35303 | 24588 | 20220 | 15293 | 12598 | 2549.528 | 1902.094 | 2013.715 | 2955.933 | 4048.498 | 3782.772 | 3999.462 | 4030.076 | 2806.798 | 2308.267 | 1745.783 | 1438.074 | 0 | 0 | 294169 | 294169 | 33581 | 2020
246 | N | . | Humboldt Bay | Pacific Gas & Electric Co. | 14328 | CA | PACC | WECC |  | 22 | 1 | Electric Utility | IC | DFO | DFO |  |  | barrels | 186 | 124 | 516 | 259 | 253 | 264 | 1629 | 635 | 341 | 791 | 295 | 217 | 186 | 124 | 516 | 259 | 253 | 264 | 1629 | 635 | 341 | 791 | 295 | 217 | 5.778 | 5.742 | 5.742 | 5.705 | 5.705 | 5.462 | 5.462 | 5.697 | 5.75 | 5.75 | 5.75 | 5.806 | 1075 | 712 | 2963 | 1478 | 1443 | 1442 | 8898 | 3618 | 1961 | 4548 | 1696 | 1260 | 1075 | 712 | 2963 | 1478 | 1443 | 1442 | 8898 | 3618 | 1961 | 4548 | 1696 | 1260 | 121.965 | 80.859 | 337.628 | 167.671 | 163.443 | 163.299 | 1011.372 | 411.472 | 219.791 | 516.711 | 193.284 | 143.408 | 5510 | 5510 | 31094 | 31094 | 3530.903 | 2020
246 | N | . | Humboldt Bay | Pacific Gas & Electric Co. | 14328 | CA | PACC | WECC |  | 22 | 1 | Electric Utility | IC | NG | NG |  |  | mcf | 281364 | 164360 | 199569 | 306116 | 291656 | 395097 | 391492 | 438546 | 447774 | 425265 | 406160 | 321997 | 281364 | 164360 | 199569 | 306116 | 291656 | 395097 | 391492 | 438546 | 447774 | 425265 | 406160 | 321997 | 1.044 | 1.043 | 1.043 | 1.047 | 1.041 | 1.035 | 1.033 | 1.038 | 1.04 | 1.046 | 1.049 | 1.042 | 293744 | 171427 | 208150 | 320503 | 303614 | 408925 | 404411 | 455211 | 465685 | 444827 | 426062 | 335521 | 293744 | 171427 | 208150 | 320503 | 303614 | 408925 | 404411 | 455211 | 465685 | 444827 | 426062 | 335521 | 33336.035 | 19468.141 | 23719.372 | 36369.329 | 34380.557 | 46309.701 | 45968.628 | 51776.528 | 52201.209 | 50535.289 | 48548.716 | 38190.592 | 4069396 | 4069396 | 4238080 | 4238080 | 480804.1 | 2020
246 | N | . | Humboldt Bay | Pacific Gas & Electric Co. | 14328 | CA | PACC | WECC |  | 22 | 1 | Electric Utility | IC | OBG | ORW |  |  | Mcf | 0 | 0 | 0 | 0 | 0 | 0 | 0 | 0 | 0 | 0 | 0 | 0 | 0 | 0 | 0 | 0 | 0 | 0 | 0 | 0 | 0 | 0 | 0 | 0 | 0 | 0 | 0 | 0 | 0 | 0 | 0 | 0 | 0 | 0 | 0 | 0 | 0 | 0 | 0 | 0 | 0 | 0 | 0 | 0 | 0 | 0 | 0 | 0 | 0 | 0 | 0 | 0 | 0 | 0 | 0 | 0 | 0 | 0 | 0 | 0 | 0 | 0 | 0 | 0 | 0 | 0 | 0 | 0 | 0 | 0 | 0 | 0 | 0 | 0 | 0 | 0 | 0 | 2020
249 | N | . | James B Black | Pacific Gas & Electric Co. | 14328 | CA | PACC | WECC |  | 22 | 1 | Electric Utility | HY | WAT | HYC |  |  |  | 0 | 0 | 0 | 0 | 0 | 0 | 0 | 0 | 0 | 0 | 0 | 0 | 0 | 0 | 0 | 0 | 0 | 0 | 0 | 0 | 0 | 0 | 0 | 0 | 0 | 0 | 0 | 0 | 0 | 0 | 0 | 0 | 0 | 0 | 0 | 0 | 390363 | 357049 | 343480 | 300792 | 341877 | 321720 | 311970 | 300503 | 273330 | 375094 | 357005 | 265410 | 390363 | 357049 | 343480 | 300792 | 341877 | 321720 | 311970 | 300503 | 273330 | 375094 | 357005 | 265410 | 44562 | 40759 | 39210 | 34337 | 39027 | 36726 | 35613 | 34304 | 31202 | 42819 | 40754 | 30298 | 0 | 0 | 3938593 | 3938593 | 449611 | 2020
254 | N | . | Kings River PH | Pacific Gas & Electric Co. | 14328 | CA | PACC | WECC |  | 22 | 1 | Electric Utility | HY | WAT | HYC |  |  |  | 0 | 0 | 0 | 0 | 0 | 0 | 0 | 0 | 0 | 0 | 0 | 0 | 0 | 0 | 0 | 0 | 0 | 0 | 0 | 0 | 0 | 0 | 0 | 0 | 0 | 0 | 0 | 0 | 0 | 0 | 0 | 0 | 0 | 0 | 0 | 0 | 47055 | 35106 | 37166 | 54556 | 74721 | 69817 | 73816 | 74381 | 51804 | 42603 | 32221 | 26542 | 47055 | 35106 | 37166 | 54556 | 74721 | 69817 | 73816 | 74381 | 51804 | 42603 | 32221 | 26542 | 5371.616 | 4007.532 | 4242.708 | 6227.872 | 8529.803 | 7969.944 | 8426.489 | 8490.989 | 5913.658 | 4863.302 | 3678.201 | 3029.886 | 0 | 0 | 619788 | 619788 | 70752 | 2020
258 | N | . | Merced Falls | Merced Irrigation District | 12312 | CA | PACC | WECC |  | 22 | 2 | NAICS-22 Non-Cogen | HY | WAT | HYC |  |  |  | 0 | 0 | 0 | 0 | 0 | 0 | 0 | 0 | 0 | 0 | 0 | 0 | 0 | 0 | 0 | 0 | 0 | 0 | 0 | 0 | 0 | 0 | 0 | 0 | 0 | 0 | 0 | 0 | 0 | 0 | 0 | 0 | 0 | 0 | 0 | 0 | 4733 | 3531 | 3738 | 5487 | 7515 | 7022 | 7424 | 7481 | 5210 | 4285 | 3241 | 2669 | 4733 | 3531 | 3738 | 5487 | 7515 | 7022 | 7424 | 7481 | 5210 | 4285 | 3241 | 2669 | 540.26 | 403.064 | 426.717 | 626.379 | 857.899 | 801.59 | 847.508 | 853.995 | 594.776 | 489.135 | 369.941 | 304.736 | 0 | 0 | 62336 | 62336 | 7116 | 2020
260 | N | . | Dynegy Moss Landing Power Plant Hybrid | Dynegy -Moss Landing LLC | 54802 | CA | PACC | WECC |  | 22 | 2 | NAICS-22 Non-Cogen | CA | NG | NG |  |  | mcf | 0 | 0 | 0 | 0 | 0 | 0 | 0 | 0 | 0 | 0 | 0 | 0 | 0 | 0 | 0 | 0 | 0 | 0 | 0 | 0 | 0 | 0 | 0 | 0 | 0 | 0 | 0 | 0 | 0 | 0 | 0 | 0 | 0 | 0 | 0 | 0 | 0 | 0 | 0 | 0 | 0 | 0 | 0 | 0 | 0 | 0 | 0 | 0 | 0 | 0 | 0 | 0 | 0 | 0 | 0 | 0 | 0 | 0 | 0 | 0 | 167996 | 165195 | 178081 | 112499 | 96170 | 105519 | 136205 | 178654 | 143917 | 167045 | 158862 | 213289 | 0 | 0 | 0 | 0 | 1823432 | 2020
260 | N | . | Dynegy Moss Landing Power Plant Hybrid | Dynegy -Moss Landing LLC | 54802 | CA | PACC | WECC |  | 22 | 2 | NAICS-22 Non-Cogen | CT | NG | NG |  |  | mcf | 3277195 | 3239472 | 3495368 | 2187797 | 1856791 | 2056262 | 2652162 | 3538887 | 2782012 | 3270269 | 3231631 | 4172707 | 3277195 | 3239472 | 3495368 | 2187797 | 1856791 | 2056262 | 2652162 | 3538887 | 2782012 | 3270269 | 3231631 | 4172707 | 1.034 | 1.034 | 1.026 | 1.032 | 1.029 | 1.025 | 1.028 | 1.032 | 1.027 | 1.03 | 1.036 | 1.036 | 3388620 | 3349614 | 3586248 | 2257807 | 1910638 | 2107669 | 2726423 | 3652131 | 2857126 | 3368377 | 3347970 | 4322924 | 3388620 | 3349614 | 3586248 | 2257807 | 1910638 | 2107669 | 2726423 | 3652131 | 2857126 | 3368377 | 3347970 | 4322924 | 310409 | 313383 | 335805 | 204248 | 169150 | 194252 | 251963 | 325391 | 264049 | 315967 | 303323 | 411660 | 35760553 | 35760553 | 36875547 | 36875547 | 3399600 | 2020
261 | N | . | Murphys | Utica Water & Power Authority | 19586 | CA | PACC | WECC |  | 22 | 2 | NAICS-22 Non-Cogen | HY | WAT | HYC |  |  |  | 0 | 0 | 0 | 0 | 0 | 0 | 0 | 0 | 0 | 0 | 0 | 0 | 0 | 0 | 0 | 0 | 0 | 0 | 0 | 0 | 0 | 0 | 0 | 0 | 0 | 0 | 0 | 0 | 0 | 0 | 0 | 0 | 0 | 0 | 0 | 0 | 9154 | 6829 | 7230 | 10613 | 14536 | 13582 | 14360 | 14470 | 10078 | 8288 | 6268 | 5163 | 9154 | 6829 | 7230 | 10613 | 14536 | 13582 | 14360 | 14470 | 10078 | 8288 | 6268 | 5163 | 1044.987 | 779.62 | 825.371 | 1211.562 | 1659.377 | 1550.462 | 1639.278 | 1651.826 | 1150.435 | 946.1 | 715.552 | 589.43 | 0 | 0 | 120571 | 120571 | 13764 | 2020
262 | N | . | Narrows PH | Yuba County Water Agency | 21140 | CA | PACC | WECC |  | 22 | 1 | Electric Utility | HY | WAT | HYC |  |  |  | 0 | 0 | 0 | 0 | 0 | 0 | 0 | 0 | 0 | 0 | 0 | 0 | 0 | 0 | 0 | 0 | 0 | 0 | 0 | 0 | 0 | 0 | 0 | 0 | 0 | 0 | 0 | 0 | 0 | 0 | 0 | 0 | 0 | 0 | 0 | 0 | 16333 | 12185 | 12900 | 18936 | 25936 | 24233 | 25622 | 25818 | 17981 | 14787 | 11184 | 9213 | 16333 | 12185 | 12900 | 18936 | 25936 | 24233 | 25622 | 25818 | 17981 | 14787 | 11184 | 9213 | 1864.488 | 1391.013 | 1472.643 | 2161.693 | 2960.692 | 2766.365 | 2924.832 | 2947.22 | 2052.629 | 1688.051 | 1276.702 | 1051.672 | 0 | 0 | 215128 | 215128 | 24558 | 2020
264 | N | . | Phoenix | Pacific Gas & Electric Co. | 14328 | CA | PACC | WECC |  | 22 | 1 | Electric Utility | HY | WAT | HYC |  |  |  | 0 | 0 | 0 | 0 | 0 | 0 | 0 | 0 | 0 | 0 | 0 | 0 | 0 | 0 | 0 | 0 | 0 | 0 | 0 | 0 | 0 | 0 | 0 | 0 | 0 | 0 | 0 | 0 | 0 | 0 | 0 | 0 | 0 | 0 | 0 | 0 | 4033 | 3009 | 3185 | 4676 | 6404 | 5984 | 6327 | 6375 | 4440 | 3651 | 2762 | 2275 | 4033 | 3009 | 3185 | 4676 | 6404 | 5984 | 6327 | 6375 | 4440 | 3651 | 2762 | 2275 | 460.389 | 343.477 | 363.633 | 533.777 | 731.071 | 683.087 | 722.216 | 727.744 | 506.847 | 416.823 | 315.251 | 259.685 | 0 | 0 | 53121 | 53121 | 6064 | 2020
265 | N | . | Pit 1 | Pacific Gas & Electric Co. | 14328 | CA | PACC | WECC |  | 22 | 1 | Electric Utility | HY | WAT | HYC |  |  |  | 0 | 0 | 0 | 0 | 0 | 0 | 0 | 0 | 0 | 0 | 0 | 0 | 0 | 0 | 0 | 0 | 0 | 0 | 0 | 0 | 0 | 0 | 0 | 0 | 0 | 0 | 0 | 0 | 0 | 0 | 0 | 0 | 0 | 0 | 0 | 0 | 132128 | 98575 | 104360 | 153190 | 209812 | 196041 | 207271 | 208857 | 145461 | 119625 | 90475 | 74528 | 132128 | 98575 | 104360 | 153190 | 209812 | 196041 | 207271 | 208857 | 145461 | 119625 | 90475 | 74528 | 15083.152 | 11252.889 | 11913.246 | 17487.458 | 23951.13 | 22379.082 | 23661.032 | 23842.144 | 16605.165 | 13655.834 | 10328.147 | 8507.721 | 0 | 0 | 1740323 | 1740323 | 198667 | 2020
266 | N | . | Pit 3 | Pacific Gas & Electric Co. | 14328 | CA | PACC | WECC |  | 22 | 1 | Electric Utility | HY | WAT | HYC |  |  |  | 0 | 0 | 0 | 0 | 0 | 0 | 0 | 0 | 0 | 0 | 0 | 0 | 0 | 0 | 0 | 0 | 0 | 0 | 0 | 0 | 0 | 0 | 0 | 0 | 0 | 0 | 0 | 0 | 0 | 0 | 0 | 0 | 0 | 0 | 0 | 0 | 173481 | 129427 | 137022 | 201135 | 275478 | 257397 | 272141 | 274224 | 190987 | 157065 | 118791 | 97853 | 173481 | 129427 | 137022 | 201135 | 275478 | 257397 | 272141 | 274224 | 190987 | 157065 | 118791 | 97853 | 19803.815 | 14774.773 | 15641.806 | 22960.612 | 31447.259 | 29383.197 | 31066.367 | 31304.163 | 21802.183 | 17929.782 | 13560.609 | 11170.434 | 0 | 0 | 2285001 | 2285001 | 260845 | 2020
267 | N | . | Pit 4 | Pacific Gas & Electric Co. | 14328 | CA | PACC | WECC |  | 22 | 1 | Electric Utility | HY | WAT | HYC |  |  |  | 0 | 0 | 0 | 0 | 0 | 0 | 0 | 0 | 0 | 0 | 0 | 0 | 0 | 0 | 0 | 0 | 0 | 0 | 0 | 0 | 0 | 0 | 0 | 0 | 0 | 0 | 0 | 0 | 0 | 0 | 0 | 0 | 0 | 0 | 0 | 0 | 347264 | 250536 | 281608 | 289562 | 235775 | 204765 | 206245 | 197047 | 214243 | 177337 | 241539 | 253068 | 347264 | 250536 | 281608 | 289562 | 235775 | 204765 | 206245 | 197047 | 214243 | 177337 | 241539 | 253068 | 39642 | 28600 | 32147 | 33055 | 26915 | 23375 | 23544 | 22494 | 24457 | 20244 | 27573 | 28889 | 0 | 0 | 2898989 | 2898989 | 330935 | 2020
268 | N | . | Pit 5 | Pacific Gas & Electric Co. | 14328 | CA | PACC | WECC |  | 22 | 1 | Electric Utility | HY | WAT | HYC |  |  |  | 0 | 0 | 0 | 0 | 0 | 0 | 0 | 0 | 0 | 0 | 0 | 0 | 0 | 0 | 0 | 0 | 0 | 0 | 0 | 0 | 0 | 0 | 0 | 0 | 0 | 0 | 0 | 0 | 0 | 0 | 0 | 0 | 0 | 0 | 0 | 0 | 554815 | 483368 | 463343 | 478278 | 389303 | 331864 | 322736 | 302238 | 330436 | 356453 | 390039 | 390968 | 554815 | 483368 | 463343 | 478278 | 389303 | 331864 | 322736 | 302238 | 330436 | 356453 | 390039 | 390968 | 63335 | 55179 | 52893 | 54598 | 44441 | 37884 | 36842 | 34502 | 37721 | 40691 | 44525 | 44631 | 0 | 0 | 4793841 | 4793841 | 547242 | 2020
269 | N | . | Pit 6 | Pacific Gas & Electric Co. | 14328 | CA | PACC | WECC |  | 22 | 1 | Electric Utility | HY | WAT | HYC |  |  |  | 0 | 0 | 0 | 0 | 0 | 0 | 0 | 0 | 0 | 0 | 0 | 0 | 0 | 0 | 0 | 0 | 0 | 0 | 0 | 0 | 0 | 0 | 0 | 0 | 0 | 0 | 0 | 0 | 0 | 0 | 0 | 0 | 0 | 0 | 0 | 0 | 129781 | 96824 | 102506 | 150468 | 206084 | 192557 | 203588 | 205146 | 142877 | 117500 | 88867 | 73203 | 129781 | 96824 | 102506 | 150468 | 206084 | 192557 | 203588 | 205146 | 142877 | 117500 | 88867 | 73203 | 14815.148 | 11052.943 | 11701.567 | 17176.733 | 23525.556 | 21981.441 | 23240.613 | 23418.507 | 16310.117 | 13413.191 | 10144.632 | 8356.552 | 0 | 0 | 1709401 | 1709401 | 195137 | 2020
270 | N | . | Pit 7 | Pacific Gas & Electric Co. | 14328 | CA | PACC | WECC |  | 22 | 1 | Electric Utility | HY | WAT | HYC |  |  |  | 0 | 0 | 0 | 0 | 0 | 0 | 0 | 0 | 0 | 0 | 0 | 0 | 0 | 0 | 0 | 0 | 0 | 0 | 0 | 0 | 0 | 0 | 0 | 0 | 0 | 0 | 0 | 0 | 0 | 0 | 0 | 0 | 0 | 0 | 0 | 0 | 319451 | 284612 | 127931 | 305242 | 263711 | 233533 | 220699 | 196986 | 178222 | 197556 | 215846 | 211668 | 319451 | 284612 | 127931 | 305242 | 263711 | 233533 | 220699 | 196986 | 178222 | 197556 | 215846 | 211668 | 36467 | 32490 | 14604 | 34845 | 30104 | 26659 | 25194 | 22487 | 20345 | 22552 | 24640 | 24163 | 0 | 0 | 2755457 | 2755457 | 314550 | 2020
272 | N | . | Poe | Pacific Gas & Electric Co. | 14328 | CA | PACC | WECC |  | 22 | 1 | Electric Utility | HY | WAT | HYC |  |  |  | 0 | 0 | 0 | 0 | 0 | 0 | 0 | 0 | 0 | 0 | 0 | 0 | 0 | 0 | 0 | 0 | 0 | 0 | 0 | 0 | 0 | 0 | 0 | 0 | 0 | 0 | 0 | 0 | 0 | 0 | 0 | 0 | 0 | 0 | 0 | 0 | 0 | 111086 | 139109 | 413235 | 278261 | 136227 | 155840 | 218238 | 236546 | 220752 | 94170 | 65945 | 0 | 111086 | 139109 | 413235 | 278261 | 136227 | 155840 | 218238 | 236546 | 220752 | 94170 | 65945 | 0 | 12681 | 15880 | 47173 | 31765 | 15551 | 17790 | 24913 | 27003 | 25200 | 10750 | 7528 | 0 | 0 | 2069409 | 2069409 | 236234 | 2020
274 | N | . | Potter Valley | Pacific Gas & Electric Co. | 14328 | CA | PACC | WECC |  | 22 | 1 | Electric Utility | HY | WAT | HYC |  |  |  | 0 | 0 | 0 | 0 | 0 | 0 | 0 | 0 | 0 | 0 | 0 | 0 | 0 | 0 | 0 | 0 | 0 | 0 | 0 | 0 | 0 | 0 | 0 | 0 | 0 | 0 | 0 | 0 | 0 | 0 | 0 | 0 | 0 | 0 | 0 | 0 | 8751 | 6529 | 6912 | 10146 | 13896 | 12984 | 13728 | 13833 | 9634 | 7923 | 5992 | 4936 | 8751 | 6529 | 6912 | 10146 | 13896 | 12984 | 13728 | 13833 | 9634 | 7923 | 5992 | 4936 | 998.979 | 745.295 | 789.031 | 1158.219 | 1586.318 | 1482.199 | 1567.104 | 1579.099 | 1099.784 | 904.445 | 684.048 | 563.479 | 0 | 0 | 115264 | 115264 | 13158 | 2020
275 | N | . | Rock Creek | Pacific Gas & Electric Co. | 14328 | CA | PACC | WECC |  | 22 | 1 | Electric Utility | HY | WAT | HYC |  |  |  | 0 | 0 | 0 | 0 | 0 | 0 | 0 | 0 | 0 | 0 | 0 | 0 | 0 | 0 | 0 | 0 | 0 | 0 | 0 | 0 | 0 | 0 | 0 | 0 | 0 | 0 | 0 | 0 | 0 | 0 | 0 | 0 | 0 | 0 | 0 | 0 | 372134 | 81477 | 125180 | 375970 | 258814 | 176742 | 218343 | 296070 | 288949 | 244886 | 115395 | 91717 | 372134 | 81477 | 125180 | 375970 | 258814 | 176742 | 218343 | 296070 | 288949 | 244886 | 115395 | 91717 | 42481 | 9301 | 14290 | 42919 | 29545 | 20176 | 24925 | 33798 | 32985 | 27955 | 13173 | 10470 | 0 | 0 | 2645677 | 2645677 | 302018 | 2020
279 | N | . | Salt Springs | Pacific Gas & Electric Co. | 14328 | CA | PACC | WECC |  | 22 | 1 | Electric Utility | HY | WAT | HYC |  |  |  | 0 | 0 | 0 | 0 | 0 | 0 | 0 | 0 | 0 | 0 | 0 | 0 | 0 | 0 | 0 | 0 | 0 | 0 | 0 | 0 | 0 | 0 | 0 | 0 | 0 | 0 | 0 | 0 | 0 | 0 | 0 | 0 | 0 | 0 | 0 | 0 | 72561 | 54135 | 57311 | 84127 | 115222 | 107660 | 113827 | 114698 | 79883 | 65695 | 49686 | 40928 | 72561 | 54135 | 57311 | 84127 | 115222 | 107660 | 113827 | 114698 | 79883 | 65695 | 49686 | 40928 | 8283.217 | 6179.752 | 6542.4 | 9603.591 | 13153.248 | 12289.925 | 12993.934 | 13093.396 | 9119.062 | 7499.377 | 5671.911 | 4672.187 | 0 | 0 | 955733 | 955733 | 109102 | 2020
280 | N | . | South | Pacific Gas & Electric Co. | 14328 | CA | PACC | WECC |  | 22 | 1 | Electric Utility | HY | WAT | HYC |  |  |  | 0 | 0 | 0 | 0 | 0 | 0 | 0 | 0 | 0 | 0 | 0 | 0 | 0 | 0 | 0 | 0 | 0 | 0 | 0 | 0 | 0 | 0 | 0 | 0 | 0 | 0 | 0 | 0 | 0 | 0 | 0 | 0 | 0 | 0 | 0 | 0 | 7475 | 5577 | 5904 | 8667 | 11871 | 11091 | 11727 | 11817 | 8230 | 6768 | 5119 | 4217 | 7475 | 5577 | 5904 | 8667 | 11871 | 11091 | 11727 | 11817 | 8230 | 6768 | 5119 | 4217 | 853.362 | 636.656 | 674.017 | 989.389 | 1355.085 | 1266.143 | 1338.672 | 1348.919 | 939.472 | 772.607 | 584.336 | 481.342 | 0 | 0 | 98463 | 98463 | 11240 | 2020
281 | N | . | Spaulding 1 | Pacific Gas & Electric Co. | 14328 | CA | PACC | WECC |  | 22 | 1 | Electric Utility | HY | WAT | HYC |  |  |  | 0 | 0 | 0 | 0 | 0 | 0 | 0 | 0 | 0 | 0 | 0 | 0 | 0 | 0 | 0 | 0 | 0 | 0 | 0 | 0 | 0 | 0 | 0 | 0 | 0 | 0 | 0 | 0 | 0 | 0 | 0 | 0 | 0 | 0 | 0 | 0 | 9417 | 7026 | 7438 | 10919 | 14954 | 13973 | 14773 | 14886 | 10368 | 8526 | 6449 | 5312 | 9417 | 7026 | 7438 | 10919 | 14954 | 13973 | 14773 | 14886 | 10368 | 8526 | 6449 | 5312 | 1075.054 | 802.05 | 849.117 | 1246.419 | 1707.118 | 1595.07 | 1686.441 | 1699.35 | 1183.534 | 973.32 | 736.139 | 606.388 | 0 | 0 | 124041 | 124041 | 14160 | 2020
282 | N | . | Spaulding 2 | Pacific Gas & Electric Co. | 14328 | CA | PACC | WECC |  | 22 | 1 | Electric Utility | HY | WAT | HYC |  |  |  | 0 | 0 | 0 | 0 | 0 | 0 | 0 | 0 | 0 | 0 | 0 | 0 | 0 | 0 | 0 | 0 | 0 | 0 | 0 | 0 | 0 | 0 | 0 | 0 | 0 | 0 | 0 | 0 | 0 | 0 | 0 | 0 | 0 | 0 | 0 | 0 | 3029 | 2260 | 2392 | 3512 | 4809 | 4494 | 4751 | 4788 | 3334 | 2742 | 2074 | 1708 | 3029 | 2260 | 2392 | 3512 | 4809 | 4494 | 4751 | 4788 | 3334 | 2742 | 2074 | 1708 | 345.745 | 257.948 | 273.085 | 400.861 | 549.027 | 512.991 | 542.377 | 546.528 | 380.637 | 313.03 | 236.75 | 195.021 | 0 | 0 | 39893 | 39893 | 4554 | 2020
283 | N | . | Spaulding 3 | Pacific Gas & Electric Co. | 14328 | CA | PACC | WECC |  | 22 | 1 | Electric Utility | HY | WAT | HYC |  |  |  | 0 | 0 | 0 | 0 | 0 | 0 | 0 | 0 | 0 | 0 | 0 | 0 | 0 | 0 | 0 | 0 | 0 | 0 | 0 | 0 | 0 | 0 | 0 | 0 | 0 | 0 | 0 | 0 | 0 | 0 | 0 | 0 | 0 | 0 | 0 | 0 | 14156 | 10561 | 11181 | 16413 | 22479 | 21004 | 22207 | 22377 | 15585 | 12817 | 9693 | 7985 | 14156 | 10561 | 11181 | 16413 | 22479 | 21004 | 22207 | 22377 | 15585 | 12817 | 9693 | 7985 | 1615.997 | 1205.624 | 1276.374 | 1873.59 | 2566.102 | 2397.674 | 2535.021 | 2554.425 | 1779.062 | 1463.074 | 1106.548 | 911.509 | 0 | 0 | 186458 | 186458 | 21285 | 2020
284 | N | . | Spring Gap | Pacific Gas & Electric Co. | 14328 | CA | PACC | WECC |  | 22 | 1 | Electric Utility | HY | WAT | HYC |  |  |  | 0 | 0 | 0 | 0 | 0 | 0 | 0 | 0 | 0 | 0 | 0 | 0 | 0 | 0 | 0 | 0 | 0 | 0 | 0 | 0 | 0 | 0 | 0 | 0 | 0 | 0 | 0 | 0 | 0 | 0 | 0 | 0 | 0 | 0 | 0 | 0 | 13412 | 10006 | 10593 | 15550 | 21297 | 19899 | 21039 | 21200 | 14765 | 12143 | 9184 | 7565 | 13412 | 10006 | 10593 | 15550 | 21297 | 19899 | 21039 | 21200 | 14765 | 12143 | 9184 | 7565 | 1531.04 | 1142.242 | 1209.272 | 1775.091 | 2431.196 | 2271.623 | 2401.75 | 2420.134 | 1685.533 | 1386.156 | 1048.374 | 863.589 | 0 | 0 | 176653 | 176653 | 20166 | 2020
285 | N | . | Stanislaus | Pacific Gas & Electric Co. | 14328 | CA | PACC | WECC |  | 22 | 1 | Electric Utility | HY | WAT | HYC |  |  |  | 0 | 0 | 0 | 0 | 0 | 0 | 0 | 0 | 0 | 0 | 0 | 0 | 0 | 0 | 0 | 0 | 0 | 0 | 0 | 0 | 0 | 0 | 0 | 0 | 0 | 0 | 0 | 0 | 0 | 0 | 0 | 0 | 0 | 0 | 0 | 0 | 160100 | 119444 | 126453 | 185621 | 254229 | 237543 | 251150 | 253072 | 176256 | 144950 | 109628 | 90305 | 160100 | 119444 | 126453 | 185621 | 254229 | 237543 | 251150 | 253072 | 176256 | 144950 | 109628 | 90305 | 18276.27 | 13635.137 | 14435.292 | 21189.57 | 29021.608 | 27116.755 | 28670.096 | 28889.55 | 20120.495 | 16546.787 | 12514.626 | 10308.814 | 0 | 0 | 2108751 | 2108751 | 240725 | 2020
286 | N | . | Geysers Unit 5-20 | Geysers Power Co LLC | 7160 | CA | PACC | WECC |  | 22 | 2 | NAICS-22 Non-Cogen | ST | GEO | GEO |  |  |  | 0 | 0 | 0 | 0 | 0 | 0 | 0 | 0 | 0 | 0 | 0 | 0 | 0 | 0 | 0 | 0 | 0 | 0 | 0 | 0 | 0 | 0 | 0 | 0 | 0 | 0 | 0 | 0 | 0 | 0 | 0 | 0 | 0 | 0 | 0 | 0 | 2672869 | 2711737 | 3776489 | 3464308 | 3428208 | 3291684 | 3583103 | 3624932 | 3473007 | 3284036 | 3622418 | 3449697 | 2672869 | 2711737 | 3776489 | 3464308 | 3428208 | 3291684 | 3583103 | 3624932 | 3473007 | 3284036 | 3622418 | 3449697 | 305122 | 309559 | 431106 | 395469 | 391348 | 375763 | 409030 | 413805 | 396462 | 374890 | 413518 | 393801 | 0 | 0 | 40382488 | 40382488 | 4609873 | 2020
287 | N | . | Tiger Creek | Pacific Gas & Electric Co. | 14328 | CA | PACC | WECC |  | 22 | 1 | Electric Utility | HY | WAT | HYC |  |  |  | 0 | 0 | 0 | 0 | 0 | 0 | 0 | 0 | 0 | 0 | 0 | 0 | 0 | 0 | 0 | 0 | 0 | 0 | 0 | 0 | 0 | 0 | 0 | 0 | 0 | 0 | 0 | 0 | 0 | 0 | 0 | 0 | 0 | 0 | 0 | 0 | 156450 | 116721 | 123570 | 181389 | 248433 | 232127 | 245424 | 247303 | 172237 | 141645 | 107129 | 88246 | 156450 | 116721 | 123570 | 181389 | 248433 | 232127 | 245424 | 247303 | 172237 | 141645 | 107129 | 88246 | 17859.608 | 13324.286 | 14106.2 | 20706.495 | 28359.98 | 26498.553 | 28016.481 | 28230.932 | 19661.792 | 16169.557 | 12229.32 | 10073.796 | 0 | 0 | 2060674 | 2060674 | 235237 | 2020
290 | N | . | Volta 1 | Pacific Gas & Electric Co. | 14328 | CA | PACC | WECC |  | 22 | 1 | Electric Utility | HY | WAT | HYC |  |  |  | 0 | 0 | 0 | 0 | 0 | 0 | 0 | 0 | 0 | 0 | 0 | 0 | 0 | 0 | 0 | 0 | 0 | 0 | 0 | 0 | 0 | 0 | 0 | 0 | 0 | 0 | 0 | 0 | 0 | 0 | 0 | 0 | 0 | 0 | 0 | 0 | 11671 | 8707 | 9218 | 13531 | 18532 | 17316 | 18308 | 18448 | 12848 | 10566 | 7992 | 6583 | 11671 | 8707 | 9218 | 13531 | 18532 | 17316 | 18308 | 18448 | 12848 | 10566 | 7992 | 6583 | 1332.276 | 993.953 | 1052.282 | 1544.645 | 2115.572 | 1976.715 | 2089.948 | 2105.946 | 1466.713 | 1206.202 | 912.272 | 751.476 | 0 | 0 | 153720 | 153720 | 17548 | 2020
291 | N | . | West Point PH | Pacific Gas & Electric Co. | 14328 | CA | PACC | WECC |  | 22 | 1 | Electric Utility | HY | WAT | HYC |  |  |  | 0 | 0 | 0 | 0 | 0 | 0 | 0 | 0 | 0 | 0 | 0 | 0 | 0 | 0 | 0 | 0 | 0 | 0 | 0 | 0 | 0 | 0 | 0 | 0 | 0 | 0 | 0 | 0 | 0 | 0 | 0 | 0 | 0 | 0 | 0 | 0 | 44913 | 33508 | 35474 | 52072 | 71319 | 66638 | 70456 | 70995 | 49445 | 40663 | 30754 | 25333 | 44913 | 33508 | 35474 | 52072 | 71319 | 66638 | 70456 | 70995 | 49445 | 40663 | 30754 | 25333 | 5127.074 | 3825.088 | 4049.558 | 5944.347 | 8141.482 | 7607.11 | 8042.871 | 8104.435 | 5644.437 | 4641.899 | 3510.75 | 2891.949 | 0 | 0 | 591570 | 591570 | 67531 | 2020
292 | N | . | Wise | Pacific Gas & Electric Co. | 14328 | CA | PACC | WECC |  | 22 | 1 | Electric Utility | HY | WAT | HYC |  |  |  | 0 | 0 | 0 | 0 | 0 | 0 | 0 | 0 | 0 | 0 | 0 | 0 | 0 | 0 | 0 | 0 | 0 | 0 | 0 | 0 | 0 | 0 | 0 | 0 | 0 | 0 | 0 | 0 | 0 | 0 | 0 | 0 | 0 | 0 | 0 | 0 | 38560 | 28768 | 30456 | 44706 | 61230 | 57212 | 60489 | 60952 | 42451 | 34911 | 26404 | 21750 | 38560 | 28768 | 30456 | 44706 | 61230 | 57212 | 60489 | 60952 | 42451 | 34911 | 26404 | 21750 | 4401.792 | 3283.988 | 3476.703 | 5103.454 | 6989.78 | 6531.001 | 6905.119 | 6957.974 | 4845.97 | 3985.251 | 3014.116 | 2482.852 | 0 | 0 | 507889 | 507889 | 57978 | 2020
293 | N | . | A G Wishon | Pacific Gas & Electric Co. | 14328 | CA | PACC | WECC |  | 22 | 1 | Electric Utility | HY | WAT | HYC |  |  |  | 0 | 0 | 0 | 0 | 0 | 0 | 0 | 0 | 0 | 0 | 0 | 0 | 0 | 0 | 0 | 0 | 0 | 0 | 0 | 0 | 0 | 0 | 0 | 0 | 0 | 0 | 0 | 0 | 0 | 0 | 0 | 0 | 0 | 0 | 0 | 0 | 21041 | 15698 | 16619 | 24395 | 33412 | 31219 | 33007 | 33260 | 23164 | 19050 | 14408 | 11868 | 21041 | 15698 | 16619 | 24395 | 33412 | 31219 | 33007 | 33260 | 23164 | 19050 | 14408 | 11868 | 2401.937 | 1791.982 | 1897.141 | 2784.814 | 3814.131 | 3563.788 | 3767.934 | 3796.775 | 2644.312 | 2174.642 | 1644.72 | 1354.824 | 0 | 0 | 277141 | 277141 | 31637 | 2020
294 | N | . | Copco 1 | PacifiCorp | 14354 | CA | PACC | WECC |  | 22 | 1 | Electric Utility | HY | WAT | HYC |  |  |  | 0 | 0 | 0 | 0 | 0 | 0 | 0 | 0 | 0 | 0 | 0 | 0 | 0 | 0 | 0 | 0 | 0 | 0 | 0 | 0 | 0 | 0 | 0 | 0 | 0 | 0 | 0 | 0 | 0 | 0 | 0 | 0 | 0 | 0 | 0 | 0 | 46702 | 34842 | 36887 | 54146 | 74159 | 69292 | 73261 | 73822 | 51414 | 42282 | 31979 | 26342 | 46702 | 34842 | 36887 | 54146 | 74159 | 69292 | 73261 | 73822 | 51414 | 42282 | 31979 | 26342 | 5331.226 | 3977.399 | 4210.806 | 6181.043 | 8465.666 | 7910.016 | 8363.129 | 8427.144 | 5869.192 | 4826.733 | 3650.543 | 3007.103 | 0 | 0 | 615128 | 615128 | 70220 | 2020
295 | N | . | Copco 2 | PacifiCorp | 14354 | CA | PACC | WECC |  | 22 | 1 | Electric Utility | HY | WAT | HYC |  |  |  | 0 | 0 | 0 | 0 | 0 | 0 | 0 | 0 | 0 | 0 | 0 | 0 | 0 | 0 | 0 | 0 | 0 | 0 | 0 | 0 | 0 | 0 | 0 | 0 | 0 | 0 | 0 | 0 | 0 | 0 | 0 | 0 | 0 | 0 | 0 | 0 | 57595 | 42969 | 45491 | 66776 | 91458 | 85455 | 90350 | 91042 | 63407 | 52145 | 39438 | 32487 | 57595 | 42969 | 45491 | 66776 | 91458 | 85455 | 90350 | 91042 | 63407 | 52145 | 39438 | 32487 | 6574.827 | 4905.194 | 5193.047 | 7622.876 | 10440.425 | 9755.16 | 10313.969 | 10392.917 | 7238.28 | 5952.65 | 4502.094 | 3708.561 | 0 | 0 | 758613 | 758613 | 86600 | 2020
296 | N | . | Fall Creek | PacifiCorp | 14354 | CA | PACC | WECC |  | 22 | 1 | Electric Utility | HY | WAT | HYC |  |  |  | 0 | 0 | 0 | 0 | 0 | 0 | 0 | 0 | 0 | 0 | 0 | 0 | 0 | 0 | 0 | 0 | 0 | 0 | 0 | 0 | 0 | 0 | 0 | 0 | 0 | 0 | 0 | 0 | 0 | 0 | 0 | 0 | 0 | 0 | 0 | 0 | 5531 | 4126 | 4368 | 6412 | 8783 | 8206 | 8676 | 8743 | 6089 | 5007 | 3787 | 3120 | 5531 | 4126 | 4368 | 6412 | 8783 | 8206 | 8676 | 8743 | 6089 | 5007 | 3787 | 3120 | 631.366 | 471.035 | 498.676 | 732.007 | 1002.57 | 936.766 | 990.427 | 998.008 | 695.075 | 571.619 | 432.326 | 356.125 | 0 | 0 | 72848 | 72848 | 8316 | 2020
297 | N | . | Iron Gate | PacifiCorp | 14354 | CA | PACC | WECC |  | 22 | 1 | Electric Utility | HY | WAT | HYC |  |  |  | 0 | 0 | 0 | 0 | 0 | 0 | 0 | 0 | 0 | 0 | 0 | 0 | 0 | 0 | 0 | 0 | 0 | 0 | 0 | 0 | 0 | 0 | 0 | 0 | 0 | 0 | 0 | 0 | 0 | 0 | 0 | 0 | 0 | 0 | 0 | 0 | 54784 | 40872 | 43271 | 63517 | 86994 | 81284 | 85940 | 86598 | 60312 | 49600 | 37513 | 30901 | 54784 | 40872 | 43271 | 63517 | 86994 | 81284 | 85940 | 86598 | 60312 | 49600 | 37513 | 30901 | 6253.906 | 4665.768 | 4939.571 | 7250.798 | 9930.821 | 9279.005 | 9810.538 | 9885.632 | 6884.975 | 5662.098 | 4282.344 | 3527.544 | 0 | 0 | 721586 | 721586 | 82373 | 2020
314 | N | . | Drop 5 | Imperial Irrigation District | 9216 | CA | PACC | WECC |  | 22 | 1 | Electric Utility | HY | WAT | HYC |  |  |  | 0 | 0 | 0 | 0 | 0 | 0 | 0 | 0 | 0 | 0 | 0 | 0 | 0 | 0 | 0 | 0 | 0 | 0 | 0 | 0 | 0 | 0 | 0 | 0 | 0 | 0 | 0 | 0 | 0 | 0 | 0 | 0 | 0 | 0 | 0 | 0 | 7755 | 5785 | 6125 | 8991 | 12314 | 11506 | 12165 | 12258 | 8537 | 7021 | 5310 | 4374 | 7755 | 5785 | 6125 | 8991 | 12314 | 11506 | 12165 | 12258 | 8537 | 7021 | 5310 | 4374 | 885.249 | 660.445 | 699.202 | 1026.359 | 1405.72 | 1313.455 | 1388.694 | 1399.323 | 974.577 | 801.477 | 606.171 | 499.328 | 0 | 0 | 102141 | 102141 | 11660 | 2020
315 | N | . | AES Alamitos LLC | AES Alamitos LLC | 22148 | CA | PACC | WECC |  | 22 | 2 | NAICS-22 Non-Cogen | ST | NG | NG |  |  | mcf | 177950 | 83610 | 193420 | 186670 | 270560 | 289690 | 584120 | 2234930 | 1247740 | 1257030 | 172130 | 229820 | 177950 | 83610 | 193420 | 186670 | 270560 | 289690 | 584120 | 2234930 | 1247740 | 1257030 | 172130 | 229820 | 1.033 | 1.033 | 1.033 | 1.032 | 1.026 | 1.025 | 1.02 | 1.019 | 1.024 | 1.021 | 1.026 | 1.041 | 183822 | 86369 | 199803 | 192643 | 277595 | 296932 | 595802 | 2277394 | 1277686 | 1283428 | 176605 | 239243 | 183822 | 86369 | 199803 | 192643 | 277595 | 296932 | 595802 | 2277394 | 1277686 | 1283428 | 176605 | 239243 | 10362 | 5116 | 8935 | 9849 | 21016 | 21766 | 45066 | 196743 | 99480 | 100704 | 9963 | 15278 | 6927670 | 6927670 | 7087322 | 7087322 | 544278 | 2020
316 | N | . | Sepulveda Canyon | Metropolitan Water District of S CA | 12397 | CA | PACC | WECC |  | 22 | 1 | Electric Utility | HY | WAT | HYC |  |  |  | 0 | 0 | 0 | 0 | 0 | 0 | 0 | 0 | 0 | 0 | 0 | 0 | 0 | 0 | 0 | 0 | 0 | 0 | 0 | 0 | 0 | 0 | 0 | 0 | 0 | 0 | 0 | 0 | 0 | 0 | 0 | 0 | 0 | 0 | 0 | 0 | 0 | 0 | 0 | 0 | 0 | 0 | 0 | 0 | 0 | 0 | 0 | 0 | 0 | 0 | 0 | 0 | 0 | 0 | 0 | 0 | 0 | 0 | 0 | 0 | 0 | 0 | 0 | 0 | 0 | 0 | 0 | 0 | 0 | 0 | 0 | 0 | 0 | 0 | 0 | 0 | 0 | 2020
317 | N | . | Big Creek 1 | Southern California Edison Co | 17609 | CA | PACC | WECC |  | 22 | 1 | Electric Utility | HY | WAT | HYC |  |  |  | 0 | 0 | 0 | 0 | 0 | 0 | 0 | 0 | 0 | 0 | 0 | 0 | 0 | 0 | 0 | 0 | 0 | 0 | 0 | 0 | 0 | 0 | 0 | 0 | 0 | 0 | 0 | 0 | 0 | 0 | 0 | 0 | 0 | 0 | 0 | 0 | 109367 | 81594 | 86382 | 126800 | 173668 | 162269 | 171565 | 172878 | 120403 | 99018 | 74889 | 61689 | 109367 | 81594 | 86382 | 126800 | 173668 | 162269 | 171565 | 172878 | 120403 | 99018 | 74889 | 61689 | 12484.805 | 9314.374 | 9860.973 | 14474.926 | 19825.113 | 18523.878 | 19584.989 | 19734.902 | 13744.624 | 11303.368 | 8548.936 | 7042.112 | 0 | 0 | 1440522 | 1440522 | 164443 | 2020
318 | N | . | Big Creek 2 | Southern California Edison Co | 17609 | CA | PACC | WECC |  | 22 | 1 | Electric Utility | HY | WAT | HYC |  |  |  | 0 | 0 | 0 | 0 | 0 | 0 | 0 | 0 | 0 | 0 | 0 | 0 | 0 | 0 | 0 | 0 | 0 | 0 | 0 | 0 | 0 | 0 | 0 | 0 | 0 | 0 | 0 | 0 | 0 | 0 | 0 | 0 | 0 | 0 | 0 | 0 | 78058 | 58236 | 61653 | 90501 | 123951 | 115815 | 122450 | 123387 | 85935 | 70671 | 53450 | 44029 | 78058 | 58236 | 61653 | 90501 | 123951 | 115815 | 122450 | 123387 | 85935 | 70671 | 53450 | 44029 | 8910.712 | 6647.897 | 7038.018 | 10331.109 | 14149.669 | 13220.946 | 13978.287 | 14085.283 | 9809.875 | 8067.491 | 6101.585 | 5026.128 | 0 | 0 | 1028136 | 1028136 | 117367 | 2020
319 | N | . | Big Creek 3 | Southern California Edison Co | 17609 | CA | PACC | WECC |  | 22 | 1 | Electric Utility | HY | WAT | HYC |  |  |  | 0 | 0 | 0 | 0 | 0 | 0 | 0 | 0 | 0 | 0 | 0 | 0 | 0 | 0 | 0 | 0 | 0 | 0 | 0 | 0 | 0 | 0 | 0 | 0 | 0 | 0 | 0 | 0 | 0 | 0 | 0 | 0 | 0 | 0 | 0 | 0 | 441040 | 173755 | 49415 | 429354 | 937846 | 530768 | 322824 | 495089 | 38150 | 0 | 15102 | 114423 | 441040 | 173755 | 49415 | 429354 | 937846 | 530768 | 322824 | 495089 | 38150 | 0 | 15102 | 114423 | 50347 | 19835 | 5641 | 49013 | 107060 | 60590 | 36852 | 56517 | 4355 | -82 | 1724 | 13062 | 0 | 0 | 3547766 | 3547766 | 404914 | 2020
320 | N | . | Big Creek 4 | Southern California Edison Co | 17609 | CA | PACC | WECC |  | 22 | 1 | Electric Utility | HY | WAT | HYC |  |  |  | 0 | 0 | 0 | 0 | 0 | 0 | 0 | 0 | 0 | 0 | 0 | 0 | 0 | 0 | 0 | 0 | 0 | 0 | 0 | 0 | 0 | 0 | 0 | 0 | 0 | 0 | 0 | 0 | 0 | 0 | 0 | 0 | 0 | 0 | 0 | 0 | 186273 | 80977 | 10328 | 204502 | 518662 | 267040 | 154947 | 244772 | 20954 | 76449 | 88590 | 34628 | 186273 | 80977 | 10328 | 204502 | 518662 | 267040 | 154947 | 244772 | 20954 | 76449 | 88590 | 34628 | 21264 | 9244 | 1179 | 23345 | 59208 | 30484 | 17688 | 27942 | 2392 | 8727 | 10113 | 3953 | 0 | 0 | 1888122 | 1888122 | 215539 | 2020
321 | N | . | Big Creek 8 | Southern California Edison Co | 17609 | CA | PACC | WECC |  | 22 | 1 | Electric Utility | HY | WAT | HYC |  |  |  | 0 | 0 | 0 | 0 | 0 | 0 | 0 | 0 | 0 | 0 | 0 | 0 | 0 | 0 | 0 | 0 | 0 | 0 | 0 | 0 | 0 | 0 | 0 | 0 | 0 | 0 | 0 | 0 | 0 | 0 | 0 | 0 | 0 | 0 | 0 | 0 | 62940 | 46957 | 49712 | 72973 | 99945 | 93385 | 98734 | 99490 | 69291 | 56984 | 43098 | 35502 | 62940 | 46957 | 49712 | 72973 | 99945 | 93385 | 98734 | 99490 | 69291 | 56984 | 43098 | 35502 | 7184.934 | 5360.369 | 5674.933 | 8330.236 | 11409.238 | 10660.385 | 11271.049 | 11357.322 | 7909.952 | 6505.023 | 4919.864 | 4052.695 | 0 | 0 | 829011 | 829011 | 94636 | 2020
322 | N | . | Big Creek 2A | Southern California Edison Co | 17609 | CA | PACC | WECC |  | 22 | 1 | Electric Utility | HY | WAT | HYC |  |  |  | 0 | 0 | 0 | 0 | 0 | 0 | 0 | 0 | 0 | 0 | 0 | 0 | 0 | 0 | 0 | 0 | 0 | 0 | 0 | 0 | 0 | 0 | 0 | 0 | 0 | 0 | 0 | 0 | 0 | 0 | 0 | 0 | 0 | 0 | 0 | 0 | 196347 | 83833 | 29959 | 242258 | 245832 | 155140 | 297139 | 569952 | 64228 | 0 | 0 | 0 | 196347 | 83833 | 29959 | 242258 | 245832 | 155140 | 297139 | 569952 | 64228 | 0 | 0 | 0 | 22414 | 9570 | 3420 | 27655 | 28063 | 17710 | 33920 | 65063 | 7332 | 0 | 0 | -20 | 0 | 0 | 1884688 | 1884688 | 215127 | 2020
323 | N | . | Bishop Creek 2 | Southern California Edison Co | 17609 | CA | PACC | WECC |  | 22 | 1 | Electric Utility | HY | WAT | HYC |  |  |  | 0 | 0 | 0 | 0 | 0 | 0 | 0 | 0 | 0 | 0 | 0 | 0 | 0 | 0 | 0 | 0 | 0 | 0 | 0 | 0 | 0 | 0 | 0 | 0 | 0 | 0 | 0 | 0 | 0 | 0 | 0 | 0 | 0 | 0 | 0 | 0 | 19072 | 14229 | 15064 | 22112 | 30285 | 28297 | 29918 | 30147 | 20996 | 17267 | 13059 | 10757 | 19072 | 14229 | 15064 | 22112 | 30285 | 28297 | 29918 | 30147 | 20996 | 17267 | 13059 | 10757 | 2177.133 | 1624.265 | 1719.582 | 2524.175 | 3457.155 | 3230.242 | 3415.282 | 3441.424 | 2396.823 | 1971.111 | 1490.786 | 1228.022 | 0 | 0 | 251203 | 251203 | 28676 | 2020
324 | N | . | Bishop Creek 3 | Southern California Edison Co | 17609 | CA | PACC | WECC |  | 22 | 1 | Electric Utility | HY | WAT | HYC |  |  |  | 0 | 0 | 0 | 0 | 0 | 0 | 0 | 0 | 0 | 0 | 0 | 0 | 0 | 0 | 0 | 0 | 0 | 0 | 0 | 0 | 0 | 0 | 0 | 0 | 0 | 0 | 0 | 0 | 0 | 0 | 0 | 0 | 0 | 0 | 0 | 0 | 18659 | 13921 | 14738 | 21634 | 29630 | 27685 | 29271 | 29495 | 20542 | 16894 | 12777 | 10525 | 18659 | 13921 | 14738 | 21634 | 29630 | 27685 | 29271 | 29495 | 20542 | 16894 | 12777 | 10525 | 2130.061 | 1589.147 | 1682.403 | 2469.601 | 3382.408 | 3160.402 | 3341.44 | 3367.017 | 2345.002 | 1928.494 | 1458.554 | 1201.471 | 0 | 0 | 245771 | 245771 | 28056 | 2020
325 | N | . | Bishop Creek 4 | Southern California Edison Co | 17609 | CA | PACC | WECC |  | 22 | 1 | Electric Utility | HY | WAT | HYC |  |  |  | 0 | 0 | 0 | 0 | 0 | 0 | 0 | 0 | 0 | 0 | 0 | 0 | 0 | 0 | 0 | 0 | 0 | 0 | 0 | 0 | 0 | 0 | 0 | 0 | 0 | 0 | 0 | 0 | 0 | 0 | 0 | 0 | 0 | 0 | 0 | 0 | 28573 | 21317 | 22568 | 33128 | 45372 | 42394 | 44823 | 45166 | 31456 | 25869 | 19565 | 16117 | 28573 | 21317 | 22568 | 33128 | 45372 | 42394 | 44823 | 45166 | 31456 | 25869 | 19565 | 16117 | 3261.752 | 2433.452 | 2576.255 | 3781.686 | 5179.463 | 4839.506 | 5116.729 | 5155.895 | 3590.889 | 2953.092 | 2233.475 | 1839.806 | 0 | 0 | 376348 | 376348 | 42962 | 2020
326 | N | . | Bishop Creek 5 | Southern California Edison Co | 17609 | CA | PACC | WECC |  | 22 | 1 | Electric Utility | HY | WAT | HYC |  |  |  | 0 | 0 | 0 | 0 | 0 | 0 | 0 | 0 | 0 | 0 | 0 | 0 | 0 | 0 | 0 | 0 | 0 | 0 | 0 | 0 | 0 | 0 | 0 | 0 | 0 | 0 | 0 | 0 | 0 | 0 | 0 | 0 | 0 | 0 | 0 | 0 | 9106 | 6793 | 7192 | 10557 | 14459 | 13510 | 14284 | 14393 | 10024 | 8244 | 6235 | 5136 | 9106 | 6793 | 7192 | 10557 | 14459 | 13510 | 14284 | 14393 | 10024 | 8244 | 6235 | 5136 | 1039.445 | 775.485 | 820.993 | 1205.136 | 1650.576 | 1542.239 | 1630.584 | 1643.065 | 1144.334 | 941.082 | 711.757 | 586.304 | 0 | 0 | 119933 | 119933 | 13691 | 2020
327 | N | . | Bishop Creek 6 | Southern California Edison Co | 17609 | CA | PACC | WECC |  | 22 | 1 | Electric Utility | HY | WAT | HYC |  |  |  | 0 | 0 | 0 | 0 | 0 | 0 | 0 | 0 | 0 | 0 | 0 | 0 | 0 | 0 | 0 | 0 | 0 | 0 | 0 | 0 | 0 | 0 | 0 | 0 | 0 | 0 | 0 | 0 | 0 | 0 | 0 | 0 | 0 | 0 | 0 | 0 | 6931 | 5171 | 5474 | 8036 | 11006 | 10283 | 10872 | 10956 | 7630 | 6275 | 4746 | 3909 | 6931 | 5171 | 5474 | 8036 | 11006 | 10283 | 10872 | 10956 | 7630 | 6275 | 4746 | 3909 | 791.182 | 590.266 | 624.905 | 917.298 | 1256.347 | 1173.886 | 1241.13 | 1250.63 | 871.017 | 716.311 | 541.759 | 446.269 | 0 | 0 | 91289 | 91289 | 10421 | 2020
328 | N | . | Borel | Southern California Edison Co | 17609 | CA | PACC | WECC |  | 22 | 1 | Electric Utility | HY | WAT | HYC |  |  |  | 0 | 0 | 0 | 0 | 0 | 0 | 0 | 0 | 0 | 0 | 0 | 0 | 0 | 0 | 0 | 0 | 0 | 0 | 0 | 0 | 0 | 0 | 0 | 0 | 0 | 0 | 0 | 0 | 0 | 0 | 0 | 0 | 0 | 0 | 0 | 0 | 0 | 0 | 0 | 0 | 0 | 0 | 0 | 0 | 0 | 0 | 0 | 0 | 0 | 0 | 0 | 0 | 0 | 0 | 0 | 0 | 0 | 0 | 0 | 0 | -15.489 | -11.555 | -12.233 | -17.957 | -24.594 | -22.98 | -24.296 | -24.482 | -17.051 | -14.022 | -10.605 | -8.736 | 0 | 0 | 0 | 0 | -204 | 2020
332 | N | . | Fontana | Southern California Edison Co | 17609 | CA | PACC | WECC |  | 22 | 1 | Electric Utility | HY | WAT | HYC |  |  |  | 0 | 0 | 0 | 0 | 0 | 0 | 0 | 0 | 0 | 0 | 0 | 0 | 0 | 0 | 0 | 0 | 0 | 0 | 0 | 0 | 0 | 0 | 0 | 0 | 0 | 0 | 0 | 0 | 0 | 0 | 0 | 0 | 0 | 0 | 0 | 0 | 3988 | 2976 | 3150 | 4624 | 6333 | 5918 | 6257 | 6305 | 4391 | 3611 | 2731 | 2250 | 3988 | 2976 | 3150 | 4624 | 6333 | 5918 | 6257 | 6305 | 4391 | 3611 | 2731 | 2250 | 455.302 | 339.682 | 359.616 | 527.88 | 722.993 | 675.539 | 714.236 | 719.704 | 501.247 | 412.218 | 311.767 | 256.816 | 0 | 0 | 52534 | 52534 | 5997 | 2020
335 | N | . | AES Huntington Beach LLC | AES Huntington Beach LLC | 23693 | CA | PACC | WECC |  | 22 | 2 | NAICS-22 Non-Cogen | ST | NG | NG |  |  | mcf | 63560 | 0 | 203080 | 45590 | 125540 | 47270 | 185050 | 251410 | 175420 | 192360 | 0 | 0 | 63560 | 0 | 203080 | 45590 | 125540 | 47270 | 185050 | 251410 | 175420 | 192360 | 0 | 0 | 1.032 | 0 | 1.039 | 1.044 | 1.034 | 1.028 | 1.025 | 1.029 | 1.036 | 1.033 | 0 | 0 | 65594 | 0 | 211000 | 47596 | 129808 | 48594 | 189676 | 258701 | 181735 | 198708 | 0 | 0 | 65594 | 0 | 211000 | 47596 | 129808 | 48594 | 189676 | 258701 | 181735 | 198708 | 0 | 0 | 5638 | 0 | 15607 | 3443 | 10474 | 3744 | 15891 | 22000 | 14611 | 16011 | 0 | 0 | 1289280 | 1289280 | 1331412 | 1331412 | 107419 | 2020
336 | N | . | Kaweah 2 | Southern California Edison Co | 17609 | CA | PACC | WECC |  | 22 | 1 | Electric Utility | HY | WAT | HYC |  |  |  | 0 | 0 | 0 | 0 | 0 | 0 | 0 | 0 | 0 | 0 | 0 | 0 | 0 | 0 | 0 | 0 | 0 | 0 | 0 | 0 | 0 | 0 | 0 | 0 | 0 | 0 | 0 | 0 | 0 | 0 | 0 | 0 | 0 | 0 | 0 | 0 | 1663 | 1241 | 1314 | 1928 | 2641 | 2468 | 2609 | 2629 | 1831 | 1506 | 1139 | 938 | 1663 | 1241 | 1314 | 1928 | 2641 | 2468 | 2609 | 2629 | 1831 | 1506 | 1139 | 938 | 189.88 | 141.662 | 149.975 | 220.148 | 301.519 | 281.728 | 297.866 | 300.146 | 209.041 | 171.912 | 130.02 | 107.103 | 0 | 0 | 21907 | 21907 | 2501 | 2020
337 | N | . | Kaweah 1 | Southern California Edison Co | 17609 | CA | PACC | WECC |  | 22 | 1 | Electric Utility | HY | WAT | HYC |  |  |  | 0 | 0 | 0 | 0 | 0 | 0 | 0 | 0 | 0 | 0 | 0 | 0 | 0 | 0 | 0 | 0 | 0 | 0 | 0 | 0 | 0 | 0 | 0 | 0 | 0 | 0 | 0 | 0 | 0 | 0 | 0 | 0 | 0 | 0 | 0 | 0 | 0 | 0 | 0 | 0 | 0 | 0 | 0 | 0 | 0 | 0 | 0 | 0 | 0 | 0 | 0 | 0 | 0 | 0 | 0 | 0 | 0 | 0 | 0 | 0 | -5.237 | -3.908 | -4.138 | -6.074 | -8.319 | -7.773 | -8.218 | -8.281 | -5.767 | -4.743 | -3.587 | -2.955 | 0 | 0 | 0 | 0 | -69 | 2020
338 | N | . | Kaweah 3 | Southern California Edison Co | 17609 | CA | PACC | WECC |  | 22 | 1 | Electric Utility | HY | WAT | HYC |  |  |  | 0 | 0 | 0 | 0 | 0 | 0 | 0 | 0 | 0 | 0 | 0 | 0 | 0 | 0 | 0 | 0 | 0 | 0 | 0 | 0 | 0 | 0 | 0 | 0 | 0 | 0 | 0 | 0 | 0 | 0 | 0 | 0 | 0 | 0 | 0 | 0 | 8711 | 6499 | 6880 | 10100 | 13833 | 12925 | 13665 | 13770 | 9590 | 7887 | 5965 | 4914 | 8711 | 6499 | 6880 | 10100 | 13833 | 12925 | 13665 | 13770 | 9590 | 7887 | 5965 | 4914 | 994.424 | 741.896 | 785.433 | 1152.938 | 1579.084 | 1475.44 | 1559.958 | 1571.899 | 1094.769 | 900.321 | 680.929 | 560.909 | 0 | 0 | 114739 | 114739 | 13098 | 2020
339 | N | . | Kern River 3 | Southern California Edison Co | 17609 | CA | PACC | WECC |  | 22 | 1 | Electric Utility | HY | WAT | HYC |  |  |  | 0 | 0 | 0 | 0 | 0 | 0 | 0 | 0 | 0 | 0 | 0 | 0 | 0 | 0 | 0 | 0 | 0 | 0 | 0 | 0 | 0 | 0 | 0 | 0 | 0 | 0 | 0 | 0 | 0 | 0 | 0 | 0 | 0 | 0 | 0 | 0 | 67115 | 50071 | 53010 | 77813 | 106574 | 99579 | 105283 | 106089 | 73887 | 60764 | 45957 | 37856 | 67115 | 50071 | 53010 | 77813 | 106574 | 99579 | 105283 | 106089 | 73887 | 60764 | 45957 | 37856 | 7661.495 | 5715.91 | 6051.339 | 8882.763 | 12165.988 | 11367.465 | 12018.633 | 12110.629 | 8434.602 | 6936.488 | 5246.187 | 4321.501 | 0 | 0 | 883998 | 883998 | 100913 | 2020
340 | N | . | Kern River 1 | Southern California Edison Co | 17609 | CA | PACC | WECC |  | 22 | 1 | Electric Utility | HY | WAT | HYC |  |  |  | 0 | 0 | 0 | 0 | 0 | 0 | 0 | 0 | 0 | 0 | 0 | 0 | 0 | 0 | 0 | 0 | 0 | 0 | 0 | 0 | 0 | 0 | 0 | 0 | 0 | 0 | 0 | 0 | 0 | 0 | 0 | 0 | 0 | 0 | 0 | 0 | 104278 | 77797 | 82363 | 120900 | 165587 | 154718 | 163581 | 164833 | 114800 | 94410 | 71404 | 58818 | 104278 | 77797 | 82363 | 120900 | 165587 | 154718 | 163581 | 164833 | 114800 | 94410 | 71404 | 58818 | 11903.851 | 8880.95 | 9402.114 | 13801.366 | 18902.594 | 17661.91 | 18673.644 | 18816.581 | 13105.047 | 10777.391 | 8151.13 | 6714.422 | 0 | 0 | 1373489 | 1373489 | 156791 | 2020
341 | N | . | Long Beach Generation LLC | NRG El Segundo Operations Inc | 13584 | CA | PACC | WECC |  | 22 | 2 | NAICS-22 Non-Cogen | GT | NG | NG |  |  | mcf | 42518 | 37614 | 41772 | 29528 | 27763 | 39059 | 54639 | 67903 | 59158 | 61453 | 49100 | 54434 | 42518 | 37614 | 41772 | 29528 | 27763 | 39059 | 54639 | 67903 | 59158 | 61453 | 49100 | 54434 | 1.03 | 1.03 | 1.03 | 1.03 | 1.03 | 1.03 | 1.03 | 1.03 | 1.03 | 1.03 | 1.03 | 1.03 | 43794 | 38742 | 43025 | 30414 | 28596 | 40231 | 56278 | 69940 | 60933 | 63297 | 50573 | 56067 | 43794 | 38742 | 43025 | 30414 | 28596 | 40231 | 56278 | 69940 | 60933 | 63297 | 50573 | 56067 | 2568.112 | 2271.906 | 2523.1 | 1783.508 | 1676.902 | 2359.178 | 3300.258 | 4101.439 | 3573.209 | 3711.809 | 2965.688 | 3287.891 | 564941 | 564941 | 581890 | 581890 | 34123 | 2020
342 | N | . | Lundy | Southern California Edison Co | 17609 | CA | PACC | WECC |  | 22 | 1 | Electric Utility | HY | WAT | HYC |  |  |  | 0 | 0 | 0 | 0 | 0 | 0 | 0 | 0 | 0 | 0 | 0 | 0 | 0 | 0 | 0 | 0 | 0 | 0 | 0 | 0 | 0 | 0 | 0 | 0 | 0 | 0 | 0 | 0 | 0 | 0 | 0 | 0 | 0 | 0 | 0 | 0 | 3015 | 2249 | 2381 | 3495 | 4787 | 4473 | 4729 | 4766 | 3319 | 2729 | 2064 | 1700 | 3015 | 2249 | 2381 | 3495 | 4787 | 4473 | 4729 | 4766 | 3319 | 2729 | 2064 | 1700 | 344.154 | 256.758 | 271.825 | 399.013 | 546.495 | 510.625 | 539.876 | 544.008 | 378.881 | 311.586 | 235.658 | 194.121 | 0 | 0 | 39707 | 39707 | 4533 | 2020
344 | N | . | Mammoth Pool | Southern California Edison Co | 17609 | CA | PACC | WECC |  | 22 | 1 | Electric Utility | HY | WAT | HYC |  |  |  | 0 | 0 | 0 | 0 | 0 | 0 | 0 | 0 | 0 | 0 | 0 | 0 | 0 | 0 | 0 | 0 | 0 | 0 | 0 | 0 | 0 | 0 | 0 | 0 | 0 | 0 | 0 | 0 | 0 | 0 | 0 | 0 | 0 | 0 | 0 | 0 | 377959 | 126223 | 4573 | 347106 | 889858 | 553308 | 204415 | 295230 | 10153 | 0 | 0 | 0 | 377959 | 126223 | 4573 | 347106 | 889858 | 553308 | 204415 | 295230 | 10153 | 0 | 0 | 0 | 43146 | 14409 | 522 | 39624 | 101582 | 63163 | 23335 | 33702 | 1159 | 0 | 0 | 0 | 0 | 0 | 2808825 | 2808825 | 320642 | 2020
350 | N | . | Ormond Beach | Ormond Beach Power, LLC | 63843 | CA | PACC | WECC |  | 22 | 2 | NAICS-22 Non-Cogen | ST | NG | NG |  |  | mcf | 8714 | 21130 | 0 | 0 | 234772 | 155376 | 680025 | 2957218 | 1488204 | 2259521 | 143367 | 114068 | 8714 | 21130 | 0 | 0 | 234772 | 155376 | 680025 | 2957218 | 1488204 | 2259521 | 143367 | 114068 | 1.047 | 1.048 | 0 | 0 | 1.034 | 1.029 | 1.025 | 1.025 | 1.033 | 1.031 | 1.031 | 1.049 | 9124 | 22144 | 0 | 0 | 242754 | 159882 | 697026 | 3031148 | 1537315 | 2329566 | 147811 | 119657 | 9124 | 22144 | 0 | 0 | 242754 | 159882 | 697026 | 3031148 | 1537315 | 2329566 | 147811 | 119657 | 120 | 300 | 0 | 0 | 17696 | 9129 | 55536 | 286580 | 135167 | 201604 | 10390 | 10169 | 8062395 | 8062395 | 8296427 | 8296427 | 726691 | 2020
353 | N | . | Poole | Southern California Edison Co | 17609 | CA | PACC | WECC |  | 22 | 1 | Electric Utility | HY | WAT | HYC |  |  |  | 0 | 0 | 0 | 0 | 0 | 0 | 0 | 0 | 0 | 0 | 0 | 0 | 0 | 0 | 0 | 0 | 0 | 0 | 0 | 0 | 0 | 0 | 0 | 0 | 0 | 0 | 0 | 0 | 0 | 0 | 0 | 0 | 0 | 0 | 0 | 0 | 9262 | 6910 | 7316 | 10739 | 14708 | 13743 | 14530 | 14641 | 10197 | 8386 | 6342 | 5225 | 9262 | 6910 | 7316 | 10739 | 14708 | 13743 | 14530 | 14641 | 10197 | 8386 | 6342 | 5225 | 1057.362 | 788.853 | 835.145 | 1225.91 | 1679.028 | 1568.824 | 1658.691 | 1671.388 | 1164.059 | 957.304 | 724.026 | 596.41 | 0 | 0 | 121999 | 121999 | 13927 | 2020
354 | N | . | Portal | Southern California Edison Co | 17609 | CA | PACC | WECC |  | 22 | 1 | Electric Utility | HY | WAT | HYC |  |  |  | 0 | 0 | 0 | 0 | 0 | 0 | 0 | 0 | 0 | 0 | 0 | 0 | 0 | 0 | 0 | 0 | 0 | 0 | 0 | 0 | 0 | 0 | 0 | 0 | 0 | 0 | 0 | 0 | 0 | 0 | 0 | 0 | 0 | 0 | 0 | 0 | 10775 | 8039 | 8510 | 12492 | 17110 | 15987 | 16903 | 17032 | 11862 | 9755 | 7378 | 6078 | 10775 | 8039 | 8510 | 12492 | 17110 | 15987 | 16903 | 17032 | 11862 | 9755 | 7378 | 6078 | 1230.009 | 917.656 | 971.508 | 1426.076 | 1953.179 | 1824.981 | 1929.522 | 1944.292 | 1354.127 | 1113.613 | 842.245 | 693.792 | 0 | 0 | 141921 | 141921 | 16201 | 2020
356 | N | . | AES Redondo Beach LLC | AES Redondo Beach LLC | 22484 | CA | PACC | WECC |  | 22 | 2 | NAICS-22 Non-Cogen | ST | NG | NG |  |  | mcf | 43410 | 39430 | 144730 | 47910 | 241370 | 64710 | 733250 | 1632020 | 711800 | 681260 | 42790 | 30450 | 43410 | 39430 | 144730 | 47910 | 241370 | 64710 | 733250 | 1632020 | 711800 | 681260 | 42790 | 30450 | 1.04 | 1.042 | 1.04 | 1.038 | 1.033 | 1.03 | 1.033 | 1.032 | 1.033 | 1.033 | 1.041 | 1.041 | 45146 | 41086 | 150519 | 49731 | 249335 | 66651 | 757447 | 1684245 | 735289 | 703742 | 44544 | 31698 | 45146 | 41086 | 150519 | 49731 | 249335 | 66651 | 757447 | 1684245 | 735289 | 703742 | 44544 | 31698 | 1699 | 1156 | 4537 | 1665 | 12502 | 1869 | 38990 | 138403 | 52739 | 50569 | 2049 | 903 | 4413130 | 4413130 | 4559433 | 4559433 | 307081 | 2020
357 | N | . | Rush Creek | Southern California Edison Co | 17609 | CA | PACC | WECC |  | 22 | 1 | Electric Utility | HY | WAT | HYC |  |  |  | 0 | 0 | 0 | 0 | 0 | 0 | 0 | 0 | 0 | 0 | 0 | 0 | 0 | 0 | 0 | 0 | 0 | 0 | 0 | 0 | 0 | 0 | 0 | 0 | 0 | 0 | 0 | 0 | 0 | 0 | 0 | 0 | 0 | 0 | 0 | 0 | 23550 | 17569 | 18600 | 27304 | 37395 | 34941 | 36942 | 37225 | 25926 | 21321 | 16126 | 13283 | 23550 | 17569 | 18600 | 27304 | 37395 | 34941 | 36942 | 37225 | 25926 | 21321 | 16126 | 13283 | 2688.314 | 2005.635 | 2123.333 | 3116.841 | 4268.88 | 3988.689 | 4217.175 | 4249.455 | 2959.587 | 2433.919 | 1840.816 | 1516.356 | 0 | 0 | 310182 | 310182 | 35409 | 2020
358 | N | . | Mountainview Generating Station | Southern California Edison Co | 17609 | CA | PACC | WECC |  | 22 | 1 | Electric Utility | CA | NG | NG |  |  | mcf | 12384 | 52812 | 38895 | 18016 | 6790 | 29931 | 70852 | 87595 | 61733 | 116440 | 45424 | 26285 | 12384 | 52812 | 38895 | 18016 | 6790 | 29931 | 70852 | 87595 | 61733 | 116440 | 45424 | 26285 | 1.05 | 1.05 | 1.05 | 1.05 | 1.05 | 1.05 | 1.05 | 1.05 | 1.05 | 1.05 | 1.05 | 1.05 | 13003 | 55453 | 40840 | 18917 | 7130 | 31428 | 74395 | 91975 | 64820 | 122262 | 47695 | 27599 | 13003 | 55453 | 40840 | 18917 | 7130 | 31428 | 74395 | 91975 | 64820 | 122262 | 47695 | 27599 | 60637.61 | 110106.64 | 97275.48 | 35654.29 | 19761.81 | 59008.01 | 138025.18 | 156202.98 | 114057.45 | 177227.73 | 76198.35 | 67973.72 | 567157 | 567157 | 595517 | 595517 | 1112129.3 | 2020
358 | N | . | Mountainview Generating Station | Southern California Edison Co | 17609 | CA | PACC | WECC |  | 22 | 1 | Electric Utility | CT | NG | NG |  |  | mcf | 1246523 | 2077535 | 1889642 | 703126 | 403686 | 1141940 | 2553860 | 2852544 | 2110880 | 3277731 | 1422096 | 1338200 | 1246523 | 2077535 | 1889642 | 703126 | 403686 | 1141940 | 2553860 | 2852544 | 2110880 | 3277731 | 1422096 | 1338200 | 1.05 | 1.05 | 1.05 | 1.05 | 1.05 | 1.05 | 1.05 | 1.05 | 1.05 | 1.05 | 1.05 | 1.05 | 1308849 | 2181412 | 1984124 | 738282 | 423870 | 1199037 | 2681553 | 2995171 | 2216424 | 3441618 | 1493201 | 1405110 | 1308849 | 2181412 | 1984124 | 738282 | 423870 | 1199037 | 2681553 | 2995171 | 2216424 | 3441618 | 1493201 | 1405110 | 99009.84 | 172202.16 | 163332.48 | 59244.69 | 32381.51 | 93128.73 | 211876.13 | 232013.33 | 183033.18 | 280635.55 | 121681.65 | 106231.49 | 21017763 | 21017763 | 22068651 | 22068651 | 1754770.7 | 2020
361 | N | . | Santa Ana 1 | Southern California Edison Co | 17609 | CA | PACC | WECC |  | 22 | 1 | Electric Utility | HY | WAT | HYC |  |  |  | 0 | 0 | 0 | 0 | 0 | 0 | 0 | 0 | 0 | 0 | 0 | 0 | 0 | 0 | 0 | 0 | 0 | 0 | 0 | 0 | 0 | 0 | 0 | 0 | 0 | 0 | 0 | 0 | 0 | 0 | 0 | 0 | 0 | 0 | 0 | 0 | 311 | 232 | 245 | 360 | 493 | 461 | 487 | 491 | 342 | 281 | 213 | 175 | 311 | 232 | 245 | 360 | 493 | 461 | 487 | 491 | 342 | 281 | 213 | 175 | 35.456 | 26.452 | 28.004 | 41.107 | 56.301 | 52.606 | 55.619 | 56.045 | 39.033 | 32.1 | 24.278 | 19.999 | 0 | 0 | 4091 | 4091 | 467 | 2020
363 | N | . | Santa Ana 3 | Southern California Edison Co | 17609 | CA | PACC | WECC |  | 22 | 1 | Electric Utility | HY | WAT | HYC |  |  |  | 0 | 0 | 0 | 0 | 0 | 0 | 0 | 0 | 0 | 0 | 0 | 0 | 0 | 0 | 0 | 0 | 0 | 0 | 0 | 0 | 0 | 0 | 0 | 0 | 0 | 0 | 0 | 0 | 0 | 0 | 0 | 0 | 0 | 0 | 0 | 0 | 1245 | 929 | 983 | 1443 | 1977 | 1847 | 1953 | 1968 | 1371 | 1127 | 853 | 702 | 1245 | 929 | 983 | 1443 | 1977 | 1847 | 1953 | 1968 | 1371 | 1127 | 853 | 702 | 142.125 | 106.034 | 112.256 | 164.781 | 225.687 | 210.874 | 222.953 | 224.66 | 156.467 | 128.676 | 97.32 | 80.167 | 0 | 0 | 16398 | 16398 | 1872 | 2020
365 | N | . | Lower Tule River | Southern California Edison Co | 17609 | CA | PACC | WECC |  | 22 | 1 | Electric Utility | HY | WAT | HYC |  |  |  | 0 | 0 | 0 | 0 | 0 | 0 | 0 | 0 | 0 | 0 | 0 | 0 | 0 | 0 | 0 | 0 | 0 | 0 | 0 | 0 | 0 | 0 | 0 | 0 | 0 | 0 | 0 | 0 | 0 | 0 | 0 | 0 | 0 | 0 | 0 | 0 | 0 | 0 | 0 | 0 | 0 | 0 | 0 | 0 | 0 | 0 | 0 | 0 | 0 | 0 | 0 | 0 | 0 | 0 | 0 | 0 | 0 | 0 | 0 | 0 | -7.669 | -5.721 | -6.057 | -8.89 | -12.176 | -11.377 | -12.029 | -12.121 | -8.442 | -6.942 | -5.251 | -4.325 | 0 | 0 | 0 | 0 | -101 | 2020
377 | N | . | Grayson | City of Glendale - (CA) | 7294 | CA | PACC | WECC |  | 22 | 1 | Electric Utility | CA | NG | NG |  |  | mcf | 0 | 0 | 0 | 0 | 0 | 0 | 0 | 0 | 0 | 0 | 0 | 0 | 0 | 0 | 0 | 0 | 0 | 0 | 0 | 0 | 0 | 0 | 0 | 0 | 0 | 0 | 0 | 0 | 0 | 0 | 0 | 0 | 0 | 0 | 0 | 0 | 0 | 0 | 0 | 0 | 0 | 0 | 0 | 0 | 0 | 0 | 0 | 0 | 0 | 0 | 0 | 0 | 0 | 0 | 0 | 0 | 0 | 0 | 0 | 0 | 0 | 0 | 0 | 0 | 59 | 170 | 92 | 115 | 51 | 1150 | 0 | 0 | 0 | 0 | 0 | 0 | 1637 | 2020
377 | N | . | Grayson | City of Glendale - (CA) | 7294 | CA | PACC | WECC |  | 22 | 1 | Electric Utility | CT | NG | NG |  |  | mcf | 0 | 0 | 0 | 0 | 2642 | 6749 | 3266 | 4150 | 2306 | 43585 | 10 | 0 | 0 | 0 | 0 | 0 | 2642 | 6749 | 3266 | 4150 | 2306 | 43585 | 10 | 0 | 0 | 0 | 0 | 0 | 1.035 | 1.029 | 1.025 | 1.026 | 1.031 | 1.023 | 1.031 | 0 | 0 | 0 | 0 | 0 | 2734 | 6945 | 3348 | 4258 | 2377 | 44587 | 10 | 0 | 0 | 0 | 0 | 0 | 2734 | 6945 | 3348 | 4258 | 2377 | 44587 | 10 | 0 | 0 | 0 | 0 | 0 | 156 | 411 | 185 | 233 | 118 | 2591 | 0 | 0 | 62708 | 62708 | 64259 | 64259 | 3694 | 2020
377 | N | . | Grayson | City of Glendale - (CA) | 7294 | CA | PACC | WECC |  | 22 | 1 | Electric Utility | GT | NG | NG |  |  | mcf | 10664 | 46973 | 11924 | 13393 | 7748 | 3044 | 5804 | 47676 | 26313 | 12284 | 4782 | 2811 | 10664 | 46973 | 11924 | 13393 | 7748 | 3044 | 5804 | 47676 | 26313 | 12284 | 4782 | 2811 | 1.042 | 1.045 | 1.046 | 1.041 | 1.041 | 1.025 | 1.026 | 1.026 | 1.033 | 1.034 | 1.039 | 1.045 | 11112 | 49087 | 12473 | 13942 | 8066 | 3120 | 5955 | 48916 | 27181 | 12702 | 4968 | 2937 | 11112 | 49087 | 12473 | 13942 | 8066 | 3120 | 5955 | 48916 | 27181 | 12702 | 4968 | 2937 | 1066 | 4303 | 1139 | 1340 | 748 | 306 | 581 | 4954 | 2717 | 1261 | 456 | 248 | 193416 | 193416 | 200459 | 200459 | 19119 | 2020
377 | N | . | Grayson | City of Glendale - (CA) | 7294 | CA | PACC | WECC |  | 22 | 1 | Electric Utility | ST | LFG | MLG |  |  | mcf | 0 | 0 | 0 | 0 | 0 | 0 | 0 | 0 | 0 | 0 | 0 | 0 | 0 | 0 | 0 | 0 | 0 | 0 | 0 | 0 | 0 | 0 | 0 | 0 | 0 | 0 | 0 | 0 | 0 | 0 | 0 | 0 | 0 | 0 | 0 | 0 | 0 | 0 | 0 | 0 | 0 | 0 | 0 | 0 | 0 | 0 | 0 | 0 | 0 | 0 | 0 | 0 | 0 | 0 | 0 | 0 | 0 | 0 | 0 | 0 | 0 | 0 | 0 | 0 | 0 | 0 | 0 | 0 | 0 | 0 | 0 | 0 | 0 | 0 | 0 | 0 | 0 | 2020
377 | N | . | Grayson | City of Glendale - (CA) | 7294 | CA | PACC | WECC |  | 22 | 1 | Electric Utility | ST | NG | NG |  |  | mcf | 0 | 0 | 0 | 2216 | 145510 | 166566 | 202077 | 208182 | 200416 | 162040 | 102458 | 32486 | 0 | 0 | 0 | 2216 | 145510 | 166566 | 202077 | 208182 | 200416 | 162040 | 102458 | 32486 | 0 | 0 | 0 | 1.044 | 1.036 | 1.026 | 1.024 | 1.026 | 1.033 | 1.03 | 1.038 | 1.046 | 0 | 0 | 0 | 2314 | 150748 | 170897 | 206927 | 213595 | 207030 | 166901 | 106351 | 33980 | 0 | 0 | 0 | 2314 | 150748 | 170897 | 206927 | 213595 | 207030 | 166901 | 106351 | 33980 | 0 | 0 | 0 | 157 | 10850 | 12274 | 15598 | 15916 | 15421 | 12436 | 8021 | 947 | 1221951 | 1221951 | 1258743 | 1258743 | 91620 | 2020
380 | N | . | Dion R Holm | City & County of San Francisco | 16612 | CA | PACC | WECC |  | 22 | 1 | Electric Utility | HY | WAT | HYC |  |  |  | 0 | 0 | 0 | 0 | 0 | 0 | 0 | 0 | 0 | 0 | 0 | 0 | 0 | 0 | 0 | 0 | 0 | 0 | 0 | 0 | 0 | 0 | 0 | 0 | 0 | 0 | 0 | 0 | 0 | 0 | 0 | 0 | 0 | 0 | 0 | 0 | 158302 | 293548 | 432122 | 619490 | 930128 | 318111 | 220901 | 479479 | 311681 | 189672 | 198300 | 52043 | 158302 | 293548 | 432122 | 619490 | 930128 | 318111 | 220901 | 479479 | 311681 | 189672 | 198300 | 52043 | 18071 | 33510 | 49329 | 70718 | 106179 | 36314 | 25217 | 54735 | 35580 | 21652 | 22637 | 5941 | 0 | 0 | 4203777 | 4203777 | 479883 | 2020
381 | N | . | Moccasin | City & County of San Francisco | 16612 | CA | PACC | WECC |  | 22 | 1 | Electric Utility | HY | WAT | HYC |  |  |  | 0 | 0 | 0 | 0 | 0 | 0 | 0 | 0 | 0 | 0 | 0 | 0 | 0 | 0 | 0 | 0 | 0 | 0 | 0 | 0 | 0 | 0 | 0 | 0 | 0 | 0 | 0 | 0 | 0 | 0 | 0 | 0 | 0 | 0 | 0 | 0 | 52875 | 162025 | 249756 | 328395 | 358757 | 249459 | 247890 | 249879 | 208952 | 202557 | 185843 | 167763 | 52875 | 162025 | 249756 | 328395 | 358757 | 249459 | 247890 | 249879 | 208952 | 202557 | 185843 | 167763 | 6036 | 18496 | 28511 | 37488 | 40954 | 28477 | 28298 | 28525 | 23853 | 23123 | 21215 | 19151 | 0 | 0 | 2664151 | 2664151 | 304127 | 2020
382 | N | . | R C Kirkwood | City & County of San Francisco | 16612 | CA | PACC | WECC |  | 22 | 1 | Electric Utility | HY | WAT | HYC |  |  |  | 0 | 0 | 0 | 0 | 0 | 0 | 0 | 0 | 0 | 0 | 0 | 0 | 0 | 0 | 0 | 0 | 0 | 0 | 0 | 0 | 0 | 0 | 0 | 0 | 0 | 0 | 0 | 0 | 0 | 0 | 0 | 0 | 0 | 0 | 0 | 0 | 65551 | 179825 | 268582 | 451306 | 683946 | 303306 | 275607 | 266427 | 222390 | 217090 | 194936 | 180149 | 65551 | 179825 | 268582 | 451306 | 683946 | 303306 | 275607 | 266427 | 222390 | 217090 | 194936 | 180149 | 7483 | 20528 | 30660 | 51519 | 78076 | 34624 | 31462 | 30414 | 25387 | 24782 | 22253 | 20565 | 0 | 0 | 3309115 | 3309115 | 377753 | 2020
385 | N | . | Drop 2 (CA) | Imperial Irrigation District | 9216 | CA | PACC | WECC |  | 22 | 1 | Electric Utility | HY | WAT | HYC |  |  |  | 0 | 0 | 0 | 0 | 0 | 0 | 0 | 0 | 0 | 0 | 0 | 0 | 0 | 0 | 0 | 0 | 0 | 0 | 0 | 0 | 0 | 0 | 0 | 0 | 0 | 0 | 0 | 0 | 0 | 0 | 0 | 0 | 0 | 0 | 0 | 0 | 27687 | 20656 | 21868 | 32100 | 43965 | 41080 | 43433 | 43765 | 30481 | 25067 | 18959 | 15617 | 27687 | 20656 | 21868 | 32100 | 43965 | 41080 | 43433 | 43765 | 30481 | 25067 | 18959 | 15617 | 3160.624 | 2358.005 | 2496.381 | 3664.438 | 5018.879 | 4689.461 | 4958.089 | 4996.041 | 3479.556 | 2861.534 | 2164.228 | 1782.764 | 0 | 0 | 364678 | 364678 | 41630 | 2020
386 | N | . | Drop 3 (CA) | Imperial Irrigation District | 9216 | CA | PACC | WECC |  | 22 | 1 | Electric Utility | HY | WAT | HYC |  |  |  | 0 | 0 | 0 | 0 | 0 | 0 | 0 | 0 | 0 | 0 | 0 | 0 | 0 | 0 | 0 | 0 | 0 | 0 | 0 | 0 | 0 | 0 | 0 | 0 | 0 | 0 | 0 | 0 | 0 | 0 | 0 | 0 | 0 | 0 | 0 | 0 | 26720 | 19935 | 21105 | 30979 | 42430 | 39645 | 41916 | 42237 | 29416 | 24192 | 18296 | 15072 | 26720 | 19935 | 21105 | 30979 | 42430 | 39645 | 41916 | 42237 | 29416 | 24192 | 18296 | 15072 | 3050.231 | 2275.648 | 2409.19 | 3536.451 | 4843.586 | 4525.674 | 4784.92 | 4821.546 | 3358.027 | 2761.59 | 2088.639 | 1720.498 | 0 | 0 | 351943 | 351943 | 40176 | 2020
387 | N | . | Drop 4 | Imperial Irrigation District | 9216 | CA | PACC | WECC |  | 22 | 1 | Electric Utility | HY | WAT | HYC |  |  |  | 0 | 0 | 0 | 0 | 0 | 0 | 0 | 0 | 0 | 0 | 0 | 0 | 0 | 0 | 0 | 0 | 0 | 0 | 0 | 0 | 0 | 0 | 0 | 0 | 0 | 0 | 0 | 0 | 0 | 0 | 0 | 0 | 0 | 0 | 0 | 0 | 52735 | 39343 | 41652 | 61141 | 83740 | 78244 | 82726 | 83359 | 58057 | 47745 | 36110 | 29745 | 52735 | 39343 | 41652 | 61141 | 83740 | 78244 | 82726 | 83359 | 58057 | 47745 | 36110 | 29745 | 6019.989 | 4491.255 | 4754.817 | 6979.597 | 9559.378 | 8931.942 | 9443.594 | 9515.88 | 6627.456 | 5450.318 | 4122.171 | 3395.603 | 0 | 0 | 694597 | 694597 | 79292 | 2020
388 | N | . | Pilot Knob | Imperial Irrigation District | 9216 | CA | PACC | WECC |  | 22 | 1 | Electric Utility | HY | WAT | HYC |  |  |  | 0 | 0 | 0 | 0 | 0 | 0 | 0 | 0 | 0 | 0 | 0 | 0 | 0 | 0 | 0 | 0 | 0 | 0 | 0 | 0 | 0 | 0 | 0 | 0 | 0 | 0 | 0 | 0 | 0 | 0 | 0 | 0 | 0 | 0 | 0 | 0 | 11903 | 8880 | 9401 | 13800 | 18901 | 17660 | 18672 | 18815 | 13104 | 10776 | 8150 | 6714 | 11903 | 8880 | 9401 | 13800 | 18901 | 17660 | 18672 | 18815 | 13104 | 10776 | 8150 | 6714 | 1358.771 | 1013.721 | 1073.21 | 1575.365 | 2157.648 | 2016.029 | 2131.514 | 2147.83 | 1495.883 | 1230.192 | 930.415 | 766.422 | 0 | 0 | 156776 | 156776 | 17897 | 2020
389 | N | . | El Centro Hybrid | Imperial Irrigation District | 9216 | CA | PACC | WECC |  | 22 | 1 | Electric Utility | BA | MWH | OTH |  |  | megawatthours | 778 | 967 | 918 | 761 | 583 | 444 | 617 | 598 | 619 | 669 | 610 | 680 | 778 | 967 | 918 | 761 | 583 | 444 | 617 | 598 | 619 | 669 | 610 | 680 | 0 | 0 | 0 | 0 | 0 | 0 | 0 | 0 | 0 | 0 | 0 | 0 | 0 | 0 | 0 | 0 | 0 | 0 | 0 | 0 | 0 | 0 | 0 | 0 | 0 | 0 | 0 | 0 | 0 | 0 | 0 | 0 | 0 | 0 | 0 | 0 | -318 | -314 | -332 | -309 | -184 | -166 | -318 | -321 | -302 | -298 | -275 | -268 | 8244 | 8244 | 0 | 0 | -3405 | 2020
389 | N | . | El Centro Hybrid | Imperial Irrigation District | 9216 | CA | PACC | WECC |  | 22 | 1 | Electric Utility | CA | DFO | DFO |  |  | barrels | 0 | 0 | 0 | 0 | 0 | 0 | 0 | 0 | 0 | 0 | 0 | 0 | 0 | 0 | 0 | 0 | 0 | 0 | 0 | 0 | 0 | 0 | 0 | 0 | 0 | 0 | 0 | 0 | 0 | 0 | 0 | 0 | 0 | 0 | 0 | 0 | 0 | 0 | 0 | 0 | 0 | 0 | 0 | 0 | 0 | 0 | 0 | 0 | 0 | 0 | 0 | 0 | 0 | 0 | 0 | 0 | 0 | 0 | 0 | 0 | 0 | 0 | 0 | 0 | 0 | 0 | 0 | 0 | 0 | 0 | 0 | 0 | 0 | 0 | 0 | 0 | 0 | 2020
389 | N | . | El Centro Hybrid | Imperial Irrigation District | 9216 | CA | PACC | WECC |  | 22 | 1 | Electric Utility | CA | NG | NG |  |  | mcf | 0 | 0 | 0 | 0 | 0 | 0 | 0 | 0 | 0 | 189238 | 0 | 0 | 0 | 0 | 0 | 0 | 0 | 0 | 0 | 0 | 0 | 189238 | 0 | 0 | 0 | 0 | 0 | 0 | 0 | 0 | 0 | 0 | 0 | 1.023 | 0 | 0 | 0 | 0 | 0 | 0 | 0 | 0 | 0 | 0 | 0 | 193590 | 0 | 0 | 0 | 0 | 0 | 0 | 0 | 0 | 0 | 0 | 0 | 193590 | 0 | 0 | 8414 | 9941 | 535 | 2824 | 9291 | 22786 | 33565 | 42160 | 27753 | 19355 | 12321 | 165 | 189238 | 189238 | 193590 | 193590 | 189110 | 2020
389 | N | . | El Centro Hybrid | Imperial Irrigation District | 9216 | CA | PACC | WECC |  | 22 | 1 | Electric Utility | CT | DFO | DFO |  |  | barrels | 0 | 0 | 0 | 0 | 0 | 0 | 0 | 0 | 0 | 0 | 0 | 0 | 0 | 0 | 0 | 0 | 0 | 0 | 0 | 0 | 0 | 0 | 0 | 0 | 0 | 0 | 0 | 0 | 0 | 0 | 0 | 0 | 0 | 0 | 0 | 0 | 0 | 0 | 0 | 0 | 0 | 0 | 0 | 0 | 0 | 0 | 0 | 0 | 0 | 0 | 0 | 0 | 0 | 0 | 0 | 0 | 0 | 0 | 0 | 0 | 0 | 0 | 0 | 0 | 0 | 0 | 0 | 0 | 0 | 0 | 0 | 0 | 0 | 0 | 0 | 0 | 0 | 2020
389 | N | . | El Centro Hybrid | Imperial Irrigation District | 9216 | CA | PACC | WECC |  | 22 | 1 | Electric Utility | CT | NG | NG |  |  | mcf | 206781 | 247841 | 16360 | 81195 | 252372 | 546937 | 873969 | 1090147 | 666069 | 259056 | 302791 | 8512 | 206781 | 247841 | 16360 | 81195 | 252372 | 546937 | 873969 | 1090147 | 666069 | 259056 | 302791 | 8512 | 1.032 | 1.031 | 1.025 | 1.035 | 0.995 | 1.028 | 1.017 | 1.017 | 1.02 | 1.015 | 1.017 | 1.016 | 213398 | 255524 | 16769 | 84037 | 251110 | 562251 | 888826 | 1108679 | 679390 | 262942 | 307938 | 8648 | 213398 | 255524 | 16769 | 84037 | 251110 | 562251 | 888826 | 1108679 | 679390 | 262942 | 307938 | 8648 | 17459 | 21065 | 1249 | 7185 | 23063 | 47501 | 73811 | 92706 | 56300 | 39536 | 26716 | 497 | 4552030 | 4552030 | 4639512 | 4639512 | 407088 | 2020
389 | N | . | El Centro Hybrid | Imperial Irrigation District | 9216 | CA | PACC | WECC |  | 22 | 1 | Electric Utility | ST | NG | NG |  |  | mcf | 0 | 0 | 57583 | 0 | 31368 | 34626 | 64324 | 188159 | 52101 | 85435 | 0 | 0 | 0 | 0 | 57583 | 0 | 31368 | 34626 | 64324 | 188159 | 52101 | 85435 | 0 | 0 | 0 | 0 | 1.033 | 0 | 1.029 | 1.024 | 1.016 | 1.018 | 1.016 | 1.015 | 0 | 0 | 0 | 0 | 59483 | 0 | 32278 | 35457 | 65353 | 191546 | 52935 | 86717 | 0 | 0 | 0 | 0 | 59483 | 0 | 32278 | 35457 | 65353 | 191546 | 52935 | 86717 | 0 | 0 | -66 | -63 | 4807 | -77 | 2440 | 2811 | 5095 | 14957 | 4057 | 6764 | -69 | -59 | 513596 | 513596 | 523769 | 523769 | 40597 | 2020
389 | N | . | El Centro Hybrid | Imperial Irrigation District | 9216 | CA | PACC | WECC |  | 22 | 1 | Electric Utility | ST | RFO | RFO |  |  | barrels | 0 | 0 | 0 | 0 | 0 | 0 | 0 | 0 | 0 | 0 | 0 | 0 | 0 | 0 | 0 | 0 | 0 | 0 | 0 | 0 | 0 | 0 | 0 | 0 | 0 | 0 | 0 | 0 | 0 | 0 | 0 | 0 | 0 | 0 | 0 | 0 | 0 | 0 | 0 | 0 | 0 | 0 | 0 | 0 | 0 | 0 | 0 | 0 | 0 | 0 | 0 | 0 | 0 | 0 | 0 | 0 | 0 | 0 | 0 | 0 | 0 | 0 | 0 | 0 | 0 | 0 | 0 | 0 | 0 | 0 | 0 | 0 | 0 | 0 | 0 | 0 | 0 | 2020
391 | N | . | Big Pine Creek | Los Angeles Department of Water & Power | 11208 | CA | PACC | WECC |  | 22 | 1 | Electric Utility | HY | WAT | HYC |  |  |  | 0 | 0 | 0 | 0 | 0 | 0 | 0 | 0 | 0 | 0 | 0 | 0 | 0 | 0 | 0 | 0 | 0 | 0 | 0 | 0 | 0 | 0 | 0 | 0 | 0 | 0 | 0 | 0 | 0 | 0 | 0 | 0 | 0 | 0 | 0 | 0 | 6137 | 4579 | 4847 | 7116 | 9746 | 9106 | 9628 | 9701 | 6757 | 5557 | 4203 | 3462 | 6137 | 4579 | 4847 | 7116 | 9746 | 9106 | 9628 | 9701 | 6757 | 5557 | 4203 | 3462 | 700.607 | 522.692 | 553.365 | 812.285 | 1112.52 | 1039.499 | 1099.045 | 1107.458 | 771.303 | 634.308 | 479.738 | 395.18 | 0 | 0 | 80839 | 80839 | 9228 | 2020
392 | N | . | Castaic | Los Angeles Department of Water & Power | 11208 | CA | PACC | WECC |  | 22 | 1 | Electric Utility | HY | WAT | HYC |  |  |  | 0 | 0 | 0 | 0 | 0 | 0 | 0 | 0 | 0 | 0 | 0 | 0 | 0 | 0 | 0 | 0 | 0 | 0 | 0 | 0 | 0 | 0 | 0 | 0 | 0 | 0 | 0 | 0 | 0 | 0 | 0 | 0 | 0 | 0 | 0 | 0 | 0 | 0 | 0 | 0 | 0 | 0 | 0 | 0 | 0 | 0 | 0 | 0 | 0 | 0 | 0 | 0 | 0 | 0 | 0 | 0 | 0 | 0 | 0 | 0 | 0 | 0 | 0 | 0 | 0 | 0 | 0 | 0 | 0 | 0 | 0 | 0 | 0 | 0 | 0 | 0 | 0 | 2020
392 | N | . | Castaic | Los Angeles Department of Water & Power | 11208 | CA | PACC | WECC |  | 22 | 1 | Electric Utility | PS | WAT | HPS |  |  | megawatthours | 5735 | 13735 | 28385 | 26242 | 41969 | 14007 | 10748 | 25866 | 23027 | 11295 | 26783 | 10820 | 5735 | 13735 | 28385 | 26242 | 41969 | 14007 | 10748 | 25866 | 23027 | 11295 | 26783 | 10820 | 0 | 0 | 0 | 0 | 0 | 0 | 0 | 0 | 0 | 0 | 0 | 0 | 0 | 0 | 0 | 0 | 0 | 0 | 0 | 0 | 0 | 0 | 0 | 0 | 0 | 0 | 0 | 0 | 0 | 0 | 0 | 0 | 0 | 0 | 0 | 0 | 12820 | 26763 | 36273 | 15107 | 28703 | 30113 | 25449 | 17141 | 19821 | 14758 | 7298 | 40027 | 238612 | 238612 | 0 | 0 | 274273 | 2020
393 | N | . | Control Gorge | Los Angeles Department of Water & Power | 11208 | CA | PACC | WECC |  | 22 | 1 | Electric Utility | HY | WAT | HYC |  |  |  | 0 | 0 | 0 | 0 | 0 | 0 | 0 | 0 | 0 | 0 | 0 | 0 | 0 | 0 | 0 | 0 | 0 | 0 | 0 | 0 | 0 | 0 | 0 | 0 | 0 | 0 | 0 | 0 | 0 | 0 | 0 | 0 | 0 | 0 | 0 | 0 | 30982 | 23114 | 24471 | 35920 | 49197 | 45968 | 48601 | 48973 | 34108 | 28050 | 21215 | 17475 | 30982 | 23114 | 24471 | 35920 | 49197 | 45968 | 48601 | 48973 | 34108 | 28050 | 21215 | 17475 | 3536.739 | 2638.609 | 2793.452 | 4100.509 | 5616.129 | 5247.51 | 5548.106 | 5590.573 | 3893.626 | 3202.059 | 2421.773 | 1994.915 | 0 | 0 | 408074 | 408074 | 46584 | 2020
394 | N | . | Cottonwood | Los Angeles Department of Water & Power | 11208 | CA | PACC | WECC |  | 22 | 1 | Electric Utility | HY | WAT | HYC |  |  |  | 0 | 0 | 0 | 0 | 0 | 0 | 0 | 0 | 0 | 0 | 0 | 0 | 0 | 0 | 0 | 0 | 0 | 0 | 0 | 0 | 0 | 0 | 0 | 0 | 0 | 0 | 0 | 0 | 0 | 0 | 0 | 0 | 0 | 0 | 0 | 0 | 130 | 97 | 102 | 150 | 206 | 192 | 203 | 205 | 143 | 117 | 89 | 73 | 130 | 97 | 102 | 150 | 206 | 192 | 203 | 205 | 143 | 117 | 89 | 73 | 14.804 | 11.045 | 11.693 | 17.165 | 23.509 | 21.966 | 23.224 | 23.402 | 16.299 | 13.404 | 10.138 | 8.351 | 0 | 0 | 1707 | 1707 | 195 | 2020
396 | N | . | Foothill | Los Angeles Department of Water & Power | 11208 | CA | PACC | WECC |  | 22 | 1 | Electric Utility | HY | WAT | HYC |  |  |  | 0 | 0 | 0 | 0 | 0 | 0 | 0 | 0 | 0 | 0 | 0 | 0 | 0 | 0 | 0 | 0 | 0 | 0 | 0 | 0 | 0 | 0 | 0 | 0 | 0 | 0 | 0 | 0 | 0 | 0 | 0 | 0 | 0 | 0 | 0 | 0 | 11 | 8 | 8 | 12 | 17 | 16 | 17 | 17 | 12 | 10 | 7 | 6 | 11 | 8 | 8 | 12 | 17 | 16 | 17 | 17 | 12 | 10 | 7 | 6 | 1.216 | 0.906 | 0.959 | 1.408 | 1.929 | 1.802 | 1.906 | 1.92 | 1.337 | 1.1 | 0.832 | 0.685 | 0 | 0 | 141 | 141 | 16 | 2020
397 | N | . | Franklin (CA) | Los Angeles Department of Water & Power | 11208 | CA | PACC | WECC |  | 22 | 1 | Electric Utility | HY | WAT | HYC |  |  |  | 0 | 0 | 0 | 0 | 0 | 0 | 0 | 0 | 0 | 0 | 0 | 0 | 0 | 0 | 0 | 0 | 0 | 0 | 0 | 0 | 0 | 0 | 0 | 0 | 0 | 0 | 0 | 0 | 0 | 0 | 0 | 0 | 0 | 0 | 0 | 0 | 0 | 0 | 0 | 0 | 0 | 0 | 0 | 0 | 0 | 0 | 0 | 0 | 0 | 0 | 0 | 0 | 0 | 0 | 0 | 0 | 0 | 0 | 0 | 0 | 0 | 0 | 0 | 0 | 0 | 0 | 0 | 0 | 0 | 0 | 0 | 0 | 0 | 0 | 0 | 0 | 0 | 2020
398 | N | . | Haiwee | Los Angeles Department of Water & Power | 11208 | CA | PACC | WECC |  | 22 | 1 | Electric Utility | HY | WAT | HYC |  |  |  | 0 | 0 | 0 | 0 | 0 | 0 | 0 | 0 | 0 | 0 | 0 | 0 | 0 | 0 | 0 | 0 | 0 | 0 | 0 | 0 | 0 | 0 | 0 | 0 | 0 | 0 | 0 | 0 | 0 | 0 | 0 | 0 | 0 | 0 | 0 | 0 | 0 | 0 | 0 | 0 | 0 | 0 | 0 | 0 | 0 | 0 | 0 | 0 | 0 | 0 | 0 | 0 | 0 | 0 | 0 | 0 | 0 | 0 | 0 | 0 | 0 | 0 | 0 | 0 | 0 | 0 | 0 | 0 | 0 | 0 | 0 | 0 | 0 | 0 | 0 | 0 | 0 | 2020
399 | N | . | Harbor | Los Angeles Department of Water & Power | 11208 | CA | PACC | WECC |  | 22 | 1 | Electric Utility | CA | DFO | DFO |  |  | barrels | 0 | 0 | 0 | 0 | 0 | 0 | 0 | 0 | 0 | 0 | 0 | 0 | 0 | 0 | 0 | 0 | 0 | 0 | 0 | 0 | 0 | 0 | 0 | 0 | 0 | 0 | 0 | 0 | 0 | 0 | 0 | 0 | 0 | 0 | 0 | 0 | 0 | 0 | 0 | 0 | 0 | 0 | 0 | 0 | 0 | 0 | 0 | 0 | 0 | 0 | 0 | 0 | 0 | 0 | 0 | 0 | 0 | 0 | 0 | 0 | 0 | 0 | 0 | 0 | 0 | 0 | 0 | 0 | 0 | 0 | 0 | 0 | 0 | 0 | 0 | 0 | 0 | 2020
399 | N | . | Harbor | Los Angeles Department of Water & Power | 11208 | CA | PACC | WECC |  | 22 | 1 | Electric Utility | CA | NG | NG |  |  | mcf | 0 | 0 | 0 | 0 | 0 | 0 | 0 | 0 | 0 | 0 | 0 | 0 | 0 | 0 | 0 | 0 | 0 | 0 | 0 | 0 | 0 | 0 | 0 | 0 | 0 | 0 | 0 | 0 | 0 | 0 | 0 | 0 | 0 | 0 | 0 | 0 | 0 | 0 | 0 | 0 | 0 | 0 | 0 | 0 | 0 | 0 | 0 | 0 | 0 | 0 | 0 | 0 | 0 | 0 | 0 | 0 | 0 | 0 | 0 | 0 | 251 | -175 | 193 | -188 | 276 | 254 | 123 | 1892 | 1205 | 212 | -76 | -202 | 0 | 0 | 0 | 0 | 3765 | 2020
399 | N | . | Harbor | Los Angeles Department of Water & Power | 11208 | CA | PACC | WECC |  | 22 | 1 | Electric Utility | CA | OBG | ORW |  |  | Mcf | 0 | 0 | 0 | 0 | 0 | 0 | 0 | 0 | 0 | 0 | 0 | 0 | 0 | 0 | 0 | 0 | 0 | 0 | 0 | 0 | 0 | 0 | 0 | 0 | 0 | 0 | 0 | 0 | 0 | 0 | 0 | 0 | 0 | 0 | 0 | 0 | 0 | 0 | 0 | 0 | 0 | 0 | 0 | 0 | 0 | 0 | 0 | 0 | 0 | 0 | 0 | 0 | 0 | 0 | 0 | 0 | 0 | 0 | 0 | 0 | 0 | 0 | 0 | 0 | 0 | 0 | 0 | 0 | 0 | 0 | 0 | 0 | 0 | 0 | 0 | 0 | 0 | 2020
399 | N | . | Harbor | Los Angeles Department of Water & Power | 11208 | CA | PACC | WECC |  | 22 | 1 | Electric Utility | CT | DFO | DFO |  |  | barrels | 0 | 0 | 0 | 0 | 0 | 0 | 0 | 0 | 0 | 0 | 0 | 0 | 0 | 0 | 0 | 0 | 0 | 0 | 0 | 0 | 0 | 0 | 0 | 0 | 0 | 0 | 0 | 0 | 0 | 0 | 0 | 0 | 0 | 0 | 0 | 0 | 0 | 0 | 0 | 0 | 0 | 0 | 0 | 0 | 0 | 0 | 0 | 0 | 0 | 0 | 0 | 0 | 0 | 0 | 0 | 0 | 0 | 0 | 0 | 0 | 0 | 0 | 0 | 0 | 0 | 0 | 0 | 0 | 0 | 0 | 0 | 0 | 0 | 0 | 0 | 0 | 0 | 2020
399 | N | . | Harbor | Los Angeles Department of Water & Power | 11208 | CA | PACC | WECC |  | 22 | 1 | Electric Utility | CT | NG | NG |  |  | mcf | 15830 | 3189 | 15669 | 1280 | 19019 | 18582 | 16508 | 85949 | 58703 | 17266 | 3432 | 1699 | 15830 | 3189 | 15669 | 1280 | 19019 | 18582 | 16508 | 85949 | 58703 | 17266 | 3432 | 1699 | 1.039 | 1.041 | 1.04 | 1.039 | 1.032 | 1.025 | 1.021 | 1.022 | 1.026 | 1.022 | 1.029 | 1.035 | 16447 | 3320 | 16296 | 1330 | 19628 | 19047 | 16855 | 87840 | 60229 | 17646 | 3532 | 1758 | 16447 | 3320 | 16296 | 1330 | 19628 | 19047 | 16855 | 87840 | 60229 | 17646 | 3532 | 1758 | 184 | -826 | 178 | -1000 | 414 | 486 | 268 | 5858 | 3700 | 700 | -420 | -978 | 257126 | 257126 | 263928 | 263928 | 8564 | 2020
399 | N | . | Harbor | Los Angeles Department of Water & Power | 11208 | CA | PACC | WECC |  | 22 | 1 | Electric Utility | CT | OBG | ORW |  |  | Mcf | 0 | 0 | 0 | 0 | 0 | 0 | 0 | 0 | 0 | 0 | 0 | 0 | 0 | 0 | 0 | 0 | 0 | 0 | 0 | 0 | 0 | 0 | 0 | 0 | 0 | 0 | 0 | 0 | 0 | 0 | 0 | 0 | 0 | 0 | 0 | 0 | 0 | 0 | 0 | 0 | 0 | 0 | 0 | 0 | 0 | 0 | 0 | 0 | 0 | 0 | 0 | 0 | 0 | 0 | 0 | 0 | 0 | 0 | 0 | 0 | 0 | 0 | 0 | 0 | 0 | 0 | 0 | 0 | 0 | 0 | 0 | 0 | 0 | 0 | 0 | 0 | 0 | 2020
399 | N | . | Harbor | Los Angeles Department of Water & Power | 11208 | CA | PACC | WECC |  | 22 | 1 | Electric Utility | GT | DFO | DFO |  |  | barrels | 0 | 0 | 0 | 0 | 0 | 0 | 0 | 0 | 0 | 0 | 0 | 0 | 0 | 0 | 0 | 0 | 0 | 0 | 0 | 0 | 0 | 0 | 0 | 0 | 0 | 0 | 0 | 0 | 0 | 0 | 0 | 0 | 0 | 0 | 0 | 0 | 0 | 0 | 0 | 0 | 0 | 0 | 0 | 0 | 0 | 0 | 0 | 0 | 0 | 0 | 0 | 0 | 0 | 0 | 0 | 0 | 0 | 0 | 0 | 0 | 0 | 0 | 0 | 0 | 0 | 0 | 0 | 0 | 0 | 0 | 0 | 0 | 0 | 0 | 0 | 0 | 0 | 2020
399 | N | . | Harbor | Los Angeles Department of Water & Power | 11208 | CA | PACC | WECC |  | 22 | 1 | Electric Utility | GT | NG | NG |  |  | mcf | 8146 | 67590 | 25261 | 4031 | 22607 | 34844 | 55255 | 114131 | 87327 | 40982 | 16077 | 2256 | 8146 | 67590 | 25261 | 4031 | 22607 | 34844 | 55255 | 114131 | 87327 | 40982 | 16077 | 2256 | 1.039 | 1.041 | 1.04 | 1.039 | 1.032 | 1.025 | 1.021 | 1.022 | 1.026 | 1.022 | 1.029 | 1.035 | 8464 | 70361 | 26271 | 4188 | 23330 | 35715 | 56415 | 116642 | 89598 | 41884 | 16543 | 2335 | 8464 | 70361 | 26271 | 4188 | 23330 | 35715 | 56415 | 116642 | 89598 | 41884 | 16543 | 2335 | 609 | 6946 | 2432 | 223 | 2218 | 3265 | 5406 | 11162 | 8791 | 3733 | 1394 | 19 | 478507 | 478507 | 491746 | 491746 | 46198 | 2020
399 | N | . | Harbor | Los Angeles Department of Water & Power | 11208 | CA | PACC | WECC |  | 22 | 1 | Electric Utility | GT | OBG | ORW |  |  | Mcf | 0 | 0 | 0 | 0 | 0 | 0 | 0 | 0 | 0 | 0 | 0 | 0 | 0 | 0 | 0 | 0 | 0 | 0 | 0 | 0 | 0 | 0 | 0 | 0 | 0 | 0 | 0 | 0 | 0 | 0 | 0 | 0 | 0 | 0 | 0 | 0 | 0 | 0 | 0 | 0 | 0 | 0 | 0 | 0 | 0 | 0 | 0 | 0 | 0 | 0 | 0 | 0 | 0 | 0 | 0 | 0 | 0 | 0 | 0 | 0 | 0 | 0 | 0 | 0 | 0 | 0 | 0 | 0 | 0 | 0 | 0 | 0 | 0 | 0 | 0 | 0 | 0 | 2020
400 | N | . | Haynes | Los Angeles Department of Water & Power | 11208 | CA | PACC | WECC |  | 22 | 1 | Electric Utility | CA | DFO | DFO |  |  | barrels | 0 | 0 | 0 | 0 | 0 | 0 | 0 | 0 | 0 | 0 | 0 | 0 | 0 | 0 | 0 | 0 | 0 | 0 | 0 | 0 | 0 | 0 | 0 | 0 | 0 | 0 | 0 | 0 | 0 | 0 | 0 | 0 | 0 | 0 | 0 | 0 | 0 | 0 | 0 | 0 | 0 | 0 | 0 | 0 | 0 | 0 | 0 | 0 | 0 | 0 | 0 | 0 | 0 | 0 | 0 | 0 | 0 | 0 | 0 | 0 | 0 | 0 | 0 | 0 | 0 | 0 | 0 | 0 | 0 | 0 | 0 | 0 | 0 | 0 | 0 | 0 | 0 | 2020
400 | N | . | Haynes | Los Angeles Department of Water & Power | 11208 | CA | PACC | WECC |  | 22 | 1 | Electric Utility | CA | NG | NG |  |  | mcf | 0 | 0 | 0 | 0 | 0 | 0 | 0 | 0 | 0 | 0 | 0 | 0 | 0 | 0 | 0 | 0 | 0 | 0 | 0 | 0 | 0 | 0 | 0 | 0 | 0 | 0 | 0 | 0 | 0 | 0 | 0 | 0 | 0 | 0 | 0 | 0 | 0 | 0 | 0 | 0 | 0 | 0 | 0 | 0 | 0 | 0 | 0 | 0 | 0 | 0 | 0 | 0 | 0 | 0 | 0 | 0 | 0 | 0 | 0 | 0 | 118220 | 115496 | 76009 | 56282 | 75123 | 68504 | 104149 | 118020 | 101632 | 111341 | 102684 | 88137 | 0 | 0 | 0 | 0 | 1135597 | 2020
400 | N | . | Haynes | Los Angeles Department of Water & Power | 11208 | CA | PACC | WECC |  | 22 | 1 | Electric Utility | CA | OBG | ORW |  |  | Mcf | 0 | 0 | 0 | 0 | 0 | 0 | 0 | 0 | 0 | 0 | 0 | 0 | 0 | 0 | 0 | 0 | 0 | 0 | 0 | 0 | 0 | 0 | 0 | 0 | 0 | 0 | 0 | 0 | 0 | 0 | 0 | 0 | 0 | 0 | 0 | 0 | 0 | 0 | 0 | 0 | 0 | 0 | 0 | 0 | 0 | 0 | 0 | 0 | 0 | 0 | 0 | 0 | 0 | 0 | 0 | 0 | 0 | 0 | 0 | 0 | 0 | 0 | 0 | 0 | 0 | 0 | 0 | 0 | 0 | 0 | 0 | 0 | 0 | 0 | 0 | 0 | 0 | 2020
400 | N | . | Haynes | Los Angeles Department of Water & Power | 11208 | CA | PACC | WECC |  | 22 | 1 | Electric Utility | CT | DFO | DFO |  |  | barrels | 0 | 0 | 0 | 0 | 0 | 0 | 0 | 0 | 0 | 0 | 0 | 0 | 0 | 0 | 0 | 0 | 0 | 0 | 0 | 0 | 0 | 0 | 0 | 0 | 0 | 0 | 0 | 0 | 0 | 0 | 0 | 0 | 0 | 0 | 0 | 0 | 0 | 0 | 0 | 0 | 0 | 0 | 0 | 0 | 0 | 0 | 0 | 0 | 0 | 0 | 0 | 0 | 0 | 0 | 0 | 0 | 0 | 0 | 0 | 0 | 0 | 0 | 0 | 0 | 0 | 0 | 0 | 0 | 0 | 0 | 0 | 0 | 0 | 0 | 0 | 0 | 0 | 2020
400 | N | . | Haynes | Los Angeles Department of Water & Power | 11208 | CA | PACC | WECC |  | 22 | 1 | Electric Utility | CT | NG | NG |  |  | mcf | 2213899 | 2136436 | 1459088 | 1091355 | 1412057 | 1304449 | 1931202 | 2195059 | 1896732 | 2090302 | 1956087 | 1670510 | 2213899 | 2136436 | 1459088 | 1091355 | 1412057 | 1304449 | 1931202 | 2195059 | 1896732 | 2090302 | 1956087 | 1670510 | 1.039 | 1.037 | 1.034 | 1.036 | 1.033 | 1.02 | 1.019 | 1.02 | 1.023 | 1.019 | 1.024 | 1.042 | 2300241 | 2215484 | 1508697 | 1130644 | 1458655 | 1330538 | 1967895 | 2238960 | 1940357 | 2130018 | 2003033 | 1740671 | 2300241 | 2215484 | 1508697 | 1130644 | 1458655 | 1330538 | 1967895 | 2238960 | 1940357 | 2130018 | 2003033 | 1740671 | 208218 | 198216 | 128293 | 99651 | 127194 | 117933 | 171533 | 196553 | 173310 | 191475 | 181410 | 154959 | 21357176 | 21357176 | 21965193 | 21965193 | 1948745 | 2020
400 | N | . | Haynes | Los Angeles Department of Water & Power | 11208 | CA | PACC | WECC |  | 22 | 1 | Electric Utility | CT | OBG | ORW |  |  | Mcf | 0 | 0 | 0 | 0 | 0 | 0 | 0 | 0 | 0 | 0 | 0 | 0 | 0 | 0 | 0 | 0 | 0 | 0 | 0 | 0 | 0 | 0 | 0 | 0 | 0 | 0 | 0 | 0 | 0 | 0 | 0 | 0 | 0 | 0 | 0 | 0 | 0 | 0 | 0 | 0 | 0 | 0 | 0 | 0 | 0 | 0 | 0 | 0 | 0 | 0 | 0 | 0 | 0 | 0 | 0 | 0 | 0 | 0 | 0 | 0 | 0 | 0 | 0 | 0 | 0 | 0 | 0 | 0 | 0 | 0 | 0 | 0 | 0 | 0 | 0 | 0 | 0 | 2020
400 | N | . | Haynes | Los Angeles Department of Water & Power | 11208 | CA | PACC | WECC |  | 22 | 1 | Electric Utility | GT | NG | NG |  |  | mcf | 637868 | 528731 | 245755 | 134245 | 265141 | 303889 | 362361 | 440117 | 321814 | 326536 | 98434 | 23268 | 637868 | 528731 | 245755 | 134245 | 265141 | 303889 | 362361 | 440117 | 321814 | 326536 | 98434 | 23268 | 1.039 | 1.037 | 1.034 | 1.036 | 1.033 | 1.02 | 1.019 | 1.02 | 1.023 | 1.019 | 1.024 | 1.042 | 662745 | 548294 | 254111 | 139078 | 273891 | 309967 | 369246 | 448919 | 329216 | 332740 | 100796 | 24245 | 662745 | 548294 | 254111 | 139078 | 273891 | 309967 | 369246 | 448919 | 329216 | 332740 | 100796 | 24245 | 71802 | 59360 | 26595 | 14163 | 28515 | 32747 | 38908 | 47452 | 34616 | 36055 | 9636 | 1237 | 3688159 | 3688159 | 3793248 | 3793248 | 401086 | 2020
400 | N | . | Haynes | Los Angeles Department of Water & Power | 11208 | CA | PACC | WECC |  | 22 | 1 | Electric Utility | GT | OBG | ORW |  |  | Mcf | 0 | 0 | 0 | 0 | 0 | 0 | 0 | 0 | 0 | 0 | 0 | 0 | 0 | 0 | 0 | 0 | 0 | 0 | 0 | 0 | 0 | 0 | 0 | 0 | 0 | 0 | 0 | 0 | 0 | 0 | 0 | 0 | 0 | 0 | 0 | 0 | 0 | 0 | 0 | 0 | 0 | 0 | 0 | 0 | 0 | 0 | 0 | 0 | 0 | 0 | 0 | 0 | 0 | 0 | 0 | 0 | 0 | 0 | 0 | 0 | 0 | 0 | 0 | 0 | 0 | 0 | 0 | 0 | 0 | 0 | 0 | 0 | 0 | 0 | 0 | 0 | 0 | 2020
400 | N | . | Haynes | Los Angeles Department of Water & Power | 11208 | CA | PACC | WECC |  | 22 | 1 | Electric Utility | ST | NG | NG |  |  | mcf | 57454 | 0 | 0 | 465050 | 27354 | 43556 | 125923 | 316828 | 903685 | 235995 | 47010 | 15689 | 57454 | 0 | 0 | 465050 | 27354 | 43556 | 125923 | 316828 | 903685 | 235995 | 47010 | 15689 | 1.039 | 0 | 0 | 1.036 | 1.033 | 1.02 | 1.019 | 1.02 | 1.023 | 1.019 | 1.024 | 1.042 | 59695 | 0 | 0 | 481792 | 28257 | 44427 | 128316 | 323165 | 924470 | 240479 | 48138 | 16348 | 59695 | 0 | 0 | 481792 | 28257 | 44427 | 128316 | 323165 | 924470 | 240479 | 48138 | 16348 | 5354 | 0 | 0 | 39864 | 2293 | 4003 | 10370 | 25654 | 80620 | 21475 | 3925 | 1136 | 2238544 | 2238544 | 2295087 | 2295087 | 194694 | 2020
400 | N | . | Haynes | Los Angeles Department of Water & Power | 11208 | CA | PACC | WECC |  | 22 | 1 | Electric Utility | ST | OBG | ORW |  |  | Mcf | 0 | 0 | 0 | 0 | 0 | 0 | 0 | 0 | 0 | 0 | 0 | 0 | 0 | 0 | 0 | 0 | 0 | 0 | 0 | 0 | 0 | 0 | 0 | 0 | 0 | 0 | 0 | 0 | 0 | 0 | 0 | 0 | 0 | 0 | 0 | 0 | 0 | 0 | 0 | 0 | 0 | 0 | 0 | 0 | 0 | 0 | 0 | 0 | 0 | 0 | 0 | 0 | 0 | 0 | 0 | 0 | 0 | 0 | 0 | 0 | 0 | 0 | 0 | 0 | 0 | 0 | 0 | 0 | 0 | 0 | 0 | 0 | 0 | 0 | 0 | 0 | 0 | 2020
400 | N | . | Haynes | Los Angeles Department of Water & Power | 11208 | CA | PACC | WECC |  | 22 | 1 | Electric Utility | ST | RFO | RFO |  |  | barrels | 0 | 0 | 0 | 0 | 0 | 0 | 0 | 0 | 0 | 0 | 0 | 0 | 0 | 0 | 0 | 0 | 0 | 0 | 0 | 0 | 0 | 0 | 0 | 0 | 0 | 0 | 0 | 0 | 0 | 0 | 0 | 0 | 0 | 0 | 0 | 0 | 0 | 0 | 0 | 0 | 0 | 0 | 0 | 0 | 0 | 0 | 0 | 0 | 0 | 0 | 0 | 0 | 0 | 0 | 0 | 0 | 0 | 0 | 0 | 0 | 0 | 0 | 0 | 0 | 0 | 0 | 0 | 0 | 0 | 0 | 0 | 0 | 0 | 0 | 0 | 0 | 0 | 2020
401 | N | . | Middle Gorge | Los Angeles Department of Water & Power | 11208 | CA | PACC | WECC |  | 22 | 1 | Electric Utility | HY | WAT | HYC |  |  |  | 0 | 0 | 0 | 0 | 0 | 0 | 0 | 0 | 0 | 0 | 0 | 0 | 0 | 0 | 0 | 0 | 0 | 0 | 0 | 0 | 0 | 0 | 0 | 0 | 0 | 0 | 0 | 0 | 0 | 0 | 0 | 0 | 0 | 0 | 0 | 0 | 28590 | 21329 | 22581 | 33147 | 45398 | 42419 | 44849 | 45192 | 31474 | 25884 | 19577 | 16126 | 28590 | 21329 | 22581 | 33147 | 45398 | 42419 | 44849 | 45192 | 31474 | 25884 | 19577 | 16126 | 3263.651 | 2434.868 | 2577.754 | 3783.886 | 5182.477 | 4842.322 | 5119.707 | 5158.895 | 3592.978 | 2954.81 | 2234.775 | 1840.877 | 0 | 0 | 376566 | 376566 | 42987 | 2020
402 | N | . | Pleasant Valley Hydro | Los Angeles Department of Water & Power | 11208 | CA | PACC | WECC |  | 22 | 1 | Electric Utility | HY | WAT | HYC |  |  |  | 0 | 0 | 0 | 0 | 0 | 0 | 0 | 0 | 0 | 0 | 0 | 0 | 0 | 0 | 0 | 0 | 0 | 0 | 0 | 0 | 0 | 0 | 0 | 0 | 0 | 0 | 0 | 0 | 0 | 0 | 0 | 0 | 0 | 0 | 0 | 0 | 2914 | 2174 | 2301 | 3378 | 4627 | 4323 | 4571 | 4606 | 3208 | 2638 | 1995 | 1643 | 2914 | 2174 | 2301 | 3378 | 4627 | 4323 | 4571 | 4606 | 3208 | 2638 | 1995 | 1643 | 332.613 | 248.148 | 262.711 | 385.633 | 528.17 | 493.503 | 521.773 | 525.766 | 366.177 | 301.138 | 227.756 | 187.612 | 0 | 0 | 38378 | 38378 | 4381 | 2020
403 | N | . | San Fernando | Los Angeles Department of Water & Power | 11208 | CA | PACC | WECC |  | 22 | 1 | Electric Utility | HY | WAT | HYC |  |  |  | 0 | 0 | 0 | 0 | 0 | 0 | 0 | 0 | 0 | 0 | 0 | 0 | 0 | 0 | 0 | 0 | 0 | 0 | 0 | 0 | 0 | 0 | 0 | 0 | 0 | 0 | 0 | 0 | 0 | 0 | 0 | 0 | 0 | 0 | 0 | 0 | 1 | 0 | 1 | 1 | 1 | 1 | 1 | 1 | 1 | 1 | 0 | 0 | 1 | 0 | 1 | 1 | 1 | 1 | 1 | 1 | 1 | 1 | 0 | 0 | 0.074 | 0.057 | 0.06 | 0.088 | 0.121 | 0.113 | 0.119 | 0.12 | 0.084 | 0.069 | 0.052 | 0.043 | 0 | 0 | 9 | 9 | 1 | 2020
404 | N | . | Scattergood | Los Angeles Department of Water & Power | 11208 | CA | PACC | WECC |  | 22 | 1 | Electric Utility | CA | NG | NG |  |  | mcf | 0 | 0 | 0 | 0 | 0 | 0 | 0 | 0 | 0 | 0 | 0 | 0 | 0 | 0 | 0 | 0 | 0 | 0 | 0 | 0 | 0 | 0 | 0 | 0 | 0 | 0 | 0 | 0 | 0 | 0 | 0 | 0 | 0 | 0 | 0 | 0 | 0 | 0 | 0 | 0 | 0 | 0 | 0 | 0 | 0 | 0 | 0 | 0 | 0 | 0 | 0 | 0 | 0 | 0 | 0 | 0 | 0 | 0 | 0 | 0 | -3 | 19407 | 33612 | 38410 | 23401 | 19568 | 23460 | 61162 | 58352 | 55825 | 64332 | 68106 | 0 | 0 | 0 | 0 | 465632 | 2020
404 | N | . | Scattergood | Los Angeles Department of Water & Power | 11208 | CA | PACC | WECC |  | 22 | 1 | Electric Utility | CA | OG | OOG |  |  | mcf | 0 | 0 | 0 | 0 | 0 | 0 | 0 | 0 | 0 | 0 | 0 | 0 | 0 | 0 | 0 | 0 | 0 | 0 | 0 | 0 | 0 | 0 | 0 | 0 | 0 | 0 | 0 | 0 | 0 | 0 | 0 | 0 | 0 | 0 | 0 | 0 | 0 | 0 | 0 | 0 | 0 | 0 | 0 | 0 | 0 | 0 | 0 | 0 | 0 | 0 | 0 | 0 | 0 | 0 | 0 | 0 | 0 | 0 | 0 | 0 | 0 | 0 | 0 | 0 | 0 | 0 | 0 | 0 | 0 | 0 | 0 | 0 | 0 | 0 | 0 | 0 | 0 | 2020
404 | N | . | Scattergood | Los Angeles Department of Water & Power | 11208 | CA | PACC | WECC |  | 22 | 1 | Electric Utility | CT | NG | NG |  |  | mcf | 0 | 419601 | 711877 | 817961 | 497717 | 406652 | 483557 | 1224133 | 1201966 | 1153278 | 1322891 | 1395181 | 0 | 419601 | 711877 | 817961 | 497717 | 406652 | 483557 | 1224133 | 1201966 | 1153278 | 1322891 | 1395181 | 0 | 1.04 | 1.042 | 1.04 | 1.031 | 1.025 | 1.022 | 1.024 | 1.029 | 1.03 | 1.041 | 1.042 | 0 | 436385 | 741776 | 850679 | 513146 | 416818 | 494195 | 1253512 | 1236823 | 1187876 | 1377130 | 1453779 | 0 | 436385 | 741776 | 850679 | 513146 | 416818 | 494195 | 1253512 | 1236823 | 1187876 | 1377130 | 1453779 | 0 | 39172 | 67642 | 78167 | 46395 | 38059 | 44999 | 113185 | 103185 | 109660 | 128076 | 135202 | 9634814 | 9634814 | 9962119 | 9962119 | 903742 | 2020
404 | N | . | Scattergood | Los Angeles Department of Water & Power | 11208 | CA | PACC | WECC |  | 22 | 1 | Electric Utility | CT | OG | OOG |  |  | mcf | 0 | 0 | 0 | 0 | 0 | 0 | 0 | 0 | 0 | 0 | 0 | 0 | 0 | 0 | 0 | 0 | 0 | 0 | 0 | 0 | 0 | 0 | 0 | 0 | 0 | 0 | 0 | 0 | 0 | 0 | 0 | 0 | 0 | 0 | 0 | 0 | 0 | 0 | 0 | 0 | 0 | 0 | 0 | 0 | 0 | 0 | 0 | 0 | 0 | 0 | 0 | 0 | 0 | 0 | 0 | 0 | 0 | 0 | 0 | 0 | 0 | 0 | 0 | 0 | 0 | 0 | 0 | 0 | 0 | 0 | 0 | 0 | 0 | 0 | 0 | 0 | 0 | 2020
404 | N | . | Scattergood | Los Angeles Department of Water & Power | 11208 | CA | PACC | WECC |  | 22 | 1 | Electric Utility | GT | NG | NG |  |  | mcf | 158421 | 95735 | 62720 | 14897 | 83866 | 42457 | 151652 | 210372 | 197743 | 125902 | 42696 | 45031 | 158421 | 95735 | 62720 | 14897 | 83866 | 42457 | 151652 | 210372 | 197743 | 125902 | 42696 | 45031 | 1.044 | 1.04 | 1.042 | 1.04 | 1.031 | 1.025 | 1.022 | 1.024 | 1.029 | 1.03 | 1.041 | 1.042 | 165392 | 99564 | 65354 | 15493 | 86466 | 43518 | 154988 | 215421 | 203478 | 129679 | 44447 | 46922 | 165392 | 99564 | 65354 | 15493 | 86466 | 43518 | 154988 | 215421 | 203478 | 129679 | 44447 | 46922 | 17618 | 10638 | 6743 | -438 | 8754 | 4096 | 16436 | 22940 | 21651 | 13554 | 4255 | 4456 | 1231492 | 1231492 | 1270722 | 1270722 | 130703 | 2020
404 | N | . | Scattergood | Los Angeles Department of Water & Power | 11208 | CA | PACC | WECC |  | 22 | 1 | Electric Utility | GT | OBG | ORW |  |  | Mcf | 0 | 0 | 0 | 0 | 0 | 0 | 0 | 0 | 0 | 0 | 0 | 0 | 0 | 0 | 0 | 0 | 0 | 0 | 0 | 0 | 0 | 0 | 0 | 0 | 0 | 0 | 0 | 0 | 0 | 0 | 0 | 0 | 0 | 0 | 0 | 0 | 0 | 0 | 0 | 0 | 0 | 0 | 0 | 0 | 0 | 0 | 0 | 0 | 0 | 0 | 0 | 0 | 0 | 0 | 0 | 0 | 0 | 0 | 0 | 0 | 0 | 0 | 0 | 0 | 0 | 0 | 0 | 0 | 0 | 0 | 0 | 0 | 0 | 0 | 0 | 0 | 0 | 2020
404 | N | . | Scattergood | Los Angeles Department of Water & Power | 11208 | CA | PACC | WECC |  | 22 | 1 | Electric Utility | ST | NG | NG |  |  | mcf | 26241 | 24188 | 30584 | 24143 | 0 | 242164 | 112911 | 278595 | 398983 | 425381 | 414534 | 340947 | 26241 | 24188 | 30584 | 24143 | 0 | 242164 | 112911 | 278595 | 398983 | 425381 | 414534 | 340947 | 1.044 | 1.04 | 1.042 | 1.04 | 0 | 1.025 | 1.022 | 1.024 | 1.029 | 1.03 | 1.041 | 1.042 | 27396 | 25156 | 31869 | 25109 | 0 | 248218 | 115395 | 285281 | 410554 | 438142 | 431530 | 355267 | 27396 | 25156 | 31869 | 25109 | 0 | 248218 | 115395 | 285281 | 410554 | 438142 | 431530 | 355267 | 2288 | 2126 | 2730 | 1872 | 0 | 21113 | 9492 | 24708 | 36022 | 36327 | 35621 | 29309 | 2318671 | 2318671 | 2393917 | 2393917 | 201608 | 2020
404 | N | . | Scattergood | Los Angeles Department of Water & Power | 11208 | CA | PACC | WECC |  | 22 | 1 | Electric Utility | ST | OBG | ORW |  |  | Mcf | 0 | 0 | 0 | 0 | 0 | 0 | 0 | 0 | 0 | 0 | 0 | 0 | 0 | 0 | 0 | 0 | 0 | 0 | 0 | 0 | 0 | 0 | 0 | 0 | 0 | 0 | 0 | 0 | 0 | 0 | 0 | 0 | 0 | 0 | 0 | 0 | 0 | 0 | 0 | 0 | 0 | 0 | 0 | 0 | 0 | 0 | 0 | 0 | 0 | 0 | 0 | 0 | 0 | 0 | 0 | 0 | 0 | 0 | 0 | 0 | 0 | 0 | 0 | 0 | 0 | 0 | 0 | 0 | 0 | 0 | 0 | 0 | 0 | 0 | 0 | 0 | 0 | 2020
407 | N | . | Upper Gorge | Los Angeles Department of Water & Power | 11208 | CA | PACC | WECC |  | 22 | 1 | Electric Utility | HY | WAT | HYC |  |  |  | 0 | 0 | 0 | 0 | 0 | 0 | 0 | 0 | 0 | 0 | 0 | 0 | 0 | 0 | 0 | 0 | 0 | 0 | 0 | 0 | 0 | 0 | 0 | 0 | 0 | 0 | 0 | 0 | 0 | 0 | 0 | 0 | 0 | 0 | 0 | 0 | 33359 | 24888 | 26348 | 38676 | 52972 | 49495 | 52330 | 52731 | 36725 | 30202 | 22842 | 18816 | 33359 | 24888 | 26348 | 38676 | 52972 | 49495 | 52330 | 52731 | 36725 | 30202 | 22842 | 18816 | 3808.084 | 2841.048 | 3007.77 | 4415.106 | 6047.007 | 5650.108 | 5973.765 | 6019.491 | 4192.351 | 3447.726 | 2607.576 | 2147.968 | 0 | 0 | 439384 | 439384 | 50158 | 2020
408 | N | . | Valley (CA) | Los Angeles Department of Water & Power | 11208 | CA | PACC | WECC |  | 22 | 1 | Electric Utility | CA | DFO | DFO |  |  | barrels | 0 | 0 | 0 | 0 | 0 | 0 | 0 | 0 | 0 | 0 | 0 | 0 | 0 | 0 | 0 | 0 | 0 | 0 | 0 | 0 | 0 | 0 | 0 | 0 | 0 | 0 | 0 | 0 | 0 | 0 | 0 | 0 | 0 | 0 | 0 | 0 | 0 | 0 | 0 | 0 | 0 | 0 | 0 | 0 | 0 | 0 | 0 | 0 | 0 | 0 | 0 | 0 | 0 | 0 | 0 | 0 | 0 | 0 | 0 | 0 | 0 | 0 | 0 | 0 | 0 | 0 | 0 | 0 | 0 | 0 | 0 | 0 | 0 | 0 | 0 | 0 | 0 | 2020
408 | N | . | Valley (CA) | Los Angeles Department of Water & Power | 11208 | CA | PACC | WECC |  | 22 | 1 | Electric Utility | CA | NG | NG |  |  | mcf | 0 | 0 | 0 | 0 | 0 | 0 | 0 | 0 | 0 | 0 | 0 | 0 | 0 | 0 | 0 | 0 | 0 | 0 | 0 | 0 | 0 | 0 | 0 | 0 | 0 | 0 | 0 | 0 | 0 | 0 | 0 | 0 | 0 | 0 | 0 | 0 | 0 | 0 | 0 | 0 | 0 | 0 | 0 | 0 | 0 | 0 | 0 | 0 | 0 | 0 | 0 | 0 | 0 | 0 | 0 | 0 | 0 | 0 | 0 | 0 | 37235 | 2596 | 14903 | 21160 | 23922 | 27139 | 64757 | 63730 | 33069 | 21890 | 6566 | 2752 | 0 | 0 | 0 | 0 | 319719 | 2020
408 | N | . | Valley (CA) | Los Angeles Department of Water & Power | 11208 | CA | PACC | WECC |  | 22 | 1 | Electric Utility | CA | OBG | ORW |  |  | Mcf | 0 | 0 | 0 | 0 | 0 | 0 | 0 | 0 | 0 | 0 | 0 | 0 | 0 | 0 | 0 | 0 | 0 | 0 | 0 | 0 | 0 | 0 | 0 | 0 | 0 | 0 | 0 | 0 | 0 | 0 | 0 | 0 | 0 | 0 | 0 | 0 | 0 | 0 | 0 | 0 | 0 | 0 | 0 | 0 | 0 | 0 | 0 | 0 | 0 | 0 | 0 | 0 | 0 | 0 | 0 | 0 | 0 | 0 | 0 | 0 | 0 | 0 | 0 | 0 | 0 | 0 | 0 | 0 | 0 | 0 | 0 | 0 | 0 | 0 | 0 | 0 | 0 | 2020
408 | N | . | Valley (CA) | Los Angeles Department of Water & Power | 11208 | CA | PACC | WECC |  | 22 | 1 | Electric Utility | CT | DFO | DFO |  |  | barrels | 0 | 0 | 0 | 0 | 0 | 0 | 0 | 0 | 0 | 0 | 0 | 0 | 0 | 0 | 0 | 0 | 0 | 0 | 0 | 0 | 0 | 0 | 0 | 0 | 0 | 0 | 0 | 0 | 0 | 0 | 0 | 0 | 0 | 0 | 0 | 0 | 0 | 0 | 0 | 0 | 0 | 0 | 0 | 0 | 0 | 0 | 0 | 0 | 0 | 0 | 0 | 0 | 0 | 0 | 0 | 0 | 0 | 0 | 0 | 0 | 0 | 0 | 0 | 0 | 0 | 0 | 0 | 0 | 0 | 0 | 0 | 0 | 0 | 0 | 0 | 0 | 0 | 2020
408 | N | . | Valley (CA) | Los Angeles Department of Water & Power | 11208 | CA | PACC | WECC |  | 22 | 1 | Electric Utility | CT | NG | NG |  |  | mcf | 699887 | 56266 | 275182 | 330845 | 436601 | 521329 | 1240425 | 1308167 | 633692 | 442491 | 127422 | 59900 | 699887 | 56266 | 275182 | 330845 | 436601 | 521329 | 1240425 | 1308167 | 633692 | 442491 | 127422 | 59900 | 1.04 | 1.045 | 1.049 | 1.043 | 1.038 | 1.027 | 1.024 | 1.026 | 1.032 | 1.03 | 1.039 | 1.045 | 727882 | 58798 | 288666 | 345071 | 453192 | 535405 | 1270195 | 1342179 | 653970 | 455766 | 132391 | 62596 | 727882 | 58798 | 288666 | 345071 | 453192 | 535405 | 1270195 | 1342179 | 653970 | 455766 | 132391 | 62596 | 55839 | 4030 | 24001 | 28293 | 37761 | 44320 | 105263 | 102314 | 56484 | 36886 | 11089 | 4441 | 6132207 | 6132207 | 6326111 | 6326111 | 510721 | 2020
408 | N | . | Valley (CA) | Los Angeles Department of Water & Power | 11208 | CA | PACC | WECC |  | 22 | 1 | Electric Utility | CT | OBG | ORW |  |  | Mcf | 0 | 0 | 0 | 0 | 0 | 0 | 0 | 0 | 0 | 0 | 0 | 0 | 0 | 0 | 0 | 0 | 0 | 0 | 0 | 0 | 0 | 0 | 0 | 0 | 0 | 0 | 0 | 0 | 0 | 0 | 0 | 0 | 0 | 0 | 0 | 0 | 0 | 0 | 0 | 0 | 0 | 0 | 0 | 0 | 0 | 0 | 0 | 0 | 0 | 0 | 0 | 0 | 0 | 0 | 0 | 0 | 0 | 0 | 0 | 0 | 0 | 0 | 0 | 0 | 0 | 0 | 0 | 0 | 0 | 0 | 0 | 0 | 0 | 0 | 0 | 0 | 0 | 2020
408 | N | . | Valley (CA) | Los Angeles Department of Water & Power | 11208 | CA | PACC | WECC |  | 22 | 1 | Electric Utility | GT | DFO | DFO |  |  | barrels | 0 | 0 | 0 | 0 | 0 | 0 | 0 | 0 | 0 | 0 | 0 | 0 | 0 | 0 | 0 | 0 | 0 | 0 | 0 | 0 | 0 | 0 | 0 | 0 | 0 | 0 | 0 | 0 | 0 | 0 | 0 | 0 | 0 | 0 | 0 | 0 | 0 | 0 | 0 | 0 | 0 | 0 | 0 | 0 | 0 | 0 | 0 | 0 | 0 | 0 | 0 | 0 | 0 | 0 | 0 | 0 | 0 | 0 | 0 | 0 | 0 | 0 | 0 | 0 | 0 | 0 | 0 | 0 | 0 | 0 | 0 | 0 | 0 | 0 | 0 | 0 | 0 | 2020
408 | N | . | Valley (CA) | Los Angeles Department of Water & Power | 11208 | CA | PACC | WECC |  | 22 | 1 | Electric Utility | GT | NG | NG |  |  | mcf | 3192 | 13070 | 9066 | 712 | 11198 | 20127 | 12957 | 21648 | 22312 | 20376 | 4831 | 0 | 3192 | 13070 | 9066 | 712 | 11198 | 20127 | 12957 | 21648 | 22312 | 20376 | 4831 | 0 | 1.04 | 1.045 | 1.049 | 1.043 | 1.038 | 1.027 | 1.024 | 1.026 | 1.032 | 1.03 | 1.039 | 0 | 3320 | 13658 | 9510 | 743 | 11624 | 20670 | 13268 | 22211 | 23026 | 20987 | 5019 | 0 | 3320 | 13658 | 9510 | 743 | 11624 | 20670 | 13268 | 22211 | 23026 | 20987 | 5019 | 0 | 274 | 1266 | 760 | 9 | 1054 | 1909 | 1163 | 2055 | 2144 | 1958 | 434 | -48 | 139489 | 139489 | 144036 | 144036 | 12978 | 2020
408 | N | . | Valley (CA) | Los Angeles Department of Water & Power | 11208 | CA | PACC | WECC |  | 22 | 1 | Electric Utility | GT | OBG | ORW |  |  | Mcf | 0 | 0 | 0 | 0 | 0 | 0 | 0 | 0 | 0 | 0 | 0 | 0 | 0 | 0 | 0 | 0 | 0 | 0 | 0 | 0 | 0 | 0 | 0 | 0 | 0 | 0 | 0 | 0 | 0 | 0 | 0 | 0 | 0 | 0 | 0 | 0 | 0 | 0 | 0 | 0 | 0 | 0 | 0 | 0 | 0 | 0 | 0 | 0 | 0 | 0 | 0 | 0 | 0 | 0 | 0 | 0 | 0 | 0 | 0 | 0 | 0 | 0 | 0 | 0 | 0 | 0 | 0 | 0 | 0 | 0 | 0 | 0 | 0 | 0 | 0 | 0 | 0 | 2020
409 | N | . | Exchequer | Merced Irrigation District | 12312 | CA | PACC | WECC |  | 22 | 2 | NAICS-22 Non-Cogen | HY | WAT | HYC |  |  |  | 0 | 0 | 0 | 0 | 0 | 0 | 0 | 0 | 0 | 0 | 0 | 0 | 0 | 0 | 0 | 0 | 0 | 0 | 0 | 0 | 0 | 0 | 0 | 0 | 0 | 0 | 0 | 0 | 0 | 0 | 0 | 0 | 0 | 0 | 0 | 0 | 136382 | 101749 | 107720 | 158122 | 216567 | 202352 | 213944 | 215581 | 150144 | 123476 | 93387 | 76927 | 136382 | 101749 | 107720 | 158122 | 216567 | 202352 | 213944 | 215581 | 150144 | 123476 | 93387 | 76927 | 15568.747 | 11615.171 | 12296.788 | 18050.459 | 24722.227 | 23099.567 | 24422.789 | 24609.732 | 17139.761 | 14095.478 | 10660.657 | 8781.624 | 0 | 0 | 1796351 | 1796351 | 205063 | 2020
410 | N | . | McSwain | Merced Irrigation District | 12312 | CA | PACC | WECC |  | 22 | 2 | NAICS-22 Non-Cogen | HY | WAT | HYC |  |  |  | 0 | 0 | 0 | 0 | 0 | 0 | 0 | 0 | 0 | 0 | 0 | 0 | 0 | 0 | 0 | 0 | 0 | 0 | 0 | 0 | 0 | 0 | 0 | 0 | 0 | 0 | 0 | 0 | 0 | 0 | 0 | 0 | 0 | 0 | 0 | 0 | 15869 | 11839 | 12534 | 18398 | 25199 | 23545 | 24893 | 25084 | 17470 | 14367 | 10866 | 8951 | 15869 | 11839 | 12534 | 18398 | 25199 | 23545 | 24893 | 25084 | 17470 | 14367 | 10866 | 8951 | 1811.495 | 1351.477 | 1430.786 | 2100.252 | 2876.542 | 2687.738 | 2841.701 | 2863.453 | 1994.288 | 1640.072 | 1240.415 | 1021.781 | 0 | 0 | 209015 | 209015 | 23860 | 2020
412 | N | . | Chicago Park | Nevada Irrigation District | 13402 | CA | PACC | WECC |  | 22 | 2 | NAICS-22 Non-Cogen | HY | WAT | HYC |  |  |  | 0 | 0 | 0 | 0 | 0 | 0 | 0 | 0 | 0 | 0 | 0 | 0 | 0 | 0 | 0 | 0 | 0 | 0 | 0 | 0 | 0 | 0 | 0 | 0 | 0 | 0 | 0 | 0 | 0 | 0 | 0 | 0 | 0 | 0 | 0 | 0 | 50681 | 37811 | 40030 | 58760 | 80479 | 75197 | 79504 | 80113 | 55796 | 45885 | 34704 | 28587 | 50681 | 37811 | 40030 | 58760 | 80479 | 75197 | 79504 | 80113 | 55796 | 45885 | 34704 | 28587 | 5785.542 | 4316.344 | 4569.642 | 6707.779 | 9187.092 | 8584.091 | 9075.817 | 9145.287 | 6369.352 | 5238.057 | 3961.635 | 3263.362 | 0 | 0 | 667547 | 667547 | 76204 | 2020
413 | N | . | Dutch Flat 2 | Nevada Irrigation District | 13402 | CA | PACC | WECC |  | 22 | 2 | NAICS-22 Non-Cogen | HY | WAT | HYC |  |  |  | 0 | 0 | 0 | 0 | 0 | 0 | 0 | 0 | 0 | 0 | 0 | 0 | 0 | 0 | 0 | 0 | 0 | 0 | 0 | 0 | 0 | 0 | 0 | 0 | 0 | 0 | 0 | 0 | 0 | 0 | 0 | 0 | 0 | 0 | 0 | 0 | 7791 | 5813 | 6154 | 9033 | 12372 | 11560 | 12222 | 12316 | 8578 | 7054 | 5335 | 4395 | 7791 | 5813 | 6154 | 9033 | 12372 | 11560 | 12222 | 12316 | 8578 | 7054 | 5335 | 4395 | 889.423 | 663.561 | 702.501 | 1031.201 | 1412.351 | 1319.65 | 1395.244 | 1405.924 | 979.174 | 805.258 | 609.03 | 501.683 | 0 | 0 | 102623 | 102623 | 11715 | 2020
414 | N | . | Beardsley | Oakdale&South San Joaquin Irrigation D. | 13935 | CA | PACC | WECC |  | 22 | 2 | NAICS-22 Non-Cogen | HY | WAT | HYC |  |  |  | 0 | 0 | 0 | 0 | 0 | 0 | 0 | 0 | 0 | 0 | 0 | 0 | 0 | 0 | 0 | 0 | 0 | 0 | 0 | 0 | 0 | 0 | 0 | 0 | 0 | 0 | 0 | 0 | 0 | 0 | 0 | 0 | 0 | 0 | 0 | 0 | 24293 | 18124 | 19188 | 28166 | 38576 | 36044 | 38109 | 38401 | 26745 | 21994 | 16635 | 13703 | 24293 | 18124 | 19188 | 28166 | 38576 | 36044 | 38109 | 38401 | 26745 | 21994 | 16635 | 13703 | 2773.193 | 2068.961 | 2190.375 | 3215.252 | 4403.665 | 4114.628 | 4350.328 | 4383.627 | 3053.033 | 2510.767 | 1898.938 | 1564.233 | 0 | 0 | 319978 | 319978 | 36527 | 2020
415 | N | . | Donnells | Oakdale&South San Joaquin Irrigation D. | 13935 | CA | PACC | WECC |  | 22 | 2 | NAICS-22 Non-Cogen | HY | WAT | HYC |  |  |  | 0 | 0 | 0 | 0 | 0 | 0 | 0 | 0 | 0 | 0 | 0 | 0 | 0 | 0 | 0 | 0 | 0 | 0 | 0 | 0 | 0 | 0 | 0 | 0 | 0 | 0 | 0 | 0 | 0 | 0 | 0 | 0 | 0 | 0 | 0 | 0 | 130971 | 97712 | 103446 | 151848 | 207974 | 194324 | 205455 | 207028 | 144187 | 118577 | 89682 | 73875 | 130971 | 97712 | 103446 | 151848 | 207974 | 194324 | 205455 | 207028 | 144187 | 118577 | 89682 | 73875 | 14951.048 | 11154.332 | 11808.906 | 17334.296 | 23741.357 | 22183.077 | 23453.8 | 23633.326 | 16459.731 | 13536.231 | 10237.689 | 8433.207 | 0 | 0 | 1725079 | 1725079 | 196927 | 2020
416 | N | . | Tulloch | Oakdale&South San Joaquin Irrigation D. | 13935 | CA | PACC | WECC |  | 22 | 2 | NAICS-22 Non-Cogen | HY | WAT | HYC |  |  |  | 0 | 0 | 0 | 0 | 0 | 0 | 0 | 0 | 0 | 0 | 0 | 0 | 0 | 0 | 0 | 0 | 0 | 0 | 0 | 0 | 0 | 0 | 0 | 0 | 0 | 0 | 0 | 0 | 0 | 0 | 0 | 0 | 0 | 0 | 0 | 0 | 76698 | 57221 | 60579 | 88924 | 121792 | 113799 | 120317 | 121238 | 84438 | 69440 | 52519 | 43262 | 76698 | 57221 | 60579 | 88924 | 121792 | 113799 | 120317 | 121238 | 84438 | 69440 | 52519 | 43262 | 8755.529 | 6532.121 | 6915.448 | 10151.188 | 13903.246 | 12990.697 | 13734.849 | 13839.981 | 9639.031 | 7926.992 | 5995.323 | 4938.595 | 0 | 0 | 1010227 | 1010227 | 115323 | 2020
417 | N | . | Forbestown | South Feather Water and Power Agency | 14191 | CA | PACC | WECC |  | 22 | 1 | Electric Utility | HY | WAT | HYC |  |  |  | 0 | 0 | 0 | 0 | 0 | 0 | 0 | 0 | 0 | 0 | 0 | 0 | 0 | 0 | 0 | 0 | 0 | 0 | 0 | 0 | 0 | 0 | 0 | 0 | 0 | 0 | 0 | 0 | 0 | 0 | 0 | 0 | 0 | 0 | 0 | 0 | 34285 | 25578 | 27079 | 39750 | 54442 | 50869 | 53782 | 54194 | 37744 | 31040 | 23476 | 19338 | 34285 | 25578 | 27079 | 39750 | 54442 | 50869 | 53782 | 54194 | 37744 | 31040 | 23476 | 19338 | 3913.767 | 2919.893 | 3091.242 | 4537.636 | 6214.826 | 5806.911 | 6139.551 | 6186.546 | 4308.699 | 3543.408 | 2679.942 | 2207.579 | 0 | 0 | 451577 | 451577 | 51550 | 2020
418 | N | . | Kelly Ridge | South Feather Water and Power Agency | 14191 | CA | PACC | WECC |  | 22 | 1 | Electric Utility | HY | WAT | HYC |  |  |  | 0 | 0 | 0 | 0 | 0 | 0 | 0 | 0 | 0 | 0 | 0 | 0 | 0 | 0 | 0 | 0 | 0 | 0 | 0 | 0 | 0 | 0 | 0 | 0 | 0 | 0 | 0 | 0 | 0 | 0 | 0 | 0 | 0 | 0 | 0 | 0 | 31978 | 23858 | 25258 | 37076 | 50779 | 47446 | 50164 | 50548 | 35205 | 28952 | 21897 | 18037 | 31978 | 23858 | 25258 | 37076 | 50779 | 47446 | 50164 | 50548 | 35205 | 28952 | 21897 | 18037 | 3650.471 | 2723.459 | 2883.281 | 4232.369 | 5796.726 | 5416.254 | 5726.516 | 5770.349 | 4018.833 | 3305.027 | 2499.65 | 2059.065 | 0 | 0 | 421198 | 421198 | 48082 | 2020
419 | N | . | Woodleaf | South Feather Water and Power Agency | 14191 | CA | PACC | WECC |  | 22 | 1 | Electric Utility | HY | WAT | HYC |  |  |  | 0 | 0 | 0 | 0 | 0 | 0 | 0 | 0 | 0 | 0 | 0 | 0 | 0 | 0 | 0 | 0 | 0 | 0 | 0 | 0 | 0 | 0 | 0 | 0 | 0 | 0 | 0 | 0 | 0 | 0 | 0 | 0 | 0 | 0 | 0 | 0 | 64111 | 47831 | 50637 | 74331 | 101805 | 95123 | 100572 | 101341 | 70581 | 58044 | 43900 | 36162 | 64111 | 47831 | 50637 | 74331 | 101805 | 95123 | 100572 | 101341 | 70581 | 58044 | 43900 | 36162 | 7318.632 | 5460.115 | 5780.533 | 8485.247 | 11621.543 | 10858.755 | 11480.782 | 11568.661 | 8057.141 | 6626.07 | 5011.413 | 4128.108 | 0 | 0 | 844438 | 844438 | 96397 | 2020
424 | N | . | French Meadows | Placer County Water Agency | 15127 | CA | PACC | WECC |  | 22 | 1 | Electric Utility | HY | WAT | HYC |  |  |  | 0 | 0 | 0 | 0 | 0 | 0 | 0 | 0 | 0 | 0 | 0 | 0 | 0 | 0 | 0 | 0 | 0 | 0 | 0 | 0 | 0 | 0 | 0 | 0 | 0 | 0 | 0 | 0 | 0 | 0 | 0 | 0 | 0 | 0 | 0 | 0 | 19311 | 14407 | 15253 | 22389 | 30665 | 28652 | 30293 | 30525 | 21260 | 17484 | 13223 | 10893 | 19311 | 14407 | 15253 | 22389 | 30665 | 28652 | 30293 | 30525 | 21260 | 17484 | 13223 | 10893 | 2204.466 | 1644.656 | 1741.17 | 2555.864 | 3500.556 | 3270.795 | 3458.157 | 3484.628 | 2426.913 | 1995.856 | 1509.501 | 1243.438 | 0 | 0 | 254355 | 254355 | 29036 | 2020
425 | N | . | Middle Fork | Placer County Water Agency | 15127 | CA | PACC | WECC |  | 22 | 1 | Electric Utility | HY | WAT | HYC |  |  |  | 0 | 0 | 0 | 0 | 0 | 0 | 0 | 0 | 0 | 0 | 0 | 0 | 0 | 0 | 0 | 0 | 0 | 0 | 0 | 0 | 0 | 0 | 0 | 0 | 0 | 0 | 0 | 0 | 0 | 0 | 0 | 0 | 0 | 0 | 0 | 0 | 107660 | 12588 | 7945 | 17783 | 130270 | 243099 | 415469 | 565458 | 436800 | 2558 | 290035 | 99706 | 107660 | 12588 | 7945 | 17783 | 130270 | 243099 | 415469 | 565458 | 436800 | 2558 | 290035 | 99706 | 12290 | 1437 | 907 | 2030 | 14871 | 27751 | 47428 | 64550 | 49863 | 292 | 33109 | 11382 | 0 | 0 | 2329371 | 2329371 | 265910 | 2020
426 | N | . | Oxbow (CA) | Placer County Water Agency | 15127 | CA | PACC | WECC |  | 22 | 1 | Electric Utility | HY | WAT | HYC |  |  |  | 0 | 0 | 0 | 0 | 0 | 0 | 0 | 0 | 0 | 0 | 0 | 0 | 0 | 0 | 0 | 0 | 0 | 0 | 0 | 0 | 0 | 0 | 0 | 0 | 0 | 0 | 0 | 0 | 0 | 0 | 0 | 0 | 0 | 0 | 0 | 0 | 11892 | 8872 | 9392 | 13787 | 18883 | 17644 | 18654 | 18797 | 13091 | 10766 | 8143 | 6707 | 11892 | 8872 | 9392 | 13787 | 18883 | 17644 | 18654 | 18797 | 13091 | 10766 | 8143 | 6707 | 1357.482 | 1012.758 | 1072.19 | 1573.869 | 2155.598 | 2014.114 | 2129.489 | 2145.789 | 1494.462 | 1229.023 | 929.532 | 765.694 | 0 | 0 | 156628 | 156628 | 17880 | 2020
427 | N | . | Ralston | Placer County Water Agency | 15127 | CA | PACC | WECC |  | 22 | 1 | Electric Utility | HY | WAT | HYC |  |  |  | 0 | 0 | 0 | 0 | 0 | 0 | 0 | 0 | 0 | 0 | 0 | 0 | 0 | 0 | 0 | 0 | 0 | 0 | 0 | 0 | 0 | 0 | 0 | 0 | 0 | 0 | 0 | 0 | 0 | 0 | 0 | 0 | 0 | 0 | 0 | 0 | 132549 | 98889 | 104693 | 153678 | 210480 | 196665 | 207931 | 209523 | 145925 | 120006 | 90763 | 74765 | 132549 | 98889 | 104693 | 153678 | 210480 | 196665 | 207931 | 209523 | 145925 | 120006 | 90763 | 74765 | 15131.209 | 11288.743 | 11951.205 | 17543.177 | 24027.444 | 22450.387 | 23736.422 | 23918.111 | 16658.073 | 13699.345 | 10361.055 | 8534.829 | 0 | 0 | 1745867 | 1745867 | 199300 | 2020
428 | N | . | Parker | Merced Irrigation District | 12312 | CA | PACC | WECC |  | 22 | 2 | NAICS-22 Non-Cogen | HY | WAT | HYC |  |  |  | 0 | 0 | 0 | 0 | 0 | 0 | 0 | 0 | 0 | 0 | 0 | 0 | 0 | 0 | 0 | 0 | 0 | 0 | 0 | 0 | 0 | 0 | 0 | 0 | 0 | 0 | 0 | 0 | 0 | 0 | 0 | 0 | 0 | 0 | 0 | 0 | 3448 | 2572 | 2723 | 3997 | 5475 | 5115 | 5409 | 5450 | 3796 | 3121 | 2361 | 1945 | 3448 | 2572 | 2723 | 3997 | 5475 | 5115 | 5409 | 5450 | 3796 | 3121 | 2361 | 1945 | 393.578 | 293.632 | 310.863 | 456.316 | 624.979 | 583.958 | 617.409 | 622.135 | 433.294 | 356.334 | 269.502 | 222 | 0 | 0 | 45412 | 45412 | 5184 | 2020
430 | N | . | Camino | Sacramento Municipal Util Dist | 16534 | CA | PACC | WECC |  | 22 | 1 | Electric Utility | HY | WAT | HYC |  |  |  | 0 | 0 | 0 | 0 | 0 | 0 | 0 | 0 | 0 | 0 | 0 | 0 | 0 | 0 | 0 | 0 | 0 | 0 | 0 | 0 | 0 | 0 | 0 | 0 | 0 | 0 | 0 | 0 | 0 | 0 | 0 | 0 | 0 | 0 | 0 | 0 | 33218 | 42293 | 52849 | 97753 | 49897 | 109649 | 210310 | 323700 | 132364 | 127765 | 96859 | 508 | 33218 | 42293 | 52849 | 97753 | 49897 | 109649 | 210310 | 323700 | 132364 | 127765 | 96859 | 508 | 3792 | 4828 | 6033 | 11159 | 5696 | 12517 | 24008 | 36952 | 15110 | 14585 | 11057 | 58 | 0 | 0 | 1277165 | 1277165 | 145795 | 2020
431 | N | . | Jaybird | Sacramento Municipal Util Dist | 16534 | CA | PACC | WECC |  | 22 | 1 | Electric Utility | HY | WAT | HYC |  |  |  | 0 | 0 | 0 | 0 | 0 | 0 | 0 | 0 | 0 | 0 | 0 | 0 | 0 | 0 | 0 | 0 | 0 | 0 | 0 | 0 | 0 | 0 | 0 | 0 | 0 | 0 | 0 | 0 | 0 | 0 | 0 | 0 | 0 | 0 | 0 | 0 | 52753 | 69616 | 84096 | 64439 | 74723 | 230125 | 358722 | 541123 | 267583 | 255433 | 217686 | 147913 | 52753 | 69616 | 84096 | 64439 | 74723 | 230125 | 358722 | 541123 | 267583 | 255433 | 217686 | 147913 | 6022 | 7947 | 9600 | 7356 | 8530 | 26270 | 40950 | 61772 | 30546 | 29159 | 24850 | 16885 | 0 | 0 | 2364212 | 2364212 | 269887 | 2020
432 | N | . | Loon Lake | Sacramento Municipal Util Dist | 16534 | CA | PACC | WECC |  | 22 | 1 | Electric Utility | HY | WAT | HYC |  |  |  | 0 | 0 | 0 | 0 | 0 | 0 | 0 | 0 | 0 | 0 | 0 | 0 | 0 | 0 | 0 | 0 | 0 | 0 | 0 | 0 | 0 | 0 | 0 | 0 | 0 | 0 | 0 | 0 | 0 | 0 | 0 | 0 | 0 | 0 | 0 | 0 | 29206 | 21789 | 23068 | 33862 | 46378 | 43333 | 45816 | 46166 | 32153 | 26442 | 19999 | 16474 | 29206 | 21789 | 23068 | 33862 | 46378 | 43333 | 45816 | 46166 | 32153 | 26442 | 19999 | 16474 | 3334.029 | 2487.375 | 2633.343 | 3865.485 | 5294.236 | 4946.745 | 5230.111 | 5270.145 | 3670.46 | 3018.53 | 2282.967 | 1880.574 | 0 | 0 | 384686 | 384686 | 43914 | 2020
433 | N | . | Robbs Peak | Sacramento Municipal Util Dist | 16534 | CA | PACC | WECC |  | 22 | 1 | Electric Utility | HY | WAT | HYC |  |  |  | 0 | 0 | 0 | 0 | 0 | 0 | 0 | 0 | 0 | 0 | 0 | 0 | 0 | 0 | 0 | 0 | 0 | 0 | 0 | 0 | 0 | 0 | 0 | 0 | 0 | 0 | 0 | 0 | 0 | 0 | 0 | 0 | 0 | 0 | 0 | 0 | 14127 | 10539 | 11158 | 16379 | 22433 | 20960 | 22161 | 22331 | 15552 | 12790 | 9673 | 7968 | 14127 | 10539 | 11158 | 16379 | 22433 | 20960 | 22161 | 22331 | 15552 | 12790 | 9673 | 7968 | 1612.654 | 1203.132 | 1273.736 | 1869.717 | 2560.798 | 2392.718 | 2529.781 | 2549.145 | 1775.384 | 1460.049 | 1104.261 | 909.625 | 0 | 0 | 186071 | 186071 | 21241 | 2020
435 | N | . | White Rock/Slab Creek | Sacramento Municipal Util Dist | 16534 | CA | PACC | WECC |  | 22 | 1 | Electric Utility | HY | WAT | HYC |  |  |  | 0 | 0 | 0 | 0 | 0 | 0 | 0 | 0 | 0 | 0 | 0 | 0 | 0 | 0 | 0 | 0 | 0 | 0 | 0 | 0 | 0 | 0 | 0 | 0 | 0 | 0 | 0 | 0 | 0 | 0 | 0 | 0 | 0 | 0 | 0 | 0 | 0 | 0 | 0 | 283228 | 354824 | 191581 | 169471 | 256160 | 127870 | 106224 | 59419 | 51631 | 0 | 0 | 0 | 283228 | 354824 | 191581 | 169471 | 256160 | 127870 | 106224 | 59419 | 51631 | 0 | 0 | 0 | 32332 | 40505 | 21870 | 19346 | 29242 | 14597 | 12126 | 6783 | 5894 | 0 | 0 | 1600408 | 1600408 | 182695 | 2020
436 | N | . | Devil Canyon | California Dept. of Water Resources | 3255 | CA | PACC | WECC |  | 22 | 1 | Electric Utility | HY | WAT | HYC |  |  |  | 0 | 0 | 0 | 0 | 0 | 0 | 0 | 0 | 0 | 0 | 0 | 0 | 0 | 0 | 0 | 0 | 0 | 0 | 0 | 0 | 0 | 0 | 0 | 0 | 0 | 0 | 0 | 0 | 0 | 0 | 0 | 0 | 0 | 0 | 0 | 0 | 376566 | 603748 | 356041 | 109342 | 162533 | 266348 | 258271 | 309132 | 252332 | 220866 | 295011 | 154272 | 376566 | 603748 | 356041 | 109342 | 162533 | 266348 | 258271 | 309132 | 252332 | 220866 | 295011 | 154272 | 42987 | 68921 | 40644 | 12482 | 18554 | 30405 | 29483 | 35289 | 28805 | 25213 | 33677 | 17611 | 0 | 0 | 3364462 | 3364462 | 384071 | 2020
437 | N | . | Edward C Hyatt | California Dept. of Water Resources | 3255 | CA | PACC | WECC |  | 22 | 1 | Electric Utility | HY | WAT | HYC |  |  |  | 0 | 0 | 0 | 0 | 0 | 0 | 0 | 0 | 0 | 0 | 0 | 0 | 0 | 0 | 0 | 0 | 0 | 0 | 0 | 0 | 0 | 0 | 0 | 0 | 0 | 0 | 0 | 0 | 0 | 0 | 0 | 0 | 0 | 0 | 0 | 0 | 654863 | 447636 | 457990 | 511645 | 1310759 | 1638996 | 1743757 | 1155716 | 705198 | 786306 | 491778 | 380788 | 654863 | 447636 | 457990 | 511645 | 1310759 | 1638996 | 1743757 | 1155716 | 705198 | 786306 | 491778 | 380788 | 74756 | 51100 | 52282 | 58407 | 149630 | 187100 | 199059 | 131931 | 80502 | 89761 | 56139 | 43469 | 0 | 0 | 10285432 | 10285432 | 1174136 | 2020
437 | N | . | Edward C Hyatt | California Dept. of Water Resources | 3255 | CA | PACC | WECC |  | 22 | 1 | Electric Utility | PS | WAT | HPS |  |  | megawatthours | 0 | 0 | 0 | 0 | 0 | 0 | 0 | 0 | 0 | 0 | 0 | 0 | 0 | 0 | 0 | 0 | 0 | 0 | 0 | 0 | 0 | 0 | 0 | 0 | 0 | 0 | 0 | 0 | 0 | 0 | 0 | 0 | 0 | 0 | 0 | 0 | 0 | 0 | 0 | 0 | 0 | 0 | 0 | 0 | 0 | 0 | 0 | 0 | 0 | 0 | 0 | 0 | 0 | 0 | 0 | 0 | 0 | 0 | 0 | 0 | 0 | 0 | 0 | 0 | 0 | 0 | 0 | 0 | 0 | 0 | 0 | 0 | 0 | 0 | 0 | 0 | 0 | 2020
438 | N | . | Thermalito | California Dept. of Water Resources | 3255 | CA | PACC | WECC |  | 22 | 1 | Electric Utility | HY | WAT | HYC |  |  |  | . | . | . | . | . | . | . | . | 0 | 0 | 0 | 0 | . | . | . | . | . | . | . | . | 0 | 0 | 0 | 0 | . | . | . | . | . | . | . | . | 0 | 0 | 0 | 0 | . | . | . | . | . | . | . | . | 85927 | 112838 | 153791 | 68705 | . | . | . | . | . | . | . | . | 85927 | 112838 | 153791 | 68705 | . | . | . | . | . | . | . | . | 9809 | 12881 | 17556 | 7843 | 0 | 0 | 421261 | 421261 | 48089 | 2020
438 | N | . | Thermalito | California Dept. of Water Resources | 3255 | CA | PACC | WECC |  | 22 | 1 | Electric Utility | PS | WAT | HPS |  |  | megawatthours | . | . | . | . | . | . | . | . | 0 | 0 | 0 | 0 | . | . | . | . | . | . | . | . | 0 | 0 | 0 | 0 | . | . | . | . | . | . | . | . | 0 | 0 | 0 | 0 | . | . | . | . | . | . | . | . | 0 | 0 | 0 | 0 | . | . | . | . | . | . | . | . | 0 | 0 | 0 | 0 | . | . | . | . | . | . | . | . | 0 | 0 | 0 | 0 | 0 | 0 | 0 | 0 | 0 | 2020
439 | N | . | Don Pedro | Turlock Irrigation District | 19281 | CA | PACC | WECC |  | 22 | 1 | Electric Utility | HY | WAT | HYC |  |  |  | 0 | 0 | 0 | 0 | 0 | 0 | 0 | 0 | 0 | 0 | 0 | 0 | 0 | 0 | 0 | 0 | 0 | 0 | 0 | 0 | 0 | 0 | 0 | 0 | 0 | 0 | 0 | 0 | 0 | 0 | 0 | 0 | 0 | 0 | 0 | 0 | 95913 | 59577 | 182576 | 265568 | 316035 | 311234 | 370609 | 309640 | 168621 | 0 | 8620 | 30117 | 95913 | 59577 | 182576 | 265568 | 316035 | 311234 | 370609 | 309640 | 168621 | 0 | 8620 | 30117 | 10949 | 6801 | 20842 | 30316 | 36077 | 35529 | 42307 | 35347 | 19249 | -117 | 984 | 3438 | 0 | 0 | 2118510 | 2118510 | 241722 | 2020
440 | N | . | La Grange | Turlock Irrigation District | 19281 | CA | PACC | WECC |  | 22 | 1 | Electric Utility | HY | WAT | HYC |  |  |  | 0 | 0 | 0 | 0 | 0 | 0 | 0 | 0 | 0 | 0 | 0 | 0 | 0 | 0 | 0 | 0 | 0 | 0 | 0 | 0 | 0 | 0 | 0 | 0 | 0 | 0 | 0 | 0 | 0 | 0 | 0 | 0 | 0 | 0 | 0 | 0 | 9074 | 6769 | 7167 | 10520 | 14408 | 13463 | 14234 | 14343 | 9989 | 8215 | 6213 | 5118 | 9074 | 6769 | 7167 | 10520 | 14408 | 13463 | 14234 | 14343 | 9989 | 8215 | 6213 | 5118 | 1035.801 | 772.766 | 818.115 | 1200.911 | 1644.789 | 1536.832 | 1624.867 | 1637.304 | 1140.322 | 937.783 | 709.262 | 584.248 | 0 | 0 | 119513 | 119513 | 13643 | 2020
441 | N | . | Folsom | U S Bureau of Reclamation | 2518 | CA | PACC | WECC |  | 22 | 1 | Electric Utility | HY | WAT | HYC |  |  |  | 0 | 0 | 0 | 0 | 0 | 0 | 0 | 0 | 0 | 0 | 0 | 0 | 0 | 0 | 0 | 0 | 0 | 0 | 0 | 0 | 0 | 0 | 0 | 0 | 0 | 0 | 0 | 0 | 0 | 0 | 0 | 0 | 0 | 0 | 0 | 0 | 286531 | 232429 | 220673 | 193412 | 217038 | 398501 | 551968 | 367421 | 253182 | 201900 | 92891 | 143559 | 286531 | 232429 | 220673 | 193412 | 217038 | 398501 | 551968 | 367421 | 253182 | 201900 | 92891 | 143559 | 32709 | 26533 | 25191 | 22079 | 24776 | 45491 | 63010 | 41943 | 28902 | 23048 | 10604 | 16388 | 0 | 0 | 3159505 | 3159505 | 360674 | 2020
442 | N | . | Judge F Carr | U S Bureau of Reclamation | 2518 | CA | PACC | WECC |  | 22 | 1 | Electric Utility | HY | WAT | HYC |  |  |  | 0 | 0 | 0 | 0 | 0 | 0 | 0 | 0 | 0 | 0 | 0 | 0 | 0 | 0 | 0 | 0 | 0 | 0 | 0 | 0 | 0 | 0 | 0 | 0 | 0 | 0 | 0 | 0 | 0 | 0 | 0 | 0 | 0 | 0 | 0 | 0 | 32622 | 14752 | 366098 | 537785 | 450404 | 480390 | 503280 | 512399 | 518723 | 150041 | 79208 | 88967 | 32622 | 14752 | 366098 | 537785 | 450404 | 480390 | 503280 | 512399 | 518723 | 150041 | 79208 | 88967 | 3724 | 1684 | 41792 | 61391 | 51416 | 54839 | 57452 | 58493 | 59215 | 17128 | 9042 | 10156 | 0 | 0 | 3734669 | 3734669 | 426332 | 2020
443 | N | . | Keswick | U S Bureau of Reclamation | 2518 | CA | PACC | WECC |  | 22 | 1 | Electric Utility | HY | WAT | HYC |  |  |  | 0 | 0 | 0 | 0 | 0 | 0 | 0 | 0 | 0 | 0 | 0 | 0 | 0 | 0 | 0 | 0 | 0 | 0 | 0 | 0 | 0 | 0 | 0 | 0 | 0 | 0 | 0 | 0 | 0 | 0 | 0 | 0 | 0 | 0 | 0 | 0 | 182366 | 135964 | 177793 | 236739 | 346651 | 354289 | 361464 | 363198 | 242652 | 197494 | 159222 | 114905 | 182366 | 135964 | 177793 | 236739 | 346651 | 354289 | 361464 | 363198 | 242652 | 197494 | 159222 | 114905 | 20818 | 15521 | 20296 | 27025 | 39572 | 40444 | 41263 | 41461 | 27700 | 22545 | 18176 | 13117 | 0 | 0 | 2872737 | 2872737 | 327938 | 2020
444 | N | . | Nimbus | U S Bureau of Reclamation | 2518 | CA | PACC | WECC |  | 22 | 1 | Electric Utility | HY | WAT | HYC |  |  |  | 0 | 0 | 0 | 0 | 0 | 0 | 0 | 0 | 0 | 0 | 0 | 0 | 0 | 0 | 0 | 0 | 0 | 0 | 0 | 0 | 0 | 0 | 0 | 0 | 0 | 0 | 0 | 0 | 0 | 0 | 0 | 0 | 0 | 0 | 0 | 0 | 31376 | 23408 | 24782 | 36377 | 49823 | 46552 | 49219 | 49596 | 34542 | 28406 | 21484 | 17698 | 31376 | 23408 | 24782 | 36377 | 49823 | 46552 | 49219 | 49596 | 34542 | 28406 | 21484 | 17698 | 3581.685 | 2672.141 | 2828.952 | 4152.619 | 5687.5 | 5314.197 | 5618.612 | 5661.62 | 3943.107 | 3242.751 | 2452.55 | 2020.266 | 0 | 0 | 413263 | 413263 | 47176 | 2020
445 | N | . | Shasta | U S Bureau of Reclamation | 2518 | CA | PACC | WECC |  | 22 | 1 | Electric Utility | HY | WAT | HYC |  |  |  | 0 | 0 | 0 | 0 | 0 | 0 | 0 | 0 | 0 | 0 | 0 | 0 | 0 | 0 | 0 | 0 | 0 | 0 | 0 | 0 | 0 | 0 | 0 | 0 | 0 | 0 | 0 | 0 | 0 | 0 | 0 | 0 | 0 | 0 | 0 | 0 | 1009327 | 838341 | 828670 | 1051910 | 1734296 | 2114217 | 2208930 | 1586445 | 989591 | 919704 | 782137 | 574095 | 1009327 | 838341 | 828670 | 1051910 | 1734296 | 2114217 | 2208930 | 1586445 | 989591 | 919704 | 782137 | 574095 | 115220 | 95701 | 94597 | 120081 | 197979 | 241349 | 252161 | 181101 | 112967 | 104989 | 89285 | 65536 | 0 | 0 | 14637663 | 14637663 | 1670966 | 2020
446 | N | . | ONeill | U S Bureau of Reclamation | 2518 | CA | PACC | WECC |  | 22 | 1 | Electric Utility | PS | WAT | HPS |  |  | megawatthours | 12633 | 2756 | 7033 | 4390 | 1 | 1146 | 3196 | 5313 | 5868 | 4319 | 1603 | 1684 | 12633 | 2756 | 7033 | 4390 | 1 | 1146 | 3196 | 5313 | 5868 | 4319 | 1603 | 1684 | 0 | 0 | 0 | 0 | 0 | 0 | 0 | 0 | 0 | 0 | 0 | 0 | 0 | 0 | 0 | 0 | 0 | 0 | 0 | 0 | 0 | 0 | 0 | 0 | 0 | 0 | 0 | 0 | 0 | 0 | 0 | 0 | 0 | 0 | 0 | 0 | -12633 | -1450 | -7022 | -4175 | 1466 | -565 | -3119 | -5115 | -5702 | -4316 | -1400 | -1621 | 49942 | 49942 | 0 | 0 | -45652 | 2020
447 | N | . | Parker Dam | U S Bureau of Reclamation | 2518 | CA | PACC | WECC |  | 22 | 1 | Electric Utility | HY | WAT | HYC |  |  |  | 0 | 0 | 0 | 0 | 0 | 0 | 0 | 0 | 0 | 0 | 0 | 0 | 0 | 0 | 0 | 0 | 0 | 0 | 0 | 0 | 0 | 0 | 0 | 0 | 0 | 0 | 0 | 0 | 0 | 0 | 0 | 0 | 0 | 0 | 0 | 0 | 190915 | 243694 | 261495 | 387849 | 452331 | 425937 | 423712 | 392606 | 328789 | 280250 | 207796 | 171495 | 190915 | 243694 | 261495 | 387849 | 452331 | 425937 | 423712 | 392606 | 328789 | 280250 | 207796 | 171495 | 21794 | 27819 | 29851 | 44275 | 51636 | 48623 | 48369 | 44818 | 37533 | 31992 | 23721 | 19577 | 0 | 0 | 3766869 | 3766869 | 430008 | 2020
448 | N | . | W R Gianelli | California Dept. of Water Resources | 3255 | CA | PACC | WECC |  | 22 | 1 | Electric Utility | PS | WAT | HPS |  |  | megawatthours | 77390 | 8390 | 42040 | 18740 | 0 | 0 | 3000 | 21580 | 12200 | 1490 | 8620 | 12850 | 77390 | 8390 | 42040 | 18740 | 0 | 0 | 3000 | 21580 | 12200 | 1490 | 8620 | 12850 | 0 | 0 | 0 | 0 | 0 | 0 | 0 | 0 | 0 | 0 | 0 | 0 | 0 | 0 | 0 | 0 | 0 | 0 | 0 | 0 | 0 | 0 | 0 | 0 | 0 | 0 | 0 | 0 | 0 | 0 | 0 | 0 | 0 | 0 | 0 | 0 | -77390 | 21290 | -37670 | -7520 | 45320 | 46380 | 16360 | -12610 | -6710 | 4820 | -5290 | -11360 | 206300 | 206300 | 0 | 0 | -24380 | 2020
450 | N | . | Spring Creek | U S Bureau of Reclamation | 2518 | CA | PACC | WECC |  | 22 | 1 | Electric Utility | HY | WAT | HYC |  |  |  | 0 | 0 | 0 | 0 | 0 | 0 | 0 | 0 | 0 | 0 | 0 | 0 | 0 | 0 | 0 | 0 | 0 | 0 | 0 | 0 | 0 | 0 | 0 | 0 | 0 | 0 | 0 | 0 | 0 | 0 | 0 | 0 | 0 | 0 | 0 | 0 | 37493 | 4617 | 286566 | 448678 | 407901 | 436774 | 453076 | 439980 | 449309 | 202417 | 27428 | 16644 | 37493 | 4617 | 286566 | 448678 | 407901 | 436774 | 453076 | 439980 | 449309 | 202417 | 27428 | 16644 | 4280 | 527 | 32713 | 51219 | 46564 | 49860 | 51721 | 50226 | 51291 | 23107 | 3131 | 1900 | 0 | 0 | 3210883 | 3210883 | 366539 | 2020
451 | N | . | Trinity | U S Bureau of Reclamation | 2518 | CA | PACC | WECC |  | 22 | 1 | Electric Utility | HY | WAT | HYC |  |  |  | 0 | 0 | 0 | 0 | 0 | 0 | 0 | 0 | 0 | 0 | 0 | 0 | 0 | 0 | 0 | 0 | 0 | 0 | 0 | 0 | 0 | 0 | 0 | 0 | 0 | 0 | 0 | 0 | 0 | 0 | 0 | 0 | 0 | 0 | 0 | 0 | 71779 | 56572 | 312198 | 566334 | 514186 | 472322 | 417808 | 418816 | 418562 | 161272 | 57159 | 112785 | 71779 | 56572 | 312198 | 566334 | 514186 | 472322 | 417808 | 418816 | 418562 | 161272 | 57159 | 112785 | 8194 | 6458 | 35639 | 64650 | 58697 | 53918 | 47695 | 47810 | 47781 | 18410 | 6525 | 12875 | 0 | 0 | 3579793 | 3579793 | 408652 | 2020
454 | N | . | Colgate | Yuba County Water Agency | 21140 | CA | PACC | WECC |  | 22 | 1 | Electric Utility | HY | WAT | HYC |  |  |  | 0 | 0 | 0 | 0 | 0 | 0 | 0 | 0 | 0 | 0 | 0 | 0 | 0 | 0 | 0 | 0 | 0 | 0 | 0 | 0 | 0 | 0 | 0 | 0 | 0 | 0 | 0 | 0 | 0 | 0 | 0 | 0 | 0 | 0 | 0 | 0 | 521089 | 351039 | 248898 | 241408 | 500494 | 718162 | 1015696 | 1040811 | 417029 | 591256 | 489255 | 412614 | 521089 | 351039 | 248898 | 241408 | 500494 | 718162 | 1015696 | 1040811 | 417029 | 591256 | 489255 | 412614 | 59485 | 40073 | 28413 | 27558 | 57134 | 81982 | 115947 | 118814 | 47606 | 67495 | 55851 | 47102 | 0 | 0 | 6547751 | 6547751 | 747460 | 2020
455 | N | . | Narrows 2 | Yuba County Water Agency | 21140 | CA | PACC | WECC |  | 22 | 1 | Electric Utility | HY | WAT | HYC |  |  |  | 0 | 0 | 0 | 0 | 0 | 0 | 0 | 0 | 0 | 0 | 0 | 0 | 0 | 0 | 0 | 0 | 0 | 0 | 0 | 0 | 0 | 0 | 0 | 0 | 0 | 0 | 0 | 0 | 0 | 0 | 0 | 0 | 0 | 0 | 0 | 0 | 77991 | 58185 | 61600 | 90423 | 123844 | 115716 | 122344 | 123281 | 85861 | 70610 | 53404 | 43991 | 77991 | 58185 | 61600 | 90423 | 123844 | 115716 | 122344 | 123281 | 85861 | 70610 | 53404 | 43991 | 8903.04 | 6642.177 | 7031.962 | 10322.219 | 14137.493 | 13209.569 | 13966.258 | 14073.162 | 9801.433 | 8060.549 | 6096.335 | 5021.803 | 0 | 0 | 1027250 | 1027250 | 117266 | 2020
457 | N | . | Bear Valley | City of Escondido - (CA) | 5969 | CA | PACC | WECC |  | 22 | 1 | Electric Utility | HY | WAT | HYC |  |  |  | 0 | 0 | 0 | 0 | 0 | 0 | 0 | 0 | 0 | 0 | 0 | 0 | 0 | 0 | 0 | 0 | 0 | 0 | 0 | 0 | 0 | 0 | 0 | 0 | 0 | 0 | 0 | 0 | 0 | 0 | 0 | 0 | 0 | 0 | 0 | 0 | 1005 | 750 | 794 | 1165 | 1596 | 1491 | 1576 | 1589 | 1106 | 910 | 688 | 567 | 1005 | 750 | 794 | 1165 | 1596 | 1491 | 1576 | 1589 | 1106 | 910 | 688 | 567 | 114.718 | 85.586 | 90.608 | 133.004 | 182.165 | 170.208 | 179.959 | 181.336 | 126.294 | 103.862 | 78.553 | 64.707 | 0 | 0 | 13237 | 13237 | 1511 | 2020
479 | N | . | Temescal | Metropolitan Water District of S CA | 12397 | CA | PACC | WECC |  | 22 | 1 | Electric Utility | HY | WAT | HYC |  |  |  | 0 | 0 | 0 | 0 | 0 | 0 | 0 | 0 | 0 | 0 | 0 | 0 | 0 | 0 | 0 | 0 | 0 | 0 | 0 | 0 | 0 | 0 | 0 | 0 | 0 | 0 | 0 | 0 | 0 | 0 | 0 | 0 | 0 | 0 | 0 | 0 | 5592 | 4172 | 4417 | 6483 | 8880 | 8297 | 8772 | 8839 | 6156 | 5063 | 3829 | 3154 | 5592 | 4172 | 4417 | 6483 | 8880 | 8297 | 8772 | 8839 | 6156 | 5063 | 3829 | 3154 | 638.35 | 476.246 | 504.193 | 740.106 | 1013.662 | 947.129 | 1001.384 | 1009.049 | 702.765 | 577.943 | 437.109 | 360.064 | 0 | 0 | 73654 | 73654 | 8408 | 2020
480 | N | . | Corona | Metropolitan Water District of S CA | 12397 | CA | PACC | WECC |  | 22 | 1 | Electric Utility | HY | WAT | HYC |  |  |  | 0 | 0 | 0 | 0 | 0 | 0 | 0 | 0 | 0 | 0 | 0 | 0 | 0 | 0 | 0 | 0 | 0 | 0 | 0 | 0 | 0 | 0 | 0 | 0 | 0 | 0 | 0 | 0 | 0 | 0 | 0 | 0 | 0 | 0 | 0 | 0 | 7505 | 5599 | 5927 | 8701 | 11917 | 11135 | 11773 | 11863 | 8262 | 6795 | 5139 | 4233 | 7505 | 5599 | 5927 | 8701 | 11917 | 11135 | 11773 | 11863 | 8262 | 6795 | 5139 | 4233 | 856.7 | 639.148 | 676.655 | 993.262 | 1360.39 | 1271.1 | 1343.913 | 1354.2 | 943.15 | 775.632 | 586.624 | 483.226 | 0 | 0 | 98849 | 98849 | 11284 | 2020
481 | N | . | Perris | Metropolitan Water District of S CA | 12397 | CA | PACC | WECC |  | 22 | 1 | Electric Utility | HY | WAT | HYC |  |  |  | 0 | 0 | 0 | 0 | 0 | 0 | 0 | 0 | 0 | 0 | 0 | 0 | 0 | 0 | 0 | 0 | 0 | 0 | 0 | 0 | 0 | 0 | 0 | 0 | 0 | 0 | 0 | 0 | 0 | 0 | 0 | 0 | 0 | 0 | 0 | 0 | 92 | 68 | 72 | 106 | 146 | 136 | 144 | 145 | 101 | 83 | 63 | 52 | 92 | 68 | 72 | 106 | 146 | 136 | 144 | 145 | 101 | 83 | 63 | 52 | 10.478 | 7.817 | 8.275 | 12.147 | 16.637 | 15.545 | 16.436 | 16.561 | 11.534 | 9.486 | 7.174 | 5.91 | 0 | 0 | 1208 | 1208 | 138 | 2020
482 | N | . | Rio Hondo | Metropolitan Water District of S CA | 12397 | CA | PACC | WECC |  | 22 | 1 | Electric Utility | HY | WAT | HYC |  |  |  | 0 | 0 | 0 | 0 | 0 | 0 | 0 | 0 | 0 | 0 | 0 | 0 | 0 | 0 | 0 | 0 | 0 | 0 | 0 | 0 | 0 | 0 | 0 | 0 | 0 | 0 | 0 | 0 | 0 | 0 | 0 | 0 | 0 | 0 | 0 | 0 | 0 | 0 | 0 | 0 | 0 | 0 | 0 | 0 | 0 | 0 | 0 | 0 | 0 | 0 | 0 | 0 | 0 | 0 | 0 | 0 | 0 | 0 | 0 | 0 | 0 | 0 | 0 | 0 | 0 | 0 | 0 | 0 | 0 | 0 | 0 | 0 | 0 | 0 | 0 | 0 | 0 | 2020
483 | N | . | Coyote Creek | Metropolitan Water District of S CA | 12397 | CA | PACC | WECC |  | 22 | 1 | Electric Utility | HY | WAT | HYC |  |  |  | 0 | 0 | 0 | 0 | 0 | 0 | 0 | 0 | 0 | 0 | 0 | 0 | 0 | 0 | 0 | 0 | 0 | 0 | 0 | 0 | 0 | 0 | 0 | 0 | 0 | 0 | 0 | 0 | 0 | 0 | 0 | 0 | 0 | 0 | 0 | 0 | 0 | 0 | 0 | 0 | 0 | 0 | 0 | 0 | 0 | 0 | 0 | 0 | 0 | 0 | 0 | 0 | 0 | 0 | 0 | 0 | 0 | 0 | 0 | 0 | 0 | 0 | 0 | 0 | 0 | 0 | 0 | 0 | 0 | 0 | 0 | 0 | 0 | 0 | 0 | 0 | 0 | 2020
484 | N | . | Red Mountain | Metropolitan Water District of S CA | 12397 | CA | PACC | WECC |  | 22 | 1 | Electric Utility | HY | WAT | HYC |  |  |  | 0 | 0 | 0 | 0 | 0 | 0 | 0 | 0 | 0 | 0 | 0 | 0 | 0 | 0 | 0 | 0 | 0 | 0 | 0 | 0 | 0 | 0 | 0 | 0 | 0 | 0 | 0 | 0 | 0 | 0 | 0 | 0 | 0 | 0 | 0 | 0 | 0 | 0 | 0 | 0 | 0 | 0 | 0 | 0 | 0 | 0 | 0 | 0 | 0 | 0 | 0 | 0 | 0 | 0 | 0 | 0 | 0 | 0 | 0 | 0 | 0 | 0 | 0 | 0 | 0 | 0 | 0 | 0 | 0 | 0 | 0 | 0 | 0 | 0 | 0 | 0 | 0 | 2020
487 | N | . | Valley View | Metropolitan Water District of S CA | 12397 | CA | PACC | WECC |  | 22 | 1 | Electric Utility | HY | WAT | HYC |  |  |  | 0 | 0 | 0 | 0 | 0 | 0 | 0 | 0 | 0 | 0 | 0 | 0 | 0 | 0 | 0 | 0 | 0 | 0 | 0 | 0 | 0 | 0 | 0 | 0 | 0 | 0 | 0 | 0 | 0 | 0 | 0 | 0 | 0 | 0 | 0 | 0 | 0 | 0 | 0 | 0 | 0 | 0 | 0 | 0 | 0 | 0 | 0 | 0 | 0 | 0 | 0 | 0 | 0 | 0 | 0 | 0 | 0 | 0 | 0 | 0 | 0 | 0 | 0 | 0 | 0 | 0 | 0 | 0 | 0 | 0 | 0 | 0 | 0 | 0 | 0 | 0 | 0 | 2020
489 | N | . | Upper Dawson | Turlock Irrigation District | 19281 | CA | PACC | WECC |  | 22 | 1 | Electric Utility | HY | WAT | HYC |  |  |  | 0 | 0 | 0 | 0 | 0 | 0 | 0 | 0 | 0 | 0 | 0 | 0 | 0 | 0 | 0 | 0 | 0 | 0 | 0 | 0 | 0 | 0 | 0 | 0 | 0 | 0 | 0 | 0 | 0 | 0 | 0 | 0 | 0 | 0 | 0 | 0 | 5513 | 4113 | 4355 | 6392 | 8755 | 8180 | 8649 | 8715 | 6070 | 4992 | 3775 | 3110 | 5513 | 4113 | 4355 | 6392 | 8755 | 8180 | 8649 | 8715 | 6070 | 4992 | 3775 | 3110 | 629.392 | 469.562 | 497.117 | 729.719 | 999.436 | 933.837 | 987.33 | 994.888 | 692.902 | 569.832 | 430.974 | 355.011 | 0 | 0 | 72619 | 72619 | 8290 | 2020
510 | N | . | Sonoma California Geothermal | Geysers Power Co LLC | 7160 | CA | PACC | WECC |  | 22 | 2 | NAICS-22 Non-Cogen | ST | GEO | GEO |  |  |  | 0 | 0 | 0 | 0 | 0 | 0 | 0 | 0 | 0 | 0 | 0 | 0 | 0 | 0 | 0 | 0 | 0 | 0 | 0 | 0 | 0 | 0 | 0 | 0 | 0 | 0 | 0 | 0 | 0 | 0 | 0 | 0 | 0 | 0 | 0 | 0 | 247752 | 271567 | 344557 | 331101 | 328029 | 305525 | 330206 | 331334 | 311002 | 298744 | 328728 | 321864 | 247752 | 271567 | 344557 | 331101 | 328029 | 305525 | 330206 | 331334 | 311002 | 298744 | 328728 | 321864 | 28282.175 | 31000.827 | 39333.026 | 37796.939 | 37446.237 | 34877.31 | 37694.783 | 37823.571 | 35502.501 | 34103.141 | 37526.018 | 36742.472 | 0 | 0 | 3750409 | 3750409 | 428129 | 2020
531 | N | . | Camp Far West | Sacramento Municipal Util Dist | 16534 | CA | PACC | WECC |  | 22 | 1 | Electric Utility | HY | WAT | HYC |  |  |  | 0 | 0 | 0 | 0 | 0 | 0 | 0 | 0 | 0 | 0 | 0 | 0 | 0 | 0 | 0 | 0 | 0 | 0 | 0 | 0 | 0 | 0 | 0 | 0 | 0 | 0 | 0 | 0 | 0 | 0 | 0 | 0 | 0 | 0 | 0 | 0 | 8587 | 6406 | 6782 | 9956 | 13635 | 12740 | 13470 | 13573 | 9453 | 7774 | 5880 | 4843 | 8587 | 6406 | 6782 | 9956 | 13635 | 12740 | 13470 | 13573 | 9453 | 7774 | 5880 | 4843 | 980.226 | 731.304 | 774.22 | 1136.477 | 1556.54 | 1454.375 | 1537.687 | 1549.457 | 1079.139 | 887.467 | 671.207 | 552.901 | 0 | 0 | 113099 | 113099 | 12911 | 2020
534 | N | . | Jones Fork | Sacramento Municipal Util Dist | 16534 | CA | PACC | WECC |  | 22 | 1 | Electric Utility | HY | WAT | HYC |  |  |  | 0 | 0 | 0 | 0 | 0 | 0 | 0 | 0 | 0 | 0 | 0 | 0 | 0 | 0 | 0 | 0 | 0 | 0 | 0 | 0 | 0 | 0 | 0 | 0 | 0 | 0 | 0 | 0 | 0 | 0 | 0 | 0 | 0 | 0 | 0 | 0 | 281 | 210 | 222 | 326 | 447 | 417 | 441 | 445 | 310 | 255 | 193 | 159 | 281 | 210 | 222 | 326 | 447 | 417 | 441 | 445 | 310 | 255 | 193 | 159 | 32.113 | 23.96 | 25.366 | 37.234 | 50.997 | 47.649 | 50.379 | 50.764 | 35.356 | 29.076 | 21.991 | 18.115 | 0 | 0 | 3706 | 3706 | 423 | 2020
535 | N | . | McClellan (CA) | Sacramento Municipal Util Dist | 16534 | CA | PACC | WECC |  | 22 | 1 | Electric Utility | GT | NG | NG |  |  | mcf | 1371 | 1213 | 1348 | 953 | 896 | 1260 | 1763 | 2190 | 1908 | 1982 | 1584 | 1756 | 1371 | 1213 | 1348 | 953 | 896 | 1260 | 1763 | 2190 | 1908 | 1982 | 1584 | 1756 | 1.02 | 1.02 | 1.02 | 1.02 | 1.02 | 1.02 | 1.02 | 1.02 | 1.02 | 1.02 | 1.02 | 1.02 | 1398 | 1237 | 1375 | 972 | 914 | 1285 | 1798 | 2234 | 1946 | 2022 | 1616 | 1791 | 1398 | 1237 | 1375 | 972 | 914 | 1285 | 1798 | 2234 | 1946 | 2022 | 1616 | 1791 | 111.084 | 98.272 | 109.137 | 77.146 | 72.535 | 102.047 | 142.754 | 177.409 | 154.56 | 160.555 | 128.282 | 142.219 | 18224 | 18224 | 18588 | 18588 | 1476 | 2020
585 | N | . | Drop 1 | Imperial Irrigation District | 9216 | CA | PACC | WECC |  | 22 | 1 | Electric Utility | HY | WAT | HYC |  |  |  | 0 | 0 | 0 | 0 | 0 | 0 | 0 | 0 | 0 | 0 | 0 | 0 | 0 | 0 | 0 | 0 | 0 | 0 | 0 | 0 | 0 | 0 | 0 | 0 | 0 | 0 | 0 | 0 | 0 | 0 | 0 | 0 | 0 | 0 | 0 | 0 | 8137 | 6071 | 6427 | 9434 | 12921 | 12073 | 12765 | 12863 | 8958 | 7367 | 5572 | 4590 | 8137 | 6071 | 6427 | 9434 | 12921 | 12073 | 12765 | 12863 | 8958 | 7367 | 5572 | 4590 | 928.902 | 693.014 | 733.683 | 1076.973 | 1475.042 | 1378.226 | 1457.176 | 1468.33 | 1022.637 | 841.001 | 636.064 | 523.952 | 0 | 0 | 107178 | 107178 | 12235 | 2020
586 | N | . | East Highline | Imperial Irrigation District | 9216 | CA | PACC | WECC |  | 22 | 1 | Electric Utility | HY | WAT | HYC |  |  |  | 0 | 0 | 0 | 0 | 0 | 0 | 0 | 0 | 0 | 0 | 0 | 0 | 0 | 0 | 0 | 0 | 0 | 0 | 0 | 0 | 0 | 0 | 0 | 0 | 0 | 0 | 0 | 0 | 0 | 0 | 0 | 0 | 0 | 0 | 0 | 0 | 1498 | 1118 | 1184 | 1737 | 2379 | 2223 | 2351 | 2369 | 1650 | 1357 | 1026 | 845 | 1498 | 1118 | 1184 | 1737 | 2379 | 2223 | 2351 | 2369 | 1650 | 1357 | 1026 | 845 | 171.052 | 127.614 | 135.103 | 198.318 | 271.62 | 253.792 | 268.33 | 270.384 | 188.312 | 154.865 | 117.127 | 96.483 | 0 | 0 | 19737 | 19737 | 2253 | 2020
626 | N | . | Oak Flat | Pacific Gas & Electric Co. | 14328 | CA | PACC | WECC |  | 22 | 1 | Electric Utility | HY | WAT | HYC |  |  |  | 0 | 0 | 0 | 0 | 0 | 0 | 0 | 0 | 0 | 0 | 0 | 0 | 0 | 0 | 0 | 0 | 0 | 0 | 0 | 0 | 0 | 0 | 0 | 0 | 0 | 0 | 0 | 0 | 0 | 0 | 0 | 0 | 0 | 0 | 0 | 0 | 4158 | 3102 | 3284 | 4821 | 6603 | 6169 | 6523 | 6573 | 4578 | 3765 | 2847 | 2345 | 4158 | 3102 | 3284 | 4821 | 6603 | 6169 | 6523 | 6573 | 4578 | 3765 | 2847 | 2345 | 474.662 | 354.126 | 374.907 | 550.326 | 753.736 | 704.264 | 744.607 | 750.306 | 522.56 | 429.746 | 325.024 | 267.736 | 0 | 0 | 54768 | 54768 | 6252 | 2020
632 | N | . | Newcastle | Pacific Gas & Electric Co. | 14328 | CA | PACC | WECC |  | 22 | 1 | Electric Utility | HY | WAT | HYC |  |  |  | 0 | 0 | 0 | 0 | 0 | 0 | 0 | 0 | 0 | 0 | 0 | 0 | 0 | 0 | 0 | 0 | 0 | 0 | 0 | 0 | 0 | 0 | 0 | 0 | 0 | 0 | 0 | 0 | 0 | 0 | 0 | 0 | 0 | 0 | 0 | 0 | 4903 | 3658 | 3873 | 5684 | 7786 | 7275 | 7691 | 7750 | 5398 | 4439 | 3357 | 2766 | 4903 | 3658 | 3873 | 5684 | 7786 | 7275 | 7691 | 7750 | 5398 | 4439 | 3357 | 2766 | 559.695 | 417.565 | 442.069 | 648.913 | 888.762 | 830.428 | 877.997 | 884.718 | 616.173 | 506.731 | 383.25 | 315.699 | 0 | 0 | 64580 | 64580 | 7372 | 2020
682 | N | . | Kerckhoff 2 | Pacific Gas & Electric Co. | 14328 | CA | PACC | WECC |  | 22 | 1 | Electric Utility | HY | WAT | HYC |  |  |  | 0 | 0 | 0 | 0 | 0 | 0 | 0 | 0 | 0 | 0 | 0 | 0 | 0 | 0 | 0 | 0 | 0 | 0 | 0 | 0 | 0 | 0 | 0 | 0 | 0 | 0 | 0 | 0 | 0 | 0 | 0 | 0 | 0 | 0 | 0 | 0 | 189102 | 82668 | 32272 | 248521 | 627759 | 252954 | 148351 | 243528 | 50028 | 161447 | 122290 | 52989 | 189102 | 82668 | 32272 | 248521 | 627759 | 252954 | 148351 | 243528 | 50028 | 161447 | 122290 | 52989 | 21587 | 9437 | 3684 | 28370 | 71662 | 28876 | 16935 | 27800 | 5711 | 18430 | 13960 | 6049 | 0 | 0 | 2211909 | 2211909 | 252501 | 2020
714 | N | . | Toadtown | Pacific Gas & Electric Co. | 14328 | CA | PACC | WECC |  | 22 | 1 | Electric Utility | HY | WAT | HYC |  |  |  | 0 | 0 | 0 | 0 | 0 | 0 | 0 | 0 | 0 | 0 | 0 | 0 | 0 | 0 | 0 | 0 | 0 | 0 | 0 | 0 | 0 | 0 | 0 | 0 | 0 | 0 | 0 | 0 | 0 | 0 | 0 | 0 | 0 | 0 | 0 | 0 | 1316 | 981 | 1039 | 1525 | 2089 | 1952 | 2064 | 2079 | 1448 | 1191 | 901 | 742 | 1316 | 981 | 1039 | 1525 | 2089 | 1952 | 2064 | 2079 | 1448 | 1191 | 901 | 742 | 150.173 | 112.038 | 118.613 | 174.111 | 238.466 | 222.814 | 235.578 | 237.381 | 165.327 | 135.962 | 102.831 | 84.706 | 0 | 0 | 17327 | 17327 | 1978 | 2020
745 | N | . | Etiwanda | Metropolitan Water District of S CA | 12397 | CA | PACC | WECC |  | 22 | 1 | Electric Utility | HY | WAT | HYC |  |  |  | 0 | 0 | 0 | 0 | 0 | 0 | 0 | 0 | 0 | 0 | 0 | 0 | 0 | 0 | 0 | 0 | 0 | 0 | 0 | 0 | 0 | 0 | 0 | 0 | 0 | 0 | 0 | 0 | 0 | 0 | 0 | 0 | 0 | 0 | 0 | 0 | 6016 | 4488 | 4751 | 6975 | 9552 | 8925 | 9437 | 9509 | 6623 | 5446 | 4119 | 3393 | 6016 | 4488 | 4751 | 6975 | 9552 | 8925 | 9437 | 9509 | 6623 | 5446 | 4119 | 3393 | 686.711 | 512.327 | 542.392 | 796.177 | 1090.458 | 1018.885 | 1077.25 | 1085.496 | 756.007 | 621.729 | 470.225 | 387.343 | 0 | 0 | 79234 | 79234 | 9045 | 2020
751 | N | . | Moccasin Low Head Hydro Project | City & County of San Francisco | 16612 | CA | PACC | WECC |  | 22 | 1 | Electric Utility | HY | WAT | HYC |  |  |  | 0 | 0 | 0 | 0 | 0 | 0 | 0 | 0 | 0 | 0 | 0 | 0 | 0 | 0 | 0 | 0 | 0 | 0 | 0 | 0 | 0 | 0 | 0 | 0 | 0 | 0 | 0 | 0 | 0 | 0 | 0 | 0 | 0 | 0 | 0 | 0 | 0 | 0 | 0 | 0 | 0 | 0 | 0 | 0 | 0 | 0 | 0 | 0 | 0 | 0 | 0 | 0 | 0 | 0 | 0 | 0 | 0 | 0 | 0 | 0 | 0 | 0 | 0 | 0 | 0 | 0 | 0 | 0 | 0 | 0 | 0 | 0 | 0 | 0 | 0 | 0 | 0 | 2020
776 | N | . | Sly Creek | South Feather Water and Power Agency | 14191 | CA | PACC | WECC |  | 22 | 1 | Electric Utility | HY | WAT | HYC |  |  |  | 0 | 0 | 0 | 0 | 0 | 0 | 0 | 0 | 0 | 0 | 0 | 0 | 0 | 0 | 0 | 0 | 0 | 0 | 0 | 0 | 0 | 0 | 0 | 0 | 0 | 0 | 0 | 0 | 0 | 0 | 0 | 0 | 0 | 0 | 0 | 0 | 8989 | 6706 | 7100 | 10422 | 14274 | 13337 | 14101 | 14209 | 9896 | 8139 | 6155 | 5070 | 8989 | 6706 | 7100 | 10422 | 14274 | 13337 | 14101 | 14209 | 9896 | 8139 | 6155 | 5070 | 1026.159 | 765.573 | 810.499 | 1189.732 | 1629.478 | 1522.526 | 1609.741 | 1622.063 | 1129.707 | 929.053 | 702.659 | 578.81 | 0 | 0 | 118398 | 118398 | 13516 | 2020
839 | N | . | Scott Flat | Nevada Irrigation District | 13402 | CA | PACC | WECC |  | 22 | 2 | NAICS-22 Non-Cogen | HY | WAT | HYC |  |  |  | 0 | 0 | 0 | 0 | 0 | 0 | 0 | 0 | 0 | 0 | 0 | 0 | 0 | 0 | 0 | 0 | 0 | 0 | 0 | 0 | 0 | 0 | 0 | 0 | 0 | 0 | 0 | 0 | 0 | 0 | 0 | 0 | 0 | 0 | 0 | 0 | 2392 | 1784 | 1889 | 2773 | 3798 | 3548 | 3752 | 3780 | 2633 | 2165 | 1638 | 1349 | 2392 | 1784 | 1889 | 2773 | 3798 | 3548 | 3752 | 3780 | 2633 | 2165 | 1638 | 1349 | 273.015 | 203.685 | 215.637 | 316.534 | 433.531 | 405.076 | 428.28 | 431.558 | 300.564 | 247.179 | 186.946 | 153.995 | 0 | 0 | 31501 | 31501 | 3596 | 2020
846 | N | . | Combie South | Nevada Irrigation District | 13402 | CA | PACC | WECC |  | 22 | 2 | NAICS-22 Non-Cogen | HY | WAT | HYC |  |  |  | 0 | 0 | 0 | 0 | 0 | 0 | 0 | 0 | 0 | 0 | 0 | 0 | 0 | 0 | 0 | 0 | 0 | 0 | 0 | 0 | 0 | 0 | 0 | 0 | 0 | 0 | 0 | 0 | 0 | 0 | 0 | 0 | 0 | 0 | 0 | 0 | 2286 | 1705 | 1805 | 2650 | 3630 | 3392 | 3586 | 3613 | 2517 | 2070 | 1565 | 1289 | 2286 | 1705 | 1805 | 2650 | 3630 | 3392 | 3586 | 3613 | 2517 | 2070 | 1565 | 1289 | 260.945 | 194.678 | 206.103 | 302.538 | 414.362 | 387.165 | 409.343 | 412.476 | 287.274 | 236.25 | 178.68 | 147.186 | 0 | 0 | 30108 | 30108 | 3437 | 2020
905 | N | . | Alamo | California Dept. of Water Resources | 3255 | CA | PACC | WECC |  | 22 | 1 | Electric Utility | HY | WAT | HYC |  |  |  | 0 | 0 | 0 | 0 | 0 | 0 | 0 | 0 | 0 | 0 | 0 | 0 | 0 | 0 | 0 | 0 | 0 | 0 | 0 | 0 | 0 | 0 | 0 | 0 | 0 | 0 | 0 | 0 | 0 | 0 | 0 | 0 | 0 | 0 | 0 | 0 | 27482 | 20503 | 21706 | 31862 | 43639 | 40775 | 43110 | 43440 | 30255 | 24881 | 18818 | 15501 | 27482 | 20503 | 21706 | 31862 | 43639 | 40775 | 43110 | 43440 | 30255 | 24881 | 18818 | 15501 | 3137.164 | 2340.503 | 2477.851 | 3637.238 | 4981.626 | 4654.653 | 4921.288 | 4958.958 | 3453.729 | 2840.294 | 2148.164 | 1769.532 | 0 | 0 | 361972 | 361972 | 41321 | 2020
4256 | N | . | Walnut | Turlock Irrigation District | 19281 | CA | PACC | WECC |  | 22 | 1 | Electric Utility | GT | DFO | DFO |  |  | barrels | 23 | 22 | 21 | 17 | 25 | 21 | 30 | 28 | 25 | 27 | 26 | 21 | 23 | 22 | 21 | 17 | 25 | 21 | 30 | 28 | 25 | 27 | 26 | 21 | 5.783 | 5.783 | 5.783 | 5.783 | 5.783 | 5.783 | 5.783 | 5.783 | 5.783 | 5.783 | 5.783 | 5.783 | 133 | 127 | 121 | 98 | 145 | 121 | 173 | 162 | 145 | 156 | 150 | 121 | 133 | 127 | 121 | 98 | 145 | 121 | 173 | 162 | 145 | 156 | 150 | 121 | -0.271 | -0.263 | -0.255 | -0.202 | -0.294 | -0.254 | -0.355 | -0.34 | -0.294 | -0.319 | -0.315 | -0.255 | 286 | 286 | 1652 | 1652 | -3.417 | 2020
4256 | N | . | Walnut | Turlock Irrigation District | 19281 | CA | PACC | WECC |  | 22 | 1 | Electric Utility | GT | NG | NG |  |  | mcf | 619 | 546 | 607 | 429 | 403 | 567 | 794 | 986 | 859 | 893 | 713 | 791 | 619 | 546 | 607 | 429 | 403 | 567 | 794 | 986 | 859 | 893 | 713 | 791 | 1.037 | 1.037 | 1.037 | 1.037 | 1.037 | 1.037 | 1.037 | 1.037 | 1.037 | 1.037 | 1.037 | 1.037 | 642 | 566 | 629 | 445 | 418 | 588 | 823 | 1022 | 891 | 926 | 739 | 820 | 642 | 566 | 629 | 445 | 418 | 588 | 823 | 1022 | 891 | 926 | 739 | 820 | -1.323 | -1.171 | -1.3 | -0.919 | -0.864 | -1.216 | -1.701 | -2.113 | -1.841 | -1.913 | -1.528 | -1.694 | 8207 | 8207 | 8509 | 8509 | -17.583 | 2020
6013 | N | . | Olive | City of Burbank Water and Power | 2507 | CA | PACC | WECC |  | 22 | 1 | Electric Utility | ST | NG | NG |  |  | mcf | 0 | 0 | 0 | 0 | 0 | 0 | 0 | 0 | 0 | 0 | 0 | 0 | 0 | 0 | 0 | 0 | 0 | 0 | 0 | 0 | 0 | 0 | 0 | 0 | 0 | 0 | 0 | 0 | 0 | 0 | 0 | 0 | 0 | 0 | 0 | 0 | 0 | 0 | 0 | 0 | 0 | 0 | 0 | 0 | 0 | 0 | 0 | 0 | 0 | 0 | 0 | 0 | 0 | 0 | 0 | 0 | 0 | 0 | 0 | 0 | 0 | 0 | 0 | 0 | 0 | 0 | 0 | 0 | 0 | 0 | 0 | 0 | 0 | 0 | 0 | 0 | 0 | 2020
6060 | N | . | Coachella | Imperial Irrigation District | 9216 | CA | PACC | WECC |  | 22 | 1 | Electric Utility | GT | DFO | DFO |  |  | barrels | 16 | 14 | 14 | 11 | 16 | 14 | 19 | 18 | 16 | 17 | 17 | 14 | 16 | 14 | 14 | 11 | 16 | 14 | 19 | 18 | 16 | 17 | 17 | 14 | 5.8 | 5.8 | 5.8 | 5.8 | 5.8 | 5.8 | 5.8 | 5.8 | 5.8 | 5.8 | 5.8 | 5.8 | 93 | 81 | 81 | 64 | 93 | 81 | 110 | 104 | 93 | 99 | 99 | 81 | 93 | 81 | 81 | 64 | 93 | 81 | 110 | 104 | 93 | 99 | 99 | 81 | 5.159 | 4.972 | 4.818 | 3.818 | 5.558 | 4.807 | 6.724 | 6.433 | 5.564 | 6.035 | 5.963 | 4.827 | 186 | 186 | 1079 | 1079 | 64.678 | 2020
6060 | N | . | Coachella | Imperial Irrigation District | 9216 | CA | PACC | WECC |  | 22 | 1 | Electric Utility | GT | NG | NG |  |  | mcf | 7379 | 6527 | 7249 | 5124 | 4818 | 6778 | 9482 | 11784 | 10266 | 10664 | 8521 | 9446 | 7379 | 6527 | 7249 | 5124 | 4818 | 6778 | 9482 | 11784 | 10266 | 10664 | 8521 | 9446 | 1.02 | 1.02 | 1.02 | 1.02 | 1.02 | 1.02 | 1.02 | 1.02 | 1.02 | 1.02 | 1.02 | 1.02 | 7527 | 6658 | 7394 | 5226 | 4914 | 6914 | 9672 | 12020 | 10471 | 10877 | 8691 | 9635 | 7527 | 6658 | 7394 | 5226 | 4914 | 6914 | 9672 | 12020 | 10471 | 10877 | 8691 | 9635 | 451.21 | 399.168 | 443.302 | 313.358 | 294.627 | 414.501 | 579.847 | 720.612 | 627.804 | 652.155 | 521.064 | 577.674 | 98038 | 98038 | 99999 | 99999 | 5995.322 | 2020
6099 | N | 1 | Diablo Canyon | Pacific Gas & Electric Co. | 14328 | CA | PACC | WECC |  | 22 | 1 | Electric Utility | ST | NUC | NUC |  |  |  | 0 | 0 | 0 | 0 | 0 | 0 | 0 | 0 | 0 | 0 | 0 | 0 | 0 | 0 | 0 | 0 | 0 | 0 | 0 | 0 | 0 | 0 | 0 | 0 | 0 | 0 | 0 | 0 | 0 | 0 | 0 | 0 | 0 | 0 | 0 | 0 | 0 | 0 | 0 | 0 | 0 | 0 | 0 | 0 | 0 | 0 | 0 | 0 | 0 | 0 | 0 | 0 | 0 | 0 | 0 | 0 | 0 | 0 | 0 | 0 | 849199 | 791014 | 838096 | 817018 | 756505 | 819722 | 831530 | 839972 | 789826 | 62199 | 696273 | 819221 | 0 | 0 | 0 | 0 | 8910575 | 2020
6099 | N | 2 | Diablo Canyon | Pacific Gas & Electric Co. | 14328 | CA | PACC | WECC |  | 22 | 1 | Electric Utility | ST | NUC | NUC |  |  |  | 0 | 0 | 0 | 0 | 0 | 0 | 0 | 0 | 0 | 0 | 0 | 0 | 0 | 0 | 0 | 0 | 0 | 0 | 0 | 0 | 0 | 0 | 0 | 0 | 0 | 0 | 0 | 0 | 0 | 0 | 0 | 0 | 0 | 0 | 0 | 0 | 0 | 0 | 0 | 0 | 0 | 0 | 0 | 0 | 0 | 0 | 0 | 0 | 0 | 0 | 0 | 0 | 0 | 0 | 0 | 0 | 0 | 0 | 0 | 0 | 840346 | 695045 | 832930 | 813627 | 841147 | 808346 | 447165 | 757829 | 810165 | 376398 | 87740 | 37385 | 0 | 0 | 0 | 0 | 7348123 | 2020
6100 | N | . | Helms Pumped Storage | Pacific Gas & Electric Co. | 14328 | CA | PACC | WECC |  | 22 | 1 | Electric Utility | PS | WAT | HPS |  |  | megawatthours | 50370 | 99733 | 99160 | 94862 | 134278 | 118163 | 77610 | 111429 | 94336 | 83752 | 14890 | 72 | 50370 | 99733 | 99160 | 94862 | 134278 | 118163 | 77610 | 111429 | 94336 | 83752 | 14890 | 72 | 0 | 0 | 0 | 0 | 0 | 0 | 0 | 0 | 0 | 0 | 0 | 0 | 0 | 0 | 0 | 0 | 0 | 0 | 0 | 0 | 0 | 0 | 0 | 0 | 0 | 0 | 0 | 0 | 0 | 0 | 0 | 0 | 0 | 0 | 0 | 0 | 9043 | -43611 | -45816 | -49741 | -102468 | -54855 | 8129 | -35061 | -9242 | -31917 | 1102 | -72 | 978655 | 978655 | 0 | 0 | -354509 | 2020
6158 | N | . | New Melones | U S Bureau of Reclamation | 2518 | CA | PACC | WECC |  | 22 | 1 | Electric Utility | HY | WAT | HYC |  |  |  | 0 | 0 | 0 | 0 | 0 | 0 | 0 | 0 | 0 | 0 | 0 | 0 | 0 | 0 | 0 | 0 | 0 | 0 | 0 | 0 | 0 | 0 | 0 | 0 | 0 | 0 | 0 | 0 | 0 | 0 | 0 | 0 | 0 | 0 | 0 | 0 | 210152 | 323367 | 339468 | 364109 | 617799 | 637001 | 440356 | 400884 | 276763 | 151636 | 14673 | 20166 | 210152 | 323367 | 339468 | 364109 | 617799 | 637001 | 440356 | 400884 | 276763 | 151636 | 14673 | 20166 | 23990 | 36914 | 38752 | 41565 | 70525 | 72717 | 50269 | 45763 | 31594 | 17310 | 1675 | 2302 | 0 | 0 | 3796374 | 3796374 | 433376 | 2020
6196 | N | . | W E Warne | California Dept. of Water Resources | 3255 | CA | PACC | WECC |  | 22 | 1 | Electric Utility | HY | WAT | HYC |  |  |  | 0 | 0 | 0 | 0 | 0 | 0 | 0 | 0 | 0 | 0 | 0 | 0 | 0 | 0 | 0 | 0 | 0 | 0 | 0 | 0 | 0 | 0 | 0 | 0 | 0 | 0 | 0 | 0 | 0 | 0 | 0 | 0 | 0 | 0 | 0 | 0 | 160984 | 120103 | 127151 | 186645 | 255633 | 238854 | 252537 | 254470 | 177229 | 145750 | 110233 | 90804 | 160984 | 120103 | 127151 | 186645 | 255633 | 238854 | 252537 | 254470 | 177229 | 145750 | 110233 | 90804 | 18377.17 | 13710.414 | 14514.987 | 21306.554 | 29181.831 | 27266.462 | 28828.378 | 29049.044 | 20231.577 | 16638.139 | 12583.717 | 10365.727 | 0 | 0 | 2120393 | 2120393 | 242054 | 2020
6211 | N | . | Dynegy Oakland Power Plant | Dynegy Oakland, LLC | 54803 | CA | PACC | WECC |  | 22 | 2 | NAICS-22 Non-Cogen | GT | DFO | DFO |  |  | barrels | 0 | 0 | 0 | 0 | 0 | 0 | 0 | 0 | 0 | 0 | 0 | 0 | 0 | 0 | 0 | 0 | 0 | 0 | 0 | 0 | 0 | 0 | 0 | 0 | 0 | 0 | 0 | 0 | 0 | 0 | 0 | 0 | 0 | 0 | 0 | 0 | 0 | 0 | 0 | 0 | 0 | 0 | 0 | 0 | 0 | 0 | 0 | 0 | 0 | 0 | 0 | 0 | 0 | 0 | 0 | 0 | 0 | 0 | 0 | 0 | 0 | 0 | 0 | 0 | 0 | 0 | 0 | 0 | 0 | 0 | 0 | 0 | 0 | 0 | 0 | 0 | 0 | 2020
6211 | N | . | Dynegy Oakland Power Plant | Dynegy Oakland, LLC | 54803 | CA | PACC | WECC |  | 22 | 2 | NAICS-22 Non-Cogen | GT | JF | WOO |  |  | barrels | 1755 | 0 | 1270 | 0 | 0 | 0 | 1494 | 6903 | 1319 | 915 | 0 | 11 | 1755 | 0 | 1270 | 0 | 0 | 0 | 1494 | 6903 | 1319 | 915 | 0 | 11 | 5.571 | 0 | 5.571 | 0 | 0 | 0 | 5.571 | 5.571 | 5.571 | 5.571 | 0 | 5.58 | 9777 | 0 | 7075 | 0 | 0 | 0 | 8323 | 38457 | 7348 | 5097 | 0 | 61 | 9777 | 0 | 7075 | 0 | 0 | 0 | 8323 | 38457 | 7348 | 5097 | 0 | 61 | 536 | 0 | 482 | 0 | 0 | 0 | 449 | 2678 | 402 | 314 | 0 | 0 | 13667 | 13667 | 76138 | 76138 | 4861 | 2020
6479 | N | . | San Francisquito 1 | Los Angeles Department of Water & Power | 11208 | CA | PACC | WECC |  | 22 | 1 | Electric Utility | HY | WAT | HYC |  |  |  | 0 | 0 | 0 | 0 | 0 | 0 | 0 | 0 | 0 | 0 | 0 | 0 | 0 | 0 | 0 | 0 | 0 | 0 | 0 | 0 | 0 | 0 | 0 | 0 | 0 | 0 | 0 | 0 | 0 | 0 | 0 | 0 | 0 | 0 | 0 | 0 | 96889 | 72285 | 76526 | 112333 | 153853 | 143755 | 151990 | 153153 | 106666 | 87720 | 66344 | 54651 | 96889 | 72285 | 76526 | 112333 | 153853 | 143755 | 151990 | 153153 | 106666 | 87720 | 66344 | 54651 | 11060.36 | 8251.658 | 8735.893 | 12823.42 | 17563.182 | 16410.41 | 17350.455 | 17483.263 | 12176.441 | 10013.719 | 7573.552 | 6238.647 | 0 | 0 | 1276165 | 1276165 | 145681 | 2020
6480 | N | . | San Francisquito 2 | Los Angeles Department of Water & Power | 11208 | CA | PACC | WECC |  | 22 | 1 | Electric Utility | HY | WAT | HYC |  |  |  | 0 | 0 | 0 | 0 | 0 | 0 | 0 | 0 | 0 | 0 | 0 | 0 | 0 | 0 | 0 | 0 | 0 | 0 | 0 | 0 | 0 | 0 | 0 | 0 | 0 | 0 | 0 | 0 | 0 | 0 | 0 | 0 | 0 | 0 | 0 | 0 | 3225 | 2406 | 2547 | 3739 | 5121 | 4785 | 5059 | 5098 | 3550 | 2920 | 2208 | 1819 | 3225 | 2406 | 2547 | 3739 | 5121 | 4785 | 5059 | 5098 | 3550 | 2920 | 2208 | 1819 | 368.145 | 274.657 | 290.775 | 426.828 | 584.591 | 546.221 | 577.511 | 581.931 | 405.294 | 333.307 | 252.086 | 207.654 | 0 | 0 | 42477 | 42477 | 4849 | 2020
6612 | N | . | Union Valley | Sacramento Municipal Util Dist | 16534 | CA | PACC | WECC |  | 22 | 1 | Electric Utility | HY | WAT | HYC |  |  |  | 0 | 0 | 0 | 0 | 0 | 0 | 0 | 0 | 0 | 0 | 0 | 0 | 0 | 0 | 0 | 0 | 0 | 0 | 0 | 0 | 0 | 0 | 0 | 0 | 0 | 0 | 0 | 0 | 0 | 0 | 0 | 0 | 0 | 0 | 0 | 0 | 33115 | 24705 | 26155 | 38393 | 52584 | 49133 | 51947 | 52345 | 36456 | 29981 | 22675 | 18679 | 33115 | 24705 | 26155 | 38393 | 52584 | 49133 | 51947 | 52345 | 36456 | 29981 | 22675 | 18679 | 3780.223 | 2820.26 | 2985.762 | 4382.801 | 6002.762 | 5608.767 | 5930.056 | 5975.447 | 4161.676 | 3422.499 | 2588.496 | 2132.251 | 0 | 0 | 436168 | 436168 | 49791 | 2020
6644 | N | . | Lake Mathews | Metropolitan Water District of S CA | 12397 | CA | PACC | WECC |  | 22 | 1 | Electric Utility | HY | WAT | HYC |  |  |  | 0 | 0 | 0 | 0 | 0 | 0 | 0 | 0 | 0 | 0 | 0 | 0 | 0 | 0 | 0 | 0 | 0 | 0 | 0 | 0 | 0 | 0 | 0 | 0 | 0 | 0 | 0 | 0 | 0 | 0 | 0 | 0 | 0 | 0 | 0 | 0 | 13856 | 10337 | 10944 | 16065 | 22003 | 20559 | 21736 | 21903 | 15254 | 12545 | 9488 | 7816 | 13856 | 10337 | 10944 | 16065 | 22003 | 20559 | 21736 | 21903 | 15254 | 12545 | 9488 | 7816 | 1581.753 | 1180.079 | 1249.33 | 1833.891 | 2511.73 | 2346.871 | 2481.308 | 2500.301 | 1741.366 | 1432.073 | 1083.102 | 892.196 | 0 | 0 | 182506 | 182506 | 20834 | 2020
6645 | N | . | Foothill Feeder | Metropolitan Water District of S CA | 12397 | CA | PACC | WECC |  | 22 | 1 | Electric Utility | HY | WAT | HYC |  |  |  | 0 | 0 | 0 | 0 | 0 | 0 | 0 | 0 | 0 | 0 | 0 | 0 | 0 | 0 | 0 | 0 | 0 | 0 | 0 | 0 | 0 | 0 | 0 | 0 | 0 | 0 | 0 | 0 | 0 | 0 | 0 | 0 | 0 | 0 | 0 | 0 | 33910 | 25299 | 26784 | 39316 | 53847 | 50313 | 53195 | 53602 | 37332 | 30701 | 23220 | 19127 | 33910 | 25299 | 26784 | 39316 | 53847 | 50313 | 53195 | 53602 | 37332 | 30701 | 23220 | 19127 | 3871.022 | 2888.004 | 3057.482 | 4488.078 | 6146.951 | 5743.492 | 6072.498 | 6118.98 | 4261.642 | 3504.709 | 2650.673 | 2183.469 | 0 | 0 | 446646 | 446646 | 50987 | 2020
6646 | N | . | San Dimas | Metropolitan Water District of S CA | 12397 | CA | PACC | WECC |  | 22 | 1 | Electric Utility | HY | WAT | HYC |  |  |  | 0 | 0 | 0 | 0 | 0 | 0 | 0 | 0 | 0 | 0 | 0 | 0 | 0 | 0 | 0 | 0 | 0 | 0 | 0 | 0 | 0 | 0 | 0 | 0 | 0 | 0 | 0 | 0 | 0 | 0 | 0 | 0 | 0 | 0 | 0 | 0 | 3375 | 2518 | 2665 | 3913 | 5359 | 5007 | 5294 | 5334 | 3715 | 3055 | 2311 | 1903 | 3375 | 2518 | 2665 | 3913 | 5359 | 5007 | 5294 | 5334 | 3715 | 3055 | 2311 | 1903 | 385.227 | 287.401 | 304.267 | 446.634 | 611.717 | 571.567 | 604.308 | 608.934 | 424.1 | 348.773 | 263.783 | 217.289 | 0 | 0 | 44449 | 44449 | 5074 | 2020
6647 | N | . | Yorba Linda | Metropolitan Water District of S CA | 12397 | CA | PACC | WECC |  | 22 | 1 | Electric Utility | HY | WAT | HYC |  |  |  | 0 | 0 | 0 | 0 | 0 | 0 | 0 | 0 | 0 | 0 | 0 | 0 | 0 | 0 | 0 | 0 | 0 | 0 | 0 | 0 | 0 | 0 | 0 | 0 | 0 | 0 | 0 | 0 | 0 | 0 | 0 | 0 | 0 | 0 | 0 | 0 | 10907 | 8137 | 8614 | 12645 | 17319 | 16182 | 17109 | 17240 | 12007 | 9874 | 7468 | 6152 | 10907 | 8137 | 8614 | 12645 | 17319 | 16182 | 17109 | 17240 | 12007 | 9874 | 7468 | 6152 | 1245.04 | 928.872 | 983.381 | 1443.505 | 1977.05 | 1847.285 | 1953.104 | 1968.054 | 1370.676 | 1127.223 | 852.539 | 702.271 | 0 | 0 | 143654 | 143654 | 16399 | 2020
6704 | N | . | Pebbly Beach Generating Station Hybrid | Southern California Edison Co | 17609 | CA | PACC | WECC |  | 22 | 1 | Electric Utility | BA | MWH | OTH |  |  | megawatthours | 0 | 0 | 0 | 0 | 0 | 0 | 0 | 0 | 0 | 0 | 0 | 0 | 0 | 0 | 0 | 0 | 0 | 0 | 0 | 0 | 0 | 0 | 0 | 0 | 0 | 0 | 0 | 0 | 0 | 0 | 0 | 0 | 0 | 0 | 0 | 0 | 0 | 0 | 0 | 0 | 0 | 0 | 0 | 0 | 0 | 0 | 0 | 0 | 0 | 0 | 0 | 0 | 0 | 0 | 0 | 0 | 0 | 0 | 0 | 0 | 0 | 0 | 0 | 0 | 0 | 0 | 0 | 0 | 0 | 0 | 0 | 0 | 0 | 0 | 0 | 0 | 0 | 2020
6704 | N | . | Pebbly Beach Generating Station Hybrid | Southern California Edison Co | 17609 | CA | PACC | WECC |  | 22 | 1 | Electric Utility | GT | PG | WOO |  |  | mcf | 1134 | 963 | 690 | 130 | 354 | 1388 | 182 | 783 | 490 | 74 | 76 | 404 | 1134 | 963 | 690 | 130 | 354 | 1388 | 182 | 783 | 490 | 74 | 76 | 404 | 2.514 | 2.514 | 2.514 | 2.514 | 2.514 | 2.514 | 2.514 | 2.514 | 2.514 | 2.514 | 2.514 | 2.514 | 2851 | 2421 | 1735 | 327 | 890 | 3489 | 458 | 1968 | 1232 | 186 | 191 | 1016 | 2851 | 2421 | 1735 | 327 | 890 | 3489 | 458 | 1968 | 1232 | 186 | 191 | 1016 | 183 | 152 | 139 | 23 | 44 | 141 | 21 | 81 | 56 | 14 | 11 | 62 | 6668 | 6668 | 16764 | 16764 | 927 | 2020
6704 | N | . | Pebbly Beach Generating Station Hybrid | Southern California Edison Co | 17609 | CA | PACC | WECC |  | 22 | 1 | Electric Utility | IC | DFO | DFO |  |  | barrels | 4192 | 3563 | 3514 | 3345 | 3233 | 3255 | 4703 | 3876 | 4268 | 3883 | 5821 | 3631 | 4192 | 3563 | 3514 | 3345 | 3233 | 3255 | 4703 | 3876 | 4268 | 3883 | 5821 | 3631 | 5.589 | 5.735 | 5.75 | 5.908 | 5.96 | 5.721 | 5.747 | 5.744 | 5.75 | 5.659 | 5.732 | 5.764 | 23429 | 20434 | 20206 | 19762 | 19269 | 18622 | 27028 | 22264 | 24541 | 21974 | 33366 | 20929 | 23429 | 20434 | 20206 | 19762 | 19269 | 18622 | 27028 | 22264 | 24541 | 21974 | 33366 | 20929 | 2313 | 2160 | 2081 | 1845 | 1875 | 1960 | 2406 | 2553 | 2418 | 2398 | 2296 | 2185 | 47284 | 47284 | 271824 | 271824 | 26490 | 2020
7066 | N | . | Stampede | U S Bureau of Reclamation | 2518 | CA | PACC | WECC |  | 22 | 1 | Electric Utility | HY | WAT | HYC |  |  |  | 0 | 0 | 0 | 0 | 0 | 0 | 0 | 0 | 0 | 0 | 0 | 0 | 0 | 0 | 0 | 0 | 0 | 0 | 0 | 0 | 0 | 0 | 0 | 0 | 0 | 0 | 0 | 0 | 0 | 0 | 0 | 0 | 0 | 0 | 0 | 0 | 10140 | 7565 | 8009 | 11757 | 16102 | 15045 | 15907 | 16029 | 11164 | 9181 | 6944 | 5720 | 10140 | 7565 | 8009 | 11757 | 16102 | 15045 | 15907 | 16029 | 11164 | 9181 | 6944 | 5720 | 1157.579 | 863.62 | 914.3 | 1342.101 | 1838.166 | 1717.517 | 1815.902 | 1829.801 | 1274.389 | 1048.038 | 792.649 | 652.938 | 0 | 0 | 133563 | 133563 | 15247 | 2020
7072 | N | . | Mojave Siphon | California Dept. of Water Resources | 3255 | CA | PACC | WECC |  | 22 | 1 | Electric Utility | HY | WAT | HYC |  |  |  | 0 | 0 | 0 | 0 | 0 | 0 | 0 | 0 | 0 | 0 | 0 | 0 | 0 | 0 | 0 | 0 | 0 | 0 | 0 | 0 | 0 | 0 | 0 | 0 | 0 | 0 | 0 | 0 | 0 | 0 | 0 | 0 | 0 | 0 | 0 | 0 | 14697 | 10965 | 11608 | 17040 | 23338 | 21806 | 23055 | 23231 | 16180 | 13306 | 10064 | 8290 | 14697 | 10965 | 11608 | 17040 | 23338 | 21806 | 23055 | 23231 | 16180 | 13306 | 10064 | 8290 | 1677.718 | 1251.674 | 1325.127 | 1945.154 | 2664.117 | 2489.256 | 2631.849 | 2651.994 | 1847.015 | 1518.957 | 1148.814 | 946.325 | 0 | 0 | 193580 | 193580 | 22098 | 2020
7129 | N | . | Thermalito Diverson Dam | California Dept. of Water Resources | 3255 | CA | PACC | WECC |  | 22 | 1 | Electric Utility | HY | WAT | HYC |  |  |  | 0 | 0 | 0 | 0 | 0 | 0 | 0 | 0 | 0 | 0 | 0 | 0 | 0 | 0 | 0 | 0 | 0 | 0 | 0 | 0 | 0 | 0 | 0 | 0 | 0 | 0 | 0 | 0 | 0 | 0 | 0 | 0 | 0 | 0 | 0 | 0 | 8810 | 6572 | 6958 | 10214 | 13989 | 13071 | 13820 | 13925 | 9699 | 7976 | 6032 | 4969 | 8810 | 6572 | 6958 | 10214 | 13989 | 13071 | 13820 | 13925 | 9699 | 7976 | 6032 | 4969 | 1005.661 | 750.279 | 794.308 | 1165.966 | 1596.927 | 1492.111 | 1577.585 | 1589.66 | 1107.139 | 910.494 | 688.623 | 567.247 | 0 | 0 | 116035 | 116035 | 13246 | 2020
7147 | N | . | Mill Creek 3 | Southern California Edison Co | 17609 | CA | PACC | WECC |  | 22 | 1 | Electric Utility | HY | WAT | HYC |  |  |  | 0 | 0 | 0 | 0 | 0 | 0 | 0 | 0 | 0 | 0 | 0 | 0 | 0 | 0 | 0 | 0 | 0 | 0 | 0 | 0 | 0 | 0 | 0 | 0 | 0 | 0 | 0 | 0 | 0 | 0 | 0 | 0 | 0 | 0 | 0 | 0 | 2938 | 2192 | 2321 | 3407 | 4666 | 4360 | 4609 | 4645 | 3235 | 2660 | 2012 | 1657 | 2938 | 2192 | 2321 | 3407 | 4666 | 4360 | 4609 | 4645 | 3235 | 2660 | 2012 | 1657 | 335.423 | 250.244 | 264.929 | 388.89 | 532.63 | 497.671 | 526.179 | 530.207 | 369.269 | 303.681 | 229.68 | 189.197 | 0 | 0 | 38702 | 38702 | 4418 | 2020
7151 | N | . | Stony Gorge | City of Santa Clara - (CA) | 16655 | CA | PACC | WECC |  | 22 | 1 | Electric Utility | HY | WAT | HYC |  |  |  | 0 | 0 | 0 | 0 | 0 | 0 | 0 | 0 | 0 | 0 | 0 | 0 | 0 | 0 | 0 | 0 | 0 | 0 | 0 | 0 | 0 | 0 | 0 | 0 | 0 | 0 | 0 | 0 | 0 | 0 | 0 | 0 | 0 | 0 | 0 | 0 | 3766 | 2810 | 2975 | 4367 | 5981 | 5588 | 5908 | 5953 | 4146 | 3410 | 2579 | 2124 | 3766 | 2810 | 2975 | 4367 | 5981 | 5588 | 5908 | 5953 | 4146 | 3410 | 2579 | 2124 | 429.946 | 320.763 | 339.587 | 498.48 | 682.727 | 637.915 | 674.457 | 679.62 | 473.33 | 389.259 | 294.404 | 242.512 | 0 | 0 | 49607 | 49607 | 5663 | 2020
7189 | N | . | Whiskeytown | City of Redding - (CA) | 15783 | CA | PACC | WECC |  | 22 | 1 | Electric Utility | HY | WAT | HYC |  |  |  | 0 | 0 | 0 | 0 | 0 | 0 | 0 | 0 | 0 | 0 | 0 | 0 | 0 | 0 | 0 | 0 | 0 | 0 | 0 | 0 | 0 | 0 | 0 | 0 | 0 | 0 | 0 | 0 | 0 | 0 | 0 | 0 | 0 | 0 | 0 | 0 | 17823 | 13297 | 14078 | 20664 | 28302 | 26445 | 27960 | 28174 | 19622 | 16137 | 12204 | 10053 | 17823 | 13297 | 14078 | 20664 | 28302 | 26445 | 27960 | 28174 | 19622 | 16137 | 12204 | 10053 | 2034.629 | 1517.948 | 1607.026 | 2358.954 | 3230.865 | 3018.805 | 3191.733 | 3216.164 | 2239.938 | 1842.091 | 1393.206 | 1147.641 | 0 | 0 | 234759 | 234759 | 26799 | 2020
7229 | N | . | Black Butte | City of Santa Clara - (CA) | 16655 | CA | PACC | WECC |  | 22 | 1 | Electric Utility | HY | WAT | HYC |  |  |  | 0 | 0 | 0 | 0 | 0 | 0 | 0 | 0 | 0 | 0 | 0 | 0 | 0 | 0 | 0 | 0 | 0 | 0 | 0 | 0 | 0 | 0 | 0 | 0 | 0 | 0 | 0 | 0 | 0 | 0 | 0 | 0 | 0 | 0 | 0 | 0 | 2979 | 2222 | 2353 | 3454 | 4730 | 4420 | 4673 | 4709 | 3279 | 2697 | 2040 | 1680 | 2979 | 2222 | 2353 | 3454 | 4730 | 4420 | 4673 | 4709 | 3279 | 2697 | 2040 | 1680 | 340.055 | 253.699 | 268.587 | 394.259 | 539.985 | 504.542 | 533.444 | 537.527 | 374.368 | 307.874 | 232.851 | 191.809 | 0 | 0 | 39236 | 39236 | 4479 | 2020
7231 | N | . | Gianera | City of Santa Clara - (CA) | 16655 | CA | PACC | WECC |  | 22 | 1 | Electric Utility | GT | DFO | DFO |  |  | barrels | 0 | 0 | 0 | 0 | 0 | 0 | 0 | 0 | 0 | 0 | 0 | 0 | 0 | 0 | 0 | 0 | 0 | 0 | 0 | 0 | 0 | 0 | 0 | 0 | 0 | 0 | 0 | 0 | 0 | 0 | 0 | 0 | 0 | 0 | 0 | 0 | 0 | 0 | 0 | 0 | 0 | 0 | 0 | 0 | 0 | 0 | 0 | 0 | 0 | 0 | 0 | 0 | 0 | 0 | 0 | 0 | 0 | 0 | 0 | 0 | 0 | 0 | 0 | 0 | 0 | 0 | 0 | 0 | 0 | 0 | 0 | 0 | 0 | 0 | 0 | 0 | 0 | 2020
7231 | N | . | Gianera | City of Santa Clara - (CA) | 16655 | CA | PACC | WECC |  | 22 | 1 | Electric Utility | GT | NG | NG |  |  | mcf | 7453 | 6594 | 7323 | 5176 | 4867 | 6847 | 9578 | 11903 | 10370 | 10772 | 8607 | 9542 | 7453 | 6594 | 7323 | 5176 | 4867 | 6847 | 9578 | 11903 | 10370 | 10772 | 8607 | 9542 | 1.034 | 1.034 | 1.034 | 1.034 | 1.034 | 1.034 | 1.034 | 1.034 | 1.034 | 1.034 | 1.034 | 1.034 | 7706 | 6818 | 7572 | 5352 | 5032 | 7080 | 9904 | 12308 | 10723 | 11138 | 8900 | 9866 | 7706 | 6818 | 7572 | 5352 | 5032 | 7080 | 9904 | 12308 | 10723 | 11138 | 8900 | 9866 | 503.719 | 445.619 | 494.889 | 349.823 | 328.913 | 462.737 | 647.324 | 804.47 | 700.861 | 728.047 | 581.7 | 644.898 | 99032 | 99032 | 102399 | 102399 | 6693 | 2020
7232 | Y | . | Santa Clara Cogen | City of Santa Clara - (CA) | 16655 | CA | PACC | WECC |  | 22 | 1 | Electric Utility | GT | DFO | DFO |  |  | barrels | 0 | 0 | 0 | 0 | 0 | 0 | 0 | 0 | 0 | 0 | 0 | 0 | 0 | 0 | 0 | 0 | 0 | 0 | 0 | 0 | 0 | 0 | 0 | 0 | 0 | 0 | 0 | 0 | 0 | 0 | 0 | 0 | 0 | 0 | 0 | 0 | 0 | 0 | 0 | 0 | 0 | 0 | 0 | 0 | 0 | 0 | 0 | 0 | 0 | 0 | 0 | 0 | 0 | 0 | 0 | 0 | 0 | 0 | 0 | 0 | 0 | 0 | 0 | 0 | 0 | 0 | 0 | 0 | 0 | 0 | 0 | 0 | 0 | 0 | 0 | 0 | 0 | 2020
7232 | Y | . | Santa Clara Cogen | City of Santa Clara - (CA) | 16655 | CA | PACC | WECC |  | 22 | 1 | Electric Utility | GT | NG | NG |  |  | mcf | 50969 | 45090 | 50076 | 35397 | 33281 | 46822 | 65500 | 81401 | 70917 | 73668 | 58860 | 65254 | 36842 | 32593 | 36196 | 25586 | 24057 | 33844 | 47345 | 58838 | 51261 | 53250 | 42545 | 47168 | 1.034 | 1.034 | 1.034 | 1.034 | 1.034 | 1.034 | 1.034 | 1.034 | 1.034 | 1.034 | 1.034 | 1.034 | 52702 | 46623 | 51779 | 36600 | 34413 | 48414 | 67727 | 84169 | 73328 | 76173 | 60861 | 67473 | 38095 | 33701 | 37427 | 26456 | 24875 | 34995 | 48955 | 60839 | 53004 | 55060 | 43992 | 48772 | 3250.047 | 2875.186 | 3193.082 | 2257.099 | 2122.185 | 2985.633 | 4176.606 | 5190.532 | 4522.037 | 4697.441 | 3753.196 | 4160.956 | 677235 | 489525 | 700262 | 506171 | 43184 | 2020
7266 | N | . | Woodland | Modesto Irrigation District | 12745 | CA | PACC | WECC |  | 22 | 1 | Electric Utility | CA | NG | NG |  |  | mcf | 0 | 0 | 0 | 0 | 0 | 0 | 0 | 0 | 0 | 0 | 0 | 0 | 0 | 0 | 0 | 0 | 0 | 0 | 0 | 0 | 0 | 0 | 0 | 0 | 0 | 0 | 0 | 0 | 0 | 0 | 0 | 0 | 0 | 0 | 0 | 0 | 0 | 0 | 0 | 0 | 0 | 0 | 0 | 0 | 0 | 0 | 0 | 0 | 0 | 0 | 0 | 0 | 0 | 0 | 0 | 0 | 0 | 0 | 0 | 0 | 7200 | 1 | 6 | 6 | 5 | 7 | 7 | 7296 | 7824 | 7536 | 6864 | 6 | 0 | 0 | 0 | 0 | 36758 | 2020
7266 | N | . | Woodland | Modesto Irrigation District | 12745 | CA | PACC | WECC |  | 22 | 1 | Electric Utility | CT | DFO | DFO |  |  | barrels | 0 | . | 0 | 0 | 0 | 0 | 0 | 0 | 0 | 0 | 0 | 0 | 0 | . | 0 | 0 | 0 | 0 | 0 | 0 | 0 | 0 | 0 | 0 | 0 | . | 0 | 0 | 0 | 0 | 0 | 0 | 0 | 0 | 0 | 0 | 0 | . | 0 | 0 | 0 | 0 | 0 | 0 | 0 | 0 | 0 | 0 | 0 | . | 0 | 0 | 0 | 0 | 0 | 0 | 0 | 0 | 0 | 0 | 0 | . | 0 | 0 | 0 | 0 | 0 | 0 | 0 | 0 | 0 | 0 | 0 | 0 | 0 | 0 | 0 | 2020
7266 | N | . | Woodland | Modesto Irrigation District | 12745 | CA | PACC | WECC |  | 22 | 1 | Electric Utility | CT | NG | NG |  |  | mcf | 258367 | 52536 | 231377 | 239223 | 223049 | 250980 | 265245 | 260578 | 273058 | 269602 | 243578 | 242442 | 258367 | 52536 | 231377 | 239223 | 223049 | 250980 | 265245 | 260578 | 273058 | 269602 | 243578 | 242442 | 1.043 | 1.043 | 1.043 | 1.047 | 1.04 | 1.034 | 1.033 | 1.037 | 1.039 | 1.047 | 1.047 | 1.042 | 269477 | 54795 | 241326 | 250466 | 231971 | 259513 | 273998 | 270219 | 283707 | 282273 | 255026 | 252625 | 269477 | 54795 | 241326 | 250466 | 231971 | 259513 | 273998 | 270219 | 283707 | 282273 | 255026 | 252625 | 24830 | 5707 | 28204 | 29005 | 25453 | 29724 | 31453 | 31196 | 33430 | 34334 | 30877 | 30254 | 2810035 | 2810035 | 2925396 | 2925396 | 334467 | 2020
7266 | N | . | Woodland | Modesto Irrigation District | 12745 | CA | PACC | WECC |  | 22 | 1 | Electric Utility | GT | DFO | DFO |  |  | barrels | . | 0 | . | . | . | . | . | . | . | . | . | . | . | 0 | . | . | . | . | . | . | . | . | . | . | . | 0 | . | . | . | . | . | . | . | . | . | . | . | 0 | . | . | . | . | . | . | . | . | . | . | . | 0 | . | . | . | . | . | . | . | . | . | . | . | 0 | . | . | . | . | . | . | . | . | . | . | 0 | 0 | 0 | 0 | 0 | 2020
7266 | N | . | Woodland | Modesto Irrigation District | 12745 | CA | PACC | WECC |  | 22 | 1 | Electric Utility | GT | NG | NG |  |  | mcf | 12351 | 189191 | 25983 | 0 | 39126 | 25204 | 3045 | 91875 | 40115 | 0 | 17683 | 29720 | 12351 | 189191 | 25983 | 0 | 39126 | 25204 | 3045 | 91875 | 40115 | 0 | 17683 | 29720 | 1.043 | 1.043 | 1.043 | 0 | 1.04 | 1.034 | 1.033 | 1.037 | 1.039 | 0 | 1.047 | 1.042 | 12882 | 197326 | 27100 | 0 | 40691 | 26061 | 3145 | 95274 | 41679 | 0 | 18514 | 30968 | 12882 | 197326 | 27100 | 0 | 40691 | 26061 | 3145 | 95274 | 41679 | 0 | 18514 | 30968 | 846 | 21316 | 2609 | -529 | 4166 | 2597 | 0 | 9864 | 4230 | 0 | 1431 | 2751 | 474293 | 474293 | 493640 | 493640 | 49281 | 2020
7266 | N | . | Woodland | Modesto Irrigation District | 12745 | CA | PACC | WECC |  | 22 | 1 | Electric Utility | IC | NG | NG |  |  | mcf | 28974 | 23809 | 28986 | 30027 | 18301 | 30499 | 34323 | 64789 | 57635 | 44916 | 26141 | 39302 | 28974 | 23809 | 28986 | 30027 | 18301 | 30499 | 34323 | 64789 | 57635 | 44916 | 26141 | 39302 | 1.043 | 1.043 | 1.043 | 1.047 | 1.04 | 1.034 | 1.033 | 1.037 | 1.039 | 1.047 | 1.047 | 1.042 | 30220 | 24833 | 30232 | 31438 | 19033 | 31536 | 35456 | 67186 | 59883 | 47027 | 27370 | 40953 | 30220 | 24833 | 30232 | 31438 | 19033 | 31536 | 35456 | 67186 | 59883 | 47027 | 27370 | 40953 | 2907 | 2406 | 3187 | 3373 | 1936 | 3339 | 3972 | 7081 | 6402 | 5001 | 2966 | 4486 | 427702 | 427702 | 445167 | 445167 | 47056 | 2020
7307 | N | . | Redding Power | City of Redding - (CA) | 15783 | CA | PACC | WECC |  | 22 | 1 | Electric Utility | CA | NG | NG |  |  | mcf | 0 | 0 | 0 | 0 | 0 | 0 | 0 | 0 | 0 | 0 | 0 | 0 | 0 | 0 | 0 | 0 | 0 | 0 | 0 | 0 | 0 | 0 | 0 | 0 | 0 | 0 | 0 | 0 | 0 | 0 | 0 | 0 | 0 | 0 | 0 | 0 | 0 | 0 | 0 | 0 | 0 | 0 | 0 | 0 | 0 | 0 | 0 | 0 | 0 | 0 | 0 | 0 | 0 | 0 | 0 | 0 | 0 | 0 | 0 | 0 | 13699 | 8970 | 0 | 0 | 0 | 2876 | 13069 | 17260 | 12351 | 9685 | 8916 | 7691 | 0 | 0 | 0 | 0 | 94517 | 2020
7307 | N | . | Redding Power | City of Redding - (CA) | 15783 | CA | PACC | WECC |  | 22 | 1 | Electric Utility | CT | NG | NG |  |  | mcf | 371303 | 246298 | 96 | 0 | 0 | 82182 | 356040 | 459898 | 338157 | 266935 | 247104 | 262031 | 371303 | 246298 | 96 | 0 | 0 | 82182 | 356040 | 459898 | 338157 | 266935 | 247104 | 262031 | 1.044 | 1.043 | 1.044 | 0 | 0 | 1.034 | 1.033 | 1.038 | 1.04 | 1.048 | 1.049 | 1.042 | 387640 | 256889 | 100 | 0 | 0 | 84976 | 367789 | 477374 | 351683 | 279748 | 259212 | 273036 | 387640 | 256889 | 100 | 0 | 0 | 84976 | 367789 | 477374 | 351683 | 279748 | 259212 | 273036 | 32616 | 22054 | 0 | 0 | 0 | 7435 | 32159 | 41254 | 30625 | 24916 | 22415 | 24382 | 2630044 | 2630044 | 2738447 | 2738447 | 237856 | 2020
7307 | N | . | Redding Power | City of Redding - (CA) | 15783 | CA | PACC | WECC |  | 22 | 1 | Electric Utility | GT | NG | NG |  |  | mcf | 609 | 2202 | 0 | 0 | 36 | 2083 | 4323 | 30010 | 9352 | 12742 | 4495 | 2572 | 609 | 2202 | 0 | 0 | 36 | 2083 | 4323 | 30010 | 9352 | 12742 | 4495 | 2572 | 1.044 | 1.043 | 0 | 0 | 1.041 | 1.034 | 1.033 | 1.038 | 1.04 | 1.048 | 1.049 | 1.042 | 636 | 2297 | 0 | 0 | 37 | 2154 | 4466 | 31150 | 9726 | 13354 | 4715 | 2680 | 636 | 2297 | 0 | 0 | 37 | 2154 | 4466 | 31150 | 9726 | 13354 | 4715 | 2680 | 39 | 133 | 0 | 0 | 0 | 139 | 288 | 2058 | 634 | 866 | 213 | 152 | 68424 | 68424 | 71215 | 71215 | 4522 | 2020
7315 | N | . | Almond Power Plant | Turlock Irrigation District | 19281 | CA | PACC | WECC |  | 22 | 1 | Electric Utility | GT | NG | NG |  |  | mcf | 87980 | 93056 | 22101 | 1935 | 221818 | 204086 | 187055 | 385794 | 241756 | 395550 | 232031 | 462468 | 87980 | 93056 | 22101 | 1935 | 221818 | 204086 | 187055 | 385794 | 241756 | 395550 | 232031 | 462468 | 1.043 | 1.042 | 1.044 | 1.046 | 1.04 | 1.033 | 1.032 | 1.037 | 1.039 | 1.048 | 1.048 | 1.042 | 91763 | 96964 | 23073 | 2024 | 230691 | 210821 | 193041 | 400068 | 251184 | 414536 | 243168 | 481892 | 91763 | 96964 | 23073 | 2024 | 230691 | 210821 | 193041 | 400068 | 251184 | 414536 | 243168 | 481892 | 8650 | 9003 | 1997 | -33 | 21508 | 20238 | 18374 | 37584 | 23183 | 39829 | 22613 | 45511 | 2535630 | 2535630 | 2639225 | 2639225 | 248457 | 2020
7368 | N | . | Geothermal 1 | Northern California Power Agny | 40613 | CA | PACC | WECC |  | 22 | 1 | Electric Utility | ST | GEO | GEO |  |  |  | 0 | 0 | 0 | 0 | 0 | 0 | 0 | 0 | 0 | 0 | 0 | 0 | 0 | 0 | 0 | 0 | 0 | 0 | 0 | 0 | 0 | 0 | 0 | 0 | 0 | 0 | 0 | 0 | 0 | 0 | 0 | 0 | 0 | 0 | 0 | 0 | 102431 | 307012 | 411326 | 455178 | 434873 | 335578 | 345932 | 331584 | 256721 | 281941 | 359992 | 359589 | 102431 | 307012 | 411326 | 455178 | 434873 | 335578 | 345932 | 331584 | 256721 | 281941 | 359992 | 359589 | 11693 | 35047 | 46955 | 51961 | 49643 | 38308 | 39490 | 37852 | 29306 | 32185 | 41095 | 41049 | 0 | 0 | 3982157 | 3982157 | 454584 | 2020
7369 | N | . | Geothermal 2 | Northern California Power Agny | 40613 | CA | PACC | WECC |  | 22 | 1 | Electric Utility | ST | GEO | GEO |  |  |  | 0 | 0 | 0 | 0 | 0 | 0 | 0 | 0 | 0 | 0 | 0 | 0 | 0 | 0 | 0 | 0 | 0 | 0 | 0 | 0 | 0 | 0 | 0 | 0 | 0 | 0 | 0 | 0 | 0 | 0 | 0 | 0 | 0 | 0 | 0 | 0 | 304874 | 155367 | 197301 | 0 | 144444 | 235232 | 250492 | 254075 | 258972 | 228470 | 214769 | 247102 | 304874 | 155367 | 197301 | 0 | 144444 | 235232 | 250492 | 254075 | 258972 | 228470 | 214769 | 247102 | 34803 | 17736 | 22523 | 0 | 16489 | 26853 | 28595 | 29004 | 29563 | 26081 | 24517 | 28208 | 0 | 0 | 2491098 | 2491098 | 284372 | 2020
7450 | N | . | Alameda | Northern California Power Agny | 40613 | CA | PACC | WECC |  | 22 | 1 | Electric Utility | GT | DFO | DFO |  |  | barrels | 0 | 0 | 0 | 0 | 0 | 0 | 0 | 0 | 0 | 0 | 0 | 0 | 0 | 0 | 0 | 0 | 0 | 0 | 0 | 0 | 0 | 0 | 0 | 0 | 0 | 0 | 0 | 0 | 0 | 0 | 0 | 0 | 0 | 0 | 0 | 0 | 0 | 0 | 0 | 0 | 0 | 0 | 0 | 0 | 0 | 0 | 0 | 0 | 0 | 0 | 0 | 0 | 0 | 0 | 0 | 0 | 0 | 0 | 0 | 0 | 0 | 0 | 0 | 0 | 0 | 0 | 0 | 0 | 0 | 0 | 0 | 0 | 0 | 0 | 0 | 0 | 0 | 2020
7450 | N | . | Alameda | Northern California Power Agny | 40613 | CA | PACC | WECC |  | 22 | 1 | Electric Utility | GT | NG | NG |  |  | mcf | 9347 | 8269 | 9184 | 6492 | 6104 | 8587 | 12012 | 14928 | 13006 | 13510 | 10794 | 11967 | 9347 | 8269 | 9184 | 6492 | 6104 | 8587 | 12012 | 14928 | 13006 | 13510 | 10794 | 11967 | 1.041 | 1.041 | 1.041 | 1.041 | 1.041 | 1.041 | 1.041 | 1.041 | 1.041 | 1.041 | 1.041 | 1.041 | 9730 | 8608 | 9561 | 6758 | 6354 | 8939 | 12504 | 15540 | 13539 | 14064 | 11237 | 12458 | 9730 | 8608 | 9561 | 6758 | 6354 | 8939 | 12504 | 15540 | 13539 | 14064 | 11237 | 12458 | 574.388 | 508.138 | 564.32 | 398.902 | 375.058 | 527.657 | 738.14 | 917.334 | 799.189 | 830.189 | 663.31 | 735.375 | 124200 | 124200 | 129292 | 129292 | 7632 | 2020
7451 | N | . | Lodi | Northern California Power Agny | 40613 | CA | PACC | WECC |  | 22 | 1 | Electric Utility | GT | DFO | DFO |  |  | barrels | 0 | 0 | 0 | 0 | 0 | 0 | 0 | 0 | 0 | 0 | 0 | 0 | 0 | 0 | 0 | 0 | 0 | 0 | 0 | 0 | 0 | 0 | 0 | 0 | 0 | 0 | 0 | 0 | 0 | 0 | 0 | 0 | 0 | 0 | 0 | 0 | 0 | 0 | 0 | 0 | 0 | 0 | 0 | 0 | 0 | 0 | 0 | 0 | 0 | 0 | 0 | 0 | 0 | 0 | 0 | 0 | 0 | 0 | 0 | 0 | 0 | 0 | 0 | 0 | 0 | 0 | 0 | 0 | 0 | 0 | 0 | 0 | 0 | 0 | 0 | 0 | 0 | 2020
7451 | N | . | Lodi | Northern California Power Agny | 40613 | CA | PACC | WECC |  | 22 | 1 | Electric Utility | GT | NG | NG |  |  | mcf | 3428 | 3033 | 3369 | 2381 | 2239 | 3150 | 4406 | 5476 | 4771 | 4956 | 3960 | 4390 | 3428 | 3033 | 3369 | 2381 | 2239 | 3150 | 4406 | 5476 | 4771 | 4956 | 3960 | 4390 | 1.042 | 1.042 | 1.042 | 1.042 | 1.042 | 1.042 | 1.042 | 1.042 | 1.042 | 1.042 | 1.042 | 1.042 | 3572 | 3160 | 3510 | 2481 | 2333 | 3282 | 4591 | 5706 | 4971 | 5164 | 4126 | 4574 | 3572 | 3160 | 3510 | 2481 | 2333 | 3282 | 4591 | 5706 | 4971 | 5164 | 4126 | 4574 | 217.956 | 192.815 | 214.134 | 151.365 | 142.318 | 200.222 | 280.091 | 348.087 | 303.256 | 315.019 | 251.696 | 279.041 | 45559 | 45559 | 47470 | 47470 | 2896 | 2020
7452 | N | . | Roseville Power Plant #2 | City of Roseville - (CA) | 16295 | CA | PACC | WECC |  | 22 | 1 | Electric Utility | GT | DFO | DFO |  |  | barrels | 0 | 0 | 0 | 0 | 0 | 0 | 0 | 0 | 0 | 0 | 0 | 5 | 0 | 0 | 0 | 0 | 0 | 0 | 0 | 0 | 0 | 0 | 0 | 5 | 0 | 0 | 0 | 0 | 0 | 0 | 0 | 0 | 0 | 0 | 0 | 5.77 | 0 | 0 | 0 | 0 | 0 | 0 | 0 | 0 | 0 | 0 | 0 | 29 | 0 | 0 | 0 | 0 | 0 | 0 | 0 | 0 | 0 | 0 | 0 | 29 | 0 | 0 | 0 | 0 | 0 | 0 | 0 | 0 | 0 | 0 | 0 | 1.733 | 5 | 5 | 29 | 29 | 1.733 | 2020
7452 | N | . | Roseville Power Plant #2 | City of Roseville - (CA) | 16295 | CA | PACC | WECC |  | 22 | 1 | Electric Utility | GT | NG | NG |  |  | mcf | 2780 | 2459 | 2731 | 1930 | 1815 | 2553 | 3572 | 4439 | 3867 | 4017 | 3210 | 3559 | 2780 | 2459 | 2731 | 1930 | 1815 | 2553 | 3572 | 4439 | 3867 | 4017 | 3210 | 3559 | 1.04 | 1.04 | 1.04 | 1.04 | 1.04 | 1.04 | 1.04 | 1.04 | 1.04 | 1.04 | 1.04 | 1.04 | 2891 | 2557 | 2840 | 2007 | 1888 | 2655 | 3715 | 4617 | 4022 | 4178 | 3338 | 3701 | 2891 | 2557 | 2840 | 2007 | 1888 | 2655 | 3715 | 4617 | 4022 | 4178 | 3338 | 3701 | 173.644 | 153.618 | 170.602 | 120.594 | 113.386 | 159.519 | 223.151 | 277.324 | 241.607 | 250.978 | 200.529 | 222.315 | 36932 | 36932 | 38409 | 38409 | 2307.267 | 2020
7489 | N | . | Lake Mendocino | City of Ukiah - (CA) | 19397 | CA | PACC | WECC |  | 22 | 1 | Electric Utility | HY | WAT | HYC |  |  |  | 0 | 0 | 0 | 0 | 0 | 0 | 0 | 0 | 0 | 0 | 0 | 0 | 0 | 0 | 0 | 0 | 0 | 0 | 0 | 0 | 0 | 0 | 0 | 0 | 0 | 0 | 0 | 0 | 0 | 0 | 0 | 0 | 0 | 0 | 0 | 0 | 4721 | 3522 | 3729 | 5473 | 7496 | 7004 | 7405 | 7462 | 5197 | 4274 | 3232 | 2663 | 4721 | 3522 | 3729 | 5473 | 7496 | 7004 | 7405 | 7462 | 5197 | 4274 | 3232 | 2663 | 538.894 | 402.045 | 425.638 | 624.794 | 855.729 | 799.563 | 845.364 | 851.835 | 593.271 | 487.897 | 369.005 | 303.965 | 0 | 0 | 62178 | 62178 | 7098 | 2020
7526 | N | . | Solano Wind | Sacramento Municipal Util Dist | 16534 | CA | PACC | WECC |  | 22 | 1 | Electric Utility | WT | WND | WND |  |  |  | 0 | 0 | 0 | 0 | 0 | 0 | 0 | 0 | 0 | 0 | 0 | 0 | 0 | 0 | 0 | 0 | 0 | 0 | 0 | 0 | 0 | 0 | 0 | 0 | 0 | 0 | 0 | 0 | 0 | 0 | 0 | 0 | 0 | 0 | 0 | 0 | 115317 | 305479 | 262178 | 437413 | 488431 | 671253 | 862466 | 632787 | 487836 | 279523 | 186439 | 139468 | 115317 | 305479 | 262178 | 437413 | 488431 | 671253 | 862466 | 632787 | 487836 | 279523 | 186439 | 139468 | 13164 | 34872 | 29929 | 49933 | 55757 | 76627 | 98455 | 72236 | 55689 | 31909 | 21283 | 15921 | 0 | 0 | 4868590 | 4868590 | 555775 | 2020
7527 | Y | . | Carson Ice-Gen Project | Sacramento Municipal Util Dist | 16534 | CA | PACC | WECC |  | 22 | 1 | Electric Utility | CA | NG | NG |  |  | mcf | 0 | 0 | 0 | 0 | 0 | 0 | 0 | 0 | 0 | 0 | 0 | 0 | 0 | 0 | 0 | 0 | 0 | 0 | 0 | 0 | 0 | 0 | 0 | 0 | 0 | 0 | 0 | 0 | 0 | 0 | 0 | 0 | 0 | 0 | 0 | 0 | 0 | 0 | 0 | 0 | 0 | 0 | 0 | 0 | 0 | 0 | 0 | 0 | 0 | 0 | 0 | 0 | 0 | 0 | 0 | 0 | 0 | 0 | 0 | 0 | 3400.916 | 542.047 | 3944.666 | 15568.998 | 8315.497 | 16305.544 | 21528.055 | 18337 | 12547 | 19548 | 11230 | 18114.736 | 0 | 0 | 0 | 0 | 149382.46 | 2020
7527 | Y | . | Carson Ice-Gen Project | Sacramento Municipal Util Dist | 16534 | CA | PACC | WECC |  | 22 | 1 | Electric Utility | CA | OBG | ORW |  |  | Mcf | 0 | 0 | 0 | 0 | 0 | 0 | 0 | 0 | 0 | 0 | 0 | 0 | 0 | 0 | 0 | 0 | 0 | 0 | 0 | 0 | 0 | 0 | 0 | 0 | 0 | 0 | 0 | 0 | 0 | 0 | 0 | 0 | 0 | 0 | 0 | 0 | 0 | 0 | 0 | 0 | 0 | 0 | 0 | 0 | 0 | 0 | 0 | 0 | 0 | 0 | 0 | 0 | 0 | 0 | 0 | 0 | 0 | 0 | 0 | 0 | 1.084 | 9.953 | 859.334 | 3083.002 | 449.503 | 0.456 | 103.945 | 0 | 0 | 0 | 0 | 60.264 | 0 | 0 | 0 | 0 | 4567.541 | 2020
7527 | Y | . | Carson Ice-Gen Project | Sacramento Municipal Util Dist | 16534 | CA | PACC | WECC |  | 22 | 1 | Electric Utility | CT | NG | NG |  |  | mcf | 200804 | 51627 | 165731 | 205195 | 108610 | 176856 | 228617 | 206038 | 142378 | 207000 | 131025 | 196983 | 163360 | 34100 | 130400 | 167609 | 83036 | 149942 | 196962 | 168538 | 117000 | 179289 | 105175 | 167538 | 1.02 | 1.02 | 1.02 | 1.02 | 1.02 | 1.02 | 1.02 | 1.02 | 1.02 | 1.02 | 1.02 | 1.02 | 204820 | 52660 | 169046 | 209299 | 110782 | 180393 | 233189 | 210159 | 145226 | 211140 | 133646 | 200923 | 166627 | 34782 | 133008 | 170961 | 84697 | 152941 | 200901 | 171909 | 119340 | 182875 | 107279 | 170889 | 17468.432 | 3286.649 | 12775.825 | 5963.998 | 1942.971 | 2755.923 | 3761.837 | 3164 | 2172 | 3388 | 1907 | 3182.413 | 2020864 | 1662949 | 2061283 | 1696209 | 61769.048 | 2020
7527 | Y | . | Carson Ice-Gen Project | Sacramento Municipal Util Dist | 16534 | CA | PACC | WECC |  | 22 | 1 | Electric Utility | CT | OBG | ORW |  |  | Mcf | 64 | 948 | 36104 | 64759 | 9213 | 8 | 1816 | 0 | 0 | 0 | 0 | 1061 | 52 | 625 | 28408 | 52897 | 7043 | 8 | 1565 | 0 | 0 | 0 | 0 | 903 | 1.02 | 1.02 | 1.02 | 0.64 | 0.65 | 0.63 | 0.62 | 0 | 0 | 0 | 0 | 0.63 | 65 | 967 | 36826 | 41446 | 5988 | 5 | 1126 | 0 | 0 | 0 | 0 | 668 | 53 | 638 | 28976 | 33854 | 4578 | 5 | 970 | 0 | 0 | 0 | 0 | 569 | 5.568 | 60.351 | 2783.175 | 1181.002 | 105.029 | 0.077 | 18.163 | 0 | 0 | 0 | 0 | 10.587 | 113973 | 91501 | 87091 | 69643 | 4163.952 | 2020
7527 | Y | . | Carson Ice-Gen Project | Sacramento Municipal Util Dist | 16534 | CA | PACC | WECC |  | 22 | 1 | Electric Utility | GT | NG | NG |  |  | mcf | 137 | 8984 | 6408 | 915 | 3851 | 3032 | 6248 | 28424 | 12861 | 2899 | 1738 | 1084 | 93 | 5189 | 4691 | 646 | 2513 | 2202 | 4605 | 19829 | 9009 | 2139 | 1190 | 785 | 1.02 | 1.02 | 1.02 | 1.02 | 1.02 | 1.02 | 1.02 | 1.02 | 1.02 | 1.02 | 1.02 | 1.02 | 140 | 9164 | 6536 | 933 | 3928 | 3093 | 6373 | 28992 | 13118 | 2957 | 1773 | 1106 | 95 | 5293 | 4785 | 659 | 2563 | 2246 | 4697 | 20226 | 9189 | 2182 | 1214 | 801 | 0 | 647 | 591 | 70 | 310 | 270 | 578 | 2537 | 1146 | 262 | 140 | 87 | 76581 | 52891 | 78113 | 53950 | 6638 | 2020
7551 | Y | . | SCA Cogen 2 | Sacramento Municipal Util Dist | 16534 | CA | PACC | WECC |  | 22 | 1 | Electric Utility | CA | NG | NG |  |  | mcf | 127 | 897 | 658 | 14 | 44 | 708 | 491 | 1242 | 405 | 388 | 52 | 595 | 127 | 897 | 658 | 14 | 44 | 708 | 491 | 1242 | 405 | 388 | 52 | 595 | 1.02 | 1.02 | 1.02 | 1.02 | 1.02 | 1.02 | 1.02 | 1.02 | 1.02 | 1.02 | 1.02 | 1.02 | 130 | 915 | 671 | 14 | 45 | 722 | 501 | 1267 | 413 | 396 | 53 | 607 | 130 | 915 | 671 | 14 | 45 | 722 | 501 | 1267 | 413 | 396 | 53 | 607 | 7194 | 9016 | 9678 | 5967 | 5417 | 8032 | 7937 | 9559 | 8647 | 8676 | 9037 | 10820 | 5621 | 5621 | 5734 | 5734 | 99980 | 2020
7551 | Y | . | SCA Cogen 2 | Sacramento Municipal Util Dist | 16534 | CA | PACC | WECC |  | 22 | 1 | Electric Utility | CT | NG | NG |  |  | mcf | 406188 | 466924 | 534950 | 357857 | 360145 | 458091 | 481483 | 527819 | 494275 | 466937 | 475441 | 539475 | 341202 | 394582 | 444745 | 302199 | 294598 | 370810 | 391438 | 432624 | 404018 | 392647 | 397052 | 453129 | 1.02 | 1.02 | 1.02 | 1.02 | 1.02 | 1.02 | 1.02 | 1.02 | 1.02 | 1.02 | 1.02 | 1.02 | 414312 | 476262 | 545649 | 365014 | 367348 | 467253 | 491113 | 538375 | 504161 | 476276 | 484950 | 550265 | 348026 | 402474 | 453640 | 308243 | 300490 | 378226 | 399267 | 441276 | 412098 | 400500 | 404993 | 462192 | 40667 | 46967 | 53396 | 36531 | 35674 | 44319 | 47270 | 51669 | 48433 | 46825 | 47227 | 53674 | 5569585 | 4619044 | 5680978 | 4711425 | 552652 | 2020
7551 | Y | . | SCA Cogen 2 | Sacramento Municipal Util Dist | 16534 | CA | PACC | WECC |  | 22 | 1 | Electric Utility | GT | NG | NG |  |  | mcf | 1617 | 17284 | 20175 | 0 | 5507 | 7005 | 16357 | 38795 | 23984 | 10920 | 2171 | 2604 | 1154 | 12281 | 14220 | 0 | 3912 | 7005 | 11401 | 26911 | 16650 | 7755 | 1523 | 1823 | 1.02 | 1.02 | 1.02 | 0 | 1.02 | 1.02 | 1.02 | 1.02 | 1.02 | 1.02 | 1.02 | 1.02 | 1649 | 17630 | 20579 | 0 | 5617 | 7145 | 16684 | 39571 | 24464 | 11138 | 2214 | 2656 | 1177 | 12527 | 14504 | 0 | 3990 | 7145 | 11629 | 27449 | 16983 | 7910 | 1553 | 1859 | 163 | 1737 | 2011 | 0 | 545 | 1304 | 1608 | 3797 | 2347 | 1092 | 215 | 259 | 146419 | 104635 | 149347 | 106726 | 15078 | 2020
7552 | Y | . | SPA Cogen 3 | Sacramento Municipal Util Dist | 16534 | CA | PACC | WECC |  | 22 | 1 | Electric Utility | CA | NG | NG |  |  | mcf | 38 | 0 | 370 | 0 | 1460 | 930 | 2020 | 6710 | 2780 | 810 | 210 | 2700 | 38 | 0 | 370 | 0 | 1460 | 930 | 2020 | 6710 | 2780 | 810 | 210 | 2700 | 1.02 | 0 | 1.02 | 0 | 1.02 | 1.02 | 1.02 | 1.02 | 1.02 | 1.02 | 1.02 | 1.02 | 39 | 0 | 377 | 0 | 1489 | 949 | 2060 | 6844 | 2836 | 826 | 214 | 2754 | 39 | 0 | 377 | 0 | 1489 | 949 | 2060 | 6844 | 2836 | 826 | 214 | 2754 | 29034 | 3333 | 16118 | 22625 | 5764 | 11453 | 9323 | 32145 | 17940 | 10752 | 12941 | 29134 | 18028 | 18028 | 18388 | 18388 | 200562 | 2020
7552 | Y | . | SPA Cogen 3 | Sacramento Municipal Util Dist | 16534 | CA | PACC | WECC |  | 22 | 1 | Electric Utility | CT | NG | NG |  |  | mcf | 626705 | 83071 | 362101 | 490220 | 128641 | 249420 | 203601 | 672432 | 380987 | 232840 | 296432 | 636251 | 616534 | 79575 | 355128 | 480963 | 121997 | 242912 | 195847 | 654095 | 370323 | 230453 | 282886 | 626031 | 1.02 | 1.02 | 1.02 | 1.02 | 1.02 | 1.02 | 1.02 | 1.02 | 1.02 | 1.02 | 1.02 | 1.02 | 639239 | 84732 | 369343 | 500024 | 131214 | 254408 | 207673 | 685881 | 388607 | 237497 | 302361 | 648976 | 628865 | 81166 | 362231 | 490582 | 124437 | 247770 | 199764 | 667177 | 377729 | 235062 | 288544 | 638552 | 50185 | 6461 | 29441 | 39063 | 9685 | 19571 | 15744 | 52799 | 29807 | 18622 | 23229 | 51634 | 4362701 | 4256744 | 4449955 | 4341879 | 346241 | 2020
7646 | N | . | Monticello Dam | Solano Irrigation District | 22776 | CA | PACC | WECC |  | 22 | 1 | Electric Utility | HY | WAT | HYC |  |  |  | 0 | 0 | 0 | 0 | 0 | 0 | 0 | 0 | 0 | 0 | 0 | 0 | 0 | 0 | 0 | 0 | 0 | 0 | 0 | 0 | 0 | 0 | 0 | 0 | 0 | 0 | 0 | 0 | 0 | 0 | 0 | 0 | 0 | 0 | 0 | 0 | 28031 | 20913 | 22140 | 32499 | 44511 | 41590 | 43972 | 44309 | 30859 | 25378 | 19194 | 15811 | 28031 | 20913 | 22140 | 32499 | 44511 | 41590 | 43972 | 44309 | 30859 | 25378 | 19194 | 15811 | 3199.875 | 2387.289 | 2527.383 | 3709.946 | 5081.208 | 4747.699 | 5019.664 | 5058.086 | 3522.769 | 2897.071 | 2191.106 | 1804.904 | 0 | 0 | 369207 | 369207 | 42147 | 2020
7824 | N | . | Rockwood | Imperial Irrigation District | 9216 | CA | PACC | WECC |  | 22 | 1 | Electric Utility | GT | DFO | DFO |  |  | barrels | 57 | 55 | 54 | 43 | 62 | 54 | 75 | 72 | 62 | 67 | 67 | 54 | 57 | 55 | 54 | 43 | 62 | 54 | 75 | 72 | 62 | 67 | 67 | 54 | 5.8 | 5.8 | 5.8 | 5.8 | 5.8 | 5.8 | 5.8 | 5.8 | 5.8 | 5.8 | 5.8 | 5.8 | 331 | 319 | 313 | 249 | 360 | 313 | 435 | 418 | 360 | 389 | 389 | 313 | 331 | 319 | 313 | 249 | 360 | 313 | 435 | 418 | 360 | 389 | 389 | 313 | 21.768 | 20.972 | 20.322 | 16.106 | 23.446 | 20.277 | 28.366 | 27.135 | 23.47 | 25.458 | 25.156 | 20.361 | 722 | 722 | 4189 | 4189 | 272.837 | 2020
7824 | N | . | Rockwood | Imperial Irrigation District | 9216 | CA | PACC | WECC |  | 22 | 1 | Electric Utility | GT | NG | NG |  |  | mcf | 778 | 688 | 765 | 540 | 508 | 715 | 1000 | 1243 | 1083 | 1125 | 899 | 996 | 778 | 688 | 765 | 540 | 508 | 715 | 1000 | 1243 | 1083 | 1125 | 899 | 996 | 1.02 | 1.02 | 1.02 | 1.02 | 1.02 | 1.02 | 1.02 | 1.02 | 1.02 | 1.02 | 1.02 | 1.02 | 794 | 702 | 780 | 551 | 518 | 729 | 1020 | 1268 | 1105 | 1148 | 917 | 1016 | 794 | 702 | 780 | 551 | 518 | 729 | 1020 | 1268 | 1105 | 1148 | 917 | 1016 | 51.715 | 45.751 | 50.81 | 35.916 | 33.769 | 47.509 | 66.46 | 82.594 | 71.957 | 74.748 | 59.723 | 66.211 | 10340 | 10340 | 10548 | 10548 | 687.163 | 2020
7907 | N | . | Pine Flat | Kings River Conservation Dist | 10325 | CA | PACC | WECC |  | 22 | 1 | Electric Utility | HY | WAT | HYC |  |  |  | 0 | 0 | 0 | 0 | 0 | 0 | 0 | 0 | 0 | 0 | 0 | 0 | 0 | 0 | 0 | 0 | 0 | 0 | 0 | 0 | 0 | 0 | 0 | 0 | 0 | 0 | 0 | 0 | 0 | 0 | 0 | 0 | 0 | 0 | 0 | 0 | 0 | 0 | 0 | 14691 | 338504 | 754534 | 784108 | 205790 | 6062 | 0 | 0 | 0 | 0 | 0 | 0 | 14691 | 338504 | 754534 | 784108 | 205790 | 6062 | 0 | 0 | 0 | 0 | 0 | 0 | 1677 | 38642 | 86134 | 89510 | 23492 | 692 | 0 | 0 | 0 | 0 | 0 | 2103689 | 2103689 | 240147 | 2020
7942 | N | . | Diamond Valley Lake | Metropolitan Water District of S CA | 12397 | CA | PACC | WECC |  | 22 | 1 | Electric Utility | HY | WAT | HYC |  |  |  | 0 | 0 | 0 | 0 | 0 | 0 | 0 | 0 | 0 | 0 | 0 | 0 | 0 | 0 | 0 | 0 | 0 | 0 | 0 | 0 | 0 | 0 | 0 | 0 | 0 | 0 | 0 | 0 | 0 | 0 | 0 | 0 | 0 | 0 | 0 | 0 | 13402 | 9999 | 10585 | 15538 | 21281 | 19885 | 21024 | 21185 | 14754 | 12134 | 9177 | 7559 | 13402 | 9999 | 10585 | 15538 | 21281 | 19885 | 21024 | 21185 | 14754 | 12134 | 9177 | 7559 | 1529.901 | 1141.392 | 1208.373 | 1773.771 | 2429.388 | 2269.933 | 2399.963 | 2418.333 | 1684.279 | 1385.125 | 1047.595 | 862.947 | 0 | 0 | 176523 | 176523 | 20151 | 2020
7987 | N | . | Lake One | City of Burbank Water and Power | 2507 | CA | PACC | WECC |  | 22 | 1 | Electric Utility | GT | NG | NG |  |  | mcf | 12253 | 10840 | 12039 | 8510 | 8001 | 11257 | 15747 | 19570 | 17049 | 17711 | 14151 | 15688 | 12253 | 10840 | 12039 | 8510 | 8001 | 11257 | 15747 | 19570 | 17049 | 17711 | 14151 | 15688 | 1.028 | 1.028 | 1.028 | 1.028 | 1.028 | 1.028 | 1.028 | 1.028 | 1.028 | 1.028 | 1.028 | 1.028 | 12596 | 11144 | 12376 | 8748 | 8225 | 11572 | 16188 | 20118 | 17526 | 18207 | 14547 | 16127 | 12596 | 11144 | 12376 | 8748 | 8225 | 11572 | 16188 | 20118 | 17526 | 18207 | 14547 | 16127 | 1185.727 | 1048.966 | 1164.946 | 823.467 | 774.246 | 1089.261 | 1523.769 | 1893.684 | 1649.794 | 1713.787 | 1369.294 | 1518.059 | 162816 | 162816 | 167374 | 167374 | 15755 | 2020
7987 | N | . | Lake One | City of Burbank Water and Power | 2507 | CA | PACC | WECC |  | 22 | 1 | Electric Utility | GT | OBG | ORW |  |  | Mcf | 0 | 0 | 0 | 0 | 0 | 0 | 0 | 0 | 0 | 0 | 0 | 0 | 0 | 0 | 0 | 0 | 0 | 0 | 0 | 0 | 0 | 0 | 0 | 0 | 0 | 0 | 0 | 0 | 0 | 0 | 0 | 0 | 0 | 0 | 0 | 0 | 0 | 0 | 0 | 0 | 0 | 0 | 0 | 0 | 0 | 0 | 0 | 0 | 0 | 0 | 0 | 0 | 0 | 0 | 0 | 0 | 0 | 0 | 0 | 0 | 0 | 0 | 0 | 0 | 0 | 0 | 0 | 0 | 0 | 0 | 0 | 0 | 0 | 0 | 0 | 0 | 0 | 2020
8076 | N | . | Ellwood | Ellwood Power, LLC | 63844 | CA | PACC | WECC |  | 22 | 2 | NAICS-22 Non-Cogen | GT | NG | NG |  |  | mcf | 4486 | 3967 | 4406 | 3115 | 2928 | 4120 | 5763 | 7162 | 6240 | 6482 | 5179 | 5742 | 4486 | 3967 | 4406 | 3115 | 2928 | 4120 | 5763 | 7162 | 6240 | 6482 | 5179 | 5742 | 1.045 | 1.045 | 1.045 | 1.045 | 1.045 | 1.045 | 1.045 | 1.045 | 1.045 | 1.045 | 1.045 | 1.045 | 4688 | 4146 | 4604 | 3255 | 3060 | 4305 | 6022 | 7484 | 6521 | 6774 | 5412 | 6000 | 4688 | 4146 | 4604 | 3255 | 3060 | 4305 | 6022 | 7484 | 6521 | 6774 | 5412 | 6000 | 323.619 | 286.294 | 317.948 | 224.748 | 211.314 | 297.291 | 415.881 | 516.842 | 450.277 | 467.743 | 373.72 | 414.323 | 59590 | 59590 | 62271 | 62271 | 4300 | 2020
10005 | N | . | Dinosaur Point | International Turbine Res Inc | 9397 | CA | PACC | WECC |  | 22 | 2 | NAICS-22 Non-Cogen | WT | WND | WND |  |  |  | 0 | 0 | 0 | 0 | 0 | 0 | 0 | 0 | 0 | 0 | 0 | 0 | 0 | 0 | 0 | 0 | 0 | 0 | 0 | 0 | 0 | 0 | 0 | 0 | 0 | 0 | 0 | 0 | 0 | 0 | 0 | 0 | 0 | 0 | 0 | 0 | 4681 | 4798 | 6956 | 9378 | 9570 | 10613 | 10420 | 8877 | 4915 | 5355 | 4098 | 4024 | 4681 | 4798 | 6956 | 9378 | 9570 | 10613 | 10420 | 8877 | 4915 | 5355 | 4098 | 4024 | 534.378 | 547.773 | 794.073 | 1070.585 | 1092.409 | 1211.483 | 1189.477 | 1013.41 | 561.027 | 611.255 | 467.772 | 459.358 | 0 | 0 | 83685 | 83685 | 9553 | 2020
10026 | N | . | Encina Water Pollution Control | Encina Joint Powers Authority | 5901 | CA | PACC | WECC |  | 22132 | 4 | Commercial NAICS Non-Cogen | IC | NG | NG |  |  | mcf | 699 | 1477 | 1899 | 1441 | 1230 | 1214 | 1227 | 1793 | 1303 | 1467 | 1349 | 1972 | 699 | 1477 | 1899 | 1441 | 1230 | 1214 | 1227 | 1793 | 1303 | 1467 | 1349 | 1972 | 1 | 1 | 1 | 1 | 1 | 1 | 1 | 1 | 1 | 1 | 1 | 1 | 699 | 1477 | 1899 | 1441 | 1230 | 1214 | 1227 | 1793 | 1303 | 1467 | 1349 | 1972 | 699 | 1477 | 1899 | 1441 | 1230 | 1214 | 1227 | 1793 | 1303 | 1467 | 1349 | 1972 | 69.82 | 143.136 | 184.89 | 141.298 | 123.403 | 117.889 | 115.648 | 173.023 | 122.685 | 136.93 | 127.569 | 183.876 | 17071 | 17071 | 17071 | 17071 | 1640.167 | 2020
10026 | N | . | Encina Water Pollution Control | Encina Joint Powers Authority | 5901 | CA | PACC | WECC |  | 22132 | 4 | Commercial NAICS Non-Cogen | IC | OBG | ORW |  |  | Mcf | 18958 | 17127 | 17531 | 17621 | 18217 | 18229 | 19599 | 19119 | 19353 | 19607 | 18901 | 20093 | 18958 | 17127 | 17531 | 17621 | 18217 | 18229 | 19599 | 19119 | 19353 | 19607 | 18901 | 20093 | 0.6 | 0.6 | 0.6 | 0.6 | 0.6 | 0.6 | 0.6 | 0.6 | 0.6 | 0.6 | 0.6 | 0.6 | 11375 | 10276 | 10519 | 10573 | 10930 | 10937 | 11759 | 11471 | 11612 | 11764 | 11341 | 12056 | 11375 | 10276 | 10519 | 10573 | 10930 | 10937 | 11759 | 11471 | 11612 | 11764 | 11341 | 12056 | 1136.18 | 995.864 | 1024.11 | 1036.702 | 1096.597 | 1062.111 | 1108.352 | 1106.977 | 1093.315 | 1098.07 | 1072.431 | 1124.124 | 224355 | 224355 | 134613 | 134613 | 12954.833 | 2020
10034 | Y | . | Gilroy Power Plant | Calpine Gilroy Cogen LP | 3028 | CA | PACC | WECC |  | 22 | 3 | NAICS-22 Cogen | CA | NG | NG |  |  | mcf | 0 | 0 | 0 | 0 | 0 | 0 | 0 | 0 | 0 | 0 | 0 | 0 | 0 | 0 | 0 | 0 | 0 | 0 | 0 | 0 | 0 | 0 | 0 | 0 | 0 | 0 | 0 | 0 | 0 | 0 | 0 | 0 | 0 | 0 | 0 | 0 | 0 | 0 | 0 | 0 | 0 | 0 | 0 | 0 | 0 | 0 | 0 | 0 | 0 | 0 | 0 | 0 | 0 | 0 | 0 | 0 | 0 | 0 | 0 | 0 | 485 | 866 | 791 | 0 | 1477 | 1839 | 1768 | 7688 | 6042 | 5862 | 1617 | 2833 | 0 | 0 | 0 | 0 | 31268 | 2020
10034 | Y | . | Gilroy Power Plant | Calpine Gilroy Cogen LP | 3028 | CA | PACC | WECC |  | 22 | 3 | NAICS-22 Cogen | CT | NG | NG |  |  | mcf | 12104 | 23087 | 21482 | 0 | 38467 | 47212 | 58857 | 234690 | 179277 | 179450 | 53105 | 91899 | 12104 | 23087 | 21482 | 0 | 38467 | 47212 | 46922 | 196212 | 151481 | 148981 | 42702 | 74680 | 1.04 | 1.037 | 1.03 | 0 | 1.03 | 1.028 | 1.034 | 1.033 | 1.03 | 1.032 | 1.041 | 1.039 | 12588 | 23941 | 22126 | 0 | 39621 | 48534 | 60858 | 242435 | 184655 | 185192 | 55282 | 95483 | 12588 | 23941 | 22126 | 0 | 39621 | 48534 | 48517 | 202687 | 156025 | 153748 | 44453 | 77593 | 1215 | 2292 | 2089 | 0 | 3737 | 4611 | 4359 | 18566 | 14314 | 13989 | 4014 | 7018 | 939630 | 803330 | 970715 | 829833 | 76204 | 2020
10042 | N | . | Kaweah Delta District Hospital | Kaweah Delta Hospital | 10077 | CA | PACC | WECC |  | 622 | 4 | Commercial NAICS Non-Cogen | GT | NG | NG |  |  | mcf | 24366 | 24299 | 23922 | 24574 | 27828 | 27273 | 29510 | 30046 | 26914 | 25367 | 24878 | 25268 | 24366 | 24299 | 23922 | 24574 | 27828 | 27273 | 29510 | 30046 | 26914 | 25367 | 24878 | 25268 | 1.1 | 1.1 | 1.1 | 1.1 | 1.1 | 1.1 | 1.1 | 1.1 | 1.1 | 1.1 | 1.1 | 1.1 | 26803 | 26729 | 26314 | 27031 | 30611 | 30000 | 32461 | 33051 | 29605 | 27904 | 27366 | 27795 | 26803 | 26729 | 26314 | 27031 | 30611 | 30000 | 32461 | 33051 | 29605 | 27904 | 27366 | 27795 | 1494.5 | 1511.16 | 1523.9 | 1586.62 | 1843.38 | 1851.22 | 2019.78 | 2068.78 | 1796.34 | 1684.62 | 1599.36 | 1583.68 | 314245 | 314245 | 345670 | 345670 | 20563.34 | 2020
10091 | Y | . | Total Energy Facilities | Los Angeles County Sanitation | 11217 | CA | PACC | WECC |  | 22132 | 5 | Commercial NAICS Cogen | CA | NG | NG |  |  | mcf | 0 | 0 | 0 | 0 | 0 | 0 | 0 | 0 | 0 | 0 | 0 | 0 | 0 | 0 | 0 | 0 | 0 | 0 | 0 | 0 | 0 | 0 | 0 | 0 | 0 | 0 | 0 | 0 | 0 | 0 | 0 | 0 | 0 | 0 | 0 | 0 | 0 | 0 | 0 | 0 | 0 | 0 | 0 | 0 | 0 | 0 | 0 | 0 | 0 | 0 | 0 | 0 | 0 | 0 | 0 | 0 | 0 | 0 | 0 | 0 | 0.459 | 0.322 | 3.294 | 5.136 | 9.102 | 30.187 | 135.331 | 28.881 | 73.7 | 85.623 | 459.082 | 2194.909 | 0 | 0 | 0 | 0 | 3026.026 | 2020
10091 | Y | . | Total Energy Facilities | Los Angeles County Sanitation | 11217 | CA | PACC | WECC |  | 22132 | 5 | Commercial NAICS Cogen | CA | OBG | ORW |  |  | Mcf | 0 | 0 | 0 | 0 | 0 | 0 | 0 | 0 | 0 | 0 | 0 | 0 | 0 | 0 | 0 | 0 | 0 | 0 | 0 | 0 | 0 | 0 | 0 | 0 | 0 | 0 | 0 | 0 | 0 | 0 | 0 | 0 | 0 | 0 | 0 | 0 | 0 | 0 | 0 | 0 | 0 | 0 | 0 | 0 | 0 | 0 | 0 | 0 | 0 | 0 | 0 | 0 | 0 | 0 | 0 | 0 | 0 | 0 | 0 | 0 | 2371.541 | 2324.678 | 2566.706 | 2345.864 | 2557.898 | 2001.813 | 2695.669 | 3079.119 | 2868.3 | 2761.377 | 1611.918 | 222.091 | 0 | 0 | 0 | 0 | 27406.974 | 2020
10091 | Y | . | Total Energy Facilities | Los Angeles County Sanitation | 11217 | CA | PACC | WECC |  | 22132 | 5 | Commercial NAICS Cogen | CT | NG | NG |  |  | mcf | 27 | 18 | 181 | 296 | 494 | 1950 | 6680 | 1296 | 3407 | 4225 | 30768 | 181277 | 27 | 18 | 181 | 296 | 494 | 1950 | 6680 | 1296 | 3407 | 4225 | 28995 | 131161 | 1 | 1 | 1 | 1 | 1 | 1 | 1 | 1 | 1 | 1 | 1 | 1 | 27 | 18 | 181 | 296 | 494 | 1950 | 6680 | 1296 | 3407 | 4225 | 30768 | 181277 | 27 | 18 | 181 | 296 | 494 | 1950 | 6680 | 1296 | 3407 | 4225 | 28995 | 131161 | 2.188 | 1.472 | 14.425 | 23.858 | 40.093 | 160.53 | 533.485 | 102.804 | 270.475 | 351.396 | 2422.647 | 10868.298 | 230619 | 178730 | 230619 | 178730 | 14791.671 | 2020
10091 | Y | . | Total Energy Facilities | Los Angeles County Sanitation | 11217 | CA | PACC | WECC |  | 22132 | 5 | Commercial NAICS Cogen | CT | OBG | ORW |  |  | Mcf | 218020 | 203303 | 220384 | 211264 | 216914 | 202052 | 207905 | 215890 | 207181 | 212902 | 168800 | 28660 | 218020 | 203303 | 220384 | 211264 | 216914 | 202052 | 207905 | 215890 | 207181 | 212902 | 159075 | 20736 | 0.64 | 0.64 | 0.64 | 0.64 | 0.64 | 0.64 | 0.64 | 0.64 | 0.64 | 0.64 | 0.64 | 0.64 | 139533 | 130114 | 141046 | 135209 | 138825 | 129313 | 133059 | 138170 | 132596 | 136257 | 108032 | 18342 | 139533 | 130114 | 141046 | 135209 | 138825 | 129313 | 133059 | 138170 | 132596 | 136257 | 101808 | 13271 | 11308.812 | 10640.528 | 11240.575 | 10898.142 | 11266.907 | 10645.47 | 10626.515 | 10960.196 | 10526.525 | 11332.604 | 8506.353 | 1099.702 | 2313275 | 2295626 | 1480496 | 1469201 | 119052.33 | 2020
10115 | Y | . | Grossmont Hospital | Sharp Grossmont Hospital | 7726 | CA | PACC | WECC |  | 622 | 5 | Commercial NAICS Cogen | GT | NG | NG |  |  | mcf | 26904 | 23801 | 26433 | 18685 | 17568 | 24715 | 34574 | 42968 | 37434 | 38886 | 31069 | 34445 | 12125 | 10726 | 11913 | 8420 | 7917 | 11138 | 15581 | 19363 | 16870 | 17524 | 14002 | 15523 | 1.04 | 1.04 | 1.04 | 1.04 | 1.04 | 1.04 | 1.04 | 1.04 | 1.04 | 1.04 | 1.04 | 1.04 | 27980 | 24753 | 27490 | 19432 | 18271 | 25704 | 35957 | 44687 | 38931 | 40441 | 32312 | 35823 | 12610 | 11155 | 12389 | 8757 | 8234 | 11584 | 16204 | 20138 | 17545 | 18225 | 14562 | 16144 | 2057.696 | 1820.361 | 2021.63 | 1429.033 | 1343.615 | 1890.288 | 2644.326 | 3286.271 | 2863.028 | 2974.081 | 2376.253 | 2634.418 | 357482 | 161102 | 371781 | 167547 | 27341 | 2020
10128 | N | . | Gosselin Hydro Plant | Humboldt Bay Mun Water Dist | 8787 | CA | PACC | WECC |  | 22131 | 4 | Commercial NAICS Non-Cogen | HY | WAT | HYC |  |  |  | 0 | 0 | 0 | 0 | 0 | 0 | 0 | 0 | 0 | 0 | 0 | 0 | 0 | 0 | 0 | 0 | 0 | 0 | 0 | 0 | 0 | 0 | 0 | 0 | 0 | 0 | 0 | 0 | 0 | 0 | 0 | 0 | 0 | 0 | 0 | 0 | 2114 | 1577 | 1669 | 2451 | 3356 | 3136 | 3316 | 3341 | 2327 | 1914 | 1447 | 1192 | 2114 | 1577 | 1669 | 2451 | 3356 | 3136 | 3316 | 3341 | 2327 | 1914 | 1447 | 1192 | 241.28 | 180.008 | 190.572 | 279.74 | 383.137 | 357.99 | 378.496 | 381.394 | 265.626 | 218.447 | 165.215 | 136.095 | 0 | 0 | 27840 | 27840 | 3178 | 2020
10139 | N | . | Isabella Hydro Project | Isabella Partners | 9439 | CA | PACC | WECC |  | 22 | 2 | NAICS-22 Non-Cogen | HY | WAT | HYC |  |  |  | 0 | 0 | 0 | 0 | 0 | 0 | 0 | 0 | 0 | 0 | 0 | 0 | 0 | 0 | 0 | 0 | 0 | 0 | 0 | 0 | 0 | 0 | 0 | 0 | 0 | 0 | 0 | 0 | 0 | 0 | 0 | 0 | 0 | 0 | 0 | 0 | 11670 | 8707 | 9217 | 13530 | 18531 | 17315 | 18307 | 18447 | 12848 | 10566 | 7991 | 6583 | 11670 | 8707 | 9217 | 13530 | 18531 | 17315 | 18307 | 18447 | 12848 | 10566 | 7991 | 6583 | 1332.199 | 993.897 | 1052.222 | 1544.557 | 2115.452 | 1976.603 | 2089.829 | 2105.826 | 1466.629 | 1206.133 | 912.22 | 751.433 | 0 | 0 | 153712 | 153712 | 17547 | 2020
10144 | Y | . | Sierra Pacific Lincoln Facility | Sierra Pacific Industries Inc | 17164 | CA | PACC | WECC |  | 321 | 7 | Industrial NAICS Cogen | ST | WDS | WWW |  |  | short tons | 11683 | 11380 | 11814 | 7094 | 11801 | 10890 | 11570 | 11986 | 11260 | 7970 | 4876 | 8960 | 2175 | 2143 | 2121 | 1301 | 2669 | 2374 | 2600 | 2715 | 2372 | 1170 | 0 | 858 | 18 | 18 | 18 | 18 | 18 | 18 | 18 | 18 | 18 | 18 | 18 | 18 | 210294 | 204840 | 212652 | 127692 | 212418 | 196020 | 208260 | 215748 | 202680 | 143460 | 87768 | 161280 | 39143 | 38582 | 38171 | 23413 | 48049 | 42732 | 46796 | 48865 | 42702 | 21051 | 0 | 15436 | 7798 | 7730 | 7560 | 4607 | 9772 | 8599 | 9474 | 9931 | 8656 | 3861 | 0 | 2509 | 121284 | 22498 | 2183112 | 404940 | 80497 | 2020
10156 | Y | . | Fresno Cogen Partners | Wellhead Services, Inc | 20323 | CA | PACC | WECC |  | 22 | 3 | NAICS-22 Cogen | CA | NG | NG |  |  | mcf | 0 | 0 | 0 | 0 | 0 | 0 | 0 | 0 | 0 | 0 | 0 | 0 | 0 | 0 | 0 | 0 | 0 | 0 | 0 | 0 | 0 | 0 | 0 | 0 | 0 | 0 | 0 | 0 | 0 | 0 | 0 | 0 | 0 | 0 | 0 | 0 | 0 | 0 | 0 | 0 | 0 | 0 | 0 | 0 | 0 | 0 | 0 | 0 | 0 | 0 | 0 | 0 | 0 | 0 | 0 | 0 | 0 | 0 | 0 | 0 | 0 | 0 | 0 | 0 | 31 | 0 | 0 | 116 | 38 | 8 | 115 | 0 | 0 | 0 | 0 | 0 | 308 | 2020
10156 | Y | . | Fresno Cogen Partners | Wellhead Services, Inc | 20323 | CA | PACC | WECC |  | 22 | 3 | NAICS-22 Cogen | CT | NG | NG |  |  | mcf | 19 | 0 | 0 | 9 | 2725 | 0 | 13 | 8941 | 2962 | 807 | 8088 | 0 | 0 | 0 | 0 | 0 | 2378 | 0 | 0 | 8865 | 2891 | 616 | 8088 | 0 | 1.03 | 0 | 0 | 1.033 | 1.028 | 0 | 1.03 | 1.035 | 1.039 | 1.031 | 1.013 | 0 | 20 | 0 | 0 | 9 | 2801 | 0 | 13 | 9254 | 3078 | 832 | 8193 | 0 | 0 | 0 | 0 | 0 | 2445 | 0 | 0 | 9175 | 3004 | 635 | 8193 | 0 | 0 | 0 | 0 | 0 | 216 | 0 | 0 | 811 | 265 | 56 | 806 | 0 | 23564 | 22838 | 24200 | 23452 | 2154 | 2020
10156 | Y | . | Fresno Cogen Partners | Wellhead Services, Inc | 20323 | CA | PACC | WECC |  | 22 | 3 | NAICS-22 Cogen | GT | NG | NG |  |  | mcf | 2007 | 1777 | 1973 | 1395 | 1311 | 1845 | 2581 | 3207 | 2794 | 2903 | 2319 | 2571 | 1300 | 1150 | 1277 | 903 | 849 | 1194 | 1671 | 2076 | 1809 | 1879 | 1501 | 1664 | 1.03 | 1.03 | 1.03 | 1.03 | 1.03 | 1.03 | 1.03 | 1.03 | 1.03 | 1.03 | 1.03 | 1.03 | 2067 | 1830 | 2032 | 1437 | 1350 | 1900 | 2658 | 3303 | 2878 | 2990 | 2389 | 2648 | 1339 | 1184 | 1315 | 930 | 874 | 1230 | 1721 | 2138 | 1863 | 1935 | 1546 | 1714 | 139.232 | 123.173 | 136.791 | 96.694 | 90.914 | 127.904 | 178.926 | 222.362 | 193.724 | 201.238 | 160.787 | 178.255 | 26683 | 17273 | 27482 | 17789 | 1850 | 2020
10162 | N | . | Whitewater Hydro Plant | Desert Water Agency | 5093 | CA | PACC | WECC |  | 22 | 2 | NAICS-22 Non-Cogen | HY | WAT | HYC |  |  |  | 0 | 0 | 0 | 0 | 0 | 0 | 0 | 0 | 0 | 0 | 0 | 0 | 0 | 0 | 0 | 0 | 0 | 0 | 0 | 0 | 0 | 0 | 0 | 0 | 0 | 0 | 0 | 0 | 0 | 0 | 0 | 0 | 0 | 0 | 0 | 0 | 1314 | 980 | 1037 | 1523 | 2086 | 1949 | 2061 | 2076 | 1446 | 1189 | 899 | 741 | 1314 | 980 | 1037 | 1523 | 2086 | 1949 | 2061 | 2076 | 1446 | 1189 | 899 | 741 | 149.947 | 111.868 | 118.433 | 173.847 | 238.104 | 222.476 | 235.22 | 237.021 | 165.076 | 135.756 | 102.675 | 84.577 | 0 | 0 | 17301 | 17301 | 1975 | 2020
10175 | Y | . | Childrens Hospital | DTE San Diego COGEN Inc. | 3476 | CA | PACC | WECC |  | 622 | 5 | Commercial NAICS Cogen | GT | NG | NG |  |  | mcf | 35877 | 33582 | 31526 | 35751 | 36754 | 36391 | 39843 | 40112 | 37933 | 34681 | 33373 | 14020 | 19909 | 18872 | 19228 | 20422 | 19561 | 21143 | 23859 | 24000 | 22451 | 19354 | 18311 | 7892 | 1.033 | 1.031 | 1.031 | 1.03 | 1.03 | 1.03 | 1.03 | 1.03 | 1.03 | 1.03 | 1.03 | 1.03 | 37061 | 34623 | 32503 | 36824 | 37857 | 37483 | 41038 | 41315 | 39071 | 35721 | 34374 | 14441 | 20566 | 19457 | 19824 | 21035 | 20148 | 21777 | 24575 | 24720 | 23125 | 19935 | 18860 | 8129 | 2298 | 2115 | 2195 | 2339 | 2198 | 2421 | 2689 | 2729 | 2598 | 2186 | 2096 | 803 | 409843 | 235002 | 422311 | 242151 | 26667 | 2020
10175 | Y | . | Childrens Hospital | DTE San Diego COGEN Inc. | 3476 | CA | PACC | WECC |  | 622 | 5 | Commercial NAICS Cogen | IC | DFO | DFO |  |  | barrels | 2 | 2 | 2 | 2 | 2 | 2 | 2 | 2 | 2 | 2 | 2 | 2 | 2 | 2 | 2 | 2 | 2 | 2 | 2 | 2 | 2 | 2 | 2 | 2 | 5.68 | 5.68 | 5.68 | 5.68 | 5.68 | 5.68 | 5.68 | 5.68 | 5.68 | 5.68 | 5.68 | 5.68 | 11 | 11 | 11 | 11 | 11 | 11 | 11 | 11 | 11 | 11 | 11 | 11 | 11 | 11 | 11 | 11 | 11 | 11 | 11 | 11 | 11 | 11 | 11 | 11 | 1 | 1 | 1 | 1 | 1 | 1 | 1 | 1 | 1 | 1 | 1 | 1 | 24 | 24 | 132 | 132 | 12 | 2020
10191 | N | . | Tehachapi Wind Resource I | CalWind Resources Inc | 2719 | CA | PACC | WECC |  | 22 | 2 | NAICS-22 Non-Cogen | WT | WND | WND |  |  |  | 0 | 0 | 0 | 0 | 0 | 0 | 0 | 0 | 0 | 0 | 0 | 0 | 0 | 0 | 0 | 0 | 0 | 0 | 0 | 0 | 0 | 0 | 0 | 0 | 0 | 0 | 0 | 0 | 0 | 0 | 0 | 0 | 0 | 0 | 0 | 0 | 6762 | 6932 | 10049 | 13548 | 13824 | 15331 | 15052 | 12824 | 7099 | 7735 | 5919 | 5813 | 6762 | 6932 | 10049 | 13548 | 13824 | 15331 | 15052 | 12824 | 7099 | 7735 | 5919 | 5813 | 771.945 | 791.298 | 1147.096 | 1546.537 | 1578.064 | 1750.074 | 1718.286 | 1463.944 | 810.445 | 883.003 | 675.731 | 663.577 | 0 | 0 | 120888 | 120888 | 13800 | 2020
10206 | Y | . | Loma Linda University Cogen | Loma Linda University | 11161 | CA | PACC | WECC |  | 611 | 5 | Commercial NAICS Cogen | GT | DFO | DFO |  |  | barrels | 0 | 0 | 0 | 0 | 0 | 0 | 0 | 0 | 0 | 0 | 0 | 0 | 0 | 0 | 0 | 0 | 0 | 0 | 0 | 0 | 0 | 0 | 0 | 0 | 0 | 0 | 0 | 0 | 0 | 0 | 0 | 0 | 0 | 0 | 0 | 0 | 0 | 0 | 0 | 0 | 0 | 0 | 0 | 0 | 0 | 0 | 0 | 0 | 0 | 0 | 0 | 0 | 0 | 0 | 0 | 0 | 0 | 0 | 0 | 0 | 0 | 0 | 0 | 0 | 0 | 0 | 0 | 0 | 0 | 0 | 0 | 0 | 0 | 0 | 0 | 0 | 0 | 2020
10206 | Y | . | Loma Linda University Cogen | Loma Linda University | 11161 | CA | PACC | WECC |  | 611 | 5 | Commercial NAICS Cogen | GT | NG | NG |  |  | mcf | 88342 | 81404 | 86202 | 85055 | 89721 | 86028 | 89978 | 95016 | 89556 | 46645 | 37610 | 67985 | 33502 | 31207 | 32890 | 34726 | 38703 | 37326 | 38550 | 40385 | 37326 | 23558 | 20040 | 28148 | 1.01 | 1.01 | 1.01 | 1.01 | 1.01 | 1.01 | 1.01 | 1.01 | 1.01 | 1.01 | 1.01 | 1.01 | 89225 | 82218 | 87064 | 85906 | 90618 | 86888 | 90878 | 95966 | 90452 | 47111 | 37986 | 68665 | 33837 | 31519 | 33219 | 35073 | 39090 | 37699 | 38935 | 40789 | 37699 | 23794 | 20240 | 28429 | 5116 | 4766 | 5023 | 5315 | 5933 | 5722 | 5908 | 6190 | 5701 | 3593 | 3058 | 4298 | 943542 | 396361 | 952977 | 400323 | 60623 | 2020
10206 | Y | . | Loma Linda University Cogen | Loma Linda University | 11161 | CA | PACC | WECC |  | 611 | 5 | Commercial NAICS Cogen | IC | DFO | DFO |  |  | barrels | 0 | 0 | 0 | 0 | 0 | 0 | 0 | 0 | 0 | 0 | 0 | 0 | 0 | 0 | 0 | 0 | 0 | 0 | 0 | 0 | 0 | 0 | 0 | 0 | 0 | 0 | 0 | 0 | 0 | 0 | 0 | 0 | 0 | 0 | 0 | 0 | 0 | 0 | 0 | 0 | 0 | 0 | 0 | 0 | 0 | 0 | 0 | 0 | 0 | 0 | 0 | 0 | 0 | 0 | 0 | 0 | 0 | 0 | 0 | 0 | 0 | 0 | 0 | 0 | 0 | 0 | 0 | 0 | 0 | 0 | 0 | 0 | 0 | 0 | 0 | 0 | 0 | 2020
10213 | Y | . | El Segundo Cogen | Chevron USA Inc-El Segundo | 3452 | CA | PACC | WECC |  | 32411 | 7 | Industrial NAICS Cogen | CA | NG | NG |  |  | mcf | 0 | 0 | 0 | 0 | 0 | 0 | 0 | 0 | 0 | 0 | 0 | 0 | 0 | 0 | 0 | 0 | 0 | 0 | 0 | 0 | 0 | 0 | 0 | 0 | 0 | 0 | 0 | 0 | 0 | 0 | 0 | 0 | 0 | 0 | 0 | 0 | 0 | 0 | 0 | 0 | 0 | 0 | 0 | 0 | 0 | 0 | 0 | 0 | 0 | 0 | 0 | 0 | 0 | 0 | 0 | 0 | 0 | 0 | 0 | 0 | 2699.542 | 2736.041 | 2915.87 | 2573.247 | 3033.677 | 2743.507 | 5599.112 | 7330.818 | 7977.321 | 6772.171 | 6257.407 | 4635.324 | 0 | 0 | 0 | 0 | 55274.037 | 2020
10213 | Y | . | El Segundo Cogen | Chevron USA Inc-El Segundo | 3452 | CA | PACC | WECC |  | 32411 | 7 | Industrial NAICS Cogen | CA | OG | OOG |  |  | mcf | 63180 | 75952 | 62461 | 103902 | 64169 | 72603 | 90040 | 120951 | 84927 | 80752 | 30354 | 20981 | 2287 | 2184 | 1495 | 2380 | 2003 | 2579 | 4616 | 7436 | 5939 | 5927 | 1696 | 1060 | 0.833 | 0.859 | 0.922 | 0.902 | 0.666 | 0.677 | 1.01 | 0.713 | 0.773 | 0.961 | 0.923 | 0.737 | 52629 | 65243 | 57589 | 93720 | 42737 | 49152 | 90940 | 86238 | 65649 | 77603 | 28017 | 15463 | 1905 | 1876 | 1378 | 2147 | 1334 | 1746 | 4662 | 5302 | 4591 | 5696 | 1565 | 781 | 167.458 | 164.959 | 121.13 | 188.753 | 117.323 | 153.493 | 409.888 | 466.182 | 403.679 | 500.829 | 137.593 | 68.676 | 870272 | 39602 | 724980 | 32983 | 2899.963 | 2020
10213 | Y | . | El Segundo Cogen | Chevron USA Inc-El Segundo | 3452 | CA | PACC | WECC |  | 32411 | 7 | Industrial NAICS Cogen | CT | NG | NG |  |  | mcf | 815782 | 1040508 | 1332976 | 1240453 | 1068726 | 858785 | 1229956 | 1323037 | 1271881 | 1028761 | 1225134 | 1001621 | 815782 | 999388 | 1275737 | 1180809 | 1020989 | 858785 | 1219617 | 1300730 | 1268487 | 1028162 | 1203829 | 977750 | 1.04 | 1.04 | 1.04 | 1.03 | 1.034 | 1.023 | 1.01 | 1.025 | 1.02 | 1.02 | 1.04 | 1.042 | 848413 | 1082128 | 1386295 | 1277667 | 1105063 | 878537 | 1242256 | 1356113 | 1297319 | 1049336 | 1274139 | 1043689 | 848413 | 1039364 | 1326766 | 1216233 | 1055703 | 878537 | 1231813 | 1333248 | 1293857 | 1048725 | 1251982 | 1018815 | 89602 | 88649 | 113740 | 104364 | 89789 | 82128 | 102708 | 109895 | 105785 | 85437 | 103823 | 84944 | 13437620 | 13150065 | 13840955 | 13543456 | 1160864 | 2020
10213 | Y | . | El Segundo Cogen | Chevron USA Inc-El Segundo | 3452 | CA | PACC | WECC |  | 32411 | 7 | Industrial NAICS Cogen | CT | OG | OOG |  |  | mcf | 0 | 0 | 0 | 0 | 0 | 0 | 0 | 0 | 0 | 0 | 0 | 0 | 0 | 0 | 0 | 0 | 0 | 0 | 0 | 0 | 0 | 0 | 0 | 0 | 0 | 0 | 0 | 0 | 0 | 0 | 0 | 0 | 0 | 0 | 0 | 0 | 0 | 0 | 0 | 0 | 0 | 0 | 0 | 0 | 0 | 0 | 0 | 0 | 0 | 0 | 0 | 0 | 0 | 0 | 0 | 0 | 0 | 0 | 0 | 0 | 0 | 0 | 0 | 0 | 0 | 0 | 0 | 0 | 0 | 0 | 0 | 0 | 0 | 0 | 0 | 0 | 0 | 2020
10222 | N | . | Tulare Success Power Project | Lower Tule River Irrgtn Dist | 11278 | CA | PACC | WECC |  | 22 | 2 | NAICS-22 Non-Cogen | HY | WAT | HYC |  |  |  | 0 | 0 | 0 | 0 | 0 | 0 | 0 | 0 | 0 | 0 | 0 | 0 | 0 | 0 | 0 | 0 | 0 | 0 | 0 | 0 | 0 | 0 | 0 | 0 | 0 | 0 | 0 | 0 | 0 | 0 | 0 | 0 | 0 | 0 | 0 | 0 | 293 | 218 | 231 | 339 | 465 | 434 | 459 | 463 | 322 | 265 | 200 | 165 | 293 | 218 | 231 | 339 | 465 | 434 | 459 | 463 | 322 | 265 | 200 | 165 | 33.406 | 24.922 | 26.385 | 38.731 | 53.046 | 49.564 | 52.404 | 52.805 | 36.776 | 30.244 | 22.874 | 18.843 | 0 | 0 | 3854 | 3854 | 440 | 2020
10253 | N | . | Haypress | EIF Haypress LLC | 56531 | CA | PACC | WECC |  | 22 | 2 | NAICS-22 Non-Cogen | HY | WAT | HYC |  |  |  | 0 | 0 | 0 | 0 | 0 | 0 | 0 | 0 | 0 | 0 | 0 | 0 | 0 | 0 | 0 | 0 | 0 | 0 | 0 | 0 | 0 | 0 | 0 | 0 | 0 | 0 | 0 | 0 | 0 | 0 | 0 | 0 | 0 | 0 | 0 | 0 | 3445 | 2570 | 2721 | 3994 | 5471 | 5112 | 5404 | 5446 | 3793 | 3119 | 2359 | 1943 | 3445 | 2570 | 2721 | 3994 | 5471 | 5112 | 5404 | 5446 | 3793 | 3119 | 2359 | 1943 | 393.276 | 293.405 | 310.623 | 455.964 | 624.497 | 583.507 | 616.933 | 621.655 | 432.959 | 356.059 | 269.294 | 221.828 | 0 | 0 | 45377 | 45377 | 5180 | 2020
10262 | Y | . | California Institute of Technology | California Institute-Technology | 2848 | CA | PACC | WECC |  | 611 | 5 | Commercial NAICS Cogen | CA | NG | NG |  |  | mcf | 17996 | 39240 | 28656 | 10965 | 11722 | 11625 | 9205 | 7240 | 19108 | 37416 | 15577 | 14941 | 4225 | 0 | 0 | 108 | 5102 | 4878 | 4958 | 4862 | 4418 | 3436 | 4409 | 4448 | 1.04 | 1.038 | 1.038 | 1.04 | 1.037 | 1.028 | 1.021 | 1.02 | 1.023 | 1.027 | 1.026 | 1.033 | 18716 | 40731 | 29745 | 11404 | 12156 | 11951 | 9398 | 7385 | 19547 | 38426 | 15982 | 15434 | 4394 | 0 | 0 | 112 | 5291 | 5015 | 5062 | 4959 | 4520 | 3529 | 4524 | 4595 | 940 | 0 | 0 | 24 | 1132 | 1073 | 1083 | 1061 | 967 | 755 | 968 | 983 | 223691 | 40844 | 230875 | 42001 | 8986 | 2020
10262 | Y | . | California Institute of Technology | California Institute-Technology | 2848 | CA | PACC | WECC |  | 611 | 5 | Commercial NAICS Cogen | CT | NG | NG |  |  | mcf | 73989 | 0 | 24223 | 82789 | 85677 | 80236 | 84775 | 84443 | 52342 | 7562 | 77883 | 87149 | 28125 | 0 | 8718 | 30614 | 31780 | 29249 | 31312 | 31343 | 19381 | 2335 | 29939 | 33066 | 1.04 | 0 | 1.038 | 1.04 | 1.037 | 1.028 | 1.021 | 1.02 | 1.023 | 1.027 | 1.026 | 1.033 | 76949 | 0 | 25143 | 86101 | 88847 | 82483 | 86555 | 86132 | 53546 | 7766 | 79908 | 90025 | 29250 | 0 | 9049 | 31839 | 32956 | 30068 | 31970 | 31970 | 19827 | 2398 | 30717 | 34157 | 5974 | 0 | 1842 | 6479 | 6728 | 6120 | 6509 | 6509 | 4035 | 488 | 6232 | 6980 | 741068 | 275862 | 763455 | 284201 | 57896 | 2020
10282 | N | . | Big Creek Water Works | Big Creek Water Works Ltd | 1678 | CA | PACC | WECC |  | 22131 | 4 | Commercial NAICS Non-Cogen | HY | WAT | HYC |  |  |  | 0 | 0 | 0 | 0 | 0 | 0 | 0 | 0 | 0 | 0 | 0 | 0 | 0 | 0 | 0 | 0 | 0 | 0 | 0 | 0 | 0 | 0 | 0 | 0 | 0 | 0 | 0 | 0 | 0 | 0 | 0 | 0 | 0 | 0 | 0 | 0 | 9 | 2856 | 4327 | 9399 | 7437 | 1962 | 0 | 0 | 0 | 0 | 0 | 9 | 9 | 2856 | 4327 | 9399 | 7437 | 1962 | 0 | 0 | 0 | 0 | 0 | 9 | 1 | 326 | 494 | 1073 | 849 | 224 | 0 | 0 | 0 | 0 | 0 | 1 | 0 | 0 | 25999 | 25999 | 2968 | 2020
10294 | Y | . | King City Power Plant | Calpine King City Cogen LLC | 2938 | CA | PACC | WECC |  | 22 | 3 | NAICS-22 Cogen | CA | NG | NG |  |  | mcf | 0 | 0 | 0 | 0 | 0 | 0 | 0 | 0 | 0 | 0 | 0 | 0 | 0 | 0 | 0 | 0 | 0 | 0 | 0 | 0 | 0 | 0 | 0 | 0 | 0 | 0 | 0 | 0 | 0 | 0 | 0 | 0 | 0 | 0 | 0 | 0 | 0 | 0 | 0 | 0 | 0 | 0 | 0 | 0 | 0 | 0 | 0 | 0 | 0 | 0 | 0 | 0 | 0 | 0 | 0 | 0 | 0 | 0 | 0 | 0 | 0 | 0 | 36 | 0 | 1150 | 968 | 1239 | 5984 | 5148 | 3662 | 755 | 334 | 0 | 0 | 0 | 0 | 19276 | 2020
10294 | Y | . | King City Power Plant | Calpine King City Cogen LLC | 2938 | CA | PACC | WECC |  | 22 | 3 | NAICS-22 Cogen | CT | NG | NG |  |  | mcf | 0 | 0 | 1874 | 0 | 34810 | 27624 | 36915 | 166991 | 133735 | 99802 | 21442 | 10070 | 0 | 0 | 883 | 0 | 29005 | 23676 | 30623 | 147919 | 119910 | 86673 | 18272 | 8355 | 0 | 0 | 1.031 | 0 | 1.031 | 1.028 | 1.034 | 1.034 | 1.03 | 1.03 | 1.042 | 1.04 | 0 | 0 | 1932 | 0 | 35889 | 28397 | 38170 | 172669 | 137747 | 102796 | 22343 | 10473 | 0 | 0 | 910 | 0 | 29904 | 24339 | 31664 | 152948 | 123507 | 89273 | 19039 | 8689 | 0 | 0 | 79 | 0 | 2684 | 2140 | 2823 | 13636 | 10675 | 7780 | 1679 | 780 | 533263 | 465316 | 550416 | 480273 | 42276 | 2020
10300 | N | . | Desert View Power | Desert View Power Inc | 3998 | CA | PACC | WECC |  | 22 | 2 | NAICS-22 Non-Cogen | ST | NG | NG |  |  | mcf | 2712 | 3334 | 1105 | 1204 | 3467 | 1020 | 2397 | 9940 | 2998 | 4628 | 2413 | 5078 | 2712 | 3334 | 1105 | 1204 | 3467 | 1020 | 2397 | 9940 | 2998 | 4628 | 2413 | 5078 | 1.01 | 1.01 | 1.01 | 1.01 | 1.01 | 1.01 | 1.01 | 1.01 | 1.01 | 1.01 | 1.01 | 1.01 | 2739 | 3367 | 1116 | 1216 | 3502 | 1030 | 2421 | 10039 | 3028 | 4674 | 2437 | 5129 | 2739 | 3367 | 1116 | 1216 | 3502 | 1030 | 2421 | 10039 | 3028 | 4674 | 2437 | 5129 | 172.125 | 211.086 | 70.343 | 76.629 | 218.886 | 64.935 | 154.865 | 629.026 | 185.852 | 285.942 | 148.426 | 313.613 | 40296 | 40296 | 40698 | 40698 | 2531.728 | 2020
10300 | N | . | Desert View Power | Desert View Power Inc | 3998 | CA | PACC | WECC |  | 22 | 2 | NAICS-22 Non-Cogen | ST | PC | PC |  |  | short tons | 0 | 0 | 0 | 0 | 0 | 0 | 0 | 0 | 0 | 0 | 0 | 0 | 0 | 0 | 0 | 0 | 0 | 0 | 0 | 0 | 0 | 0 | 0 | 0 | 0 | 0 | 0 | 0 | 0 | 0 | 0 | 0 | 0 | 0 | 0 | 0 | 0 | 0 | 0 | 0 | 0 | 0 | 0 | 0 | 0 | 0 | 0 | 0 | 0 | 0 | 0 | 0 | 0 | 0 | 0 | 0 | 0 | 0 | 0 | 0 | 0 | 0 | 0 | 0 | 0 | 0 | 0 | 0 | 0 | 0 | 0 | 0 | 0 | 0 | 0 | 0 | 0 | 2020
10300 | N | . | Desert View Power | Desert View Power Inc | 3998 | CA | PACC | WECC |  | 22 | 2 | NAICS-22 Non-Cogen | ST | TDF | OTH |  |  | short tons | 0 | 0 | 0 | 0 | 0 | 0 | 0 | 0 | 0 | 0 | 0 | 0 | 0 | 0 | 0 | 0 | 0 | 0 | 0 | 0 | 0 | 0 | 0 | 0 | 0 | 0 | 0 | 0 | 0 | 0 | 0 | 0 | 0 | 0 | 0 | 0 | 0 | 0 | 0 | 0 | 0 | 0 | 0 | 0 | 0 | 0 | 0 | 0 | 0 | 0 | 0 | 0 | 0 | 0 | 0 | 0 | 0 | 0 | 0 | 0 | 0 | 0 | 0 | 0 | 0 | 0 | 0 | 0 | 0 | 0 | 0 | 0 | 0 | 0 | 0 | 0 | 0 | 2020
10300 | N | . | Desert View Power | Desert View Power Inc | 3998 | CA | PACC | WECC |  | 22 | 2 | NAICS-22 Non-Cogen | ST | WDS | WWW |  |  | short tons | 32630 | 27822 | 28626 | 29153 | 21389 | 27176 | 28134 | 34473 | 30378 | 31165 | 15710 | 32803 | 32630 | 27822 | 28626 | 29153 | 21389 | 27176 | 28134 | 34473 | 30378 | 31165 | 15710 | 32803 | 15 | 15 | 15 | 15 | 15 | 15 | 15 | 15 | 15 | 15 | 15 | 15 | 489450 | 417330 | 429390 | 437295 | 320835 | 407640 | 422010 | 517095 | 455670 | 467475 | 235650 | 492045 | 489450 | 417330 | 429390 | 437295 | 320835 | 407640 | 422010 | 517095 | 455670 | 467475 | 235650 | 492045 | 30756.875 | 26160.914 | 27063.657 | 27556.371 | 20055.114 | 25694.065 | 26995.135 | 32398.974 | 27968.148 | 28597.058 | 14351.574 | 30087.387 | 339459 | 339459 | 5091885 | 5091885 | 317685.27 | 2020
10342 | Y | . | Foster Wheeler Martinez | Foster Wheeler Power Sys Inc | 6659 | CA | PACC | WECC |  | 22 | 3 | NAICS-22 Cogen | CA | NG | NG |  |  | mcf | 0 | 0 | 0 | 0 | 0 | 0 | 0 | 0 | 0 | 0 | 0 | 0 | 0 | 0 | 0 | 0 | 0 | 0 | 0 | 0 | 0 | 0 | 0 | 0 | 0 | 0 | 0 | 0 | 0 | 0 | 0 | 0 | 0 | 0 | 0 | 0 | 0 | 0 | 0 | 0 | 0 | 0 | 0 | 0 | 0 | 0 | 0 | 0 | 0 | 0 | 0 | 0 | 0 | 0 | 0 | 0 | 0 | 0 | 0 | 0 | 10122 | 8899 | 8877 | 10782 | 7933 | 2876 | 6138 | 13086 | 11762 | 11338 | 4856 | 5779 | 0 | 0 | 0 | 0 | 102448 | 2020
10342 | Y | . | Foster Wheeler Martinez | Foster Wheeler Power Sys Inc | 6659 | CA | PACC | WECC |  | 22 | 3 | NAICS-22 Cogen | CT | NG | NG |  |  | mcf | 630979 | 584232 | 621102 | 576768 | 486134 | 310572 | 357406 | 534111 | 576593 | 556731 | 278082 | 288989 | 368917 | 336443 | 356392 | 339189 | 282958 | 170074 | 211726 | 336454 | 345664 | 333734 | 162845 | 175719 | 1.044 | 1.042 | 1.043 | 1.045 | 1.04 | 1.034 | 1.034 | 1.038 | 1.038 | 1.047 | 1.046 | 1.039 | 658742 | 608770 | 647809 | 602723 | 505579 | 321131 | 369558 | 554407 | 598504 | 582897 | 290874 | 300260 | 385149 | 350574 | 371717 | 354453 | 294276 | 175856 | 218925 | 349239 | 358799 | 349419 | 170336 | 182572 | 52926 | 48438 | 51932 | 47163 | 40129 | 25817 | 29644 | 44127 | 46900 | 45750 | 22919 | 23661 | 5801699 | 3420115 | 6041254 | 3561315 | 479406 | 2020
10349 | Y | . | Greenleaf 2 Power Plant | Greenleaf Energy LLC | 59879 | CA | PACC | WECC |  | 22 | 3 | NAICS-22 Cogen | GT | NG | NG |  |  | mcf | 0 | 0 | 0 | 0 | 0 | 55709 | 95125 | 141628 | 53499 | 98577 | 142957 | 147709 | 0 | 0 | 0 | 0 | 0 | 45616 | 77701 | 112124 | 42833 | 79414 | 114028 | 119743 | 0 | 0 | 0 | 0 | 0 | 0.985 | 0.985 | 1.003 | 1.003 | 0.992 | 1.003 | 1.003 | 0 | 0 | 0 | 0 | 0 | 54873 | 93698 | 142053 | 53659 | 97788 | 143386 | 148152 | 0 | 0 | 0 | 0 | 0 | 44932 | 76535 | 112460 | 42961 | 78779 | 114370 | 120102 | 0 | 0 | 0 | 0 | 0 | 5760 | 10039 | 14332 | 5436 | 10188 | 14838 | 15624 | 735204 | 591459 | 733609 | 590139 | 76217 | 2020
10405 | Y | . | Kingsburg Cogen | KES Kingsburg LP | 10337 | CA | PACC | WECC |  | 22 | 3 | NAICS-22 Cogen | CA | NG | NG |  |  | mcf | 0 | 0 | 1044 | 0 | 406 | 858 | 0 | 3751 | 737 | 949 | 0 | 0 | 0 | 0 | 1044 | 0 | 406 | 858 | 0 | 3751 | 737 | 949 | 0 | 0 | 0 | 0 | 1.044 | 0 | 1.038 | 1.034 | 0 | 1.032 | 1.024 | 1.02 | 0 | 0 | 0 | 0 | 1090 | 0 | 421 | 887 | 0 | 3871 | 755 | 968 | 0 | 0 | 0 | 0 | 1090 | 0 | 421 | 887 | 0 | 3871 | 755 | 968 | 0 | 0 | 0 | 0 | 133 | 0 | 60 | 88 | 0 | 364 | 79 | 114 | 0 | 0 | 7745 | 7745 | 7992 | 7992 | 838 | 2020
10405 | Y | . | Kingsburg Cogen | KES Kingsburg LP | 10337 | CA | PACC | WECC |  | 22 | 3 | NAICS-22 Cogen | CT | NG | NG |  |  | mcf | 0 | 0 | 4381 | 0 | 1537 | 2754 | 0 | 11815 | 2647 | 3947 | 0 | 0 | 0 | 0 | 4156 | 0 | 1537 | 2481 | 0 | 10544 | 2389 | 3694 | 0 | 0 | 0 | 0 | 1.044 | 0 | 1.038 | 1.034 | 0 | 1.032 | 1.024 | 1.02 | 0 | 0 | 0 | 0 | 4574 | 0 | 1595 | 2848 | 0 | 12193 | 2711 | 4026 | 0 | 0 | 0 | 0 | 4339 | 0 | 1595 | 2565 | 0 | 10881 | 2446 | 3768 | 0 | 0 | 0 | 0 | 390 | 0 | 175 | 245 | 0 | 1063 | 229 | 342 | 0 | 0 | 27081 | 24801 | 27947 | 25594 | 2444 | 2020
10427 | N | . | New-Indy Ontario Mill | New-Indy Ontario LLC | 22091 | CA | PACC | WECC |  | 32213 | 6 | Industrial NAICS Non-Cogen | GT | NG | NG |  |  | mcf | 240807 | 218323 | 239306 | 232138 | 237252 | 231148 | 238467 | 229126 | 227070 | 226565 | 237508 | 244186 | 240807 | 218323 | 239306 | 232138 | 237252 | 231148 | 238467 | 229126 | 227070 | 226565 | 237508 | 244186 | 1.046 | 1.045 | 1.04 | 1.042 | 1.033 | 1.026 | 1.024 | 1.024 | 1.036 | 1.033 | 1.043 | 1.049 | 251884 | 228148 | 248878 | 241888 | 245081 | 237158 | 244190 | 234625 | 235245 | 234042 | 247721 | 256151 | 251884 | 228148 | 248878 | 241888 | 245081 | 237158 | 244190 | 234625 | 235245 | 234042 | 247721 | 256151 | 21777 | 19540 | 21365 | 20578 | 21063 | 20231 | 21335 | 20482 | 20380 | 20316 | 21779 | 22510 | 2801896 | 2801896 | 2905011 | 2905011 | 251356 | 2020
10437 | N | . | Sunray 2 | Sunray Energy 2, LLC | 60246 | CA | PACC | WECC |  | 22 | 2 | NAICS-22 Non-Cogen | PV | SUN | SUN |  |  |  | 0 | 0 | 0 | 0 | 0 | 0 | 0 | 0 | 0 | 0 | 0 | 0 | 0 | 0 | 0 | 0 | 0 | 0 | 0 | 0 | 0 | 0 | 0 | 0 | 0 | 0 | 0 | 0 | 0 | 0 | 0 | 0 | 0 | 0 | 0 | 0 | 26484 | 35901 | 35131 | 44275 | 57945 | 57702 | 63034 | 53996 | 42397 | 39189 | 30982 | 24530 | 26484 | 35901 | 35131 | 44275 | 57945 | 57702 | 63034 | 53996 | 42397 | 39189 | 30982 | 24530 | 3023.334 | 4098.276 | 4010.411 | 5054.247 | 6614.743 | 6586.964 | 7195.658 | 6163.905 | 4839.882 | 4473.634 | 3536.736 | 2800.21 | 0 | 0 | 511566 | 511566 | 58398 | 2020
10438 | N | . | Sunray 3 | Sunray Energy 3 LLC | 60247 | CA | PACC | WECC |  | 22 | 2 | NAICS-22 Non-Cogen | PV | SUN | SUN |  |  |  | 0 | 0 | 0 | 0 | 0 | 0 | 0 | 0 | 0 | 0 | 0 | 0 | 0 | 0 | 0 | 0 | 0 | 0 | 0 | 0 | 0 | 0 | 0 | 0 | 0 | 0 | 0 | 0 | 0 | 0 | 0 | 0 | 0 | 0 | 0 | 0 | 15324 | 20772 | 20327 | 25618 | 33527 | 33386 | 36471 | 31242 | 24531 | 22675 | 17926 | 14193 | 15324 | 20772 | 20327 | 25618 | 33527 | 33386 | 36471 | 31242 | 24531 | 22675 | 17926 | 14193 | 1749.297 | 2371.257 | 2320.418 | 2924.38 | 3827.281 | 3811.208 | 4163.397 | 3566.427 | 2800.349 | 2588.438 | 2046.351 | 1620.197 | 0 | 0 | 295992 | 295992 | 33789 | 2020
10439 | N | . | SEGS III | FPL Energy Operating Services Inc - SEGS | 55711 | CA | PACC | WECC |  | 22 | 2 | NAICS-22 Non-Cogen | ST | NG | NG |  |  | mcf | 0 | 0 | 0 | 0 | 0 | 0 | 0 | 0 | 0 | 0 | 0 | 0 | 0 | 0 | 0 | 0 | 0 | 0 | 0 | 0 | 0 | 0 | 0 | 0 | 0 | 0 | 0 | 0 | 0 | 0 | 0 | 0 | 0 | 0 | 0 | 0 | 0 | 0 | 0 | 0 | 0 | 0 | 0 | 0 | 0 | 0 | 0 | 0 | 0 | 0 | 0 | 0 | 0 | 0 | 0 | 0 | 0 | 0 | 0 | 0 | 0 | 0 | 0 | 0 | 0 | 0 | 0 | 0 | 0 | 0 | 0 | 0 | 0 | 0 | 0 | 0 | 0 | 2020
10439 | N | . | SEGS III | FPL Energy Operating Services Inc - SEGS | 55711 | CA | PACC | WECC |  | 22 | 2 | NAICS-22 Non-Cogen | ST | SUN | SUN |  |  |  | 0 | 0 | 0 | 0 | 0 | 0 | 0 | 0 | 0 | 0 | 0 | 0 | 0 | 0 | 0 | 0 | 0 | 0 | 0 | 0 | 0 | 0 | 0 | 0 | 0 | 0 | 0 | 0 | 0 | 0 | 0 | 0 | 0 | 0 | 0 | 0 | 0 | 0 | 0 | 0 | 0 | 0 | 0 | 0 | 0 | 0 | 0 | 0 | 0 | 0 | 0 | 0 | 0 | 0 | 0 | 0 | 0 | 0 | 0 | 0 | 0 | 0 | 0 | 0 | 0 | 0 | 0 | 0 | 0 | 0 | 0 | 0 | 0 | 0 | 0 | 0 | 0 | 2020
10440 | N | . | SEGS IV | FPL Energy Operating Services Inc - SEGS | 55711 | CA | PACC | WECC |  | 22 | 2 | NAICS-22 Non-Cogen | ST | NG | NG |  |  | mcf | 0 | 0 | 0 | 0 | 0 | 0 | 0 | 0 | 0 | 0 | 0 | 0 | 0 | 0 | 0 | 0 | 0 | 0 | 0 | 0 | 0 | 0 | 0 | 0 | 0 | 0 | 0 | 0 | 0 | 0 | 0 | 0 | 0 | 0 | 0 | 0 | 0 | 0 | 0 | 0 | 0 | 0 | 0 | 0 | 0 | 0 | 0 | 0 | 0 | 0 | 0 | 0 | 0 | 0 | 0 | 0 | 0 | 0 | 0 | 0 | 0 | 0 | 0 | 0 | 0 | 0 | 0 | 0 | 0 | 0 | 0 | 0 | 0 | 0 | 0 | 0 | 0 | 2020
10440 | N | . | SEGS IV | FPL Energy Operating Services Inc - SEGS | 55711 | CA | PACC | WECC |  | 22 | 2 | NAICS-22 Non-Cogen | ST | SUN | SUN |  |  |  | 0 | 0 | 0 | 0 | 0 | 0 | 0 | 0 | 0 | 0 | 0 | 0 | 0 | 0 | 0 | 0 | 0 | 0 | 0 | 0 | 0 | 0 | 0 | 0 | 0 | 0 | 0 | 0 | 0 | 0 | 0 | 0 | 0 | 0 | 0 | 0 | 0 | 0 | 0 | 0 | 0 | 0 | 0 | 0 | 0 | 0 | 0 | 0 | 0 | 0 | 0 | 0 | 0 | 0 | 0 | 0 | 0 | 0 | 0 | 0 | 0 | 0 | 0 | 0 | 0 | 0 | 0 | 0 | 0 | 0 | 0 | 0 | 0 | 0 | 0 | 0 | 0 | 2020
10441 | N | . | SEGS V | FPL Energy Operating Services Inc - SEGS | 55711 | CA | PACC | WECC |  | 22 | 2 | NAICS-22 Non-Cogen | ST | NG | NG |  |  | mcf | 0 | 0 | 0 | 0 | 0 | 0 | 0 | 0 | 0 | 0 | 0 | 0 | 0 | 0 | 0 | 0 | 0 | 0 | 0 | 0 | 0 | 0 | 0 | 0 | 0 | 0 | 0 | 0 | 0 | 0 | 0 | 0 | 0 | 0 | 0 | 0 | 0 | 0 | 0 | 0 | 0 | 0 | 0 | 0 | 0 | 0 | 0 | 0 | 0 | 0 | 0 | 0 | 0 | 0 | 0 | 0 | 0 | 0 | 0 | 0 | 0 | 0 | 0 | 0 | 0 | 0 | 0 | 0 | 0 | 0 | 0 | 0 | 0 | 0 | 0 | 0 | 0 | 2020
10441 | N | . | SEGS V | FPL Energy Operating Services Inc - SEGS | 55711 | CA | PACC | WECC |  | 22 | 2 | NAICS-22 Non-Cogen | ST | SUN | SUN |  |  |  | 0 | 0 | 0 | 0 | 0 | 0 | 0 | 0 | 0 | 0 | 0 | 0 | 0 | 0 | 0 | 0 | 0 | 0 | 0 | 0 | 0 | 0 | 0 | 0 | 0 | 0 | 0 | 0 | 0 | 0 | 0 | 0 | 0 | 0 | 0 | 0 | 0 | 0 | 0 | 0 | 0 | 0 | 0 | 0 | 0 | 0 | 0 | 0 | 0 | 0 | 0 | 0 | 0 | 0 | 0 | 0 | 0 | 0 | 0 | 0 | 0 | 0 | 0 | 0 | 0 | 0 | 0 | 0 | 0 | 0 | 0 | 0 | 0 | 0 | 0 | 0 | 0 | 2020
10442 | N | . | SEGS VI | FPL Energy Operating Services Inc - SEGS | 55711 | CA | PACC | WECC |  | 22 | 2 | NAICS-22 Non-Cogen | ST | NG | NG |  |  | mcf | 0 | 0 | 0 | 0 | 0 | 0 | 0 | 0 | 0 | 0 | 0 | 0 | 0 | 0 | 0 | 0 | 0 | 0 | 0 | 0 | 0 | 0 | 0 | 0 | 0 | 0 | 0 | 0 | 0 | 0 | 0 | 0 | 0 | 0 | 0 | 0 | 0 | 0 | 0 | 0 | 0 | 0 | 0 | 0 | 0 | 0 | 0 | 0 | 0 | 0 | 0 | 0 | 0 | 0 | 0 | 0 | 0 | 0 | 0 | 0 | 0 | 0 | 0 | 0 | 0 | 0 | 0 | 0 | 0 | 0 | 0 | 0 | 0 | 0 | 0 | 0 | 0 | 2020
10442 | N | . | SEGS VI | FPL Energy Operating Services Inc - SEGS | 55711 | CA | PACC | WECC |  | 22 | 2 | NAICS-22 Non-Cogen | ST | SUN | SUN |  |  |  | 0 | 0 | 0 | 0 | 0 | 0 | 0 | 0 | 0 | 0 | 0 | 0 | 0 | 0 | 0 | 0 | 0 | 0 | 0 | 0 | 0 | 0 | 0 | 0 | 0 | 0 | 0 | 0 | 0 | 0 | 0 | 0 | 0 | 0 | 0 | 0 | 0 | 0 | 0 | 0 | 0 | 0 | 0 | 0 | 0 | 0 | 0 | 0 | 0 | 0 | 0 | 0 | 0 | 0 | 0 | 0 | 0 | 0 | 0 | 0 | 0 | 0 | 0 | 0 | 0 | 0 | 0 | 0 | 0 | 0 | 0 | 0 | 0 | 0 | 0 | 0 | 0 | 2020
10443 | N | . | SEGS VII | FPL Energy Operating Services Inc - SEGS | 55711 | CA | PACC | WECC |  | 22 | 2 | NAICS-22 Non-Cogen | ST | NG | NG |  |  | mcf | 0 | 0 | 0 | 0 | 0 | 0 | 0 | 0 | 0 | 0 | 0 | 0 | 0 | 0 | 0 | 0 | 0 | 0 | 0 | 0 | 0 | 0 | 0 | 0 | 0 | 0 | 0 | 0 | 0 | 0 | 0 | 0 | 0 | 0 | 0 | 0 | 0 | 0 | 0 | 0 | 0 | 0 | 0 | 0 | 0 | 0 | 0 | 0 | 0 | 0 | 0 | 0 | 0 | 0 | 0 | 0 | 0 | 0 | 0 | 0 | 0 | 0 | 0 | 0 | 0 | 0 | 0 | 0 | 0 | 0 | 0 | 0 | 0 | 0 | 0 | 0 | 0 | 2020
10443 | N | . | SEGS VII | FPL Energy Operating Services Inc - SEGS | 55711 | CA | PACC | WECC |  | 22 | 2 | NAICS-22 Non-Cogen | ST | SUN | SUN |  |  |  | 0 | 0 | 0 | 0 | 0 | 0 | 0 | 0 | 0 | 0 | 0 | 0 | 0 | 0 | 0 | 0 | 0 | 0 | 0 | 0 | 0 | 0 | 0 | 0 | 0 | 0 | 0 | 0 | 0 | 0 | 0 | 0 | 0 | 0 | 0 | 0 | 0 | 0 | 0 | 0 | 0 | 0 | 0 | 0 | 0 | 0 | 0 | 0 | 0 | 0 | 0 | 0 | 0 | 0 | 0 | 0 | 0 | 0 | 0 | 0 | 0 | 0 | 0 | 0 | 0 | 0 | 0 | 0 | 0 | 0 | 0 | 0 | 0 | 0 | 0 | 0 | 0 | 2020
10444 | N | . | SEGS VIII | Terra-Gen Operating Co-Solar | 61950 | CA | PACC | WECC |  | 22 | 2 | NAICS-22 Non-Cogen | ST | NG | NG |  |  | mcf | 5548 | 0 | 0 | 0 | 0 | 0 | 0 | 0 | 0 | 0 | 0 | 0 | 5548 | 0 | 0 | 0 | 0 | 0 | 0 | 0 | 0 | 0 | 0 | 0 | 1.025 | 0 | 0 | 0 | 0 | 0 | 0 | 0 | 0 | 0 | 0 | 0 | 5687 | 0 | 0 | 0 | 0 | 0 | 0 | 0 | 0 | 0 | 0 | 0 | 5687 | 0 | 0 | 0 | 0 | 0 | 0 | 0 | 0 | 0 | 0 | 0 | 342 | 0 | 0 | 0 | 0 | 0 | 0 | 0 | 0 | 0 | 0 | 0 | 5548 | 5548 | 5687 | 5687 | 342 | 2020
10444 | N | . | SEGS VIII | Terra-Gen Operating Co-Solar | 61950 | CA | PACC | WECC |  | 22 | 2 | NAICS-22 Non-Cogen | ST | SUN | SUN |  |  |  | 0 | 0 | 0 | 0 | 0 | 0 | 0 | 0 | 0 | 0 | 0 | 0 | 0 | 0 | 0 | 0 | 0 | 0 | 0 | 0 | 0 | 0 | 0 | 0 | 0 | 0 | 0 | 0 | 0 | 0 | 0 | 0 | 0 | 0 | 0 | 0 | 2111 | 55582 | 60251 | 100924 | 149393 | 117515 | 188769 | 135500 | 76046 | 67032 | 32701 | 17695 | 2111 | 55582 | 60251 | 100924 | 149393 | 117515 | 188769 | 135500 | 76046 | 67032 | 32701 | 17695 | 241 | 6345 | 6878 | 11521 | 17054 | 13415 | 21549 | 15468 | 8681 | 7652 | 3733 | 2020 | 0 | 0 | 1003519 | 1003519 | 114557 | 2020
10446 | N | . | SEGS IX | Terra-Gen Operating Co-Solar | 61950 | CA | PACC | WECC |  | 22 | 2 | NAICS-22 Non-Cogen | ST | NG | NG |  |  | mcf | 5100 | 0 | 0 | 0 | 2036 | 63791 | 37956 | 92641 | 108572 | 0 | 0 | 0 | 5100 | 0 | 0 | 0 | 2036 | 63791 | 37956 | 92641 | 108572 | 0 | 0 | 0 | 1.025 | 0 | 0 | 0 | 1.03 | 1.019 | 1.019 | 1.016 | 1.019 | 0 | 0 | 0 | 5228 | 0 | 0 | 0 | 2097 | 65003 | 38677 | 94123 | 110635 | 0 | 0 | 0 | 5228 | 0 | 0 | 0 | 2097 | 65003 | 38677 | 94123 | 110635 | 0 | 0 | 0 | 321 | 0 | 0 | 0 | 136 | 4892 | 2984 | 6991 | 8105 | 0 | 0 | 0 | 310096 | 310096 | 315763 | 315763 | 23429 | 2020
10446 | N | . | SEGS IX | Terra-Gen Operating Co-Solar | 61950 | CA | PACC | WECC |  | 22 | 2 | NAICS-22 Non-Cogen | ST | SUN | SUN |  |  |  | 0 | 0 | 0 | 0 | 0 | 0 | 0 | 0 | 0 | 0 | 0 | 0 | 0 | 0 | 0 | 0 | 0 | 0 | 0 | 0 | 0 | 0 | 0 | 0 | 0 | 0 | 0 | 0 | 0 | 0 | 0 | 0 | 0 | 0 | 0 | 0 | 2129 | 51544 | 65998 | 105935 | 168148 | 150821 | 190854 | 130480 | 72866 | 72647 | 36494 | 21199 | 2129 | 51544 | 65998 | 105935 | 168148 | 150821 | 190854 | 130480 | 72866 | 72647 | 36494 | 21199 | 243 | 5884 | 7534 | 12093 | 19195 | 17217 | 21787 | 14895 | 8318 | 8293 | 4166 | 2420 | 0 | 0 | 1069115 | 1069115 | 122045 | 2020
10458 | N | . | Muck Valley Hydroelectric | Brookfield Renewable Trading and Marketing LP | 63235 | CA | PACC | WECC |  | 22 | 2 | NAICS-22 Non-Cogen | HY | WAT | HYC |  |  |  | 0 | 0 | 0 | 0 | 0 | 0 | 0 | 0 | 0 | 0 | 0 | 0 | 0 | 0 | 0 | 0 | 0 | 0 | 0 | 0 | 0 | 0 | 0 | 0 | 0 | 0 | 0 | 0 | 0 | 0 | 0 | 0 | 0 | 0 | 0 | 0 | 12082 | 9014 | 9543 | 14008 | 19186 | 17927 | 18954 | 19099 | 13302 | 10939 | 8273 | 6815 | 12082 | 9014 | 9543 | 14008 | 19186 | 17927 | 18954 | 19099 | 13302 | 10939 | 8273 | 6815 | 1379.27 | 1029.015 | 1089.401 | 1599.131 | 2190.199 | 2046.443 | 2163.671 | 2180.232 | 1518.451 | 1248.751 | 944.452 | 777.984 | 0 | 0 | 159142 | 159142 | 18167 | 2020
10472 | N | . | Puente Hills Energy Recovery | Los Angeles County Sanitation | 11217 | CA | PACC | WECC |  | 562212 | 4 | Commercial NAICS Non-Cogen | IC | LFG | MLG |  |  | mcf | 0 | 0 | 0 | 0 | 0 | 0 | 0 | 0 | 0 | 0 | 0 | 0 | 0 | 0 | 0 | 0 | 0 | 0 | 0 | 0 | 0 | 0 | 0 | 0 | 0 | 0 | 0 | 0 | 0 | 0 | 0 | 0 | 0 | 0 | 0 | 0 | 0 | 0 | 0 | 0 | 0 | 0 | 0 | 0 | 0 | 0 | 0 | 0 | 0 | 0 | 0 | 0 | 0 | 0 | 0 | 0 | 0 | 0 | 0 | 0 | 0 | 0 | 0 | 0 | 0 | 0 | 0 | 0 | 0 | 0 | 0 | 0 | 0 | 0 | 0 | 0 | 0 | 2020
10472 | N | . | Puente Hills Energy Recovery | Los Angeles County Sanitation | 11217 | CA | PACC | WECC |  | 562212 | 4 | Commercial NAICS Non-Cogen | ST | LFG | MLG |  |  | mcf | 649132 | 624736 | 683043 | 643954 | 701099 | 635060 | 698164 | 692590 | 674434 | 550000 | 667110 | 639660 | 649132 | 624736 | 683043 | 643954 | 701099 | 635060 | 698164 | 692590 | 674434 | 550000 | 667110 | 639660 | 0.334 | 0.339 | 0.332 | 0.33 | 0.319 | 0.328 | 0.32 | 0.315 | 0.315 | 0.304 | 0.312 | 0.311 | 216810 | 211786 | 226770 | 212505 | 223651 | 208300 | 223412 | 218166 | 212447 | 167200 | 208138 | 198934 | 216810 | 211786 | 226770 | 212505 | 223651 | 208300 | 223412 | 218166 | 212447 | 167200 | 208138 | 198934 | 18159 | 17645 | 18705 | 17488 | 18387 | 15933 | 18078 | 18060 | 17362 | 13402 | 16713 | 16092 | 7858982 | 7858982 | 2528119 | 2528119 | 206024 | 2020
10472 | N | . | Puente Hills Energy Recovery | Los Angeles County Sanitation | 11217 | CA | PACC | WECC |  | 562212 | 4 | Commercial NAICS Non-Cogen | ST | NG | NG |  |  | mcf | 0 | 0 | 0 | 0 | 0 | 0 | 0 | 0 | 0 | 0 | 0 | 0 | 0 | 0 | 0 | 0 | 0 | 0 | 0 | 0 | 0 | 0 | 0 | 0 | 0 | 0 | 0 | 0 | 0 | 0 | 0 | 0 | 0 | 0 | 0 | 0 | 0 | 0 | 0 | 0 | 0 | 0 | 0 | 0 | 0 | 0 | 0 | 0 | 0 | 0 | 0 | 0 | 0 | 0 | 0 | 0 | 0 | 0 | 0 | 0 | 0 | 0 | 0 | 0 | 0 | 0 | 0 | 0 | 0 | 0 | 0 | 0 | 0 | 0 | 0 | 0 | 0 | 2020
10479 | N | . | Mammoth G3 | Ormat Nevada Inc | 34691 | CA | PACC | WECC |  | 22 | 2 | NAICS-22 Non-Cogen | BT | GEO | GEO |  |  |  | 0 | 0 | 0 | 0 | 0 | 0 | 0 | 0 | 0 | 0 | 0 | 0 | 0 | 0 | 0 | 0 | 0 | 0 | 0 | 0 | 0 | 0 | 0 | 0 | 0 | 0 | 0 | 0 | 0 | 0 | 0 | 0 | 0 | 0 | 0 | 0 | 59819 | 65569 | 83192 | 79943 | 79201 | 73768 | 79727 | 79999 | 75090 | 72130 | 79370 | 77713 | 59819 | 65569 | 83192 | 79943 | 79201 | 73768 | 79727 | 79999 | 75090 | 72130 | 79370 | 77713 | 6828.615 | 7485.023 | 9496.799 | 9125.917 | 9041.241 | 8420.984 | 9101.252 | 9132.347 | 8571.934 | 8234.064 | 9060.504 | 8871.32 | 0 | 0 | 905521 | 905521 | 103370 | 2020
10480 | N | . | Mammoth G1 | Ormat Nevada Inc | 34691 | CA | PACC | WECC |  | 22 | 2 | NAICS-22 Non-Cogen | BT | GEO | GEO |  |  |  | 0 | 0 | 0 | 0 | 0 | 0 | 0 | 0 | 0 | 0 | 0 | 0 | 0 | 0 | 0 | 0 | 0 | 0 | 0 | 0 | 0 | 0 | 0 | 0 | 0 | 0 | 0 | 0 | 0 | 0 | 0 | 0 | 0 | 0 | 0 | 0 | 33833 | 37085 | 47053 | 45215 | 44795 | 41722 | 45093 | 45247 | 42470 | 40796 | 44891 | 43954 | 33833 | 37085 | 47053 | 45215 | 44795 | 41722 | 45093 | 45247 | 42470 | 40796 | 44891 | 43954 | 3862.195 | 4233.451 | 5371.291 | 5161.524 | 5113.632 | 4762.821 | 5147.573 | 5165.161 | 4848.197 | 4657.101 | 5124.527 | 5017.527 | 0 | 0 | 512154 | 512154 | 58465 | 2020
10481 | N | . | Mammoth G2 | Ormat Nevada Inc | 34691 | CA | PACC | WECC |  | 22 | 2 | NAICS-22 Non-Cogen | BT | GEO | GEO |  |  |  | 0 | 0 | 0 | 0 | 0 | 0 | 0 | 0 | 0 | 0 | 0 | 0 | 0 | 0 | 0 | 0 | 0 | 0 | 0 | 0 | 0 | 0 | 0 | 0 | 0 | 0 | 0 | 0 | 0 | 0 | 0 | 0 | 0 | 0 | 0 | 0 | 43370 | 47538 | 60316 | 57960 | 57422 | 53483 | 57803 | 58001 | 54442 | 52296 | 57545 | 56343 | 43370 | 47538 | 60316 | 57960 | 57422 | 53483 | 57803 | 58001 | 54442 | 52296 | 57545 | 56343 | 4950.863 | 5426.768 | 6885.34 | 6616.444 | 6555.053 | 6105.356 | 6598.561 | 6621.106 | 6214.797 | 5969.836 | 6569.019 | 6431.857 | 0 | 0 | 656519 | 656519 | 74945 | 2020
10496 | Y | . | Kern River Cogeneration | Kern River Cogeneration Co | 10203 | CA | PACC | WECC |  | 22 | 3 | NAICS-22 Cogen | GT | NG | NG |  |  | mcf | 383375 | 40938 | 255957 | 615890 | 686693 | 675944 | 809541 | 977706 | 775692 | 156856 | 47892 | 25246 | 188750 | 19858 | 122864 | 291933 | 328344 | 320576 | 383208 | 463573 | 370106 | 74225 | 22634 | 11846 | 1.03 | 1.03 | 1.03 | 1.03 | 1.03 | 1.03 | 1.03 | 1.03 | 1.03 | 1.03 | 1.03 | 1.03 | 394876 | 42166 | 263636 | 634367 | 707294 | 696222 | 833827 | 1007037 | 798963 | 161562 | 49329 | 26003 | 194413 | 20454 | 126550 | 300691 | 338194 | 330193 | 394704 | 477480 | 381209 | 76452 | 23313 | 12201 | 32677 | 3436 | 21290 | 50536 | 56770 | 55579 | 66374 | 79823 | 63761 | 12766 | 3886 | 2038 | 5451730 | 2597917 | 5615282 | 2675854 | 448936 | 2020
10501 | Y | . | Mid-Set Cogeneration | Mid Set Cogeneration Co | 12449 | CA | PACC | WECC |  | 22 | 3 | NAICS-22 Cogen | GT | NG | NG |  |  | mcf | 0 | 0 | 0 | 0 | 0 | 0 | 0 | 0 | 0 | 0 | 0 | 0 | 0 | 0 | 0 | 0 | 0 | 0 | 0 | 0 | 0 | 0 | 0 | 0 | 0 | 0 | 0 | 0 | 0 | 0 | 0 | 0 | 0 | 0 | 0 | 0 | 0 | 0 | 0 | 0 | 0 | 0 | 0 | 0 | 0 | 0 | 0 | 0 | 0 | 0 | 0 | 0 | 0 | 0 | 0 | 0 | 0 | 0 | 0 | 0 | 0 | 0 | 0 | 0 | 0 | 0 | 0 | 0 | 0 | 0 | 0 | 0 | 0 | 0 | 0 | 0 | 0 | 2020
10548 | Y | . | San Jose Cogeneration | San Jose State University Fclts Dev &Ops | 16732 | CA | PACC | WECC |  | 611 | 5 | Commercial NAICS Cogen | GT | DFO | DFO |  |  | barrels | 0 | 0 | 0 | 0 | 0 | 0 | 0 | 0 | 0 | 0 | 0 | 0 | 0 | 0 | 0 | 0 | 0 | 0 | 0 | 0 | 0 | 0 | 0 | 0 | 0 | 0 | 0 | 0 | 0 | 0 | 0 | 0 | 0 | 0 | 0 | 0 | 0 | 0 | 0 | 0 | 0 | 0 | 0 | 0 | 0 | 0 | 0 | 0 | 0 | 0 | 0 | 0 | 0 | 0 | 0 | 0 | 0 | 0 | 0 | 0 | 0 | 0 | 0 | 0 | 0 | 0 | 0 | 0 | 0 | 0 | 0 | 0 | 0 | 0 | 0 | 0 | 0 | 2020
10548 | Y | . | San Jose Cogeneration | San Jose State University Fclts Dev &Ops | 16732 | CA | PACC | WECC |  | 611 | 5 | Commercial NAICS Cogen | GT | KER | WOO |  |  | barrels | 0 | 0 | 0 | 0 | 0 | 0 | 0 | 0 | 0 | 0 | 0 | 0 | 0 | 0 | 0 | 0 | 0 | 0 | 0 | 0 | 0 | 0 | 0 | 0 | 0 | 0 | 0 | 0 | 0 | 0 | 0 | 0 | 0 | 0 | 0 | 0 | 0 | 0 | 0 | 0 | 0 | 0 | 0 | 0 | 0 | 0 | 0 | 0 | 0 | 0 | 0 | 0 | 0 | 0 | 0 | 0 | 0 | 0 | 0 | 0 | 0 | 0 | 0 | 0 | 0 | 0 | 0 | 0 | 0 | 0 | 0 | 0 | 0 | 0 | 0 | 0 | 0 | 2020
10548 | Y | . | San Jose Cogeneration | San Jose State University Fclts Dev &Ops | 16732 | CA | PACC | WECC |  | 611 | 5 | Commercial NAICS Cogen | GT | NG | NG |  |  | mcf | 45788 | 41239 | 45026 | 38172 | 35509 | 39153 | 38963 | 40966 | 39873 | 42733 | 42623 | 37063 | 21973 | 21078 | 24317 | 22792 | 22376 | 24966 | 26077 | 24787 | 21618 | 28210 | 23644 | 19594 | 1.036 | 1.036 | 1.034 | 1.036 | 1.033 | 1.025 | 1.03 | 1.037 | 1.034 | 1.029 | 1.039 | 1.039 | 47436 | 42724 | 46557 | 39546 | 36681 | 40132 | 40132 | 42482 | 41229 | 43972 | 44285 | 38508 | 22764 | 21837 | 25144 | 23613 | 23114 | 25590 | 26859 | 25704 | 22353 | 29028 | 24566 | 20358 | 2468 | 2373 | 2722 | 2563 | 2517 | 2797 | 2923 | 2799 | 2429 | 3169 | 2684 | 2212 | 487108 | 281432 | 503684 | 290930 | 31656 | 2020
10586 | N | . | Cameron Ridge LLC | Terra-Gen Operating Co-Wind | 2770 | CA | PACC | WECC |  | 22 | 2 | NAICS-22 Non-Cogen | WT | WND | WND |  |  |  | 0 | 0 | 0 | 0 | 0 | 0 | 0 | 0 | 0 | 0 | 0 | 0 | 0 | 0 | 0 | 0 | 0 | 0 | 0 | 0 | 0 | 0 | 0 | 0 | 0 | 0 | 0 | 0 | 0 | 0 | 0 | 0 | 0 | 0 | 0 | 0 | 72423 | 74239 | 107619 | 145095 | 148052 | 164190 | 161208 | 137346 | 76035 | 82842 | 63396 | 62256 | 72423 | 74239 | 107619 | 145095 | 148052 | 164190 | 161208 | 137346 | 76035 | 82842 | 63396 | 62256 | 8267.493 | 8474.744 | 12285.311 | 16563.302 | 16900.948 | 18743.169 | 18402.714 | 15678.737 | 8679.803 | 9456.895 | 7237.027 | 7106.857 | 0 | 0 | 1294701 | 1294701 | 147797 | 2020
10597 | N | . | Ridgetop Energy LLC | Terra-Gen Operating Co-Wind | 2770 | CA | PACC | WECC |  | 22 | 2 | NAICS-22 Non-Cogen | WT | WND | WND |  |  |  | 0 | 0 | 0 | 0 | 0 | 0 | 0 | 0 | 0 | 0 | 0 | 0 | 0 | 0 | 0 | 0 | 0 | 0 | 0 | 0 | 0 | 0 | 0 | 0 | 0 | 0 | 0 | 0 | 0 | 0 | 0 | 0 | 0 | 0 | 0 | 0 | 19335 | 19820 | 28732 | 38737 | 39526 | 43835 | 43038 | 36668 | 20299 | 22117 | 16925 | 16621 | 19335 | 19820 | 28732 | 38737 | 39526 | 43835 | 43038 | 36668 | 20299 | 22117 | 16925 | 16621 | 2207.208 | 2262.539 | 3279.862 | 4421.976 | 4512.119 | 5003.944 | 4913.052 | 4185.82 | 2317.284 | 2524.748 | 1932.1 | 1897.348 | 0 | 0 | 345653 | 345653 | 39458 | 2020
10601 | Y | . | Tesoro Wilmington Calciner | Tesoro Refining & Marketing Company LLC | 2674 | CA | PACC | WECC |  | 324 | 7 | Industrial NAICS Cogen | ST | NG | NG |  |  | mcf | 0 | 0 | 0 | 0 | 0 | 0 | 0 | 0 | 0 | 0 | 0 | 0 | 0 | 0 | 0 | 0 | 0 | 0 | 0 | 0 | 0 | 0 | 0 | 0 | 0 | 0 | 0 | 0 | 0 | 0 | 0 | 0 | 0 | 0 | 0 | 0 | 0 | 0 | 0 | 0 | 0 | 0 | 0 | 0 | 0 | 0 | 0 | 0 | 0 | 0 | 0 | 0 | 0 | 0 | 0 | 0 | 0 | 0 | 0 | 0 | 0 | 0 | 0 | 0 | 0 | 0 | 0 | 0 | 0 | 0 | 0 | 0 | 0 | 0 | 0 | 0 | 0 | 2020
10601 | Y | . | Tesoro Wilmington Calciner | Tesoro Refining & Marketing Company LLC | 2674 | CA | PACC | WECC |  | 324 | 7 | Industrial NAICS Cogen | ST | PC | PC |  |  | short tons | 0 | 0 | 0 | 0 | 0 | 0 | 0 | 0 | 0 | 0 | 0 | 0 | 0 | 0 | 0 | 0 | 0 | 0 | 0 | 0 | 0 | 0 | 0 | 0 | 0 | 0 | 0 | 0 | 0 | 0 | 0 | 0 | 0 | 0 | 0 | 0 | 0 | 0 | 0 | 0 | 0 | 0 | 0 | 0 | 0 | 0 | 0 | 0 | 0 | 0 | 0 | 0 | 0 | 0 | 0 | 0 | 0 | 0 | 0 | 0 | 0 | 0 | 0 | 0 | 0 | 0 | 0 | 0 | 0 | 0 | 0 | 0 | 0 | 0 | 0 | 0 | 0 | 2020
10601 | Y | . | Tesoro Wilmington Calciner | Tesoro Refining & Marketing Company LLC | 2674 | CA | PACC | WECC |  | 324 | 7 | Industrial NAICS Cogen | ST | WH | OTH |  |  |  | 0 | 0 | 0 | 0 | 0 | 0 | 0 | 0 | 0 | 0 | 0 | 0 | 0 | 0 | 0 | 0 | 0 | 0 | 0 | 0 | 0 | 0 | 0 | 0 | 0 | 0 | 0 | 0 | 0 | 0 | 0 | 0 | 0 | 0 | 0 | 0 | 177302 | 111708 | 0 | 151644 | 175288 | 128378 | 176996 | 168446 | 173588 | 179484 | 125741 | 161061 | 177302 | 111708 | 0 | 151644 | 175288 | 128378 | 176996 | 168446 | 173588 | 179484 | 125741 | 161061 | 20240 | 12752 | 0 | 17311 | 20010 | 14655 | 20205 | 19229 | 19816 | 20489 | 14354 | 18386 | 0 | 0 | 1729636 | 1729636 | 197447 | 2020
10623 | Y | . | Civic Center | Los Angeles County | 11216 | CA | PACC | WECC |  | 53 | 5 | Commercial NAICS Cogen | CA | NG | NG |  |  | mcf | 12733 | 28840 | 27433 | 35452 | 51066 | 50048 | 47406 | 38560 | 47904 | 47223 | 48541 | 51845 | 0 | 0 | 0 | 0 | 0 | 0 | 0 | 0 | 0 | 0 | 0 | 0 | 1.04 | 1.033 | 1.039 | 1.039 | 1.039 | 1.035 | 1.037 | 1.037 | 1.033 | 1.037 | 1.036 | 1.037 | 13242 | 29792 | 28503 | 36835 | 53058 | 51800 | 49160 | 39987 | 49485 | 48970 | 50288 | 53763 | 0 | 0 | 0 | 0 | 0 | 0 | 0 | 0 | 0 | 0 | 0 | 0 | 0 | 0 | 0 | 0 | 0 | 0 | 0 | 0 | 0 | 0 | 0 | 0 | 487051 | 0 | 504883 | 0 | 0 | 2020
10623 | Y | . | Civic Center | Los Angeles County | 11216 | CA | PACC | WECC |  | 53 | 5 | Commercial NAICS Cogen | CT | DFO | DFO |  |  | barrels | 0 | 0 | 0 | 0 | 0 | 0 | 0 | 0 | 0 | 0 | 0 | 0 | 0 | 0 | 0 | 0 | 0 | 0 | 0 | 0 | 0 | 0 | 0 | 0 | 0 | 0 | 0 | 0 | 0 | 0 | 0 | 0 | 0 | 0 | 0 | 0 | 0 | 0 | 0 | 0 | 0 | 0 | 0 | 0 | 0 | 0 | 0 | 0 | 0 | 0 | 0 | 0 | 0 | 0 | 0 | 0 | 0 | 0 | 0 | 0 | 0 | 0 | 0 | 0 | 0 | 0 | 0 | 0 | 0 | 0 | 0 | 0 | 0 | 0 | 0 | 0 | 0 | 2020
10623 | Y | . | Civic Center | Los Angeles County | 11216 | CA | PACC | WECC |  | 53 | 5 | Commercial NAICS Cogen | CT | NG | NG |  |  | mcf | 121417 | 43261 | 65438 | 0 | 0 | 0 | 0 | 0 | 0 | 0 | 0 | 0 | 46543 | 16493 | 14865 | 0 | 0 | 0 | 0 | 0 | 0 | 0 | 0 | 0 | 1.04 | 1.033 | 1.039 | 0 | 0 | 0 | 0 | 0 | 0 | 0 | 0 | 0 | 126274 | 44689 | 67990 | 0 | 0 | 0 | 0 | 0 | 0 | 0 | 0 | 0 | 48405 | 17037 | 15445 | 0 | 0 | 0 | 0 | 0 | 0 | 0 | 0 | 0 | 9770 | 3407 | 3077 | 0 | 0 | 0 | 0 | 0 | 0 | 0 | 0 | 0 | 230116 | 77901 | 238953 | 80887 | 16254 | 2020
10631 | N | . | CE Leathers | CalEnergy Operating Corporation | 49899 | CA | PACC | WECC |  | 22 | 2 | NAICS-22 Non-Cogen | ST | GEO | GEO |  |  |  | 0 | 0 | 0 | 0 | 0 | 0 | 0 | 0 | 0 | 0 | 0 | 0 | 0 | 0 | 0 | 0 | 0 | 0 | 0 | 0 | 0 | 0 | 0 | 0 | 0 | 0 | 0 | 0 | 0 | 0 | 0 | 0 | 0 | 0 | 0 | 0 | 189632 | 207861 | 263728 | 253429 | 251077 | 233853 | 252744 | 253607 | 238045 | 228662 | 251612 | 246359 | 189632 | 207861 | 263728 | 253429 | 251077 | 233853 | 252744 | 253607 | 238045 | 228662 | 251612 | 246359 | 21647.512 | 23728.399 | 30105.963 | 28930.224 | 28661.792 | 26695.506 | 28852.033 | 28950.609 | 27174.034 | 26102.947 | 28722.858 | 28123.123 | 0 | 0 | 2870609 | 2870609 | 327695 | 2020
10632 | N | . | Del Ranch Company | CalEnergy Operating Corporation | 49899 | CA | PACC | WECC |  | 22 | 2 | NAICS-22 Non-Cogen | ST | GEO | GEO |  |  |  | 0 | 0 | 0 | 0 | 0 | 0 | 0 | 0 | 0 | 0 | 0 | 0 | 0 | 0 | 0 | 0 | 0 | 0 | 0 | 0 | 0 | 0 | 0 | 0 | 0 | 0 | 0 | 0 | 0 | 0 | 0 | 0 | 0 | 0 | 0 | 0 | 197116 | 216064 | 274137 | 263431 | 260986 | 243082 | 262719 | 263616 | 247439 | 237686 | 261543 | 256081 | 197116 | 216064 | 274137 | 263431 | 260986 | 243082 | 262719 | 263616 | 247439 | 237686 | 261543 | 256081 | 22501.864 | 24664.878 | 31294.143 | 30072.001 | 29792.975 | 27749.086 | 29990.724 | 30093.19 | 28246.501 | 27133.141 | 29856.451 | 29233.046 | 0 | 0 | 2983900 | 2983900 | 340628 | 2020
10634 | N | . | Elmore Company | CalEnergy Operating Corporation | 49899 | CA | PACC | WECC |  | 22 | 2 | NAICS-22 Non-Cogen | ST | GEO | GEO |  |  |  | 0 | 0 | 0 | 0 | 0 | 0 | 0 | 0 | 0 | 0 | 0 | 0 | 0 | 0 | 0 | 0 | 0 | 0 | 0 | 0 | 0 | 0 | 0 | 0 | 0 | 0 | 0 | 0 | 0 | 0 | 0 | 0 | 0 | 0 | 0 | 0 | 194769 | 213492 | 270872 | 260294 | 257879 | 240188 | 259590 | 260477 | 244493 | 234856 | 258428 | 253032 | 194769 | 213492 | 270872 | 260294 | 257879 | 240188 | 259590 | 260477 | 244493 | 234856 | 258428 | 253032 | 22233.924 | 24371.183 | 30921.51 | 29713.922 | 29438.218 | 27418.666 | 29633.612 | 29734.858 | 27910.158 | 26810.056 | 29500.937 | 28884.956 | 0 | 0 | 2948370 | 2948370 | 336572 | 2020
10649 | Y | . | Bear Mountain Limited | WCAC Operating Company | 60662 | CA | PACC | WECC |  | 22 | 3 | NAICS-22 Cogen | GT | NG | NG |  |  | mcf | 588 | 22 | 10971 | 6557 | 5801 | 40577 | 91284 | 108176 | 51717 | 58288 | 11979 | 0 | 463 | 15 | 9447 | 5436 | 4683 | 34001 | 76814 | 86456 | 41472 | 47213 | 9663 | 0 | 1.04 | 1.04 | 1.04 | 1.04 | 1.04 | 1.04 | 1.04 | 1.04 | 1.04 | 1.04 | 1.04 | 0 | 612 | 23 | 11410 | 6819 | 6033 | 42200 | 94935 | 112503 | 53786 | 60620 | 12458 | 0 | 481 | 16 | 9825 | 5653 | 4870 | 35361 | 79887 | 89914 | 43131 | 49102 | 10050 | 0 | 61 | 1 | 1259 | 724 | 620 | 4506 | 10175 | 11504 | 5491 | 6254 | 1282 | 0 | 385960 | 315663 | 401399 | 328290 | 41877 | 2020
10650 | Y | . | Badger Creek Limited | WCAC Operating Company | 60662 | CA | PACC | WECC |  | 22 | 3 | NAICS-22 Cogen | GT | NG | NG |  |  | mcf | 517 | 6523 | 0 | 0 | 1746 | 15337 | 18211 | 59214 | 32087 | 37606 | 3362 | 0 | 378 | 5163 | 0 | 0 | 1348 | 12061 | 14314 | 46316 | 24292 | 28878 | 2504 | 0 | 1.04 | 1.04 | 0 | 0 | 1.04 | 1.04 | 1.04 | 1.04 | 1.04 | 1.04 | 1.04 | 0 | 538 | 6784 | 0 | 0 | 1816 | 15950 | 18939 | 61583 | 33370 | 39110 | 3496 | 0 | 393 | 5370 | 0 | 0 | 1402 | 12543 | 14887 | 48169 | 25264 | 30033 | 2604 | 0 | 52 | 709 | 0 | 0 | 184 | 1663 | 1972 | 6366 | 3340 | 3976 | 345 | 0 | 174603 | 135254 | 181586 | 140665 | 18607 | 2020
10684 | Y | . | Argus Cogen Plant | Searles Valley Minerals Operations Inc. | 49968 | CA | PACC | WECC |  | 325188 | 7 | Industrial NAICS Cogen | ST | BIT | COL |  |  | short tons | 0 | 260 | 666 | 3161 | 0 | 42 | 1483 | 146 | 0 | 833 | 658 | 55 | 0 | 25 | 65 | 308 | 0 | 4 | 143 | 14 | 0 | 79 | 64 | 6 | 0 | 23 | 22.8 | 23.19 | 0 | 22.87 | 22.624 | 22.898 | 0 | 22.936 | 23.074 | 22.904 | 0 | 5980 | 15185 | 73304 | 0 | 961 | 33551 | 3343 | 0 | 19106 | 15183 | 1260 | 0 | 574 | 1472 | 7140 | 0 | 95 | 3239 | 332 | 0 | 1802 | 1476 | 126 | 0 | 126.31 | 321.974 | 1563.487 | 0 | 20.49 | 706.498 | 72.78 | 0 | 395.16 | 329.305 | 28.14 | 7304 | 708 | 167873 | 16256 | 3564.144 | 2020
10684 | Y | . | Argus Cogen Plant | Searles Valley Minerals Operations Inc. | 49968 | CA | PACC | WECC |  | 325188 | 7 | Industrial NAICS Cogen | ST | NG | NG |  |  | mcf | 80211 | 61202 | 154496 | 163369 | 151699 | 113827 | 106925 | 121005 | 122935 | 77093 | 13388 | 46525 | 8007 | 5871 | 14972 | 15913 | 15111 | 11220 | 10323 | 12034 | 12734 | 7271 | 1302 | 4635 | 1.027 | 1.026 | 1.024 | 1.023 | 1.028 | 1.03 | 1.019 | 1.019 | 1.019 | 1.019 | 1.018 | 1.02 | 82377 | 62793 | 158204 | 167126 | 155947 | 117242 | 108957 | 123304 | 125271 | 78558 | 13629 | 47456 | 8223 | 6024 | 15331 | 16279 | 15534 | 11557 | 10519 | 12263 | 12976 | 7409 | 1325 | 4728 | 1793.131 | 1326.324 | 3354.511 | 3564.63 | 3422.385 | 2500.978 | 2294.318 | 2684.364 | 2800.035 | 1624.799 | 295.606 | 1060.067 | 1212675 | 119393 | 1240864 | 122168 | 26721.148 | 2020
10684 | Y | . | Argus Cogen Plant | Searles Valley Minerals Operations Inc. | 49968 | CA | PACC | WECC |  | 325188 | 7 | Industrial NAICS Cogen | ST | RC | COL |  |  | short tons | 47666 | 51799 | 46933 | 41363 | 48666 | 42618 | 49648 | 48622 | 42858 | 51193 | 54180 | 54828 | 4758 | 4969 | 4548 | 4029 | 4848 | 4201 | 4793 | 4836 | 4439 | 4828 | 5267 | 5462 | 22.862 | 23 | 22.8 | 23.19 | 22.9 | 22.87 | 22.624 | 22.898 | 23.072 | 22.936 | 23.074 | 22.904 | 1089740 | 1191377 | 1070072 | 959208 | 1114451 | 974674 | 1123236 | 1113347 | 988820 | 1174163 | 1250149 | 1255781 | 108782 | 114294 | 103698 | 93432 | 111009 | 96079 | 108441 | 110727 | 102426 | 110735 | 121526 | 125113 | 23720.869 | 25164.366 | 22689.515 | 20458.883 | 24457.615 | 20791.532 | 23652.184 | 24237.856 | 22101.965 | 24285.041 | 27115.089 | 28051.793 | 580374 | 56978 | 13305018 | 1306262 | 286726.71 | 2020
10706 | N | . | Burney Creek | Snow Mountain Hydro LLC | 17725 | CA | PACC | WECC |  | 22 | 2 | NAICS-22 Non-Cogen | HY | WAT | HYC |  |  |  | 0 | 0 | 0 | 0 | 0 | 0 | 0 | 0 | 0 | 0 | 0 | 0 | 0 | 0 | 0 | 0 | 0 | 0 | 0 | 0 | 0 | 0 | 0 | 0 | 0 | 0 | 0 | 0 | 0 | 0 | 0 | 0 | 0 | 0 | 0 | 0 | 1102 | 822 | 870 | 1278 | 1750 | 1635 | 1729 | 1742 | 1213 | 998 | 755 | 622 | 1102 | 822 | 870 | 1278 | 1750 | 1635 | 1729 | 1742 | 1213 | 998 | 755 | 622 | 125.8 | 93.856 | 99.364 | 145.856 | 199.767 | 186.655 | 197.347 | 198.858 | 138.497 | 113.898 | 86.143 | 70.959 | 0 | 0 | 14516 | 14516 | 1657 | 2020
10707 | N | . | Cove Hydroelectric | Snow Mountain Hydro LLC | 17725 | CA | PACC | WECC |  | 22 | 2 | NAICS-22 Non-Cogen | HY | WAT | HYC |  |  |  | 0 | 0 | 0 | 0 | 0 | 0 | 0 | 0 | 0 | 0 | 0 | 0 | 0 | 0 | 0 | 0 | 0 | 0 | 0 | 0 | 0 | 0 | 0 | 0 | 0 | 0 | 0 | 0 | 0 | 0 | 0 | 0 | 0 | 0 | 0 | 0 | 4706 | 3511 | 3717 | 5456 | 7473 | 6982 | 7382 | 7439 | 5181 | 4261 | 3222 | 2654 | 4706 | 3511 | 3717 | 5456 | 7473 | 6982 | 7382 | 7439 | 5181 | 4261 | 3222 | 2654 | 537.221 | 400.799 | 424.319 | 622.858 | 853.077 | 797.084 | 842.744 | 849.195 | 591.433 | 486.385 | 367.862 | 303.023 | 0 | 0 | 61984 | 61984 | 7076 | 2020
10708 | N | . | Lost Creek I | Snow Mountain Hydro LLC | 17725 | CA | PACC | WECC |  | 22 | 2 | NAICS-22 Non-Cogen | HY | WAT | HYC |  |  |  | 0 | 0 | 0 | 0 | 0 | 0 | 0 | 0 | 0 | 0 | 0 | 0 | 0 | 0 | 0 | 0 | 0 | 0 | 0 | 0 | 0 | 0 | 0 | 0 | 0 | 0 | 0 | 0 | 0 | 0 | 0 | 0 | 0 | 0 | 0 | 0 | 3935 | 2936 | 3108 | 4563 | 6249 | 5839 | 6173 | 6221 | 4332 | 3563 | 2695 | 2220 | 3935 | 2936 | 3108 | 4563 | 6249 | 5839 | 6173 | 6221 | 4332 | 3563 | 2695 | 2220 | 449.227 | 335.151 | 354.818 | 520.838 | 713.349 | 666.528 | 704.709 | 710.103 | 494.56 | 406.719 | 307.608 | 253.39 | 0 | 0 | 51834 | 51834 | 5917 | 2020
10709 | N | . | Ponderosa Bailey Creek | Snow Mountain Hydro LLC | 17725 | CA | PACC | WECC |  | 22 | 2 | NAICS-22 Non-Cogen | HY | WAT | HYC |  |  |  | 0 | 0 | 0 | 0 | 0 | 0 | 0 | 0 | 0 | 0 | 0 | 0 | 0 | 0 | 0 | 0 | 0 | 0 | 0 | 0 | 0 | 0 | 0 | 0 | 0 | 0 | 0 | 0 | 0 | 0 | 0 | 0 | 0 | 0 | 0 | 0 | 511 | 382 | 404 | 593 | 812 | 759 | 802 | 808 | 563 | 463 | 350 | 288 | 511 | 382 | 404 | 593 | 812 | 759 | 802 | 808 | 563 | 463 | 350 | 288 | 58.384 | 43.558 | 46.114 | 67.69 | 92.71 | 86.625 | 91.587 | 92.288 | 64.275 | 52.859 | 39.978 | 32.932 | 0 | 0 | 6735 | 6735 | 769 | 2020
10718 | N | . | Karen Avenue Wind Farm | San Gorgonio Farms Inc | 16630 | CA | PACC | WECC |  | 22 | 2 | NAICS-22 Non-Cogen | WT | WND | WND |  |  |  | 0 | 0 | 0 | 0 | 0 | 0 | 0 | 0 | 0 | 0 | 0 | 0 | 0 | 0 | 0 | 0 | 0 | 0 | 0 | 0 | 0 | 0 | 0 | 0 | 0 | 0 | 0 | 0 | 0 | 0 | 0 | 0 | 0 | 0 | 0 | 0 | 14371 | 14732 | 21355 | 28792 | 29379 | 32581 | 31989 | 27254 | 15088 | 16439 | 12580 | 12354 | 14371 | 14732 | 21355 | 28792 | 29379 | 32581 | 31989 | 27254 | 15088 | 16439 | 12580 | 12354 | 1640.555 | 1681.68 | 2437.828 | 3286.728 | 3353.728 | 3719.288 | 3651.73 | 3111.2 | 1722.371 | 1876.573 | 1436.075 | 1410.244 | 0 | 0 | 256914 | 256914 | 29328 | 2020
10720 | Y | . | Kyocera International Project | Kyocrea International, Ind | 9948 | CA | PACC | WECC |  | 334 | 7 | Industrial NAICS Cogen | IC | NG | NG |  |  | mcf | 11064 | 9789 | 10871 | 7684 | 7225 | 10165 | 14220 | 17672 | 15396 | 15993 | 12778 | 14166 | 10700 | 9465 | 10511 | 7430 | 6986 | 9828 | 13749 | 17087 | 14887 | 15464 | 12355 | 13698 | 1.025 | 1.025 | 1.025 | 1.025 | 1.025 | 1.025 | 1.025 | 1.025 | 1.025 | 1.025 | 1.025 | 1.025 | 11341 | 10034 | 11143 | 7876 | 7406 | 10419 | 14576 | 18114 | 15781 | 16393 | 13097 | 14520 | 10967 | 9702 | 10774 | 7616 | 7161 | 10074 | 14093 | 17514 | 15259 | 15851 | 12664 | 14040 | 900.341 | 796.495 | 884.56 | 625.27 | 587.896 | 827.092 | 1157.02 | 1437.902 | 1252.712 | 1301.303 | 1039.725 | 1152.684 | 147023 | 142160 | 150700 | 145715 | 11963 | 2020
10759 | N | . | Salton Sea Power Gen Co - Unit 3 | CalEnergy Operating Corporation | 49899 | CA | PACC | WECC |  | 22 | 2 | NAICS-22 Non-Cogen | ST | GEO | GEO |  |  |  | 0 | 0 | 0 | 0 | 0 | 0 | 0 | 0 | 0 | 0 | 0 | 0 | 0 | 0 | 0 | 0 | 0 | 0 | 0 | 0 | 0 | 0 | 0 | 0 | 0 | 0 | 0 | 0 | 0 | 0 | 0 | 0 | 0 | 0 | 0 | 0 | 191045 | 209410 | 265694 | 255317 | 252948 | 235595 | 254627 | 255497 | 239818 | 230366 | 253487 | 248194 | 191045 | 209410 | 265694 | 255317 | 252948 | 235595 | 254627 | 255497 | 239818 | 230366 | 253487 | 248194 | 21808.829 | 23905.225 | 30330.315 | 29145.814 | 28875.381 | 26894.442 | 29067.039 | 29166.35 | 27376.537 | 26297.468 | 28936.902 | 28332.698 | 0 | 0 | 2891998 | 2891998 | 330137 | 2020
10763 | N | . | Ormesa III | Ormat Nevada Inc | 34691 | CA | PACC | WECC |  | 22 | 2 | NAICS-22 Non-Cogen | BT | GEO | GEO |  |  |  | 0 | 0 | 0 | 0 | 0 | 0 | 0 | 0 | 0 | 0 | 0 | 0 | 0 | 0 | 0 | 0 | 0 | 0 | 0 | 0 | 0 | 0 | 0 | 0 | 0 | 0 | 0 | 0 | 0 | 0 | 0 | 0 | 0 | 0 | 0 | 0 | 10580 | 11597 | 14714 | 14139 | 14008 | 13047 | 14101 | 14149 | 13281 | 12758 | 14038 | 13745 | 10580 | 11597 | 14714 | 14139 | 14008 | 13047 | 14101 | 14149 | 13281 | 12758 | 14038 | 13745 | 1207.773 | 1323.872 | 1679.694 | 1614.096 | 1599.12 | 1489.415 | 1609.734 | 1615.234 | 1516.114 | 1456.355 | 1602.527 | 1569.066 | 0 | 0 | 160157 | 160157 | 18283 | 2020
10763 | N | . | Ormesa III | Ormat Nevada Inc | 34691 | CA | PACC | WECC |  | 22 | 2 | NAICS-22 Non-Cogen | ST | GEO | GEO |  |  |  | 0 | 0 | 0 | 0 | 0 | 0 | 0 | 0 | 0 | 0 | 0 | 0 | 0 | 0 | 0 | 0 | 0 | 0 | 0 | 0 | 0 | 0 | 0 | 0 | 0 | 0 | 0 | 0 | 0 | 0 | 0 | 0 | 0 | 0 | 0 | 0 | 27893 | 30574 | 38791 | 37276 | 36930 | 34397 | 37176 | 37303 | 35013 | 33633 | 37009 | 36236 | 27893 | 30574 | 38791 | 37276 | 36930 | 34397 | 37176 | 37303 | 35013 | 33633 | 37009 | 36236 | 3184.088 | 3490.163 | 4428.226 | 4255.289 | 4215.806 | 3926.588 | 4243.788 | 4258.287 | 3996.974 | 3839.43 | 4224.787 | 4136.574 | 0 | 0 | 422231 | 422231 | 48200 | 2020
10764 | N | . | Blue Lake Power LLC | Blue Lake Power LLC | 56120 | CA | PACC | WECC |  | 22 | 2 | NAICS-22 Non-Cogen | ST | PG | WOO |  |  | mcf | 0 | 0 | 0 | 0 | 0 | 0 | 0 | 0 | 0 | 0 | 0 | 0 | 0 | 0 | 0 | 0 | 0 | 0 | 0 | 0 | 0 | 0 | 0 | 0 | 0 | 0 | 0 | 0 | 0 | 0 | 0 | 0 | 0 | 0 | 0 | 0 | 0 | 0 | 0 | 0 | 0 | 0 | 0 | 0 | 0 | 0 | 0 | 0 | 0 | 0 | 0 | 0 | 0 | 0 | 0 | 0 | 0 | 0 | 0 | 0 | 0 | 0 | 0 | 0 | 0 | 0 | 0 | 0 | 0 | 0 | 0 | 0 | 0 | 0 | 0 | 0 | 0 | 2020
10764 | N | . | Blue Lake Power LLC | Blue Lake Power LLC | 56120 | CA | PACC | WECC |  | 22 | 2 | NAICS-22 Non-Cogen | ST | WDS | WWW |  |  | short tons | 0 | 0 | 0 | 0 | 0 | 0 | 0 | 0 | 0 | 0 | 0 | 0 | 0 | 0 | 0 | 0 | 0 | 0 | 0 | 0 | 0 | 0 | 0 | 0 | 0 | 0 | 0 | 0 | 0 | 0 | 0 | 0 | 0 | 0 | 0 | 0 | 0 | 0 | 0 | 0 | 0 | 0 | 0 | 0 | 0 | 0 | 0 | 0 | 0 | 0 | 0 | 0 | 0 | 0 | 0 | 0 | 0 | 0 | 0 | 0 | 0 | 0 | 0 | 0 | 0 | 0 | 0 | 0 | 0 | 0 | 0 | 0 | 0 | 0 | 0 | 0 | 0 | 2020
10767 | N | . | Rio Bravo Fresno | Rio Bravo Fresno | 15986 | CA | PACC | WECC |  | 22 | 2 | NAICS-22 Non-Cogen | ST | NG | NG |  |  | mcf | 3361 | 4170 | 4131 | 5262 | 2873 | 1590 | 3295 | 2383 | 2256 | 2753 | 2035 | 4865 | 3361 | 4170 | 4131 | 5262 | 2873 | 1590 | 3295 | 2383 | 2256 | 2753 | 2035 | 4865 | 1.035 | 1.031 | 1.022 | 1.026 | 1.028 | 1.027 | 1.031 | 1.038 | 1.033 | 1.023 | 1.03 | 1.041 | 3479 | 4299 | 4222 | 5399 | 2953 | 1633 | 3397 | 2474 | 2330 | 2816 | 2096 | 5064 | 3479 | 4299 | 4222 | 5399 | 2953 | 1633 | 3397 | 2474 | 2330 | 2816 | 2096 | 5064 | 241.206 | 294.028 | 319.747 | 340.619 | 212.321 | 99.932 | 229.024 | 142.09 | 149.098 | 172.995 | 139.629 | 351.49 | 38974 | 38974 | 40162 | 40162 | 2692.179 | 2020
10767 | N | . | Rio Bravo Fresno | Rio Bravo Fresno | 15986 | CA | PACC | WECC |  | 22 | 2 | NAICS-22 Non-Cogen | ST | WDS | WWW |  |  | short tons | 16602 | 16587 | 15237 | 10104 | 15196 | 16553 | 17304 | 18017 | 17979 | 11732 | 17094 | 16638 | 16602 | 16587 | 15237 | 10104 | 15196 | 16553 | 17304 | 18017 | 17979 | 11732 | 17094 | 16638 | 13.93 | 14.48 | 13.62 | 15.54 | 14.57 | 15.76 | 15.14 | 15.93 | 14.88 | 15.45 | 15.17 | 15.12 | 231266 | 240180 | 207528 | 157016 | 221406 | 260875 | 261983 | 287011 | 267528 | 181259 | 259316 | 251567 | 231266 | 240180 | 207528 | 157016 | 221406 | 260875 | 261983 | 287011 | 267528 | 181259 | 259316 | 251567 | 16035.794 | 16425.972 | 15717.253 | 9906.381 | 15916.679 | 15965.068 | 17661.976 | 16486.91 | 17115.902 | 11134.005 | 17274.371 | 17459.51 | 189043 | 189043 | 2826935 | 2826935 | 187099.82 | 2020
10772 | N | . | Rio Bravo Rocklin | Rio Bravo Rocklin | 16077 | CA | PACC | WECC |  | 22 | 2 | NAICS-22 Non-Cogen | ST | NG | NG |  |  | mcf | 3788 | 3979 | 358 | 6672 | 2368 | 4322 | 4123 | 1900 | 3898 | 2733 | 3421 | 2212 | 3788 | 3979 | 358 | 6672 | 2368 | 4322 | 4123 | 1900 | 3898 | 2733 | 3421 | 2212 | 1 | 1 | 1 | 1 | 1 | 1 | 1 | 1 | 1 | 1 | 1 | 1 | 3788 | 3979 | 358 | 6672 | 2368 | 4322 | 4123 | 1900 | 3898 | 2733 | 3421 | 2212 | 3788 | 3979 | 358 | 6672 | 2368 | 4322 | 4123 | 1900 | 3898 | 2733 | 3421 | 2212 | 255.039 | 255.266 | 19.702 | 477.584 | 155.219 | 293.44 | 270.66 | 112.75 | 243.962 | 182.667 | 197.371 | 137.455 | 39774 | 39774 | 39774 | 39774 | 2601.115 | 2020
10772 | N | . | Rio Bravo Rocklin | Rio Bravo Rocklin | 16077 | CA | PACC | WECC |  | 22 | 2 | NAICS-22 Non-Cogen | ST | WDS | WWW |  |  | short tons | 15279 | 12333 | 21337 | 14538 | 9493 | 17198 | 16180 | 19013 | 10753 | 17489 | 16046 | 16880 | 15279 | 12333 | 21337 | 14538 | 9493 | 17198 | 16180 | 19013 | 10753 | 17489 | 16046 | 16880 | 15.78 | 15.15 | 15.2 | 13.89 | 15 | 13.77 | 13.97 | 15.75 | 14.55 | 14.34 | 15.4 | 14.46 | 241103 | 186845 | 324322 | 201933 | 142395 | 236816 | 226035 | 299455 | 156456 | 250792 | 247108 | 244085 | 241103 | 186845 | 324322 | 201933 | 142395 | 236816 | 226035 | 299455 | 156456 | 250792 | 247108 | 244085 | 16232.961 | 11986.734 | 17848.298 | 14454.416 | 9333.781 | 16078.56 | 14838.34 | 17770.25 | 9792.038 | 16762.333 | 14256.629 | 15167.545 | 186539 | 186539 | 2757345 | 2757345 | 174521.89 | 2020
10776 | N | . | E F Oxnard Energy Facility | EF Oxnard, LLC | 5533 | CA | PACC | WECC |  | 22 | 2 | NAICS-22 Non-Cogen | GT | NG | NG |  |  | mcf | 122461 | 94994 | 96824 | 122549 | 5161 | 12538 | 16424 | 27080 | 16770 | 21691 | 8800 | 773 | 122461 | 94994 | 96824 | 122549 | 5161 | 12538 | 16424 | 27080 | 16770 | 21691 | 8800 | 773 | 1.045 | 1.046 | 1.047 | 1.043 | 1.032 | 1.027 | 1.024 | 1.024 | 1.031 | 1.031 | 1.041 | 1.046 | 127972 | 99364 | 101375 | 127819 | 5326 | 12877 | 16818 | 27730 | 17290 | 22363 | 9161 | 809 | 127972 | 99364 | 101375 | 127819 | 5326 | 12877 | 16818 | 27730 | 17290 | 22363 | 9161 | 809 | 13810 | 10719 | 10943 | 13843 | 580 | 1230 | 1708 | 2851 | 1743 | 2195 | 932 | 61 | 546065 | 546065 | 568904 | 568904 | 60615 | 2020
10777 | N | . | HL Power | HL Power Company | 56866 | CA | PACC | WECC |  | 22 | 2 | NAICS-22 Non-Cogen | ST | NG | NG |  |  | mcf | 0 | 0 | 525 | 430 | 49 | 0 | 412 | 0 | 7952 | 10810 | 585 | 0 | 0 | 0 | 525 | 430 | 49 | 0 | 412 | 0 | 7952 | 10810 | 585 | 0 | 0 | 0 | 1.01 | 1.01 | 1.01 | 0 | 1.01 | 0 | 1.01 | 1.01 | 1.01 | 0 | 0 | 0 | 530 | 434 | 49 | 0 | 416 | 0 | 8032 | 10918 | 591 | 0 | 0 | 0 | 530 | 434 | 49 | 0 | 416 | 0 | 8032 | 10918 | 591 | 0 | 0 | 0 | 37.093 | 28.748 | 3.477 | 0 | 27.355 | 0 | 555.302 | 734.114 | 42.171 | 0 | 20763 | 20763 | 20970 | 20970 | 1428.26 | 2020
10777 | N | . | HL Power | HL Power Company | 56866 | CA | PACC | WECC |  | 22 | 2 | NAICS-22 Non-Cogen | ST | WDS | WWW |  |  | short tons | 17646 | 16514 | 16033 | 7599 | 16646 | 15894 | 12667 | 16734 | 14723 | 14185 | 11170 | 16447 | 17646 | 16514 | 16033 | 7599 | 16646 | 15894 | 12667 | 16734 | 14723 | 14185 | 11170 | 16447 | 16.36 | 16.57 | 15.99 | 16.73 | 16.74 | 16.74 | 16.87 | 16.87 | 16.47 | 16.79 | 16.43 | 16.43 | 288689 | 273637 | 256368 | 127131 | 278654 | 266066 | 213692 | 282303 | 242488 | 238166 | 183523 | 270224 | 288689 | 273637 | 256368 | 127131 | 278654 | 266066 | 213692 | 282303 | 242488 | 238166 | 183523 | 270224 | 19620 | 18368 | 17933.907 | 8415.252 | 19579.523 | 18855 | 14047.645 | 19687 | 16765.698 | 16013.886 | 13098.829 | 19350 | 176258 | 176258 | 2920941 | 2920941 | 201734.74 | 2020
10836 | N | . | Woodland Biomass Power Ltd | DTE Energy Services-Woodland | 54806 | CA | PACC | WECC |  | 22 | 2 | NAICS-22 Non-Cogen | ST | NG | NG |  |  | mcf | 1155 | 1031 | 0 | 0 | 0 | 0 | 0 | 0 | 0 | 0 | 0 | 0 | 1155 | 1031 | 0 | 0 | 0 | 0 | 0 | 0 | 0 | 0 | 0 | 0 | 1 | 1 | 0 | 0 | 0 | 0 | 0 | 0 | 0 | 0 | 0 | 0 | 1155 | 1031 | 0 | 0 | 0 | 0 | 0 | 0 | 0 | 0 | 0 | 0 | 1155 | 1031 | 0 | 0 | 0 | 0 | 0 | 0 | 0 | 0 | 0 | 0 | 61.036 | 60.738 | 0 | 0 | 0 | 0 | 0 | 0 | 0 | 0 | 0 | 0 | 2186 | 2186 | 2186 | 2186 | 121.774 | 2020
10836 | N | . | Woodland Biomass Power Ltd | DTE Energy Services-Woodland | 54806 | CA | PACC | WECC |  | 22 | 2 | NAICS-22 Non-Cogen | ST | WDS | WWW |  |  | short tons | 19044 | 15811 | 0 | 0 | 0 | 0 | 0 | 0 | 0 | 0 | 0 | 0 | 19044 | 15811 | 0 | 0 | 0 | 0 | 0 | 0 | 0 | 0 | 0 | 0 | 16 | 16 | 0 | 0 | 0 | 0 | 0 | 0 | 0 | 0 | 0 | 0 | 304704 | 252976 | 0 | 0 | 0 | 0 | 0 | 0 | 0 | 0 | 0 | 0 | 304704 | 252976 | 0 | 0 | 0 | 0 | 0 | 0 | 0 | 0 | 0 | 0 | 16101.964 | 14903.262 | 0 | 0 | 0 | 0 | 0 | 0 | 0 | 0 | 0 | 0 | 34855 | 34855 | 557680 | 557680 | 31005.226 | 2020
10840 | N | . | Covanta Delano Energy | Covanta Delano Inc | 56099 | CA | PACC | WECC |  | 22 | 2 | NAICS-22 Non-Cogen | ST | NG | NG |  |  | mcf | 0 | 0 | 0 | 0 | 0 | 0 | 0 | 0 | 0 | 0 | 0 | 0 | 0 | 0 | 0 | 0 | 0 | 0 | 0 | 0 | 0 | 0 | 0 | 0 | 0 | 0 | 0 | 0 | 0 | 0 | 0 | 0 | 0 | 0 | 0 | 0 | 0 | 0 | 0 | 0 | 0 | 0 | 0 | 0 | 0 | 0 | 0 | 0 | 0 | 0 | 0 | 0 | 0 | 0 | 0 | 0 | 0 | 0 | 0 | 0 | 0 | 0 | 0 | 0 | 0 | 0 | 0 | 0 | 0 | 0 | 0 | 0 | 0 | 0 | 0 | 0 | 0 | 2020
10840 | N | . | Covanta Delano Energy | Covanta Delano Inc | 56099 | CA | PACC | WECC |  | 22 | 2 | NAICS-22 Non-Cogen | ST | WDS | WWW |  |  | short tons | 0 | 0 | 0 | 0 | 0 | 0 | 0 | 0 | 0 | 0 | 0 | 0 | 0 | 0 | 0 | 0 | 0 | 0 | 0 | 0 | 0 | 0 | 0 | 0 | 0 | 0 | 0 | 0 | 0 | 0 | 0 | 0 | 0 | 0 | 0 | 0 | 0 | 0 | 0 | 0 | 0 | 0 | 0 | 0 | 0 | 0 | 0 | 0 | 0 | 0 | 0 | 0 | 0 | 0 | 0 | 0 | 0 | 0 | 0 | 0 | 0 | 0 | 0 | 0 | 0 | 0 | 0 | 0 | 0 | 0 | 0 | 0 | 0 | 0 | 0 | 0 | 0 | 2020
10873 | N | . | Coso Finance Partners | Coso Operating Co LLC | 4397 | CA | PACC | WECC |  | 22 | 2 | NAICS-22 Non-Cogen | ST | GEO | GEO |  |  |  | 0 | 0 | 0 | 0 | 0 | 0 | 0 | 0 | 0 | 0 | 0 | 0 | 0 | 0 | 0 | 0 | 0 | 0 | 0 | 0 | 0 | 0 | 0 | 0 | 0 | 0 | 0 | 0 | 0 | 0 | 0 | 0 | 0 | 0 | 0 | 0 | 371625 | 309631 | 345091 | 344102 | 356348 | 334203 | 348341 | 338863 | 331960 | 343348 | 349550 | 363347 | 371625 | 309631 | 345091 | 344102 | 356348 | 334203 | 348341 | 338863 | 331960 | 343348 | 349550 | 363347 | 42423 | 35346 | 39394 | 39281 | 40679 | 38151 | 39765 | 38683 | 37895 | 39195 | 39903 | 41478 | 0 | 0 | 4136409 | 4136409 | 472193 | 2020
10874 | N | . | Coso Power Developers | Coso Operating Co LLC | 4397 | CA | PACC | WECC |  | 22 | 2 | NAICS-22 Non-Cogen | ST | GEO | GEO |  |  |  | 0 | 0 | 0 | 0 | 0 | 0 | 0 | 0 | 0 | 0 | 0 | 0 | 0 | 0 | 0 | 0 | 0 | 0 | 0 | 0 | 0 | 0 | 0 | 0 | 0 | 0 | 0 | 0 | 0 | 0 | 0 | 0 | 0 | 0 | 0 | 0 | 327063 | 300617 | 280110 | 307756 | 306153 | 284017 | 283990 | 268520 | 264298 | 291804 | 276746 | 284726 | 327063 | 300617 | 280110 | 307756 | 306153 | 284017 | 283990 | 268520 | 264298 | 291804 | 276746 | 284726 | 37336 | 34317 | 31976 | 35132 | 34949 | 32422 | 32419 | 30653 | 30171 | 33311 | 31592 | 32503 | 0 | 0 | 3475800 | 3475800 | 396781 | 2020
10875 | N | . | Coso Energy Developers | Coso Operating Co LLC | 4397 | CA | PACC | WECC |  | 22 | 2 | NAICS-22 Non-Cogen | ST | GEO | GEO |  |  |  | 0 | 0 | 0 | 0 | 0 | 0 | 0 | 0 | 0 | 0 | 0 | 0 | 0 | 0 | 0 | 0 | 0 | 0 | 0 | 0 | 0 | 0 | 0 | 0 | 0 | 0 | 0 | 0 | 0 | 0 | 0 | 0 | 0 | 0 | 0 | 0 | 154736 | 169611 | 215197 | 206793 | 204874 | 190819 | 206234 | 206939 | 194240 | 186584 | 205311 | 201024 | 154736 | 169611 | 215197 | 206793 | 204874 | 190819 | 206234 | 206939 | 194240 | 186584 | 205311 | 201024 | 17663.964 | 19361.931 | 24565.904 | 23606.523 | 23387.487 | 21783.034 | 23542.72 | 23623.156 | 22173.505 | 21299.518 | 23437.315 | 22947.943 | 0 | 0 | 2342362 | 2342362 | 267393 | 2020
10878 | N | . | Salton Sea Power Gen Co - Unit 1 | CalEnergy Operating Corporation | 49899 | CA | PACC | WECC |  | 22 | 2 | NAICS-22 Non-Cogen | ST | GEO | GEO |  |  |  | 0 | 0 | 0 | 0 | 0 | 0 | 0 | 0 | 0 | 0 | 0 | 0 | 0 | 0 | 0 | 0 | 0 | 0 | 0 | 0 | 0 | 0 | 0 | 0 | 0 | 0 | 0 | 0 | 0 | 0 | 0 | 0 | 0 | 0 | 0 | 0 | 40779 | 44699 | 56713 | 54498 | 53993 | 50289 | 54351 | 54537 | 51190 | 49172 | 54108 | 52978 | 40779 | 44699 | 56713 | 54498 | 53993 | 50289 | 54351 | 54537 | 51190 | 49172 | 54108 | 52978 | 4655.178 | 5102.661 | 6474.121 | 6221.285 | 6163.56 | 5740.721 | 6204.47 | 6225.669 | 5843.626 | 5613.295 | 6176.692 | 6047.722 | 0 | 0 | 617307 | 617307 | 70469 | 2020
10879 | N | . | Salton Sea Power Gen Co - Unit 2 | CalEnergy Operating Corporation | 49899 | CA | PACC | WECC |  | 22 | 2 | NAICS-22 Non-Cogen | ST | GEO | GEO |  |  |  | 0 | 0 | 0 | 0 | 0 | 0 | 0 | 0 | 0 | 0 | 0 | 0 | 0 | 0 | 0 | 0 | 0 | 0 | 0 | 0 | 0 | 0 | 0 | 0 | 0 | 0 | 0 | 0 | 0 | 0 | 0 | 0 | 0 | 0 | 0 | 0 | 55254 | 60565 | 76844 | 73843 | 73158 | 68139 | 73643 | 73895 | 69360 | 66626 | 73313 | 71783 | 55254 | 60565 | 76844 | 73843 | 73158 | 68139 | 73643 | 73895 | 69360 | 66626 | 73313 | 71783 | 6307.535 | 6913.853 | 8772.113 | 8429.533 | 8351.318 | 7778.392 | 8406.75 | 8435.472 | 7917.823 | 7605.736 | 8369.111 | 8194.364 | 0 | 0 | 836423 | 836423 | 95482 | 2020
10880 | N | . | Bidwell Ditch Project | Mega Renewables | 12239 | CA | PACC | WECC |  | 22 | 2 | NAICS-22 Non-Cogen | HY | WAT | HYC |  |  |  | 0 | 0 | 0 | 0 | 0 | 0 | 0 | 0 | 0 | 0 | 0 | 0 | 0 | 0 | 0 | 0 | 0 | 0 | 0 | 0 | 0 | 0 | 0 | 0 | 0 | 0 | 0 | 0 | 0 | 0 | 0 | 0 | 0 | 0 | 0 | 0 | 7853 | 5858 | 6202 | 9104 | 12469 | 11651 | 12318 | 12413 | 8645 | 7109 | 5377 | 4429 | 7853 | 5858 | 6202 | 9104 | 12469 | 11651 | 12318 | 12413 | 8645 | 7109 | 5377 | 4429 | 896.41 | 668.772 | 708.017 | 1039.299 | 1423.442 | 1330.014 | 1406.201 | 1416.965 | 986.863 | 811.581 | 613.813 | 505.623 | 0 | 0 | 103428 | 103428 | 11807 | 2020
10881 | N | . | Roaring Creek Water Power | Shasta Hydroelectric Inc | 16997 | CA | PACC | WECC |  | 22 | 2 | NAICS-22 Non-Cogen | HY | WAT | HYC |  |  |  | 0 | 0 | 0 | 0 | 0 | 0 | 0 | 0 | 0 | 0 | 0 | 0 | 0 | 0 | 0 | 0 | 0 | 0 | 0 | 0 | 0 | 0 | 0 | 0 | 0 | 0 | 0 | 0 | 0 | 0 | 0 | 0 | 0 | 0 | 0 | 0 | 2274 | 1696 | 1796 | 2636 | 3611 | 3374 | 3567 | 3594 | 2503 | 2059 | 1557 | 1283 | 2274 | 1696 | 1796 | 2636 | 3611 | 3374 | 3567 | 3594 | 2503 | 2059 | 1557 | 1283 | 259.578 | 193.659 | 205.023 | 300.954 | 412.192 | 385.137 | 407.199 | 410.316 | 285.77 | 235.013 | 177.744 | 146.415 | 0 | 0 | 29950 | 29950 | 3419 | 2020
10882 | N | . | Hatchet Creek Project | Mega Renewables | 12239 | CA | PACC | WECC |  | 22 | 2 | NAICS-22 Non-Cogen | HY | WAT | HYC |  |  |  | 0 | 0 | 0 | 0 | 0 | 0 | 0 | 0 | 0 | 0 | 0 | 0 | 0 | 0 | 0 | 0 | 0 | 0 | 0 | 0 | 0 | 0 | 0 | 0 | 0 | 0 | 0 | 0 | 0 | 0 | 0 | 0 | 0 | 0 | 0 | 0 | 6018 | 4489 | 4753 | 6977 | 9556 | 8928 | 9440 | 9512 | 6625 | 5448 | 4121 | 3394 | 6018 | 4489 | 4753 | 6977 | 9556 | 8928 | 9440 | 9512 | 6625 | 5448 | 4121 | 3394 | 686.941 | 512.496 | 542.572 | 796.441 | 1090.819 | 1019.223 | 1077.607 | 1085.856 | 756.258 | 621.935 | 470.38 | 387.472 | 0 | 0 | 79261 | 79261 | 9048 | 2020
10884 | Y | . | Olive View Medical Center | Los Angeles County | 11216 | CA | PACC | WECC |  | 622 | 5 | Commercial NAICS Cogen | GT | DFO | DFO |  |  | barrels | 0 | 0 | 0 | 0 | 0 | 0 | 0 | 0 | 0 | 0 | 0 | 0 | 0 | 0 | 0 | 0 | 0 | 0 | 0 | 0 | 0 | 0 | 0 | 0 | 0 | 0 | 0 | 0 | 0 | 0 | 0 | 0 | 0 | 0 | 0 | 0 | 0 | 0 | 0 | 0 | 0 | 0 | 0 | 0 | 0 | 0 | 0 | 0 | 0 | 0 | 0 | 0 | 0 | 0 | 0 | 0 | 0 | 0 | 0 | 0 | 0 | 0 | 0 | 0 | 0 | 0 | 0 | 0 | 0 | 0 | 0 | 0 | 0 | 0 | 0 | 0 | 0 | 2020
10884 | Y | . | Olive View Medical Center | Los Angeles County | 11216 | CA | PACC | WECC |  | 622 | 5 | Commercial NAICS Cogen | GT | NG | NG |  |  | mcf | 25781 | 24354 | 26171 | 24792 | 25684 | 22664 | 22278 | 22510 | 36044 | 25190 | 23461 | 24249 | 6786 | 6510 | 6896 | 6529 | 6775 | 5708 | 5659 | 5516 | 12169 | 6170 | 5751 | 5941 | 1.04 | 1.033 | 1.039 | 1.039 | 1.037 | 1.035 | 1.037 | 1.037 | 1.033 | 1.037 | 1.036 | 1.036 | 26812 | 25158 | 27192 | 25759 | 26634 | 23457 | 23102 | 23343 | 37233 | 26122 | 24306 | 25122 | 7057 | 6725 | 7165 | 6784 | 7026 | 5908 | 5868 | 5720 | 12571 | 6398 | 5958 | 6155 | 1540.56 | 1468.04 | 1564.08 | 1480.78 | 1533.7 | 1289.68 | 1280.86 | 1248.52 | 2744 | 1396.5 | 1300.46 | 1371 | 303178 | 80410 | 314240 | 83335 | 18218.18 | 2020
50003 | Y | . | Chalk Cliff Limited | WCAC Operating Company | 60662 | CA | PACC | WECC |  | 22 | 3 | NAICS-22 Cogen | GT | NG | NG |  |  | mcf | 0 | 651 | 0 | 0 | 2 | 6804 | 12633 | 44094 | 15405 | 37334 | 3048 | 0 | 0 | 496 | 0 | 0 | 0 | 5213 | 10097 | 33427 | 11672 | 29279 | 2347 | 0 | 0 | 1.04 | 0 | 0 | 1.04 | 1.04 | 1.04 | 1.04 | 1.04 | 1.04 | 1.04 | 0 | 0 | 677 | 0 | 0 | 2 | 7076 | 13138 | 45858 | 16021 | 38827 | 3170 | 0 | 0 | 516 | 0 | 0 | 0 | 5421 | 10501 | 34764 | 12139 | 30450 | 2441 | 0 | 0 | 67 | 0 | 0 | 0 | 709 | 1373 | 4541 | 1586 | 3976 | 317 | 0 | 119971 | 92531 | 124769 | 96232 | 12569 | 2020
50037 | N | . | Rio Bravo Hydro Project | Olcese Water District | 30347 | CA | PACC | WECC |  | 22 | 2 | NAICS-22 Non-Cogen | HY | WAT | HYC |  |  |  | 0 | 0 | 0 | 0 | 0 | 0 | 0 | 0 | 0 | 0 | 0 | 0 | 0 | 0 | 0 | 0 | 0 | 0 | 0 | 0 | 0 | 0 | 0 | 0 | 0 | 0 | 0 | 0 | 0 | 0 | 0 | 0 | 0 | 0 | 0 | 0 | 11900 | 8878 | 9399 | 13796 | 18896 | 17655 | 18667 | 18810 | 13100 | 10773 | 8148 | 6712 | 11900 | 8878 | 9399 | 13796 | 18896 | 17655 | 18667 | 18810 | 13100 | 10773 | 8148 | 6712 | 1358.391 | 1013.438 | 1072.91 | 1574.925 | 2157.045 | 2015.466 | 2130.918 | 2147.23 | 1495.465 | 1229.848 | 930.156 | 766.208 | 0 | 0 | 156734 | 156734 | 17892 | 2020
50049 | Y | . | Humboldt Sawmill Company | Mendocino Forest Products | 60153 | CA | PACC | WECC |  | 321 | 7 | Industrial NAICS Cogen | ST | DFO | DFO |  |  | barrels | 198 | 98 | 61 | 157 | 96 | 20 | 145 | 80 | 107 | 120 | 0 | 32 | 198 | 16 | 11 | 14 | 9 | 2 | 145 | 9 | 11 | 11 | 0 | 3 | 5.5 | 5.5 | 5.5 | 5.5 | 5.5 | 5.5 | 5.5 | 5.5 | 5.5 | 5.5 | 0 | 5.5 | 1089 | 539 | 336 | 864 | 528 | 110 | 798 | 440 | 589 | 660 | 0 | 176 | 1089 | 86 | 61 | 77 | 52 | 13 | 798 | 52 | 62 | 63 | 0 | 17 | 52.475 | 2.734 | 2.186 | 3.081 | 2.199 | 0.565 | 42.239 | 2.212 | 2.626 | 2.668 | 0 | 0.718 | 1114 | 429 | 6129 | 2370 | 113.703 | 2020
50049 | Y | . | Humboldt Sawmill Company | Mendocino Forest Products | 60153 | CA | PACC | WECC |  | 321 | 7 | Industrial NAICS Cogen | ST | WDS | WWW |  |  | short tons | 17320 | 105338 | 118757 | 32169 | 192905 | 174156 | 15050 | 196463 | 192838 | 228173 | 238452 | 249858 | 17320 | 16858 | 21555 | 2869 | 19077 | 20885 | 15050 | 23099 | 20274 | 21655 | 23247 | 23919 | 13.2 | 13.545 | 13.2 | 13.2 | 13.2 | 13.2 | 13.2 | 13.2 | 13.2 | 13.2 | 13.2 | 13.2 | 228624 | 1426803 | 1567592 | 424631 | 2546346 | 2298859 | 198660 | 2593312 | 2545462 | 3011884 | 3147566 | 3298126 | 228624 | 228337 | 284520 | 37876 | 251814 | 275676 | 198660 | 304901 | 267620 | 285843 | 306859 | 315734 | 11016.525 | 7237.266 | 10213.814 | 1514.919 | 10602.801 | 11798.435 | 10521.761 | 13038.788 | 11358.374 | 12176.332 | 13217 | 13456.282 | 1761479 | 225808 | 23287865 | 2986464 | 126152.3 | 2020
50061 | Y | . | San Diego State University | San Diego State University | 16625 | CA | PACC | WECC |  | 611 | 5 | Commercial NAICS Cogen | CA | NG | NG |  |  | mcf | 0 | 0 | 0 | 0 | 0 | 0 | 0 | 0 | 0 | 0 | 0 | 0 | 0 | 0 | 0 | 0 | 0 | 0 | 0 | 0 | 0 | 0 | 0 | 0 | 0 | 0 | 0 | 0 | 0 | 0 | 0 | 0 | 0 | 0 | 0 | 0 | 0 | 0 | 0 | 0 | 0 | 0 | 0 | 0 | 0 | 0 | 0 | 0 | 0 | 0 | 0 | 0 | 0 | 0 | 0 | 0 | 0 | 0 | 0 | 0 | 449 | 364 | 404 | 454 | 451 | 303 | 437 | 540 | 451 | 556 | 516 | 505 | 0 | 0 | 0 | 0 | 5430 | 2020
50061 | Y | . | San Diego State University | San Diego State University | 16625 | CA | PACC | WECC |  | 611 | 5 | Commercial NAICS Cogen | CT | NG | NG |  |  | mcf | 55578 | 52637 | 66327 | 71676 | 8515 | 41706 | 48877 | 50220 | 42937 | 48121 | 45962 | 46003 | 26747 | 24560 | 26252 | 26881 | 8515 | 23656 | 27416 | 25022 | 20419 | 34020 | 31598 | 27951 | 1 | 1 | 1 | 1 | 1 | 1 | 1 | 1 | 1 | 1 | 1 | 1 | 55578 | 52637 | 66327 | 71676 | 8515 | 41706 | 48877 | 50220 | 42937 | 48121 | 45962 | 46003 | 26747 | 24560 | 26252 | 26881 | 8515 | 23656 | 27416 | 25022 | 20419 | 34020 | 31598 | 27951 | 3345 | 3107 | 3332 | 3362 | 3465 | 3054 | 3453 | 3006 | 2330 | 3836 | 3999 | 3557 | 578559 | 303037 | 578559 | 303037 | 39846 | 2020
50061 | Y | . | San Diego State University | San Diego State University | 16625 | CA | PACC | WECC |  | 611 | 5 | Commercial NAICS Cogen | PV | SUN | SUN |  |  |  | 0 | 0 | 0 | 0 | 0 | 0 | 0 | 0 | 0 | 0 | 0 | 0 | 0 | 0 | 0 | 0 | 0 | 0 | 0 | 0 | 0 | 0 | 0 | 0 | 0 | 0 | 0 | 0 | 0 | 0 | 0 | 0 | 0 | 0 | 0 | 0 | 832 | 1016 | 1165 | 1270 | 858 | 753 | 894 | 990 | 701 | 546 | 762 | 648 | 832 | 1016 | 1165 | 1270 | 858 | 753 | 894 | 990 | 701 | 546 | 762 | 648 | 95 | 116 | 133 | 145 | 98 | 86 | 102 | 113 | 80 | 62.37 | 87 | 74 | 0 | 0 | 10435 | 10435 | 1191.37 | 2020
50066 | N | . | Calistoga Power Plant | Geysers Power Co LLC | 7160 | CA | PACC | WECC |  | 22 | 2 | NAICS-22 Non-Cogen | ST | GEO | GEO |  |  |  | 0 | 0 | 0 | 0 | 0 | 0 | 0 | 0 | 0 | 0 | 0 | 0 | 0 | 0 | 0 | 0 | 0 | 0 | 0 | 0 | 0 | 0 | 0 | 0 | 0 | 0 | 0 | 0 | 0 | 0 | 0 | 0 | 0 | 0 | 0 | 0 | 156909 | 420445 | 409355 | 369471 | 370031 | 317489 | 381989 | 372134 | 317235 | 289387 | 313906 | 389233 | 156909 | 420445 | 409355 | 369471 | 370031 | 317489 | 381989 | 372134 | 317235 | 289387 | 313906 | 389233 | 17912 | 47996 | 46730 | 42177 | 42241 | 36243 | 43606 | 42481 | 36214 | 33035 | 35834 | 44433 | 0 | 0 | 4107584 | 4107584 | 468902 | 2020
50076 | N | . | Santa Felicia Dam | United Water Conservation Dist | 19532 | CA | PACC | WECC |  | 22 | 2 | NAICS-22 Non-Cogen | HY | WAT | HYC |  |  |  | 0 | 0 | 0 | 0 | 0 | 0 | 0 | 0 | 0 | 0 | 0 | 0 | 0 | 0 | 0 | 0 | 0 | 0 | 0 | 0 | 0 | 0 | 0 | 0 | 0 | 0 | 0 | 0 | 0 | 0 | 0 | 0 | 0 | 0 | 0 | 0 | 1119 | 835 | 884 | 1298 | 1777 | 1661 | 1756 | 1769 | 1232 | 1013 | 766 | 631 | 1119 | 835 | 884 | 1298 | 1777 | 1661 | 1756 | 1769 | 1232 | 1013 | 766 | 631 | 127.775 | 95.328 | 100.923 | 148.144 | 202.901 | 189.584 | 200.444 | 201.978 | 140.67 | 115.685 | 87.495 | 72.073 | 0 | 0 | 14741 | 14741 | 1683 | 2020
50089 | Y | . | Univ of San Francisco Cogen | University of San Francisco | 24010 | CA | PACC | WECC |  | 611 | 5 | Commercial NAICS Cogen | IC | NG | NG |  |  | mcf | 6633 | 5867 | 6515 | 4606 | 4330 | 6092 | 8522 | 10591 | 9227 | 9585 | 7658 | 8490 | 4369 | 3866 | 4293 | 3034 | 2853 | 4014 | 5615 | 6978 | 6079 | 6315 | 5045 | 5594 | 1.034 | 1.034 | 1.034 | 1.034 | 1.034 | 1.034 | 1.034 | 1.034 | 1.034 | 1.034 | 1.034 | 1.034 | 6859 | 6066 | 6737 | 4763 | 4477 | 6299 | 8812 | 10951 | 9541 | 9911 | 7918 | 8779 | 4518 | 3997 | 4439 | 3137 | 2950 | 4150 | 5806 | 7215 | 6286 | 6530 | 5217 | 5784 | 537.133 | 475.181 | 527.719 | 373.03 | 350.733 | 493.434 | 690.266 | 857.837 | 747.355 | 776.344 | 620.289 | 687.679 | 88116 | 58055 | 91113 | 60029 | 7137 | 2020
50110 | Y | . | Sierra Pacific Burney Facility | Sierra Pacific Industries Inc | 17164 | CA | PACC | WECC |  | 321 | 7 | Industrial NAICS Cogen | ST | WDS | WWW |  |  | short tons | 11070 | 11733 | 13327 | 10905 | 12577 | 11762 | 13050 | 13774 | 12097 | 13230 | 6510 | 6645 | 2005 | 2175 | 2575 | 2107 | 2526 | 2331 | 2646 | 2900 | 2420 | 2611 | 992 | 671 | 18 | 18 | 18 | 18 | 18 | 18 | 18 | 18 | 18 | 18 | 18 | 18 | 199260 | 211194 | 239886 | 196290 | 226386 | 211716 | 234900 | 247932 | 217746 | 238140 | 117180 | 119610 | 36094 | 39156 | 46356 | 37925 | 45462 | 41950 | 47621 | 52208 | 43557 | 47004 | 17859 | 12080 | 7278 | 7995 | 9551 | 7841 | 9426 | 8664 | 9869 | 10865 | 8996 | 9677 | 3924 | 2475 | 136680 | 25959 | 2460240 | 467272 | 96561 | 2020
50112 | N | . | Sierra Pacific Quincy Facility | Sierra Pacific Industries Inc | 17164 | CA | PACC | WECC |  | 321 | 6 | Industrial NAICS Non-Cogen | ST | WDS | WWW |  |  | short tons | 22529 | 22198 | 23588 | 17365 | 22354 | 20613 | 19787 | 23310 | 19489 | 17825 | 16413 | 21170 | 22529 | 22198 | 23588 | 17365 | 22354 | 20613 | 19787 | 23310 | 19489 | 17825 | 16413 | 21170 | 18 | 18 | 18 | 18 | 18 | 18 | 18 | 18 | 18 | 18 | 18 | 18 | 405522 | 399564 | 424584 | 312570 | 402372 | 371034 | 356166 | 419580 | 350802 | 320850 | 295434 | 381060 | 405522 | 399564 | 424584 | 312570 | 402372 | 371034 | 356166 | 419580 | 350802 | 320850 | 295434 | 381060 | 15912 | 15400 | 15686 | 10047 | 15757 | 14247 | 12974 | 16677 | 13511 | 10442 | 9786 | 12777 | 246641 | 246641 | 4439538 | 4439538 | 163216 | 2020
50115 | Y | . | US Borax | U S Borax Inc | 22669 | CA | PACC | WECC |  | 2123 | 7 | Industrial NAICS Cogen | GT | NG | NG |  |  | mcf | 392414 | 345148 | 386305 | 211604 | 351796 | 377923 | 377693 | 375149 | 368123 | 350828 | 370698 | 392246 | 142360 | 124147 | 138223 | 75055 | 127659 | 135889 | 135338 | 134003 | 130318 | 124020 | 135175 | 140348 | 1.043 | 1.045 | 1.047 | 1.043 | 1.038 | 1.03 | 1.022 | 1.036 | 1.043 | 1.037 | 1.044 | 1.048 | 409288 | 360680 | 404461 | 220703 | 365164 | 389261 | 386002 | 388654 | 383952 | 363809 | 387009 | 411074 | 148482 | 129734 | 144720 | 78282 | 132510 | 139966 | 138315 | 138827 | 135922 | 128609 | 141123 | 147085 | 29226 | 25496 | 28430 | 15364 | 26066 | 27504 | 27113 | 27157 | 26626 | 25354 | 27772 | 28942 | 4299927 | 1542535 | 4470057 | 1603575 | 315050 | 2020
50119 | Y | . | Phillips 66 Rodeo Refinery | Phillips 66 Company | 4208 | CA | PACC | WECC |  | 32411 | 7 | Industrial NAICS Cogen | GT | NG | NG |  |  | mcf | 278457 | 168823 | 131830 | 135198 | 156897 | 248535 | 213012 | 175377 | 206354 | 176248 | 185400 | 279262 | 74162 | 41666 | 29489 | 34444 | 37684 | 57547 | 49183 | 41741 | 48869 | 38929 | 41756 | 64027 | 1.043 | 1.043 | 1.044 | 1.048 | 1.041 | 1.032 | 1.032 | 1.036 | 1.039 | 1.044 | 1.049 | 1.042 | 290431 | 176082 | 137631 | 141688 | 163330 | 256488 | 219828 | 181691 | 214402 | 184003 | 194485 | 290991 | 77351 | 43458 | 30787 | 36097 | 39229 | 59389 | 50757 | 43244 | 50775 | 40642 | 43802 | 66716 | 17030.738 | 9526.525 | 6692.231 | 7901.872 | 8580.074 | 13007.322 | 11103.3 | 9467.362 | 11121.085 | 8851.588 | 9533.511 | 14624.266 | 2355393 | 559497 | 2451050 | 582247 | 127439.87 | 2020
50119 | Y | . | Phillips 66 Rodeo Refinery | Phillips 66 Company | 4208 | CA | PACC | WECC |  | 32411 | 7 | Industrial NAICS Cogen | GT | OG | OOG |  |  | mcf | 255059 | 367722 | 325589 | 377364 | 403058 | 331418 | 376873 | 379672 | 332381 | 453173 | 370908 | 367025 | 67930 | 90756 | 72832 | 96139 | 96806 | 76738 | 87018 | 90365 | 78715 | 100096 | 83536 | 84149 | 1.191 | 1.126 | 1.219 | 1.212 | 1.204 | 1.169 | 1.176 | 1.18 | 1.192 | 1.054 | 1.021 | 1.023 | 303775 | 414055 | 396893 | 457365 | 485282 | 387428 | 443203 | 448013 | 396198 | 477644 | 378697 | 375467 | 80905 | 102191 | 88782 | 116520 | 116555 | 89707 | 102333 | 106631 | 93828 | 105501 | 85290 | 86084 | 17813.262 | 22401.475 | 19298.769 | 25507.128 | 25492.926 | 19647.678 | 22385.7 | 23344.638 | 20550.915 | 22977.412 | 18563.489 | 18869.734 | 4340242 | 1025080 | 4964020 | 1174327 | 256853.13 | 2020
50129 | N | . | Indian Valley Dam Hydro Project | Yolo County Flood Control WCD | 22079 | CA | PACC | WECC |  | 22 | 2 | NAICS-22 Non-Cogen | HY | WAT | HYC |  |  |  | 0 | 0 | 0 | 0 | 0 | 0 | 0 | 0 | 0 | 0 | 0 | 0 | 0 | 0 | 0 | 0 | 0 | 0 | 0 | 0 | 0 | 0 | 0 | 0 | 0 | 0 | 0 | 0 | 0 | 0 | 0 | 0 | 0 | 0 | 0 | 0 | 6397 | 4773 | 5053 | 7417 | 10159 | 9492 | 10036 | 10112 | 7043 | 5792 | 4381 | 3608 | 6397 | 4773 | 5053 | 7417 | 10159 | 9492 | 10036 | 10112 | 7043 | 5792 | 4381 | 3608 | 730.291 | 544.839 | 576.812 | 846.703 | 1159.659 | 1083.544 | 1145.613 | 1154.382 | 803.984 | 661.184 | 500.065 | 411.924 | 0 | 0 | 84263 | 84263 | 9619 | 2020
50131 | Y | . | Coalinga Cogeneration | Coalinga Cogeneration Co | 3852 | CA | PACC | WECC |  | 22 | 3 | NAICS-22 Cogen | GT | NG | NG |  |  | mcf | 0 | 0 | 0 | 0 | 0 | 0 | 0 | 0 | 0 | 0 | 0 | 0 | 0 | 0 | 0 | 0 | 0 | 0 | 0 | 0 | 0 | 0 | 0 | 0 | 0 | 0 | 0 | 0 | 0 | 0 | 0 | 0 | 0 | 0 | 0 | 0 | 0 | 0 | 0 | 0 | 0 | 0 | 0 | 0 | 0 | 0 | 0 | 0 | 0 | 0 | 0 | 0 | 0 | 0 | 0 | 0 | 0 | 0 | 0 | 0 | 0 | 0 | 0 | 0 | 0 | 0 | 0 | 0 | 0 | 0 | 0 | 0 | 0 | 0 | 0 | 0 | 0 | 2020
50134 | Y | . | Sycamore Cogeneration | Sycamore Cogeneration Co | 18390 | CA | PACC | WECC |  | 22 | 3 | NAICS-22 Cogen | GT | NG | NG |  |  | mcf | 690436 | 632137 | 482022 | 615165 | 659475 | 656277 | 669203 | 841301 | 759383 | 765831 | 701804 | 706506 | 362623 | 354445 | 261535 | 321578 | 377043 | 373031 | 372128 | 424557 | 394371 | 399448 | 372140 | 372213 | 1.03 | 1.03 | 1.03 | 1.03 | 1.03 | 1.03 | 1.03 | 1.03 | 1.03 | 1.03 | 1.03 | 1.03 | 711149 | 651101 | 496483 | 633620 | 679259 | 675965 | 689279 | 866540 | 782164 | 788806 | 722858 | 727701 | 373502 | 365078 | 269381 | 331225 | 388354 | 384222 | 383292 | 437294 | 406202 | 411431 | 383304 | 383379 | 59715 | 54928 | 43057 | 53032 | 57189 | 56778 | 57801 | 69951 | 65008 | 65869 | 61397 | 61376 | 8179540 | 4385112 | 8424925 | 4516664 | 706101 | 2020
50156 | N | . | Bear Creek | Central Rivers Power US, LLC | 64078 | CA | PACC | WECC |  | 22 | 2 | NAICS-22 Non-Cogen | HY | WAT | HYC |  |  |  | 0 | 0 | 0 | 0 | 0 | 0 | 0 | 0 | 0 | 0 | 0 | 0 | 0 | 0 | 0 | 0 | 0 | 0 | 0 | 0 | 0 | 0 | 0 | 0 | 0 | 0 | 0 | 0 | 0 | 0 | 0 | 0 | 0 | 0 | 0 | 0 | 1 | 1 | 1 | 2 | 2 | 2 | 2 | 2 | 1 | 1 | 1 | 1 | 1 | 1 | 1 | 2 | 2 | 2 | 2 | 2 | 1 | 1 | 1 | 1 | 0.153 | 0.113 | 0.12 | 0.176 | 0.241 | 0.225 | 0.238 | 0.24 | 0.167 | 0.137 | 0.104 | 0.086 | 0 | 0 | 17 | 17 | 2 | 2020
50170 | Y | . | Berry Cogen | Berry Petroleum Co | 1569 | CA | PACC | WECC |  | 211 | 7 | Industrial NAICS Cogen | GT | NG | NG |  |  | mcf | 330103 | 197629 | 322462 | 294619 | 327886 | 340018 | 316566 | 289564 | 243912 | 280655 | 315927 | 332393 | 126402 | 75111 | 123396 | 112270 | 124586 | 118239 | 118607 | 107523 | 93414 | 107216 | 125409 | 126751 | 1.046 | 1.045 | 1.047 | 1.044 | 1.037 | 1.037 | 1.037 | 1.036 | 1.036 | 1.044 | 1.019 | 1.018 | 345288 | 206522 | 337618 | 307582 | 340018 | 352599 | 328279 | 299988 | 252693 | 293004 | 321930 | 338376 | 132217 | 78491 | 129196 | 117210 | 129196 | 122614 | 122995 | 111394 | 96777 | 111933 | 127792 | 129033 | 26219 | 15543 | 25625 | 23233 | 25615 | 24296 | 24364 | 22053 | 19154 | 22151 | 25338 | 25578 | 3591734 | 1358924 | 3723897 | 1408848 | 279169 | 2020
50179 | N | . | Box Canyon Dam | Siskiyou Power Authority | 58896 | CA | PACC | WECC |  | 22 | 2 | NAICS-22 Non-Cogen | HY | WAT | HYC |  |  |  | 0 | 0 | 0 | 0 | 0 | 0 | 0 | 0 | 0 | 0 | 0 | 0 | 0 | 0 | 0 | 0 | 0 | 0 | 0 | 0 | 0 | 0 | 0 | 0 | 0 | 0 | 0 | 0 | 0 | 0 | 0 | 0 | 0 | 0 | 0 | 0 | 5170 | 3857 | 4084 | 5994 | 8210 | 7671 | 8111 | 8173 | 5692 | 4681 | 3540 | 2916 | 5170 | 3857 | 4084 | 5994 | 8210 | 7671 | 8111 | 8173 | 5692 | 4681 | 3540 | 2916 | 590.215 | 440.335 | 466.175 | 684.298 | 937.227 | 875.712 | 925.875 | 932.962 | 649.774 | 534.364 | 404.149 | 332.914 | 0 | 0 | 68099 | 68099 | 7774 | 2020
50180 | N | . | Olsen | Olsen Power Partners | 60821 | CA | PACC | WECC |  | 22 | 2 | NAICS-22 Non-Cogen | HY | WAT | HYC |  |  |  | 0 | 0 | 0 | 0 | 0 | 0 | 0 | 0 | 0 | 0 | 0 | 0 | 0 | 0 | 0 | 0 | 0 | 0 | 0 | 0 | 0 | 0 | 0 | 0 | 0 | 0 | 0 | 0 | 0 | 0 | 0 | 0 | 0 | 0 | 0 | 0 | 5923 | 4419 | 4678 | 6867 | 9405 | 8787 | 9291 | 9362 | 6520 | 5362 | 4055 | 3341 | 5923 | 4419 | 4678 | 6867 | 9405 | 8787 | 9291 | 9362 | 6520 | 5362 | 4055 | 3341 | 676.085 | 504.397 | 533.996 | 783.853 | 1073.579 | 1003.114 | 1060.576 | 1068.694 | 744.306 | 612.106 | 462.946 | 381.348 | 0 | 0 | 78010 | 78010 | 8905 | 2020
50200 | Y | . | B Braun Medical | B Braun Medical Inc | 1058 | CA | PACC | WECC |  | 339 | 7 | Industrial NAICS Cogen | GT | NG | NG |  |  | mcf | 42534 | 37629 | 41789 | 29540 | 27774 | 39074 | 54661 | 67931 | 59182 | 61477 | 49120 | 54456 | 13307 | 11772 | 13073 | 9241 | 8688 | 12224 | 17100 | 21251 | 18515 | 19232 | 15367 | 17036 | 1.03 | 1.03 | 1.03 | 1.03 | 1.03 | 1.03 | 1.03 | 1.03 | 1.03 | 1.03 | 1.03 | 1.03 | 43810 | 38758 | 43043 | 30426 | 28607 | 40246 | 56301 | 69969 | 60957 | 63321 | 50594 | 56090 | 13706 | 12125 | 13465 | 9518 | 8949 | 12591 | 17613 | 21889 | 19070 | 19809 | 15828 | 17547 | 2731.501 | 2416.451 | 2683.627 | 1896.979 | 1783.591 | 2509.276 | 3510.229 | 4362.384 | 3800.547 | 3947.965 | 3154.374 | 3497.076 | 565167 | 176806 | 582122 | 182110 | 36294 | 2020
50210 | N | . | Vulcan-BN Geothermal Power Company | CalEnergy Operating Corporation | 49899 | CA | PACC | WECC |  | 22 | 2 | NAICS-22 Non-Cogen | ST | GEO | GEO |  |  |  | 0 | 0 | 0 | 0 | 0 | 0 | 0 | 0 | 0 | 0 | 0 | 0 | 0 | 0 | 0 | 0 | 0 | 0 | 0 | 0 | 0 | 0 | 0 | 0 | 0 | 0 | 0 | 0 | 0 | 0 | 0 | 0 | 0 | 0 | 0 | 0 | 150659 | 165141 | 209527 | 201344 | 199476 | 185791 | 200800 | 201486 | 189122 | 181667 | 199901 | 195727 | 150659 | 165141 | 209527 | 201344 | 199476 | 185791 | 200800 | 201486 | 189122 | 181667 | 199901 | 195727 | 17198.505 | 18851.73 | 23918.575 | 22984.474 | 22771.21 | 21209.035 | 22922.352 | 23000.669 | 21589.217 | 20738.26 | 22819.725 | 22343.248 | 0 | 0 | 2280641 | 2280641 | 260347 | 2020
50216 | Y | . | Watson Cogeneration | ARCO Products Co-Watson | 867 | CA | PACC | WECC |  | 32411 | 7 | Industrial NAICS Cogen | CA | NG | NG |  |  | mcf | 115879 | 233230 | 28667 | 43824 | 261850 | 129381 | 126107 | 62630 | 102356 | 235113 | 158035 | 178815 | 67752 | 50824 | 28667 | 43824 | 52070 | 63511 | 67469 | 58439 | 79028 | 62846 | 57594 | 54186 | 1.038 | 1.039 | 1.035 | 1.037 | 1.037 | 1.036 | 1.021 | 1.021 | 1.027 | 1.023 | 1.03 | 1.035 | 120282 | 242326 | 29670 | 45445 | 271538 | 134039 | 128755 | 63945 | 105120 | 240521 | 162776 | 185074 | 70327 | 52806 | 29670 | 45445 | 53997 | 65797 | 68886 | 59666 | 81162 | 64291 | 59322 | 56082 | 12779.316 | 9595.384 | 9620.267 | 10240.937 | 9811.951 | 11956.065 | 12517.307 | 10841.95 | 14748.034 | 11682.446 | 10779.469 | 10190.839 | 1675887 | 686210 | 1729491 | 707451 | 134763.97 | 2020
50216 | Y | . | Watson Cogeneration | ARCO Products Co-Watson | 867 | CA | PACC | WECC |  | 32411 | 7 | Industrial NAICS Cogen | CA | OG | OOG |  |  | mcf | 101243 | 116373 | 222434 | 166095 | 115229 | 121087 | 220102 | 193737 | 121833 | 70563 | 31851 | 76888 | 7861 | 15983 | 16750 | 11231 | 13491 | 11347 | 25431 | 18516 | 11692 | 9035 | 4238 | 3024 | 1.003 | 1.187 | 1.11 | 1.043 | 0.999 | 0.974 | 0.927 | 0.995 | 1.039 | 1.046 | 1.061 | 1.01 | 101547 | 138135 | 246902 | 173237 | 115114 | 117939 | 204035 | 192768 | 126584 | 73809 | 33794 | 77657 | 7885 | 18972 | 18592 | 11714 | 13478 | 11052 | 23575 | 18423 | 12148 | 9451 | 4497 | 3054 | 1432.853 | 3447.356 | 3378.421 | 2128.593 | 2449.153 | 2008.299 | 4283.803 | 3347.638 | 2207.35 | 1717.341 | 817.165 | 554.891 | 1557435 | 148599 | 1601521 | 152841 | 27772.863 | 2020
50216 | Y | . | Watson Cogeneration | ARCO Products Co-Watson | 867 | CA | PACC | WECC |  | 32411 | 7 | Industrial NAICS Cogen | CA | WO | WOO |  |  | barrels | 0 | 0 | 0 | 0 | 0 | 0 | 0 | 0 | 0 | 0 | 0 | 0 | 0 | 0 | 0 | 0 | 0 | 0 | 0 | 0 | 0 | 0 | 0 | 0 | 0 | 0 | 0 | 0 | 0 | 0 | 0 | 0 | 0 | 0 | 0 | 0 | 0 | 0 | 0 | 0 | 0 | 0 | 0 | 0 | 0 | 0 | 0 | 0 | 0 | 0 | 0 | 0 | 0 | 0 | 0 | 0 | 0 | 0 | 0 | 0 | 19.831 | 19.26 | 4.312 | 3.47 | 47.896 | 15.636 | 19.89 | 27.412 | 24.616 | 20.213 | 22.366 | 12.27 | 0 | 0 | 0 | 0 | 237.172 | 2020
50216 | Y | . | Watson Cogeneration | ARCO Products Co-Watson | 867 | CA | PACC | WECC |  | 32411 | 7 | Industrial NAICS Cogen | CT | NG | NG |  |  | mcf | 2512699 | 1619482 | 2281352 | 2398703 | 1982397 | 2400809 | 2102369 | 2287994 | 2474442 | 2117626 | 2514122 | 2670010 | 1218672 | 761111 | 1104068 | 1139315 | 927974 | 1132671 | 997912 | 1067925 | 1150851 | 971104 | 1185850 | 1273500 | 1.038 | 1.039 | 1.035 | 1.037 | 1.037 | 1.036 | 1.021 | 1.021 | 1.027 | 1.023 | 1.03 | 1.035 | 2608182 | 1682642 | 2361199 | 2487455 | 2055746 | 2487238 | 2146519 | 2336042 | 2541252 | 2166331 | 2589546 | 2763460 | 1264982 | 790794 | 1142710 | 1181470 | 962309 | 1173447 | 1018868 | 1090351 | 1181924 | 993439 | 1221425 | 1318073 | 229861.94 | 143696.51 | 203414.7 | 212703.74 | 174862.7 | 213228.95 | 185140.23 | 198129.4 | 214769.39 | 180519.48 | 221947.1 | 239509.17 | 27362005 | 12930953 | 28225612 | 13339792 | 2417783.3 | 2020
50216 | Y | . | Watson Cogeneration | ARCO Products Co-Watson | 867 | CA | PACC | WECC |  | 32411 | 7 | Industrial NAICS Cogen | CT | OG | OOG |  |  | mcf | 203765 | 466262 | 533980 | 338667 | 466264 | 330971 | 619885 | 551024 | 259384 | 267689 | 164800 | 82070 | 98828 | 219130 | 253159 | 159371 | 218261 | 156148 | 294235 | 257191 | 120638 | 122757 | 77732 | 39145 | 1.003 | 1.187 | 1.11 | 1.043 | 0.999 | 0.974 | 0.927 | 0.995 | 1.039 | 1.046 | 1.061 | 1.01 | 204376 | 553453 | 592718 | 353230 | 465798 | 322366 | 574633 | 548269 | 269500 | 280003 | 174853 | 82891 | 99124 | 260107 | 281006 | 166224 | 218043 | 152088 | 272756 | 255905 | 125343 | 128404 | 82474 | 39536 | 18011.91 | 47264.525 | 51061.981 | 30204.878 | 39620.975 | 27636.16 | 49562.93 | 46500.957 | 22776.312 | 23332.506 | 14986.44 | 7184.139 | 4284761 | 2016595 | 4422090 | 2081010 | 378143.71 | 2020
50216 | Y | . | Watson Cogeneration | ARCO Products Co-Watson | 867 | CA | PACC | WECC |  | 32411 | 7 | Industrial NAICS Cogen | CT | WO | WOO |  |  | barrels | 972 | 887 | 246 | 197 | 2608 | 787 | 830 | 1393 | 1014 | 956 | 1311 | 815 | 497 | 441 | 122 | 97 | 1281 | 391 | 419 | 685 | 503 | 464 | 647 | 404 | 4.356 | 4.356 | 4.356 | 4.356 | 4.356 | 4.356 | 4.356 | 4.356 | 4.356 | 4.356 | 4.356 | 4.356 | 4234 | 3864 | 1072 | 858 | 11360 | 3428 | 3615 | 6068 | 4417 | 4164 | 5711 | 3550 | 2163 | 1922 | 532 | 423 | 5582 | 1703 | 1825 | 2983 | 2189 | 2021 | 2817 | 1761 | 373.15 | 329.964 | 92.315 | 73.379 | 966.325 | 293.894 | 311.84 | 514.644 | 373.294 | 347.012 | 489.459 | 307.691 | 12016 | 5951 | 52341 | 25921 | 4472.967 | 2020
50218 | N | . | Woodward Power Plant | Turlock Irrigation District | 19281 | CA | PACC | WECC |  | 22 | 2 | NAICS-22 Non-Cogen | HY | WAT | HYC |  |  |  | 0 | 0 | 0 | 0 | 0 | 0 | 0 | 0 | 0 | 0 | 0 | 0 | 0 | 0 | 0 | 0 | 0 | 0 | 0 | 0 | 0 | 0 | 0 | 0 | 0 | 0 | 0 | 0 | 0 | 0 | 0 | 0 | 0 | 0 | 0 | 0 | 1241 | 926 | 980 | 1439 | 1971 | 1841 | 1947 | 1962 | 1366 | 1124 | 850 | 700 | 1241 | 926 | 980 | 1439 | 1971 | 1841 | 1947 | 1962 | 1366 | 1124 | 850 | 700 | 141.669 | 105.694 | 111.896 | 164.253 | 224.963 | 210.198 | 222.239 | 223.94 | 155.966 | 128.264 | 97.008 | 79.91 | 0 | 0 | 16347 | 16347 | 1866 | 2020
50223 | N | . | Nelson Creek | Nelson Creek Power Inc | 13353 | CA | PACC | WECC |  | 22 | 2 | NAICS-22 Non-Cogen | HY | WAT | HYC |  |  |  | 0 | 0 | 0 | 0 | 0 | 0 | 0 | 0 | 0 | 0 | 0 | 0 | 0 | 0 | 0 | 0 | 0 | 0 | 0 | 0 | 0 | 0 | 0 | 0 | 0 | 0 | 0 | 0 | 0 | 0 | 0 | 0 | 0 | 0 | 0 | 0 | 720 | 537 | 568 | 834 | 1143 | 1068 | 1129 | 1137 | 792 | 652 | 493 | 406 | 720 | 537 | 568 | 834 | 1143 | 1068 | 1129 | 1137 | 792 | 652 | 493 | 406 | 82.147 | 61.287 | 64.883 | 95.242 | 130.445 | 121.883 | 128.865 | 129.851 | 90.437 | 74.374 | 56.25 | 46.336 | 0 | 0 | 9479 | 9479 | 1082 | 2020
50224 | Y | . | Oxnard Wastewater Treatment Plant | Oxnard City of | 22045 | CA | PACC | WECC |  | 22132 | 5 | Commercial NAICS Cogen | IC | NG | NG |  |  | mcf | 864 | 848 | 998 | 1037 | 402 | 1464 | 2155 | 2265 | 1710 | 1290 | 1309 | 1345 | 597 | 593 | 697 | 720 | 373 | 982 | 1472 | 1462 | 973 | 740 | 858 | 890 | 1 | 1 | 1 | 1 | 1 | 1 | 1 | 1 | 1 | 1 | 1 | 1 | 864 | 848 | 998 | 1037 | 402 | 1464 | 2155 | 2265 | 1710 | 1290 | 1309 | 1345 | 597 | 593 | 697 | 720 | 373 | 982 | 1472 | 1462 | 973 | 740 | 858 | 890 | 71.778 | 71.303 | 83.722 | 86.492 | 44.819 | 118.036 | 176.931 | 175.732 | 116.88 | 88.884 | 103.105 | 106.956 | 15687 | 10357 | 15687 | 10357 | 1244.638 | 2020
50224 | Y | . | Oxnard Wastewater Treatment Plant | Oxnard City of | 22045 | CA | PACC | WECC |  | 22132 | 5 | Commercial NAICS Cogen | IC | OBG | ORW |  |  | Mcf | 8952 | 8319 | 8767 | 8223 | 4024 | 8578 | 7898 | 8448 | 8391 | 7719 | 7975 | 7609 | 6188 | 5822 | 6120 | 5708 | 3733 | 5755 | 5397 | 5455 | 4773 | 4427 | 5228 | 5035 | 0.6 | 0.6 | 0.6 | 0.6 | 0.6 | 0.6 | 0.6 | 0.6 | 0.6 | 0.6 | 0.6 | 0.6 | 5371 | 4991 | 5260 | 4934 | 2414 | 5147 | 4739 | 5069 | 5035 | 4631 | 4785 | 4565 | 3713 | 3493 | 3672 | 3425 | 2240 | 3453 | 3238 | 3273 | 2864 | 2656 | 3137 | 3021 | 446.222 | 419.697 | 441.278 | 411.508 | 269.181 | 414.964 | 389.069 | 393.268 | 344.12 | 319.116 | 376.895 | 363.044 | 94903 | 63641 | 56941 | 38185 | 4588.362 | 2020
50224 | Y | . | Oxnard Wastewater Treatment Plant | Oxnard City of | 22045 | CA | PACC | WECC |  | 22132 | 5 | Commercial NAICS Cogen | IC | PG | WOO |  |  | mcf | 0 | 0 | 0 | 0 | 0 | 0 | 0 | 0 | 0 | 0 | 0 | 0 | 0 | 0 | 0 | 0 | 0 | 0 | 0 | 0 | 0 | 0 | 0 | 0 | 0 | 0 | 0 | 0 | 0 | 0 | 0 | 0 | 0 | 0 | 0 | 0 | 0 | 0 | 0 | 0 | 0 | 0 | 0 | 0 | 0 | 0 | 0 | 0 | 0 | 0 | 0 | 0 | 0 | 0 | 0 | 0 | 0 | 0 | 0 | 0 | 0 | 0 | 0 | 0 | 0 | 0 | 0 | 0 | 0 | 0 | 0 | 0 | 0 | 0 | 0 | 0 | 0 | 2020
50234 | Y | . | San Antonio Regional Hospital | San Antonio Regional Hospital | 16583 | CA | PACC | WECC |  | 622 | 5 | Commercial NAICS Cogen | IC | NG | NG |  |  | mcf | 8585 | 7596 | 8436 | 5963 | 5607 | 7888 | 11034 | 13713 | 11947 | 12410 | 9916 | 10993 | 8585 | 7596 | 8436 | 5963 | 5607 | 7888 | 11034 | 13713 | 11947 | 12410 | 9916 | 10993 | 1.2 | 1.2 | 1.2 | 1.2 | 1.2 | 1.2 | 1.2 | 1.2 | 1.2 | 1.2 | 1.2 | 1.2 | 10302 | 9115 | 10123 | 7156 | 6728 | 9466 | 13241 | 16456 | 14336 | 14892 | 11899 | 13192 | 10302 | 9115 | 10123 | 7156 | 6728 | 9466 | 13241 | 16456 | 14336 | 14892 | 11899 | 13192 | 962.062 | 851.099 | 945.201 | 668.136 | 628.199 | 883.793 | 1236.339 | 1536.476 | 1338.592 | 1390.514 | 1111.003 | 1231.706 | 114088 | 114088 | 136906 | 136906 | 12783.12 | 2020
50276 | N | . | Wintec Energy Ltd | Wintec Energy Ltd | 20707 | CA | PACC | WECC |  | 22 | 2 | NAICS-22 Non-Cogen | WT | WND | WND |  |  |  | 0 | 0 | 0 | 0 | 0 | 0 | 0 | 0 | 0 | 0 | 0 | 0 | 0 | 0 | 0 | 0 | 0 | 0 | 0 | 0 | 0 | 0 | 0 | 0 | 0 | 0 | 0 | 0 | 0 | 0 | 0 | 0 | 0 | 0 | 0 | 0 | 285 | 292 | 424 | 571 | 583 | 647 | 635 | 541 | 299 | 326 | 250 | 245 | 285 | 292 | 424 | 571 | 583 | 647 | 635 | 541 | 299 | 326 | 250 | 245 | 32.555 | 33.372 | 48.378 | 65.224 | 66.553 | 73.807 | 72.467 | 61.74 | 34.18 | 37.24 | 28.498 | 27.986 | 0 | 0 | 5098 | 5098 | 582 | 2020
50281 | N | . | San Gorgonio Farms Wind Farm | San Gorgonio Farms Inc | 16630 | CA | PACC | WECC |  | 22 | 2 | NAICS-22 Non-Cogen | WT | WND | WND |  |  |  | 0 | 0 | 0 | 0 | 0 | 0 | 0 | 0 | 0 | 0 | 0 | 0 | 0 | 0 | 0 | 0 | 0 | 0 | 0 | 0 | 0 | 0 | 0 | 0 | 0 | 0 | 0 | 0 | 0 | 0 | 0 | 0 | 0 | 0 | 0 | 0 | 42132 | 43188 | 62607 | 84408 | 86129 | 95517 | 93782 | 79900 | 44233 | 48193 | 36880 | 36217 | 42132 | 43188 | 62607 | 84408 | 86129 | 95517 | 93782 | 79900 | 44233 | 48193 | 36880 | 36217 | 4809.564 | 4930.13 | 7146.905 | 9635.599 | 9832.023 | 10903.724 | 10705.666 | 9121.009 | 5049.423 | 5501.491 | 4210.096 | 4134.37 | 0 | 0 | 753186 | 753186 | 85980 | 2020
50293 | N | . | Wadham Energy LP | Wadham Energy Ltd Partners | 19946 | CA | PACC | WECC |  | 22 | 2 | NAICS-22 Non-Cogen | ST | AB | ORW |  |  | short tons | 17566 | 16249 | 17311 | 11554 | 20584 | 18183 | 20562 | 14621 | 15993 | 1181 | 0 | 6264 | 17566 | 16249 | 17311 | 11554 | 20584 | 18183 | 20562 | 14621 | 15993 | 1181 | 0 | 6264 | 12 | 12 | 12 | 12 | 12 | 12 | 12 | 12 | 12 | 12 | 0 | 12 | 210792 | 194988 | 207732 | 138648 | 247008 | 218196 | 246744 | 175452 | 191916 | 14172 | 0 | 75168 | 210792 | 194988 | 207732 | 138648 | 247008 | 218196 | 246744 | 175452 | 191916 | 14172 | 0 | 75168 | 16233.989 | 15059.892 | 14879.795 | 10074.043 | 18472.639 | 17217.967 | 17881.954 | 14432.253 | 15387.603 | 1032.925 | 0 | 5447 | 160068 | 160068 | 1920816 | 1920816 | 146120.06 | 2020
50293 | N | . | Wadham Energy LP | Wadham Energy Ltd Partners | 19946 | CA | PACC | WECC |  | 22 | 2 | NAICS-22 Non-Cogen | ST | NG | NG |  |  | mcf | 924 | 809 | 411 | 925 | 122 | 408 | 162 | 1016 | 564 | 1 | 0 | 0 | 924 | 809 | 411 | 925 | 122 | 408 | 162 | 1016 | 564 | 1 | 0 | 0 | 1.026 | 1.026 | 1.026 | 1.026 | 1.026 | 1.026 | 1.026 | 1.026 | 1.026 | 1.026 | 0 | 0 | 948 | 830 | 422 | 949 | 125 | 419 | 166 | 1042 | 579 | 1 | 0 | 0 | 948 | 830 | 422 | 949 | 125 | 419 | 166 | 1042 | 579 | 1 | 0 | 0 | 73.011 | 64.108 | 30.205 | 68.957 | 9.361 | 33.033 | 12.046 | 85.747 | 46.397 | 0.075 | 0 | 0 | 5342 | 5342 | 5481 | 5481 | 422.94 | 2020
50299 | N | . | AltaGas Ripon Energy Inc. | AltaGas Ripon Energy Inc. | 60134 | CA | PACC | WECC |  | 22 | 2 | NAICS-22 Non-Cogen | GT | NG | NG |  |  | mcf | 837 | 1369 | 7095 | 857 | 7224 | 3038 | 2991 | 20220 | 8510 | 8393 | 3933 | 4078 | 837 | 1369 | 7095 | 857 | 7224 | 3038 | 2991 | 20220 | 8510 | 8393 | 3933 | 4078 | 1.043 | 1.043 | 1.043 | 1.047 | 1.04 | 1.034 | 1.033 | 1.037 | 1.039 | 1.047 | 1.047 | 1.042 | 873 | 1428 | 7400 | 897 | 7513 | 3141 | 3090 | 20968 | 8842 | 8787 | 4118 | 4249 | 873 | 1428 | 7400 | 897 | 7513 | 3141 | 3090 | 20968 | 8842 | 8787 | 4118 | 4249 | 74 | 130 | 752 | 77 | 739 | 284 | 292 | 2082 | 838 | 828 | 387 | 418 | 68545 | 68545 | 71306 | 71306 | 6901 | 2020
50300 | N | . | VESI Pomona | VESI Pomona Energy Storage, Inc. | 54736 | CA | PACC | WECC |  | 22 | 2 | NAICS-22 Non-Cogen | BA | MWH | OTH |  |  | megawatthours | 1537 | 1821 | 2232 | 1676 | 1617 | 1041 | 1243 | 1216 | 1383 | 1522 | 2289 | 2273 | 1537 | 1821 | 2232 | 1676 | 1617 | 1041 | 1243 | 1216 | 1383 | 1522 | 2289 | 2273 | 0 | 0 | 0 | 0 | 0 | 0 | 0 | 0 | 0 | 0 | 0 | 0 | 0 | 0 | 0 | 0 | 0 | 0 | 0 | 0 | 0 | 0 | 0 | 0 | 0 | 0 | 0 | 0 | 0 | 0 | 0 | 0 | 0 | 0 | 0 | 0 | -178 | -212 | -218 | -174 | -227 | -88 | -208 | -200 | -172 | -195 | -212 | -286 | 19850 | 19850 | 0 | 0 | -2370 | 2020
50300 | N | . | VESI Pomona | VESI Pomona Energy Storage, Inc. | 54736 | CA | PACC | WECC |  | 22 | 2 | NAICS-22 Non-Cogen | ST | NG | NG |  |  | mcf | 0 | 0 | 0 | 0 | 0 | 0 | 0 | 0 | 0 | 0 | 0 | 0 | 0 | 0 | 0 | 0 | 0 | 0 | 0 | 0 | 0 | 0 | 0 | 0 | 0 | 0 | 0 | 0 | 0 | 0 | 0 | 0 | 0 | 0 | 0 | 0 | 0 | 0 | 0 | 0 | 0 | 0 | 0 | 0 | 0 | 0 | 0 | 0 | 0 | 0 | 0 | 0 | 0 | 0 | 0 | 0 | 0 | 0 | 0 | 0 | 0 | 0 | 0 | 0 | 0 | 0 | 0 | 0 | 0 | 0 | 0 | 0 | 0 | 0 | 0 | 0 | 0 | 2020
50322 | N | . | Site 980 65 | Madera-Chowchilla Power Auth | 26287 | CA | PACC | WECC |  | 22 | 2 | NAICS-22 Non-Cogen | HY | WAT | HYC |  |  |  | 0 | 0 | 0 | 0 | 0 | 0 | 0 | 0 | 0 | 0 | 0 | 0 | 0 | 0 | 0 | 0 | 0 | 0 | 0 | 0 | 0 | 0 | 0 | 0 | 0 | 0 | 0 | 0 | 0 | 0 | 0 | 0 | 0 | 0 | 0 | 0 | 1387 | 1035 | 1095 | 1608 | 2202 | 2057 | 2175 | 2192 | 1527 | 1255 | 950 | 782 | 1387 | 1035 | 1095 | 1608 | 2202 | 2057 | 2175 | 2192 | 1527 | 1255 | 950 | 782 | 158.299 | 118.098 | 125.029 | 183.53 | 251.366 | 234.867 | 248.321 | 250.222 | 174.27 | 143.317 | 108.393 | 89.288 | 0 | 0 | 18265 | 18265 | 2085 | 2020
50350 | N | . | Forks of Butte Hydro Project | HYPOWER INC | 8530 | CA | PACC | WECC |  | 22 | 2 | NAICS-22 Non-Cogen | HY | WAT | HYC |  |  |  | 0 | 0 | 0 | 0 | 0 | 0 | 0 | 0 | 0 | 0 | 0 | 0 | 0 | 0 | 0 | 0 | 0 | 0 | 0 | 0 | 0 | 0 | 0 | 0 | 0 | 0 | 0 | 0 | 0 | 0 | 0 | 0 | 0 | 0 | 0 | 0 | 9936 | 7413 | 7848 | 11520 | 15778 | 14743 | 15587 | 15706 | 10939 | 8996 | 6804 | 5605 | 9936 | 7413 | 7848 | 11520 | 15778 | 14743 | 15587 | 15706 | 10939 | 8996 | 6804 | 5605 | 1134.272 | 846.231 | 895.891 | 1315.078 | 1801.154 | 1682.934 | 1779.338 | 1792.958 | 1248.729 | 1026.935 | 776.689 | 639.791 | 0 | 0 | 130875 | 130875 | 14940 | 2020
50375 | N | . | East Portal Generator | Calleguas Mun Water District | 30076 | CA | PACC | WECC |  | 22 | 2 | NAICS-22 Non-Cogen | HY | WAT | HYC |  |  |  | 0 | 0 | 0 | 0 | 0 | 0 | 0 | 0 | 0 | 0 | 0 | 0 | 0 | 0 | 0 | 0 | 0 | 0 | 0 | 0 | 0 | 0 | 0 | 0 | 0 | 0 | 0 | 0 | 0 | 0 | 0 | 0 | 0 | 0 | 0 | 0 | 4241 | 3164 | 3349 | 4916 | 6734 | 6292 | 6652 | 6703 | 4668 | 3839 | 2904 | 2392 | 4241 | 3164 | 3349 | 4916 | 6734 | 6292 | 6652 | 6703 | 4668 | 3839 | 2904 | 2392 | 484.076 | 361.149 | 382.343 | 561.241 | 768.685 | 718.232 | 759.375 | 765.188 | 532.925 | 438.269 | 331.471 | 273.046 | 0 | 0 | 55854 | 55854 | 6376 | 2020
50386 | N | . | Windland | Terra-Gen Operating Co-Wind | 2770 | CA | PACC | WECC |  | 22 | 2 | NAICS-22 Non-Cogen | WT | WND | WND |  |  |  | 0 | 0 | 0 | . | . | . | . | . | . | . | . | . | 0 | 0 | 0 | . | . | . | . | . | . | . | . | . | 0 | 0 | 0 | . | . | . | . | . | . | . | . | . | 13218 | 13550 | 19642 | . | . | . | . | . | . | . | . | . | 13218 | 13550 | 19642 | . | . | . | . | . | . | . | . | . | 1508.952 | 1546.779 | 2242.269 | . | . | . | . | . | . | . | . | . | 0 | 0 | 46410 | 46410 | 5298 | 2020
50388 | Y | . | Phillips 66 Carbon Plant | Phillips 66 Company | 4208 | CA | PACC | WECC |  | 324 | 7 | Industrial NAICS Cogen | ST | NG | NG |  |  | mcf | 0 | 0 | 0 | 0 | 0 | 0 | 0 | 0 | 0 | 0 | 0 | 0 | 0 | 0 | 0 | 0 | 0 | 0 | 0 | 0 | 0 | 0 | 0 | 0 | 0 | 0 | 0 | 0 | 0 | 0 | 0 | 0 | 0 | 0 | 0 | 0 | 0 | 0 | 0 | 0 | 0 | 0 | 0 | 0 | 0 | 0 | 0 | 0 | 0 | 0 | 0 | 0 | 0 | 0 | 0 | 0 | 0 | 0 | 0 | 0 | 0 | 0 | 0 | 0 | 0 | 0 | 0 | 0 | 0 | 0 | 0 | 0 | 0 | 0 | 0 | 0 | 0 | 2020
50388 | Y | . | Phillips 66 Carbon Plant | Phillips 66 Company | 4208 | CA | PACC | WECC |  | 324 | 7 | Industrial NAICS Cogen | ST | PC | PC |  |  | short tons | 0 | 0 | 0 | 0 | 0 | 0 | 0 | 0 | 0 | 0 | 0 | 0 | 0 | 0 | 0 | 0 | 0 | 0 | 0 | 0 | 0 | 0 | 0 | 0 | 0 | 0 | 0 | 0 | 0 | 0 | 0 | 0 | 0 | 0 | 0 | 0 | 0 | 0 | 0 | 0 | 0 | 0 | 0 | 0 | 0 | 0 | 0 | 0 | 0 | 0 | 0 | 0 | 0 | 0 | 0 | 0 | 0 | 0 | 0 | 0 | 0 | 0 | 0 | 0 | 0 | 0 | 0 | 0 | 0 | 0 | 0 | 0 | 0 | 0 | 0 | 0 | 0 | 2020
50388 | Y | . | Phillips 66 Carbon Plant | Phillips 66 Company | 4208 | CA | PACC | WECC |  | 324 | 7 | Industrial NAICS Cogen | ST | WH | OTH |  |  |  | 0 | 0 | 0 | 0 | 0 | 0 | 0 | 0 | 0 | 0 | 0 | 0 | 0 | 0 | 0 | 0 | 0 | 0 | 0 | 0 | 0 | 0 | 0 | 0 | 0 | 0 | 0 | 0 | 0 | 0 | 0 | 0 | 0 | 0 | 0 | 0 | 65866 | 61013 | 76589 | 58911 | 90613 | 90447 | 53051 | 63247 | 74259 | 79217 | 85296 | 48977 | 65866 | 61013 | 76589 | 58911 | 90613 | 90447 | 53051 | 63247 | 74259 | 79217 | 85296 | 48977 | 7519 | 6965 | 8743 | 6725 | 10344 | 10325 | 6056 | 7220 | 8477 | 9043 | 9737 | 5591 | 0 | 0 | 847486 | 847486 | 96745 | 2020
50393 | N | . | Friant Hydro Facility | Friant Power Authority | 25438 | CA | PACC | WECC |  | 22 | 2 | NAICS-22 Non-Cogen | HY | WAT | HYC |  |  |  | 0 | 0 | 0 | 0 | 0 | 0 | 0 | 0 | 0 | 0 | 0 | 0 | 0 | 0 | 0 | 0 | 0 | 0 | 0 | 0 | 0 | 0 | 0 | 0 | 0 | 0 | 0 | 0 | 0 | 0 | 0 | 0 | 0 | 0 | 0 | 0 | 47412 | 35372 | 37448 | 54969 | 75287 | 70346 | 74375 | 74945 | 52196 | 42925 | 32465 | 26743 | 47412 | 35372 | 37448 | 54969 | 75287 | 70346 | 74375 | 74945 | 52196 | 42925 | 32465 | 26743 | 5412.312 | 4037.892 | 4274.849 | 6275.053 | 8594.423 | 8030.322 | 8490.326 | 8555.315 | 5958.458 | 4900.145 | 3706.066 | 3052.839 | 0 | 0 | 624483 | 624483 | 71288 | 2020
50400 | N | . | Sand Bar Power Plant | Tri-Dam Power Authority | 19560 | CA | PACC | WECC |  | 22 | 2 | NAICS-22 Non-Cogen | HY | WAT | HYC |  |  |  | 0 | 0 | 0 | 0 | 0 | 0 | 0 | 0 | 0 | 0 | 0 | 0 | 0 | 0 | 0 | 0 | 0 | 0 | 0 | 0 | 0 | 0 | 0 | 0 | 0 | 0 | 0 | 0 | 0 | 0 | 0 | 0 | 0 | 0 | 0 | 0 | 29527 | 22029 | 23322 | 34234 | 46888 | 43810 | 46320 | 46674 | 32507 | 26733 | 20219 | 16655 | 29527 | 22029 | 23322 | 34234 | 46888 | 43810 | 46320 | 46674 | 32507 | 26733 | 20219 | 16655 | 3370.701 | 2514.733 | 2662.306 | 3908 | 5352.466 | 5001.153 | 5287.636 | 5328.11 | 3710.83 | 3051.73 | 2308.077 | 1901.258 | 0 | 0 | 388918 | 388918 | 44397 | 2020
50464 | Y | . | Oxnard | Procter&Gamble Paper Products Co-Oxnard | 15375 | CA | PACC | WECC |  | 322122 | 7 | Industrial NAICS Cogen | GT | NG | NG |  |  | mcf | 428166 | 379890 | 461651 | 447692 | 462000 | 454231 | 468177 | 456776 | 392471 | 448254 | 389483 | 442844 | 306289 | 270442 | 333459 | 324622 | 336682 | 326057 | 330416 | 322861 | 279160 | 316934 | 278986 | 317379 | 1.027 | 1.027 | 1.027 | 1.027 | 1.027 | 1.027 | 1.027 | 1.027 | 1.027 | 1.027 | 1.027 | 1.027 | 439726 | 390147 | 474116 | 459780 | 474474 | 466495 | 480818 | 469109 | 403068 | 460357 | 399999 | 454801 | 314559 | 277744 | 342462 | 333387 | 345772 | 334861 | 339337 | 331578 | 286697 | 325491 | 286519 | 325948 | 44585 | 39413 | 48994 | 48723 | 49649 | 47856 | 48405 | 48027 | 41514 | 47151 | 41484 | 47211 | 5231635 | 3743287 | 5372890 | 3844355 | 553012 | 2020
50492 | Y | . | Gas Utilization Facility | City of San Diego | 16764 | CA | PACC | WECC |  | 22132 | 5 | Commercial NAICS Cogen | HY | WAT | HYC |  |  |  | 0 | 0 | 0 | 0 | 0 | 0 | 0 | 0 | 0 | 0 | 0 | 0 | 0 | 0 | 0 | 0 | 0 | 0 | 0 | 0 | 0 | 0 | 0 | 0 | 0 | 0 | 0 | 0 | 0 | 0 | 0 | 0 | 0 | 0 | 0 | 0 | 0 | 0 | 0 | 0 | 0 | 0 | 0 | 0 | 0 | 0 | 0 | 0 | 0 | 0 | 0 | 0 | 0 | 0 | 0 | 0 | 0 | 0 | 0 | 0 | 0 | 0 | 0 | 0 | 0 | 0 | 0 | 0 | 0 | 0 | 0 | 0 | 0 | 0 | 0 | 0 | 0 | 2020
50492 | Y | . | Gas Utilization Facility | City of San Diego | 16764 | CA | PACC | WECC |  | 22132 | 5 | Commercial NAICS Cogen | IC | NG | NG |  |  | mcf | 0 | 0 | 0 | 0 | 0 | 0 | 0 | 0 | 0 | 0 | 0 | 0 | 0 | 0 | 0 | 0 | 0 | 0 | 0 | 0 | 0 | 0 | 0 | 0 | 0 | 0 | 0 | 0 | 0 | 0 | 0 | 0 | 0 | 0 | 0 | 0 | 0 | 0 | 0 | 0 | 0 | 0 | 0 | 0 | 0 | 0 | 0 | 0 | 0 | 0 | 0 | 0 | 0 | 0 | 0 | 0 | 0 | 0 | 0 | 0 | 0 | 0 | 0 | 0 | 0 | 0 | 0 | 0 | 0 | 0 | 0 | 0 | 0 | 0 | 0 | 0 | 0 | 2020
50492 | Y | . | Gas Utilization Facility | City of San Diego | 16764 | CA | PACC | WECC |  | 22132 | 5 | Commercial NAICS Cogen | IC | OBG | ORW |  |  | Mcf | 44269 | 31328 | 47654 | 45069 | 40411 | 40148 | 38758 | 43185 | 42135 | 42912 | 45246 | 45930 | 21505 | 7504 | 24399 | 23298 | 21318 | 19146 | 18304 | 21003 | 20668 | 20951 | 21478 | 21599 | 0.641 | 0.625 | 0.627 | 0.635 | 0.623 | 0.632 | 0.631 | 0.627 | 0.632 | 0.632 | 0.625 | 0.626 | 28376 | 19580 | 29879 | 28619 | 25176 | 25374 | 24456 | 27077 | 26629 | 27120 | 28279 | 28752 | 13785 | 4690 | 15298 | 14794 | 13281 | 12100 | 11550 | 13169 | 13062 | 13241 | 13424 | 13521 | 942 | 71 | 1352 | 1272 | 992 | 772 | 709 | 974 | 1114 | 1025 | 1143 | 1093 | 507045 | 241173 | 319317 | 151915 | 11459 | 2020
50530 | Y | . | Equilon Los Angeles Refining | Tesoro Refining and Marketing Company | 55985 | CA | PACC | WECC |  | 32411 | 7 | Industrial NAICS Cogen | GT | NG | NG |  |  | mcf | 40555 | 27916 | 98648 | . | 106297 | 115684 | 120389 | 95263 | 101423 | 110085 | 115288 | 98033 | 15852 | 9878 | 31832 | . | 37770 | 42654 | 44156 | 33881 | 35477 | 39318 | 41963 | 33300 | 1.041 | 1.042 | 1.043 | . | 1.033 | 1.025 | 1.023 | 1.025 | 1.032 | 1.028 | 1.036 | 1.039 | 42218 | 29088 | 102890 | . | 109805 | 118576 | 123158 | 97645 | 104669 | 113167 | 119438 | 101856 | 16502 | 10293 | 33201 | . | 39016 | 43720 | 45172 | 34728 | 36612 | 40419 | 43474 | 34599 | 2938.692 | 1832.919 | 5912.352 | . | 6947.846 | 7785.626 | 8044.176 | 6184.256 | 6519.686 | 7197.632 | 7741.811 | 6161.291 | 1029581 | 366081 | 1062510 | 377736 | 67266.287 | 2020
50530 | Y | . | Equilon Los Angeles Refining | Tesoro Refining and Marketing Company | 55985 | CA | PACC | WECC |  | 32411 | 7 | Industrial NAICS Cogen | GT | OG | OOG |  |  | mcf | 372119 | 261041 | 165879 | . | 255962 | 308157 | 314332 | 330407 | 308755 | 292323 | 284974 | 320279 | 145456 | 92368 | 53527 | . | 90949 | 113622 | 115292 | 117511 | 107998 | 104406 | 103727 | 108794 | 1.163 | 1.3 | 1.294 | . | 1.15 | 1.155 | 1.224 | 1.27 | 1.211 | 1.218 | 1.174 | 1.178 | 432774 | 339353 | 214647 | . | 294356 | 355921 | 384742 | 419617 | 373902 | 356049 | 334559 | 377289 | 169165 | 120079 | 69264 | . | 104591 | 131233 | 141117 | 149239 | 130786 | 127166 | 121776 | 128159 | 30124.548 | 21383.281 | 12334.268 | . | 18625.254 | 23369.554 | 25129.804 | 26576.164 | 23289.954 | 22645.328 | 21685.629 | 22822.209 | 3214228 | 1153650 | 3883209 | 1392575 | 247985.99 | 2020
50530 | Y | . | Equilon Los Angeles Refining | Tesoro Refining and Marketing Company | 55985 | CA | PACC | WECC |  | 32411 | 7 | Industrial NAICS Cogen | ST | NG | NG |  |  | mcf | 13440 | 9080 | 20138 | . | 32787 | 29065 | 20033 | 17145 | 16365 | 17845 | 19922 | 24589 | 0 | 0 | 3282 | . | 12979 | 11153 | 7182 | 7550 | 7049 | 1796 | 7032 | 5856 | 1.041 | 1.042 | 1.043 | . | 1.033 | 1.025 | 1.023 | 1.025 | 1.032 | 1.028 | 1.036 | 1.039 | 13991 | 9461 | 21004 | . | 33869 | 29792 | 20494 | 17574 | 16889 | 18345 | 20639 | 25548 | 0 | 0 | 3423 | . | 13407 | 11432 | 7347 | 7739 | 7275 | 1846 | 7285 | 6084 | 0 | 0 | 603.381 | . | 2363.096 | 2015.069 | 1295.005 | 1364.137 | 1282.372 | 325.322 | 1284.094 | 1072.304 | 220409 | 63879 | 227606 | 65838 | 11604.78 | 2020
50530 | Y | . | Equilon Los Angeles Refining | Tesoro Refining and Marketing Company | 55985 | CA | PACC | WECC |  | 32411 | 7 | Industrial NAICS Cogen | ST | OG | OOG |  |  | mcf | 56909 | 42554 | 52031 | . | 64868 | 55161 | 57388 | 55452 | 58156 | 48034 | 49816 | 56747 | 0 | 0 | 8480 | . | 25677 | 21168 | 20574 | 24420 | 25053 | 4833 | 17584 | 13513 | 1.163 | 1.3 | 1.294 | . | 1.15 | 1.155 | 1.224 | 1.27 | 1.211 | 1.218 | 1.174 | 1.178 | 66185 | 55320 | 67328 | . | 74598 | 63711 | 70243 | 70424 | 70427 | 58505 | 58484 | 66848 | 0 | 0 | 10973 | . | 29529 | 24449 | 25182 | 31014 | 30339 | 5886 | 20644 | 15918 | 0 | 0 | 1934.139 | . | 5204.844 | 4309.331 | 4438.665 | 5466.603 | 5347.578 | 1037.528 | 3638.656 | 2805.756 | 597116 | 161302 | 722073 | 193934 | 34183.1 | 2020
50532 | N | . | Victory Garden (Tehachapi) | Wind Stream Operations LLC | 56899 | CA | PACC | WECC |  | 22 | 2 | NAICS-22 Non-Cogen | WT | WND | WND |  |  |  | 0 | 0 | 0 | 0 | 0 | 0 | 0 | 0 | 0 | 0 | 0 | 0 | 0 | 0 | 0 | 0 | 0 | 0 | 0 | 0 | 0 | 0 | 0 | 0 | 0 | 0 | 0 | 0 | 0 | 0 | 0 | 0 | 0 | 0 | 0 | 0 | 10682 | 10950 | 15873 | 21400 | 21837 | 24217 | 23777 | 20258 | 11215 | 12219 | 9351 | 9182 | 10682 | 10950 | 15873 | 21400 | 21837 | 24217 | 23777 | 20258 | 11215 | 12219 | 9351 | 9182 | 1219.394 | 1249.964 | 1811.996 | 2442.969 | 2492.769 | 2764.483 | 2714.269 | 2312.502 | 1280.209 | 1394.824 | 1067.41 | 1048.211 | 0 | 0 | 190961 | 190961 | 21799 | 2020
50535 | N | . | Mesa Wind Power Corp | Brookfield Renewable Trading and Marketing LP | 63235 | CA | PACC | WECC |  | 22 | 2 | NAICS-22 Non-Cogen | WT | WND | WND |  |  |  | 0 | 0 | 0 | 0 | 0 | 0 | 0 | 0 | 0 | 0 | 0 | 0 | 0 | 0 | 0 | 0 | 0 | 0 | 0 | 0 | 0 | 0 | 0 | 0 | 0 | 0 | 0 | 0 | 0 | 0 | 0 | 0 | 0 | 0 | 0 | 0 | 398 | 408 | 591 | 797 | 813 | 902 | 886 | 755 | 418 | 455 | 348 | 342 | 398 | 408 | 591 | 797 | 813 | 902 | 886 | 755 | 418 | 455 | 348 | 342 | 45.424 | 46.56 | 67.496 | 90.999 | 92.854 | 102.975 | 101.105 | 86.139 | 47.687 | 51.956 | 39.76 | 39.045 | 0 | 0 | 7113 | 7113 | 812 | 2020
50536 | N | . | Sky River Wind Energy Center | Sky River Wind LLC | 64156 | CA | PACC | WECC |  | 22 | 2 | NAICS-22 Non-Cogen | WT | WND | WND |  |  |  | 0 | 0 | 0 | 0 | 0 | 0 | 0 | 0 | 0 | 0 | 0 | 0 | 0 | 0 | 0 | 0 | 0 | 0 | 0 | 0 | 0 | 0 | 0 | 0 | 0 | 0 | 0 | 0 | 0 | 0 | 0 | 0 | 0 | 0 | 0 | 0 | 18123 | 18577 | 26930 | 36308 | 37048 | 41086 | 40340 | 34369 | 19027 | 20730 | 15864 | 15579 | 18123 | 18577 | 26930 | 36308 | 37048 | 41086 | 40340 | 34369 | 19027 | 20730 | 15864 | 15579 | 2068.817 | 2120.679 | 3074.216 | 4144.72 | 4229.211 | 4690.199 | 4605.005 | 3923.371 | 2171.992 | 2366.447 | 1810.958 | 1778.385 | 0 | 0 | 323981 | 323981 | 36984 | 2020
50537 | Y | . | SRI International Cogen Project | IPT SRI Cogeneration Inc | 9297 | CA | PACC | WECC |  | 561 | 5 | Commercial NAICS Cogen | GT | DFO | DFO |  |  | barrels | 0 | 0 | 0 | 0 | 0 | 0 | 0 | 0 | 0 | 0 | 0 | 0 | 0 | 0 | 0 | 0 | 0 | 0 | 0 | 0 | 0 | 0 | 0 | 0 | 0 | 0 | 0 | 0 | 0 | 0 | 0 | 0 | 0 | 0 | 0 | 0 | 0 | 0 | 0 | 0 | 0 | 0 | 0 | 0 | 0 | 0 | 0 | 0 | 0 | 0 | 0 | 0 | 0 | 0 | 0 | 0 | 0 | 0 | 0 | 0 | 0 | 0 | 0 | 0 | 0 | 0 | 0 | 0 | 0 | 0 | 0 | 0 | 0 | 0 | 0 | 0 | 0 | 2020
50537 | Y | . | SRI International Cogen Project | IPT SRI Cogeneration Inc | 9297 | CA | PACC | WECC |  | 561 | 5 | Commercial NAICS Cogen | GT | NG | NG |  |  | mcf | 41204 | 37228 | 37116 | 34368 | 34456 | 36392 | 37346 | 37857 | 35254 | 36320 | 39033 | 41222 | 15244 | 14680 | 15226 | 13927 | 14203 | 15074 | 15096 | 13819 | 14331 | 14638 | 15270 | 15951 | 1.036 | 1.036 | 1.034 | 1.036 | 1.033 | 1.025 | 1.03 | 1.037 | 1.034 | 1.029 | 1.039 | 1.039 | 42687 | 38568 | 38378 | 35605 | 35593 | 37302 | 38466 | 39258 | 36453 | 37373 | 40555 | 42830 | 15793 | 15208 | 15744 | 14428 | 14672 | 15451 | 15549 | 14330 | 14818 | 15062 | 15866 | 16573 | 2426 | 2367 | 2454 | 2243 | 2287 | 2411 | 2338 | 2312 | 2225 | 2336 | 2472 | 2588 | 447796 | 177459 | 463068 | 183494 | 28459 | 2020
50540 | N | . | BP Carson Refinery | Tesoro Carson Refinery | 2696 | CA | PACC | WECC |  | 32411 | 6 | Industrial NAICS Non-Cogen | OT | NG | NG |  |  | mcf | 0 | 0 | 0 | 0 | 0 | 0 | 0 | 0 | 0 | 0 | 0 | 0 | 0 | 0 | 0 | 0 | 0 | 0 | 0 | 0 | 0 | 0 | 0 | 0 | 0 | 0 | 0 | 0 | 0 | 0 | 0 | 0 | 0 | 0 | 0 | 0 | 0 | 0 | 0 | 0 | 0 | 0 | 0 | 0 | 0 | 0 | 0 | 0 | 0 | 0 | 0 | 0 | 0 | 0 | 0 | 0 | 0 | 0 | 0 | 0 | 0 | 0 | 0 | 0 | 0 | 0 | 0 | 0 | 0 | 0 | 0 | 0 | 0 | 0 | 0 | 0 | 0 | 2020
50540 | N | . | BP Carson Refinery | Tesoro Carson Refinery | 2696 | CA | PACC | WECC |  | 32411 | 6 | Industrial NAICS Non-Cogen | OT | OG | OOG |  |  | mcf | 0 | 0 | 0 | 0 | 0 | 0 | 0 | 0 | 0 | 0 | 0 | 0 | 0 | 0 | 0 | 0 | 0 | 0 | 0 | 0 | 0 | 0 | 0 | 0 | 0 | 0 | 0 | 0 | 0 | 0 | 0 | 0 | 0 | 0 | 0 | 0 | 0 | 0 | 0 | 0 | 0 | 0 | 0 | 0 | 0 | 0 | 0 | 0 | 0 | 0 | 0 | 0 | 0 | 0 | 0 | 0 | 0 | 0 | 0 | 0 | 0 | 0 | 0 | 0 | 0 | 0 | 0 | 0 | 0 | 0 | 0 | 0 | 0 | 0 | 0 | 0 | 0 | 2020
50541 | N | . | Harbor Cogen | Harbor Cogeneration Co. | 8303 | CA | PACC | WECC |  | 22 | 2 | NAICS-22 Non-Cogen | CA | NG | NG |  |  | mcf | 0 | 0 | 0 | 0 | 0 | 0 | 0 | 0 | 0 | 0 | 0 | 0 | 0 | 0 | 0 | 0 | 0 | 0 | 0 | 0 | 0 | 0 | 0 | 0 | 0 | 0 | 0 | 0 | 0 | 0 | 0 | 0 | 0 | 0 | 0 | 0 | 0 | 0 | 0 | 0 | 0 | 0 | 0 | 0 | 0 | 0 | 0 | 0 | 0 | 0 | 0 | 0 | 0 | 0 | 0 | 0 | 0 | 0 | 0 | 0 | 0 | 0 | 0 | 0 | 0 | 0 | 0 | 0 | 0 | 0 | 0 | 0 | 0 | 0 | 0 | 0 | 0 | 2020
50541 | N | . | Harbor Cogen | Harbor Cogeneration Co. | 8303 | CA | PACC | WECC |  | 22 | 2 | NAICS-22 Non-Cogen | CT | NG | NG |  |  | mcf | 0 | 0 | 0 | 0 | 0 | 16474 | 30222 | 86981 | 48169 | 60493 | 0 | 0 | 0 | 0 | 0 | 0 | 0 | 16474 | 30222 | 86981 | 48169 | 60493 | 0 | 0 | 0 | 0 | 0 | 0 | 0 | 1.023 | 1.024 | 1.025 | 1.033 | 1.03 | 0 | 0 | 0 | 0 | 0 | 0 | 0 | 16853 | 30947 | 89156 | 49759 | 62308 | 0 | 0 | 0 | 0 | 0 | 0 | 0 | 16853 | 30947 | 89156 | 49759 | 62308 | 0 | 0 | 0 | 0 | 0 | 0 | 0 | 1259 | 2367 | 7206 | 3761 | 4584 | 0 | 0 | 242339 | 242339 | 249023 | 249023 | 19177 | 2020
50546 | N | . | Bowman | Nevada Irrigation District | 13402 | CA | PACC | WECC |  | 22 | 2 | NAICS-22 Non-Cogen | HY | WAT | HYC |  |  |  | 0 | 0 | 0 | 0 | 0 | 0 | 0 | 0 | 0 | 0 | 0 | 0 | 0 | 0 | 0 | 0 | 0 | 0 | 0 | 0 | 0 | 0 | 0 | 0 | 0 | 0 | 0 | 0 | 0 | 0 | 0 | 0 | 0 | 0 | 0 | 0 | 5917 | 4415 | 4674 | 6860 | 9396 | 8779 | 9282 | 9353 | 6514 | 5357 | 4052 | 3338 | 5917 | 4415 | 4674 | 6860 | 9396 | 8779 | 9282 | 9353 | 6514 | 5357 | 4052 | 3338 | 675.477 | 503.944 | 533.517 | 783.149 | 1072.615 | 1002.213 | 1059.623 | 1067.734 | 743.637 | 611.556 | 462.53 | 381.005 | 0 | 0 | 77937 | 77937 | 8897 | 2020
50552 | N | . | GPS Cabazon Wind LLC | GlidePath Power Operations LLC | 61728 | CA | PACC | WECC |  | 22 | 2 | NAICS-22 Non-Cogen | WT | WND | WND |  |  |  | 0 | 0 | 0 | 0 | 0 | 0 | 0 | 0 | 0 | 0 | 0 | 0 | 0 | 0 | 0 | 0 | 0 | 0 | 0 | 0 | 0 | 0 | 0 | 0 | 0 | 0 | 0 | 0 | 0 | 0 | 0 | 0 | 0 | 0 | 0 | 0 | 16619 | 17036 | 24696 | 33296 | 33975 | 37678 | 36993 | 31518 | 17448 | 19010 | 14548 | 14286 | 16619 | 17036 | 24696 | 33296 | 33975 | 37678 | 36993 | 31518 | 17448 | 19010 | 14548 | 14286 | 1897.199 | 1944.758 | 2819.195 | 3800.895 | 3878.377 | 4301.125 | 4222.998 | 3597.908 | 1991.815 | 2170.139 | 1660.731 | 1630.86 | 0 | 0 | 297103 | 297103 | 33916 | 2020
50553 | N | . | Edom Hills Project 1 LLC | Red Marlin Wind Ventures, LLC | 61208 | CA | PACC | WECC |  | 22 | 2 | NAICS-22 Non-Cogen | WT | WND | WND |  |  |  | 0 | 0 | 0 | 0 | 0 | 0 | 0 | 0 | 0 | 0 | 0 | 0 | 0 | 0 | 0 | 0 | 0 | 0 | 0 | 0 | 0 | 0 | 0 | 0 | 0 | 0 | 0 | 0 | 0 | 0 | 0 | 0 | 0 | 0 | 0 | 0 | 14524 | 14888 | 21583 | 29098 | 29691 | 32928 | 32329 | 27544 | 15248 | 16614 | 12714 | 12485 | 14524 | 14888 | 21583 | 29098 | 29691 | 32928 | 32329 | 27544 | 15248 | 16614 | 12714 | 12485 | 1658.008 | 1699.57 | 2463.762 | 3321.693 | 3389.406 | 3758.855 | 3690.579 | 3144.298 | 1740.694 | 1896.536 | 1451.352 | 1425.247 | 0 | 0 | 259646 | 259646 | 29640 | 2020
50560 | N | . | Pacific-Ultrapower Chinese Station | IHI Power Services Corp | 58650 | CA | PACC | WECC |  | 22 | 2 | NAICS-22 Non-Cogen | ST | PG | WOO |  |  | mcf | 0 | 0 | 0 | 0 | 0 | 0 | 0 | 0 | 0 | 0 | 0 | 0 | 0 | 0 | 0 | 0 | 0 | 0 | 0 | 0 | 0 | 0 | 0 | 0 | 0 | 0 | 0 | 0 | 0 | 0 | 0 | 0 | 0 | 0 | 0 | 0 | 0 | 0 | 0 | 0 | 0 | 0 | 0 | 0 | 0 | 0 | 0 | 0 | 0 | 0 | 0 | 0 | 0 | 0 | 0 | 0 | 0 | 0 | 0 | 0 | 0 | 0 | 0 | 0 | 0 | 0 | 0 | 0 | 0 | 0 | 0 | 0 | 0 | 0 | 0 | 0 | 0 | 2020
50560 | N | . | Pacific-Ultrapower Chinese Station | IHI Power Services Corp | 58650 | CA | PACC | WECC |  | 22 | 2 | NAICS-22 Non-Cogen | ST | WDS | WWW |  |  | short tons | 15581 | 15229 | 7373 | 16052 | 14628 | 10925 | 16248 | 16054 | 15526 | 8448 | 2208 | 14584 | 15581 | 15229 | 7373 | 16052 | 14628 | 10925 | 16248 | 16054 | 15526 | 8448 | 2208 | 14584 | 13.1 | 11.42 | 13.5 | 12.69 | 14.03 | 13.49 | 12.08 | 13.1 | 13.09 | 13.86 | 13.6 | 13.64 | 204111 | 173915 | 99536 | 203700 | 205231 | 147378 | 196276 | 210307 | 203235 | 117089 | 30029 | 198926 | 204111 | 173915 | 99536 | 203700 | 205231 | 147378 | 196276 | 210307 | 203235 | 117089 | 30029 | 198926 | 12528 | 12503 | 6383 | 12888 | 12453 | 9099 | 12521 | 13302 | 12869 | 7514 | 1932 | 13053 | 152856 | 152856 | 1989733 | 1989733 | 127045 | 2020
50571 | N | . | Altamont Gas Recovery | WM Renewable Energy LLC | 54842 | CA | PACC | WECC |  | 22 | 2 | NAICS-22 Non-Cogen | GT | LFG | MLG |  |  | mcf | 135131 | 121552 | 128080 | 119871 | 127337 | 117363 | 131813 | 125849 | 124828 | 120135 | 120945 | 108021 | 135131 | 121552 | 128080 | 119871 | 127337 | 117363 | 131813 | 125849 | 124828 | 120135 | 120945 | 108021 | 0.487 | 0.487 | 0.487 | 0.487 | 0.487 | 0.487 | 0.487 | 0.487 | 0.487 | 0.487 | 0.487 | 0.487 | 65809 | 59196 | 62375 | 58377 | 62013 | 57156 | 64193 | 61288 | 60791 | 58506 | 58900 | 52606 | 65809 | 59196 | 62375 | 58377 | 62013 | 57156 | 64193 | 61288 | 60791 | 58506 | 58900 | 52606 | 3474.602 | 3125.461 | 3293.321 | 3082.248 | 3274.209 | 3017.763 | 3389.305 | 3235.956 | 3209.697 | 3089.036 | 3109.857 | 2777.545 | 1480925 | 1480925 | 721210 | 721210 | 38079 | 2020
50571 | N | . | Altamont Gas Recovery | WM Renewable Energy LLC | 54842 | CA | PACC | WECC |  | 22 | 2 | NAICS-22 Non-Cogen | IC | LFG | MLG |  |  | mcf | 0 | 0 | 0 | 0 | 0 | 0 | 0 | 0 | 0 | 0 | 0 | 0 | 0 | 0 | 0 | 0 | 0 | 0 | 0 | 0 | 0 | 0 | 0 | 0 | 0 | 0 | 0 | 0 | 0 | 0 | 0 | 0 | 0 | 0 | 0 | 0 | 0 | 0 | 0 | 0 | 0 | 0 | 0 | 0 | 0 | 0 | 0 | 0 | 0 | 0 | 0 | 0 | 0 | 0 | 0 | 0 | 0 | 0 | 0 | 0 | 0 | 0 | 0 | 0 | 0 | 0 | 0 | 0 | 0 | 0 | 0 | 0 | 0 | 0 | 0 | 0 | 0 | 2020
50612 | Y | . | McKittrick Limited | WCAC Operating Company | 60662 | CA | PACC | WECC |  | 22 | 3 | NAICS-22 Cogen | GT | NG | NG |  |  | mcf | 0 | 472 | 6085 | 1 | 0 | 8448 | 13212 | 56846 | 25277 | 37086 | 3228 | 0 | 0 | 342 | 4681 | 0 | 0 | 6955 | 10899 | 44604 | 20181 | 29519 | 2522 | 0 | 0 | 1.04 | 1.04 | 1.04 | 0 | 1.04 | 1.04 | 1.04 | 1.04 | 1.04 | 1.04 | 0 | 0 | 491 | 6328 | 1 | 0 | 8786 | 13740 | 59120 | 26288 | 38569 | 3357 | 0 | 0 | 356 | 4868 | 0 | 0 | 7233 | 11335 | 46388 | 20988 | 30700 | 2623 | 0 | 0 | 46 | 635 | 0 | 0 | 939 | 1472 | 6013 | 2657 | 3993 | 341 | 0 | 150655 | 119703 | 156680 | 124491 | 16096 | 2020
50622 | Y | . | Berry Cogen Tanne Hills 18 | Berry Petroleum Co | 1569 | CA | PACC | WECC |  | 211 | 7 | Industrial NAICS Cogen | GT | NG | NG |  |  | mcf | 149208 | 143991 | 134315 | 145921 | 152727 | 180961 | 148941 | 140478 | 129813 | 123986 | 140844 | 109862 | 63623 | 61334 | 56313 | 61536 | 63607 | 57853 | 61523 | 55011 | 53838 | 61237 | 59712 | 54785 | 1.046 | 1.045 | 1.047 | 1.044 | 1.037 | 1.037 | 1.037 | 1.036 | 1.036 | 1.047 | 1.019 | 1.018 | 156072 | 150471 | 140628 | 152342 | 158378 | 187657 | 154452 | 145535 | 134486 | 129813 | 143520 | 111840 | 66550 | 64094 | 58960 | 64244 | 65960 | 59994 | 63799 | 56991 | 55776 | 64115 | 60847 | 55771 | 12726 | 12273 | 11286 | 12269 | 12461 | 11471 | 12178 | 10907 | 10683 | 12249 | 11664 | 10686 | 1701047 | 710372 | 1765194 | 737101 | 140853 | 2020
50623 | Y | . | Gaviota Oil Plant | Freeport McMoRan Oil & Gas | 15174 | CA | PACC | WECC |  | 324 | 7 | Industrial NAICS Cogen | GT | NG | NG |  |  | mcf | 0 | 0 | 0 | 0 | 0 | 0 | 0 | 0 | 0 | 0 | 0 | 0 | 0 | 0 | 0 | 0 | 0 | 0 | 0 | 0 | 0 | 0 | 0 | 0 | 0 | 0 | 0 | 0 | 0 | 0 | 0 | 0 | 0 | 0 | 0 | 0 | 0 | 0 | 0 | 0 | 0 | 0 | 0 | 0 | 0 | 0 | 0 | 0 | 0 | 0 | 0 | 0 | 0 | 0 | 0 | 0 | 0 | 0 | 0 | 0 | 0 | 0 | 0 | 0 | 0 | 0 | 0 | 0 | 0 | 0 | 0 | 0 | 0 | 0 | 0 | 0 | 0 | 2020
50624 | Y | . | Torrance Refining Company, LLC | Torrance Refining Company, LLC | 60657 | CA | PACC | WECC |  | 32411 | 7 | Industrial NAICS Cogen | GT | NG | NG |  |  | mcf | 0 | 0 | 0 | 0 | 0 | 0 | 0 | 0 | 0 | 0 | 185191 | 0 | 0 | 0 | 0 | 0 | 0 | 0 | 0 | 0 | 0 | 0 | 54199 | 0 | 0 | 0 | 0 | 0 | 0 | 0 | 0 | 0 | 0 | 0 | 1.056 | 0 | 0 | 0 | 0 | 0 | 0 | 0 | 0 | 0 | 0 | 0 | 195562 | 0 | 0 | 0 | 0 | 0 | 0 | 0 | 0 | 0 | 0 | 0 | 57234 | 0 | 0 | 0 | 0 | 0 | 0 | 0 | 0 | 0 | 0 | 0 | 11331 | 0 | 185191 | 54199 | 195562 | 57234 | 11331 | 2020
50624 | Y | . | Torrance Refining Company, LLC | Torrance Refining Company, LLC | 60657 | CA | PACC | WECC |  | 32411 | 7 | Industrial NAICS Cogen | GT | OG | OOG |  |  | mcf | 162281 | 183437 | 188330 | 152615 | 155013 | 188518 | 198149 | 195761 | 185588 | 183911 | 0 | 169713 | 51434 | 56899 | 57175 | 42807 | 42500 | 57270 | 59924 | 58529 | 55362 | 53097 | 0 | 46450 | 1.058 | 1.059 | 1.07 | 1.065 | 1.104 | 1.049 | 1.041 | 1.045 | 1.067 | 1.076 | 0 | 1.046 | 171693 | 194260 | 201513 | 162535 | 171134 | 197755 | 206273 | 204570 | 198022 | 197888 | 0 | 177520 | 54417 | 60256 | 61177 | 45589 | 46920 | 60076 | 62381 | 61163 | 59071 | 57132 | 0 | 48587 | 10773 | 11929 | 12112 | 9025 | 9289 | 11894 | 12350 | 12109 | 11694 | 11311 | 0 | 9619 | 1963316 | 581447 | 2083163 | 616769 | 122105 | 2020
50624 | Y | . | Torrance Refining Company, LLC | Torrance Refining Company, LLC | 60657 | CA | PACC | WECC |  | 32411 | 7 | Industrial NAICS Cogen | ST | WH | OTH |  |  |  | 0 | 0 | 0 | 0 | 0 | 0 | 0 | 0 | 0 | 0 | 0 | 0 | 0 | 0 | 0 | 0 | 0 | 0 | 0 | 0 | 0 | 0 | 0 | 0 | 0 | 0 | 0 | 0 | 0 | 0 | 0 | 0 | 0 | 0 | 0 | 0 | 57912 | 16583 | 1603 | 964 | 2584 | 17713 | 4730 | 0 | 0 | 718 | 1042 | 35 | 57912 | 16583 | 1603 | 964 | 2584 | 17713 | 4730 | 0 | 0 | 718 | 1042 | 35 | 6611 | 1893 | 183 | 110 | 295 | 2022 | 540 | 0 | 0 | 82 | 119 | 4 | 0 | 0 | 103884 | 103884 | 11859 | 2020
50632 | N | . | Covanta Stanislaus Energy | Covanta Stanislaus Inc | 4498 | CA | PACC | WECC |  | 22 | 2 | NAICS-22 Non-Cogen | ST | DFO | DFO |  |  | barrels | 321 | 646 | 622 | 231 | 346 | 881 | 250 | 474 | 346 | 413 | 1167 | 284 | 321 | 646 | 622 | 231 | 346 | 881 | 250 | 474 | 346 | 413 | 1167 | 284 | 6 | 6 | 6 | 6 | 6 | 6 | 6 | 6 | 6 | 6 | 6 | 6 | 1926 | 3876 | 3732 | 1386 | 2076 | 5286 | 1500 | 2844 | 2076 | 2478 | 7002 | 1704 | 1926 | 3876 | 3732 | 1386 | 2076 | 5286 | 1500 | 2844 | 2076 | 2478 | 7002 | 1704 | 95.174 | 196.479 | 177.781 | 68.422 | 97.016 | 235.681 | 74.702 | 140.553 | 100.933 | 120.032 | 324.558 | 81.78 | 5981 | 5981 | 35886 | 35886 | 1713.111 | 2020
50632 | N | . | Covanta Stanislaus Energy | Covanta Stanislaus Inc | 4498 | CA | PACC | WECC |  | 22 | 2 | NAICS-22 Non-Cogen | ST | MSB | MLG |  |  | short tons | 15250 | 13280 | 14932 | 15275 | 11997 | 10819 | 15959 | 15770 | 15277 | 14303 | 14160 | 14628 | 15250 | 13280 | 14932 | 15275 | 11997 | 10819 | 15959 | 15770 | 15277 | 14303 | 14160 | 14628 | 7.968 | 7.968 | 7.967 | 7.968 | 7.967 | 7.967 | 7.967 | 7.967 | 7.967 | 7.968 | 7.967 | 7.967 | 121512 | 105815 | 118963 | 121711 | 95580 | 86195 | 127145 | 125640 | 121712 | 113966 | 112813 | 116541 | 121512 | 105815 | 118963 | 121711 | 95580 | 86195 | 127145 | 125640 | 121712 | 113966 | 112813 | 116541 | 6004.548 | 5363.894 | 5667.043 | 6008.481 | 4466.658 | 3843.075 | 6332.039 | 6209.199 | 5917.481 | 5520.436 | 5229.115 | 5593.128 | 171650 | 171650 | 1367593 | 1367593 | 66155.097 | 2020
50632 | N | . | Covanta Stanislaus Energy | Covanta Stanislaus Inc | 4498 | CA | PACC | WECC |  | 22 | 2 | NAICS-22 Non-Cogen | ST | MSN | OTH |  |  | short tons | 9750 | 8492 | 9546 | 9766 | 7670 | 6917 | 10203 | 10083 | 9767 | 9145 | 9053 | 9352 | 9750 | 8492 | 9546 | 9766 | 7670 | 6917 | 10203 | 10083 | 9767 | 9145 | 9053 | 9352 | 15.231 | 15.229 | 15.231 | 15.231 | 15.231 | 15.231 | 15.231 | 15.23 | 15.231 | 15.23 | 15.231 | 15.231 | 148502 | 129325 | 145395 | 148746 | 116822 | 105353 | 155402 | 153564 | 148761 | 139278 | 137886 | 142440 | 148502 | 129325 | 145395 | 148746 | 116822 | 105353 | 155402 | 153564 | 148761 | 139278 | 137886 | 142440 | 7338.278 | 6555.627 | 6926.176 | 7343.097 | 5459.326 | 4697.244 | 7739.259 | 7589.248 | 7232.586 | 6746.532 | 6391.327 | 6836.092 | 109744 | 109744 | 1671474 | 1671474 | 80854.792 | 2020
50674 | N | . | Municipal Cogen Plant | Palm Springs City of | 14395 | CA | PACC | WECC |  | 92 | 4 | Commercial NAICS Non-Cogen | IC | NG | NG |  |  | mcf | 6766 | 6653 | 6745 | 5627 | 6744 | 6481 | 2181 | 6891 | 4725 | 7265 | 6057 | 5166 | 6766 | 6653 | 6745 | 5627 | 6744 | 6481 | 2181 | 6891 | 4725 | 7265 | 6057 | 5166 | 1.035 | 1.035 | 1.035 | 1.035 | 1.035 | 1.035 | 1.035 | 1.035 | 1.035 | 1.035 | 1.035 | 1.035 | 7003 | 6886 | 6981 | 5824 | 6980 | 6708 | 2257 | 7132 | 4890 | 7519 | 6269 | 5347 | 7003 | 6886 | 6981 | 5824 | 6980 | 6708 | 2257 | 7132 | 4890 | 7519 | 6269 | 5347 | 705 | 685 | 640 | 602 | 676 | 640 | 214 | 687 | 446 | 709 | 588 | 502 | 71301 | 71301 | 73796 | 73796 | 7094 | 2020
50690 | N | . | San Gorgonio Westwinds II LLC | Terra-Gen Operating Co-Wind | 2770 | CA | PACC | WECC |  | 22 | 2 | NAICS-22 Non-Cogen | WT | WND | WND |  |  |  | 0 | 0 | 0 | 0 | 0 | 0 | 0 | 0 | 0 | 0 | 0 | 0 | 0 | 0 | 0 | 0 | 0 | 0 | 0 | 0 | 0 | 0 | 0 | 0 | 0 | 0 | 0 | 0 | 0 | 0 | 0 | 0 | 0 | 0 | 0 | 0 | 59757 | 61255 | 88797 | 119718 | 122159 | 135474 | 133013 | 113325 | 62737 | 68354 | 52309 | 51368 | 59757 | 61255 | 88797 | 119718 | 122159 | 135474 | 133013 | 113325 | 62737 | 68354 | 52309 | 51368 | 6821.547 | 6992.551 | 10136.668 | 13666.458 | 13945.052 | 15465.077 | 15184.166 | 12936.6 | 7161.747 | 7802.928 | 5971.305 | 5863.901 | 0 | 0 | 1068266 | 1068266 | 121948 | 2020
50696 | Y | . | Plant No 1 Orange County | Orange County Sanitation Dist | 14155 | CA | PACC | WECC |  | 562212 | 5 | Commercial NAICS Cogen | IC | NG | NG |  |  | mcf | 3854 | 3409 | 3785 | 2676 | 2516 | 3539 | 4951 | 6153 | 5361 | 5569 | 4449 | 4933 | 3471 | 3071 | 3410 | 2411 | 2266 | 3188 | 4460 | 5543 | 4829 | 5017 | 4008 | 4444 | 1.03 | 1.03 | 1.03 | 1.03 | 1.03 | 1.03 | 1.03 | 1.03 | 1.03 | 1.03 | 1.03 | 1.03 | 3970 | 3511 | 3899 | 2756 | 2591 | 3645 | 5100 | 6338 | 5522 | 5736 | 4582 | 5081 | 3575 | 3163 | 3512 | 2483 | 2334 | 3284 | 4594 | 5709 | 4974 | 5167 | 4128 | 4577 | 336.592 | 297.768 | 330.691 | 233.756 | 219.784 | 309.207 | 432.55 | 537.557 | 468.324 | 486.49 | 388.699 | 430.929 | 51195 | 46118 | 52731 | 47500 | 4472.347 | 2020
50696 | Y | . | Plant No 1 Orange County | Orange County Sanitation Dist | 14155 | CA | PACC | WECC |  | 562212 | 5 | Commercial NAICS Cogen | IC | OBG | ORW |  |  | Mcf | 51522 | 46344 | 48833 | 45703 | 48550 | 44747 | 50256 | 47982 | 47593 | 45804 | 46113 | 41185 | 46411 | 41747 | 43989 | 41169 | 43734 | 40308 | 45271 | 43222 | 42872 | 41260 | 41539 | 37099 | 0.616 | 0.616 | 0.616 | 0.616 | 0.616 | 0.616 | 0.616 | 0.616 | 0.616 | 0.616 | 0.616 | 0.616 | 31738 | 28548 | 30081 | 28153 | 29907 | 27564 | 30958 | 29557 | 29317 | 28215 | 28406 | 25370 | 28589 | 25716 | 27097 | 25360 | 26940 | 24830 | 27887 | 26625 | 26409 | 25416 | 25588 | 22853 | 2691.76 | 2421.283 | 2551.323 | 2387.806 | 2536.517 | 2337.849 | 2625.681 | 2506.883 | 2486.54 | 2393.064 | 2409.194 | 2151.753 | 564632 | 508621 | 347814 | 313310 | 29499.653 | 2020
50748 | N | . | Agnews Power Plant | OLS Energy-Agnews Inc. | 2871 | CA | PACC | WECC |  | 22 | 2 | NAICS-22 Non-Cogen | CA | NG | NG |  |  | mcf | 0 | 0 | 0 | 0 | 0 | 0 | 0 | 0 | 0 | 0 | 0 | 0 | 0 | 0 | 0 | 0 | 0 | 0 | 0 | 0 | 0 | 0 | 0 | 0 | 0 | 0 | 0 | 0 | 0 | 0 | 0 | 0 | 0 | 0 | 0 | 0 | 0 | 0 | 0 | 0 | 0 | 0 | 0 | 0 | 0 | 0 | 0 | 0 | 0 | 0 | 0 | 0 | 0 | 0 | 0 | 0 | 0 | 0 | 0 | 0 | 224.727 | 198.808 | 220.789 | 156.069 | 146.741 | 206.445 | 288.796 | 358.904 | 312.681 | 324.809 | 259.518 | 287.713 | 0 | 0 | 0 | 0 | 2986 | 2020
50748 | N | . | Agnews Power Plant | OLS Energy-Agnews Inc. | 2871 | CA | PACC | WECC |  | 22 | 2 | NAICS-22 Non-Cogen | CT | NG | NG |  |  | mcf | 9000 | 7961 | 8841 | 6250 | 5876 | 8267 | 11565 | 14372 | 12521 | 13007 | 10392 | 11521 | 9000 | 7961 | 8841 | 6250 | 5876 | 8267 | 11565 | 14372 | 12521 | 13007 | 10392 | 11521 | 1.034 | 1.034 | 1.034 | 1.034 | 1.034 | 1.034 | 1.034 | 1.034 | 1.034 | 1.034 | 1.034 | 1.034 | 9306 | 8232 | 9142 | 6463 | 6076 | 8548 | 11958 | 14861 | 12947 | 13449 | 10745 | 11913 | 9306 | 8232 | 9142 | 6463 | 6076 | 8548 | 11958 | 14861 | 12947 | 13449 | 10745 | 11913 | 770.592 | 681.711 | 757.085 | 535.162 | 503.174 | 707.899 | 990.28 | 1230.684 | 1072.183 | 1113.771 | 889.889 | 986.57 | 119573 | 119573 | 123640 | 123640 | 10239 | 2020
50750 | Y | . | Coalinga Cogeneration Facility | Aera Energy LLC-Coalinga | 23005 | CA | PACC | WECC |  | 211 | 7 | Industrial NAICS Cogen | GT | NG | NG |  |  | mcf | 53972 | 47748 | 53027 | 37483 | 35243 | 49582 | 69360 | 86198 | 75097 | 78009 | 62329 | 69100 | 16345 | 14459 | 16058 | 11351 | 10673 | 15016 | 21005 | 26104 | 22742 | 23624 | 18876 | 20926 | 1.03 | 1.03 | 1.03 | 1.03 | 1.03 | 1.03 | 1.03 | 1.03 | 1.03 | 1.03 | 1.03 | 1.03 | 55591 | 49180 | 54618 | 38607 | 36300 | 51069 | 71441 | 88784 | 77350 | 80349 | 64199 | 71173 | 16835 | 14893 | 16540 | 11692 | 10993 | 15466 | 21635 | 26887 | 23424 | 24333 | 19442 | 21554 | 3582.773 | 3169.536 | 3519.977 | 2488.172 | 2339.445 | 3291.289 | 4604.19 | 5721.918 | 4984.985 | 5178.346 | 4137.432 | 4586.937 | 717148 | 217179 | 738661 | 223694 | 47605 | 2020
50751 | Y | . | Southeast Kern River Cogen | Chevron USA Inc | 54713 | CA | PACC | WECC |  | 211 | 7 | Industrial NAICS Cogen | GT | NG | NG |  |  | mcf | 132832 | 122248 | 127931 | 122613 | 120771 | 116375 | 124315 | 126196 | 117741 | 103302 | 94221 | 122160 | 57679 | 53240 | 54984 | 52375 | 51212 | 48666 | 51106 | 52488 | 51835 | 47388 | 37373 | 47182 | 1.046 | 1.045 | 1.048 | 1.045 | 1.037 | 1.043 | 1.025 | 1.029 | 1.035 | 1.033 | 1.044 | 1.049 | 138942 | 127749 | 134072 | 128131 | 125240 | 121379 | 127423 | 129856 | 121862 | 106711 | 98367 | 128146 | 60332 | 55636 | 57623 | 54732 | 53107 | 50759 | 52384 | 54010 | 53649 | 48952 | 39017 | 49494 | 11599 | 10682 | 11039 | 10477 | 10156 | 9701 | 10007 | 10326 | 10261 | 9324 | 7416 | 9438 | 1430705 | 605528 | 1487878 | 629695 | 120426 | 2020
50752 | Y | . | South Belridge Cogeneration Facility | AERA Energy LLC | 164 | CA | PACC | WECC |  | 211 | 7 | Industrial NAICS Cogen | GT | NG | NG |  |  | mcf | 438097 | 339848 | 349745 | 430388 | 481073 | 434831 | 450143 | 454543 | 407787 | 469858 | 444477 | 470004 | 229660 | 166619 | 183104 | 224994 | 250322 | 223209 | 234096 | 233843 | 205753 | 244814 | 230250 | 245982 | 1.03 | 1.03 | 1.03 | 1.03 | 1.03 | 1.03 | 1.03 | 1.03 | 1.03 | 1.03 | 1.03 | 1.03 | 451240 | 350043 | 360237 | 443300 | 495505 | 447876 | 463647 | 468179 | 420021 | 483954 | 457811 | 484104 | 236550 | 171618 | 188597 | 231744 | 257832 | 229905 | 241119 | 240858 | 211926 | 252158 | 237157 | 253361 | 39882 | 28935 | 31796 | 39071 | 43470 | 38761 | 40652 | 40608 | 35730 | 42513 | 39984 | 42715 | 5170794 | 2672646 | 5325917 | 2752825 | 464117 | 2020
50754 | N | . | Oak Creek Energy Systems I | Oak Creek Energy System Inc II | 13938 | CA | PACC | WECC |  | 22 | 2 | NAICS-22 Non-Cogen | WT | WND | WND |  |  |  | 0 | 0 | 0 | 0 | 0 | 0 | 0 | 0 | 0 | 0 | 0 | 0 | 0 | 0 | 0 | 0 | 0 | 0 | 0 | 0 | 0 | 0 | 0 | 0 | 0 | 0 | 0 | 0 | 0 | 0 | 0 | 0 | 0 | 0 | 0 | 0 | 30490 | 31255 | 45308 | 61085 | 62330 | 69125 | 67869 | 57823 | 32011 | 34877 | 26690 | 26210 | 30490 | 31255 | 45308 | 61085 | 62330 | 69125 | 67869 | 57823 | 32011 | 34877 | 26690 | 26210 | 3480.641 | 3567.894 | 5172.155 | 6973.202 | 7115.352 | 7890.933 | 7747.6 | 6600.797 | 3654.224 | 3981.382 | 3046.811 | 2992.009 | 0 | 0 | 545073 | 545073 | 62223 | 2020
50766 | N | . | Ormesa I | Ormat Nevada Inc | 34691 | CA | PACC | WECC |  | 22 | 2 | NAICS-22 Non-Cogen | BT | GEO | GEO |  |  |  | 0 | 0 | 0 | 0 | 0 | 0 | 0 | 0 | 0 | 0 | 0 | 0 | 0 | 0 | 0 | 0 | 0 | 0 | 0 | 0 | 0 | 0 | 0 | 0 | 0 | 0 | 0 | 0 | 0 | 0 | 0 | 0 | 0 | 0 | 0 | 0 | 0 | 0 | 0 | 0 | 0 | 0 | 0 | 0 | 0 | 0 | 0 | 0 | 0 | 0 | 0 | 0 | 0 | 0 | 0 | 0 | 0 | 0 | 0 | 0 | 0 | 0 | 0 | 0 | 0 | 0 | 0 | 0 | 0 | 0 | 0 | 0 | 0 | 0 | 0 | 0 | 0 | 2020
50766 | N | . | Ormesa I | Ormat Nevada Inc | 34691 | CA | PACC | WECC |  | 22 | 2 | NAICS-22 Non-Cogen | ST | GEO | GEO |  |  |  | 0 | 0 | 0 | 0 | 0 | 0 | 0 | 0 | 0 | 0 | 0 | 0 | 0 | 0 | 0 | 0 | 0 | 0 | 0 | 0 | 0 | 0 | 0 | 0 | 0 | 0 | 0 | 0 | 0 | 0 | 0 | 0 | 0 | 0 | 0 | 0 | 57088 | 62576 | 79395 | 76294 | 75586 | 70401 | 76088 | 76348 | 71663 | 68838 | 75747 | 74166 | 57088 | 62576 | 79395 | 76294 | 75586 | 70401 | 76088 | 76348 | 71663 | 68838 | 75747 | 74166 | 6516.945 | 7143.393 | 9063.347 | 8709.393 | 8628.582 | 8036.635 | 8685.853 | 8715.53 | 8180.695 | 7858.246 | 8646.965 | 8466.416 | 0 | 0 | 864190 | 864190 | 98652 | 2020
50820 | N | . | East Winds Project | Terra-Gen Operating Co-Wind | 2770 | CA | PACC | WECC |  | 22 | 2 | NAICS-22 Non-Cogen | WT | WND | WND |  |  |  | 0 | 0 | 0 | 0 | 0 | 0 | 0 | 0 | 0 | 0 | 0 | 0 | 0 | 0 | 0 | 0 | 0 | 0 | 0 | 0 | 0 | 0 | 0 | 0 | 0 | 0 | 0 | 0 | 0 | 0 | 0 | 0 | 0 | 0 | 0 | 0 | 3480 | 3567 | 5171 | 6972 | 7114 | 7890 | 7746 | 6600 | 3654 | 3981 | 3046 | 2992 | 3480 | 3567 | 5171 | 6972 | 7114 | 7890 | 7746 | 6600 | 3654 | 3981 | 3046 | 2992 | 397.274 | 407.232 | 590.339 | 795.906 | 812.131 | 900.654 | 884.294 | 753.401 | 417.085 | 454.426 | 347.757 | 341.501 | 0 | 0 | 62213 | 62213 | 7102 | 2020
50821 | N | . | Mojave 16/17/18 | Terra-Gen Operating Co-Wind | 2770 | CA | PACC | WECC |  | 22 | 2 | NAICS-22 Non-Cogen | WT | WND | WND |  |  |  | 0 | 0 | 0 | 0 | 0 | 0 | 0 | 0 | 0 | 0 | 0 | 0 | 0 | 0 | 0 | 0 | 0 | 0 | 0 | 0 | 0 | 0 | 0 | 0 | 0 | 0 | 0 | 0 | 0 | 0 | 0 | 0 | 0 | 0 | 0 | 0 | 48017 | 49221 | 71353 | 96199 | 98160 | 108860 | 106882 | 91062 | 50412 | 54925 | 42032 | 41276 | 48017 | 49221 | 71353 | 96199 | 98160 | 108860 | 106882 | 91062 | 50412 | 54925 | 42032 | 41276 | 5481.439 | 5618.846 | 8145.293 | 10981.647 | 11205.51 | 12426.922 | 12201.197 | 10395.171 | 5754.803 | 6270.023 | 4798.227 | 4711.922 | 0 | 0 | 858399 | 858399 | 97991 | 2020
50837 | Y | . | Southeast Resource Recovery | SERRF Joint Powers Authority | 16899 | CA | PACC | WECC |  | 22 | 3 | NAICS-22 Cogen | ST | MSB | MLG |  |  | short tons | 21865 | 16272 | 23193 | 20997 | 16926 | 12882 | 22652 | 20540 | 18933 | 20028 | 19858 | 18650 | 21170 | 15747 | 22684 | 20512 | 12204 | 3372 | 22409 | 18900 | 17441 | 16874 | 17039 | 15621 | 6.874 | 6.72 | 6.051 | 5.98 | 6.116 | 6.543 | 7.197 | 7.145 | 7.45 | 7.223 | 7.781 | 7.654 | 150300 | 109348 | 140341 | 125562 | 103519 | 84287 | 163026 | 146758 | 141051 | 144662 | 154515 | 142747 | 145522 | 105822 | 137261 | 122661 | 74642 | 22063 | 161280 | 135039 | 129937 | 121883 | 132584 | 119560 | 7852.328 | 5555.408 | 7127.592 | 6368.619 | 4065.846 | 1145.737 | 8534.998 | 7275.415 | 6662.45 | 5952.188 | 6864.12 | 6070.579 | 232796 | 203973 | 1606116 | 1408254 | 73475.28 | 2020
50837 | Y | . | Southeast Resource Recovery | SERRF Joint Powers Authority | 16899 | CA | PACC | WECC |  | 22 | 3 | NAICS-22 Cogen | ST | MSN | OTH |  |  | short tons | 13979 | 10402 | 14829 | 13425 | 10823 | 8236 | 14482 | 13132 | 12103 | 12804 | 12696 | 11924 | 13535 | 10067 | 14504 | 13115 | 7804 | 2156 | 14327 | 12083 | 11149 | 10788 | 10894 | 9987 | 13.141 | 12.848 | 11.567 | 11.431 | 11.69 | 12.509 | 13.759 | 13.66 | 14.245 | 13.81 | 14.876 | 14.633 | 183698 | 133645 | 171527 | 153461 | 126521 | 103024 | 199258 | 179383 | 172407 | 176823 | 188866 | 174484 | 177858 | 129336 | 167762 | 149916 | 91227 | 26967 | 197123 | 165059 | 158822 | 148979 | 162059 | 146142 | 9597.186 | 6789.819 | 8711.468 | 7783.687 | 4969.255 | 1400.438 | 10431.836 | 8892.762 | 8143.55 | 7275.465 | 8390.098 | 7420.243 | 148835 | 130409 | 1963097 | 1721250 | 89805.807 | 2020
50837 | Y | . | Southeast Resource Recovery | SERRF Joint Powers Authority | 16899 | CA | PACC | WECC |  | 22 | 3 | NAICS-22 Cogen | ST | NG | NG |  |  | mcf | 20070 | 21174 | 36141 | 52998 | 13242 | 10881 | 4062 | 2712 | 12243 | 11202 | 4887 | 12417 | 19432 | 20491 | 35348 | 51774 | 9548 | 2848 | 4018 | 2495 | 11279 | 9438 | 4193 | 10400 | 1.04 | 1.04 | 1.04 | 1.043 | 1.04 | 1.04 | 1.04 | 1.04 | 1.041 | 1.04 | 1.04 | 1.04 | 20873 | 22021 | 37587 | 55277 | 13772 | 11316 | 4224 | 2820 | 12745 | 11650 | 5082 | 12914 | 20209 | 21311 | 36762 | 54000 | 9930 | 2962 | 4179 | 2595 | 11741 | 9816 | 4361 | 10816 | 1090.486 | 1118.773 | 1908.94 | 2803.694 | 540.899 | 153.825 | 221.166 | 139.823 | 602 | 479.347 | 225.782 | 549.178 | 202029 | 181264 | 210281 | 188682 | 9833.913 | 2020
50849 | Y | . | PE Berkeley | Berkeley Cogeneration Facility | 61261 | CA | PACC | WECC |  | 611 | 5 | Commercial NAICS Cogen | CA | DFO | DFO |  |  | barrels | 0 | 0 | 0 | 0 | 0 | 0 | 0 | 0 | 0 | 0 | 0 | 0 | 0 | 0 | 0 | 0 | 0 | 0 | 0 | 0 | 0 | 0 | 0 | 0 | 0 | 0 | 0 | 0 | 0 | 0 | 0 | 0 | 0 | 0 | 0 | 0 | 0 | 0 | 0 | 0 | 0 | 0 | 0 | 0 | 0 | 0 | 0 | 0 | 0 | 0 | 0 | 0 | 0 | 0 | 0 | 0 | 0 | 0 | 0 | 0 | 0 | 0 | 0 | 0 | 0 | 0 | 0 | 0 | 0 | 0 | 0 | 0 | 0 | 0 | 0 | 0 | 0 | 2020
50849 | Y | . | PE Berkeley | Berkeley Cogeneration Facility | 61261 | CA | PACC | WECC |  | 611 | 5 | Commercial NAICS Cogen | CA | NG | NG |  |  | mcf | 36658 | 28283 | 33269 | 30166 | 27004 | 18941 | 18911 | 26941 | 24177 | 24851 | 25391 | 40047 | 2726 | 3516 | 2649 | 1781 | 2846 | 2497 | 3649 | 5019 | 5551 | 5140 | 1245 | 0 | 1.043 | 1.043 | 1.045 | 1.046 | 1.039 | 1.039 | 1.039 | 1.038 | 1.04 | 1.038 | 1.048 | 1.042 | 38234 | 29499 | 34766 | 31554 | 28057 | 19680 | 19649 | 27965 | 25144 | 25795 | 26610 | 41729 | 2843 | 3667 | 2768 | 1863 | 2957 | 2594 | 3791 | 5210 | 5773 | 5335 | 1305 | 0 | 525 | 677 | 511 | 344 | 546 | 479 | 700 | 962 | 1066 | 985 | 241 | 0 | 334639 | 36619 | 348682 | 38106 | 7036 | 2020
50849 | Y | . | PE Berkeley | Berkeley Cogeneration Facility | 61261 | CA | PACC | WECC |  | 611 | 5 | Commercial NAICS Cogen | CT | DFO | DFO |  |  | barrels | 0 | 0 | 0 | 0 | 0 | 0 | 0 | 0 | 0 | 0 | 0 | 0 | 0 | 0 | 0 | 0 | 0 | 0 | 0 | 0 | 0 | 0 | 0 | 0 | 0 | 0 | 0 | 0 | 0 | 0 | 0 | 0 | 0 | 0 | 0 | 0 | 0 | 0 | 0 | 0 | 0 | 0 | 0 | 0 | 0 | 0 | 0 | 0 | 0 | 0 | 0 | 0 | 0 | 0 | 0 | 0 | 0 | 0 | 0 | 0 | 0 | 0 | 0 | 0 | 0 | 0 | 0 | 0 | 0 | 0 | 0 | 0 | 0 | 0 | 0 | 0 | 0 | 2020
50849 | Y | . | PE Berkeley | Berkeley Cogeneration Facility | 61261 | CA | PACC | WECC |  | 611 | 5 | Commercial NAICS Cogen | CT | NG | NG |  |  | mcf | 155295 | 143125 | 147436 | 146130 | 151943 | 111910 | 116823 | 131487 | 136452 | 152410 | 114508 | 153323 | 81139 | 75111 | 76750 | 76009 | 77110 | 59152 | 61525 | 71465 | 69735 | 79115 | 59714 | 80941 | 1.043 | 1.043 | 1.045 | 1.046 | 1.039 | 1.039 | 1.039 | 1.038 | 1.04 | 1.038 | 1.048 | 1.042 | 161973 | 149279 | 154071 | 152852 | 157869 | 116274 | 121379 | 136484 | 141910 | 158202 | 120004 | 159763 | 84628 | 78341 | 80204 | 79505 | 80117 | 61459 | 63924 | 74181 | 72524 | 82121 | 62580 | 84341 | 14931 | 13835 | 14136 | 14026 | 14117 | 10794 | 11214 | 13070 | 12768 | 14482 | 11027 | 14449 | 1660842 | 867766 | 1730060 | 903925 | 158849 | 2020
50850 | Y | . | OLS Energy Chino | OLS Energy-Chino | 14265 | CA | PACC | WECC |  | 22 | 3 | NAICS-22 Cogen | CA | NG | NG |  |  | mcf | 0 | 0 | 0 | 0 | 0 | 0 | 0 | 0 | 0 | 0 | 0 | 0 | 0 | 0 | 0 | 0 | 0 | 0 | 0 | 0 | 0 | 0 | 0 | 0 | 0 | 0 | 0 | 0 | 0 | 0 | 0 | 0 | 0 | 0 | 0 | 0 | 0 | 0 | 0 | 0 | 0 | 0 | 0 | 0 | 0 | 0 | 0 | 0 | 0 | 0 | 0 | 0 | 0 | 0 | 0 | 0 | 0 | 0 | 0 | 0 | 160.004 | 141.549 | 157.199 | 111.12 | 104.478 | 146.986 | 205.619 | 255.536 | 222.625 | 231.261 | 184.774 | 204.849 | 0 | 0 | 0 | 0 | 2126 | 2020
50850 | Y | . | OLS Energy Chino | OLS Energy-Chino | 14265 | CA | PACC | WECC |  | 22 | 3 | NAICS-22 Cogen | CT | DFO | DFO |  |  | barrels | 0 | 0 | 0 | 0 | 0 | 0 | 0 | 0 | 0 | 0 | 0 | 0 | 0 | 0 | 0 | 0 | 0 | 0 | 0 | 0 | 0 | 0 | 0 | 0 | 0 | 0 | 0 | 0 | 0 | 0 | 0 | 0 | 0 | 0 | 0 | 0 | 0 | 0 | 0 | 0 | 0 | 0 | 0 | 0 | 0 | 0 | 0 | 0 | 0 | 0 | 0 | 0 | 0 | 0 | 0 | 0 | 0 | 0 | 0 | 0 | 0 | 0 | 0 | 0 | 0 | 0 | 0 | 0 | 0 | 0 | 0 | 0 | 0 | 0 | 0 | 0 | 0 | 2020
50850 | Y | . | OLS Energy Chino | OLS Energy-Chino | 14265 | CA | PACC | WECC |  | 22 | 3 | NAICS-22 Cogen | CT | NG | NG |  |  | mcf | 6178 | 5465 | 6069 | 4290 | 4034 | 5675 | 7939 | 9866 | 8595 | 8929 | 7134 | 7909 | 4582 | 4054 | 4503 | 3182 | 2992 | 4209 | 5889 | 7319 | 6375 | 6624 | 5292 | 5867 | 1.028 | 1.028 | 1.028 | 1.028 | 1.028 | 1.028 | 1.028 | 1.028 | 1.028 | 1.028 | 1.028 | 1.028 | 6351 | 5618 | 6239 | 4410 | 4147 | 5834 | 8161 | 10142 | 8836 | 9179 | 7334 | 8130 | 4710 | 4167 | 4629 | 3271 | 3076 | 4327 | 6054 | 7524 | 6554 | 6809 | 5440 | 6031 | 403.245 | 356.735 | 396.178 | 280.047 | 263.307 | 370.439 | 518.207 | 644.009 | 561.066 | 582.829 | 465.673 | 516.265 | 82083 | 60888 | 84381 | 62592 | 5358 | 2020
50851 | Y | . | CSUCI Site Authority | CSUCI Site Authority | 56835 | CA | PACC | WECC |  | 22 | 3 | NAICS-22 Cogen | CA | NG | NG |  |  | mcf | 0 | 0 | 0 | 0 | 0 | 0 | 0 | 0 | 0 | 0 | 0 | 0 | 0 | 0 | 0 | 0 | 0 | 0 | 0 | 0 | 0 | 0 | 0 | 0 | 0 | 0 | 0 | 0 | 0 | 0 | 0 | 0 | 0 | 0 | 0 | 0 | 0 | 0 | 0 | 0 | 0 | 0 | 0 | 0 | 0 | 0 | 0 | 0 | 0 | 0 | 0 | 0 | 0 | 0 | 0 | 0 | 0 | 0 | 0 | 0 | 0 | 0 | 0 | 0 | 40 | 142 | 316 | 506 | 284 | 317 | 230 | 114 | 0 | 0 | 0 | 0 | 1949 | 2020
50851 | Y | . | CSUCI Site Authority | CSUCI Site Authority | 56835 | CA | PACC | WECC |  | 22 | 3 | NAICS-22 Cogen | CT | DFO | DFO |  |  | barrels | 0 | 0 | 0 | 0 | 0 | 0 | 0 | 0 | 0 | 0 | 0 | 0 | 0 | 0 | 0 | 0 | 0 | 0 | 0 | 0 | 0 | 0 | 0 | 0 | 0 | 0 | 0 | 0 | 0 | 0 | 0 | 0 | 0 | 0 | 0 | 0 | 0 | 0 | 0 | 0 | 0 | 0 | 0 | 0 | 0 | 0 | 0 | 0 | 0 | 0 | 0 | 0 | 0 | 0 | 0 | 0 | 0 | 0 | 0 | 0 | 0 | 0 | 0 | 0 | 0 | 0 | 0 | 0 | 0 | 0 | 0 | 0 | 0 | 0 | 0 | 0 | 0 | 2020
50851 | Y | . | CSUCI Site Authority | CSUCI Site Authority | 56835 | CA | PACC | WECC |  | 22 | 3 | NAICS-22 Cogen | CT | NG | NG |  |  | mcf | 0 | 0 | 0 | 0 | 1473 | 5395 | 11940 | 18918 | 10772 | 11901 | 8377 | 4327 | 0 | 0 | 0 | 0 | 1191 | 4329 | 9677 | 15393 | 8720 | 9547 | 6883 | 3492 | 0 | 0 | 0 | 0 | 1.032 | 1.026 | 1.024 | 1.027 | 1.028 | 1.032 | 1.042 | 1.038 | 0 | 0 | 0 | 0 | 1520 | 5535 | 12227 | 19429 | 11074 | 12282 | 8729 | 4491 | 0 | 0 | 0 | 0 | 1229 | 4442 | 9909 | 15809 | 8964 | 9852 | 7172 | 3625 | 0 | 0 | 0 | 0 | 128 | 467 | 1041 | 1693 | 940 | 1032 | 760 | 382 | 73103 | 59232 | 75287 | 61002 | 6443 | 2020
50864 | Y | . | Sargent Canyon Cogeneration | Sargent Canyon Cogeneration Co | 16636 | CA | PACC | WECC |  | 22 | 3 | NAICS-22 Cogen | GT | NG | NG |  |  | mcf | 0 | 0 | 0 | 0 | 0 | 0 | 0 | 0 | 0 | 0 | 0 | 0 | 0 | 0 | 0 | 0 | 0 | 0 | 0 | 0 | 0 | 0 | 0 | 0 | 0 | 0 | 0 | 0 | 0 | 0 | 0 | 0 | 0 | 0 | 0 | 0 | 0 | 0 | 0 | 0 | 0 | 0 | 0 | 0 | 0 | 0 | 0 | 0 | 0 | 0 | 0 | 0 | 0 | 0 | 0 | 0 | 0 | 0 | 0 | 0 | 0 | 0 | 0 | 0 | 0 | 0 | 0 | 0 | 0 | 0 | 0 | 0 | 0 | 0 | 0 | 0 | 0 | 2020
50865 | Y | . | Salinas River Cogeneration | Salinas River Cogeneration Co | 16506 | CA | PACC | WECC |  | 22 | 3 | NAICS-22 Cogen | GT | NG | NG |  |  | mcf | 330665 | 315630 | 320639 | 318280 | 236448 | 0 | 174973 | 297390 | 301320 | 297312 | 314610 | 321401 | 179328 | 165692 | 182265 | 165898 | 127627 | 0 | 98361 | 157575 | 155268 | 158730 | 162450 | 171793 | 1.05 | 1.05 | 1.05 | 1.05 | 1.05 | 0 | 1.05 | 1.05 | 1.05 | 1.05 | 1.05 | 1.05 | 347198 | 331412 | 336671 | 334194 | 248270 | 0 | 183722 | 312260 | 316386 | 312178 | 330341 | 337471 | 188294 | 173977 | 191378 | 174193 | 134008 | 0 | 103279 | 165454 | 163031 | 166666 | 170572 | 180383 | 26568 | 24558 | 26332 | 24536 | 18855 | 0 | 14645 | 23154 | 22948 | 23469 | 24069 | 25466 | 3228668 | 1724987 | 3390103 | 1811235 | 254600 | 2020
50881 | N | . | Wheelabrator Shasta | Wheelabrator Environmental Systems | 20541 | CA | PACC | WECC |  | 22 | 2 | NAICS-22 Non-Cogen | ST | AB | ORW |  |  | short tons | 0 | 0 | 0 | 0 | 0 | 0 | 0 | 0 | 0 | 0 | 0 | 0 | 0 | 0 | 0 | 0 | 0 | 0 | 0 | 0 | 0 | 0 | 0 | 0 | 0 | 0 | 0 | 0 | 0 | 0 | 0 | 0 | 0 | 0 | 0 | 0 | 0 | 0 | 0 | 0 | 0 | 0 | 0 | 0 | 0 | 0 | 0 | 0 | 0 | 0 | 0 | 0 | 0 | 0 | 0 | 0 | 0 | 0 | 0 | 0 | 0 | 0 | 0 | 0 | 0 | 0 | 0 | 0 | 0 | 0 | 0 | 0 | 0 | 0 | 0 | 0 | 0 | 2020
50881 | N | . | Wheelabrator Shasta | Wheelabrator Environmental Systems | 20541 | CA | PACC | WECC |  | 22 | 2 | NAICS-22 Non-Cogen | ST | NG | NG |  |  | mcf | 0 | 0 | 0 | 0 | 0 | 0 | 0 | 0 | 0 | 0 | 0 | 0 | 0 | 0 | 0 | 0 | 0 | 0 | 0 | 0 | 0 | 0 | 0 | 0 | 0 | 0 | 0 | 0 | 0 | 0 | 0 | 0 | 0 | 0 | 0 | 0 | 0 | 0 | 0 | 0 | 0 | 0 | 0 | 0 | 0 | 0 | 0 | 0 | 0 | 0 | 0 | 0 | 0 | 0 | 0 | 0 | 0 | 0 | 0 | 0 | 0 | 0 | 0 | 0 | 0 | 0 | 0 | 0 | 0 | 0 | 0 | 0 | 0 | 0 | 0 | 0 | 0 | 2020
50881 | N | . | Wheelabrator Shasta | Wheelabrator Environmental Systems | 20541 | CA | PACC | WECC |  | 22 | 2 | NAICS-22 Non-Cogen | ST | WDS | WWW |  |  | short tons | 24418 | 23444 | 25550 | 22965 | 25378 | 25801 | 26132 | 27891 | 27034 | 27456 | 19445 | 24281 | 24418 | 23444 | 25550 | 22965 | 25378 | 25801 | 26132 | 27891 | 27034 | 27456 | 19445 | 24281 | 17 | 17 | 17 | 17 | 17 | 17 | 17 | 17 | 17 | 17 | 17 | 17 | 415106 | 398548 | 434350 | 390405 | 431426 | 438617 | 444244 | 474147 | 459578 | 466752 | 330565 | 412777 | 415106 | 398548 | 434350 | 390405 | 431426 | 438617 | 444244 | 474147 | 459578 | 466752 | 330565 | 412777 | 23040 | 21543 | 23040 | 21445 | 23022 | 22682 | 22304 | 26251 | 24928 | 25349 | 18302 | 25320 | 299795 | 299795 | 5096515 | 5096515 | 277226 | 2020
50892 | N | . | Rock Creek LP | Hydroland Omega LLC | 63985 | CA | PACC | WECC |  | 22 | 2 | NAICS-22 Non-Cogen | HY | WAT | HYC |  |  |  | 0 | 0 | 0 | 0 | 0 | 0 | 0 | 0 | 0 | 0 | 0 | 0 | 0 | 0 | 0 | 0 | 0 | 0 | 0 | 0 | 0 | 0 | 0 | 0 | 0 | 0 | 0 | 0 | 0 | 0 | 0 | 0 | 0 | 0 | 0 | 0 | 370 | 276 | 292 | 429 | 587 | 549 | 580 | 585 | 407 | 335 | 253 | 209 | 370 | 276 | 292 | 429 | 587 | 549 | 580 | 585 | 407 | 335 | 253 | 209 | 42.213 | 31.493 | 33.341 | 48.941 | 67.031 | 62.631 | 66.219 | 66.726 | 46.472 | 38.218 | 28.905 | 23.81 | 0 | 0 | 4872 | 4872 | 556 | 2020
50961 | N | . | Slate Creek | Central Rivers Power US, LLC | 64078 | CA | PACC | WECC |  | 22 | 2 | NAICS-22 Non-Cogen | HY | WAT | HYC |  |  |  | 0 | 0 | 0 | 0 | 0 | 0 | 0 | 0 | 0 | 0 | 0 | 0 | 0 | 0 | 0 | 0 | 0 | 0 | 0 | 0 | 0 | 0 | 0 | 0 | 0 | 0 | 0 | 0 | 0 | 0 | 0 | 0 | 0 | 0 | 0 | 0 | 322 | 240 | 254 | 373 | 511 | 478 | 505 | 509 | 354 | 291 | 220 | 182 | 322 | 240 | 254 | 373 | 511 | 478 | 505 | 509 | 354 | 291 | 220 | 182 | 36.745 | 27.415 | 29.023 | 42.604 | 58.351 | 54.521 | 57.644 | 58.085 | 40.454 | 33.269 | 25.162 | 20.727 | 0 | 0 | 4239 | 4239 | 484 | 2020
50963 | Y | . | Naval Hospital Medical Center | Department of the Navy | 2844 | CA | PACC | WECC |  | 622 | 5 | Commercial NAICS Cogen | GT | NG | NG |  |  | mcf | . | 0 | 0 | 0 | 0 | 0 | 22769 | 44792 | 28252 | 34379 | 25634 | 33412 | . | 0 | 0 | 0 | 0 | 0 | 12566 | 24550 | 15359 | 18791 | 14253 | 18500 | . | 0 | 0 | 0 | 0 | 0 | 1.02 | 1.02 | 1.02 | 1.02 | 1.02 | 1.02 | . | 0 | 0 | 0 | 0 | 0 | 23224 | 45688 | 28817 | 35067 | 26147 | 34080 | . | 0 | 0 | 0 | 0 | 0 | 12817 | 25041 | 15666 | 19167 | 14538 | 18870 | . | 0 | 0 | 0 | 0 | 0 | 1624 | 3173 | 1985 | 2429 | 1842 | 2391 | 189238 | 104019 | 193023 | 106099 | 13444 | 2020
52063 | Y | . | Martinez Sulfuric Acid Regeneration Plt | Eco Services Corp. | 59409 | CA | PACC | WECC |  | 325 | 7 | Industrial NAICS Cogen | ST | NG | NG |  |  | mcf | 0 | 0 | 0 | 0 | 0 | 0 | 0 | 0 | 0 | 0 | 0 | 0 | 0 | 0 | 0 | 0 | 0 | 0 | 0 | 0 | 0 | 0 | 0 | 0 | 0 | 0 | 0 | 0 | 0 | 0 | 0 | 0 | 0 | 0 | 0 | 0 | 0 | 0 | 0 | 0 | 0 | 0 | 0 | 0 | 0 | 0 | 0 | 0 | 0 | 0 | 0 | 0 | 0 | 0 | 0 | 0 | 0 | 0 | 0 | 0 | 0 | 0 | 0 | 0 | 0 | 0 | 0 | 0 | 0 | 0 | 0 | 0 | 0 | 0 | 0 | 0 | 0 | 2020
52063 | Y | . | Martinez Sulfuric Acid Regeneration Plt | Eco Services Corp. | 59409 | CA | PACC | WECC |  | 325 | 7 | Industrial NAICS Cogen | ST | RFO | RFO |  |  | barrels | 0 | 0 | 0 | 0 | 0 | 0 | 0 | 0 | 0 | 0 | 0 | 0 | 0 | 0 | 0 | 0 | 0 | 0 | 0 | 0 | 0 | 0 | 0 | 0 | 0 | 0 | 0 | 0 | 0 | 0 | 0 | 0 | 0 | 0 | 0 | 0 | 0 | 0 | 0 | 0 | 0 | 0 | 0 | 0 | 0 | 0 | 0 | 0 | 0 | 0 | 0 | 0 | 0 | 0 | 0 | 0 | 0 | 0 | 0 | 0 | 0 | 0 | 0 | 0 | 0 | 0 | 0 | 0 | 0 | 0 | 0 | 0 | 0 | 0 | 0 | 0 | 0 | 2020
52063 | Y | . | Martinez Sulfuric Acid Regeneration Plt | Eco Services Corp. | 59409 | CA | PACC | WECC |  | 325 | 7 | Industrial NAICS Cogen | ST | WH | OTH |  |  |  | 0 | 0 | 0 | 0 | 0 | 0 | 0 | 0 | 0 | 0 | 0 | 0 | 0 | 0 | 0 | 0 | 0 | 0 | 0 | 0 | 0 | 0 | 0 | 0 | 0 | 0 | 0 | 0 | 0 | 0 | 0 | 0 | 0 | 0 | 0 | 0 | 7484 | 5782 | 8873 | 7868 | 7623 | 6770 | 8004 | 7977 | 8624 | 9210 | 9078 | 8481 | 7484 | 5782 | 8873 | 7868 | 7623 | 6770 | 8004 | 7977 | 8624 | 9210 | 9078 | 8481 | 854.299 | 660.087 | 1012.884 | 898.18 | 870.187 | 772.824 | 913.701 | 910.608 | 984.444 | 1051.347 | 1036.335 | 968.104 | 0 | 0 | 95774 | 95774 | 10933 | 2020
52064 | Y | . | Dominguez Plant | Eco Services Corp. | 59409 | CA | PACC | WECC |  | 325 | 7 | Industrial NAICS Cogen | ST | NG | NG |  |  | mcf | 0 | 0 | 0 | 0 | 0 | 0 | 0 | 0 | 0 | 0 | 0 | 0 | 0 | 0 | 0 | 0 | 0 | 0 | 0 | 0 | 0 | 0 | 0 | 0 | 0 | 0 | 0 | 0 | 0 | 0 | 0 | 0 | 0 | 0 | 0 | 0 | 0 | 0 | 0 | 0 | 0 | 0 | 0 | 0 | 0 | 0 | 0 | 0 | 0 | 0 | 0 | 0 | 0 | 0 | 0 | 0 | 0 | 0 | 0 | 0 | 0 | 0 | 0 | 0 | 0 | 0 | 0 | 0 | 0 | 0 | 0 | 0 | 0 | 0 | 0 | 0 | 0 | 2020
52064 | Y | . | Dominguez Plant | Eco Services Corp. | 59409 | CA | PACC | WECC |  | 325 | 7 | Industrial NAICS Cogen | ST | WH | OTH |  |  |  | 0 | 0 | 0 | 0 | 0 | 0 | 0 | 0 | 0 | 0 | 0 | 0 | 0 | 0 | 0 | 0 | 0 | 0 | 0 | 0 | 0 | 0 | 0 | 0 | 0 | 0 | 0 | 0 | 0 | 0 | 0 | 0 | 0 | 0 | 0 | 0 | 9004 | 6957 | 10675 | 9466 | 9171 | 8145 | 9630 | 9597 | 10376 | 11081 | 10923 | 10203 | 9004 | 6957 | 10675 | 9466 | 9171 | 8145 | 9630 | 9597 | 10376 | 11081 | 10923 | 10203 | 1027.846 | 794.182 | 1218.648 | 1080.641 | 1046.962 | 929.82 | 1099.316 | 1095.595 | 1184.431 | 1264.925 | 1246.863 | 1164.771 | 0 | 0 | 115228 | 115228 | 13154 | 2020
52073 | Y | . | UCLA So Campus Cogen Project | University of California-LA | 19524 | CA | PACC | WECC |  | 611 | 5 | Commercial NAICS Cogen | CA | DFO | DFO |  |  | barrels | 0 | 0 | 0 | 0 | 0 | 0 | 0 | 0 | 0 | 0 | 0 | 0 | 0 | 0 | 0 | 0 | 0 | 0 | 0 | 0 | 0 | 0 | 0 | 0 | 0 | 0 | 0 | 0 | 0 | 0 | 0 | 0 | 0 | 0 | 0 | 0 | 0 | 0 | 0 | 0 | 0 | 0 | 0 | 0 | 0 | 0 | 0 | 0 | 0 | 0 | 0 | 0 | 0 | 0 | 0 | 0 | 0 | 0 | 0 | 0 | 0 | 0 | 0 | 0 | 0 | 0 | 0 | 0 | 0 | 0 | 0 | 0 | 0 | 0 | 0 | 0 | 0 | 2020
52073 | Y | . | UCLA So Campus Cogen Project | University of California-LA | 19524 | CA | PACC | WECC |  | 611 | 5 | Commercial NAICS Cogen | CA | LFG | MLG |  |  | mcf | 0 | 0 | 0 | 0 | 0 | 0 | 0 | 0 | 0 | 0 | 0 | 0 | 0 | 0 | 0 | 0 | 0 | 0 | 0 | 0 | 0 | 0 | 0 | 0 | 0 | 0 | 0 | 0 | 0 | 0 | 0 | 0 | 0 | 0 | 0 | 0 | 0 | 0 | 0 | 0 | 0 | 0 | 0 | 0 | 0 | 0 | 0 | 0 | 0 | 0 | 0 | 0 | 0 | 0 | 0 | 0 | 0 | 0 | 0 | 0 | 0 | 0 | 0 | 0 | 0 | 0 | 0 | 0 | 0 | 0 | 0 | 0 | 0 | 0 | 0 | 0 | 0 | 2020
52073 | Y | . | UCLA So Campus Cogen Project | University of California-LA | 19524 | CA | PACC | WECC |  | 611 | 5 | Commercial NAICS Cogen | CA | NG | NG |  |  | mcf | 105531 | 104783 | 99882 | 54180 | 76025 | 95833 | 107108 | 111479 | 110578 | 77966 | 92402 | 80152 | 24641 | 24238 | 20742 | 26408 | 19204 | 28617 | 23333 | 25748 | 26363 | 24405 | 18076 | 9831 | 1.041 | 1.04 | 1.044 | 1.04 | 1.04 | 1.028 | 1.023 | 1.024 | 1.026 | 1.03 | 1.041 | 1.035 | 109858 | 108974 | 104277 | 56347 | 79066 | 98516 | 109571 | 114154 | 113453 | 80305 | 96190 | 82957 | 25651 | 25207 | 21655 | 27464 | 19972 | 29418 | 23870 | 26366 | 27048 | 25137 | 18817 | 10175 | 5488 | 5393 | 4633 | 5876 | 4273 | 6294 | 5107 | 5641 | 5787 | 5378 | 4026 | 2177 | 1115919 | 271606 | 1153668 | 280780 | 60073 | 2020
52073 | Y | . | UCLA So Campus Cogen Project | University of California-LA | 19524 | CA | PACC | WECC |  | 611 | 5 | Commercial NAICS Cogen | CT | DFO | DFO |  |  | barrels | 0 | 0 | 0 | 0 | 0 | 0 | 0 | 0 | 0 | 0 | 0 | 0 | 0 | 0 | 0 | 0 | 0 | 0 | 0 | 0 | 0 | 0 | 0 | 0 | 0 | 0 | 0 | 0 | 0 | 0 | 0 | 0 | 0 | 0 | 0 | 0 | 0 | 0 | 0 | 0 | 0 | 0 | 0 | 0 | 0 | 0 | 0 | 0 | 0 | 0 | 0 | 0 | 0 | 0 | 0 | 0 | 0 | 0 | 0 | 0 | 0 | 0 | 0 | 0 | 0 | 0 | 0 | 0 | 0 | 0 | 0 | 0 | 0 | 0 | 0 | 0 | 0 | 2020
52073 | Y | . | UCLA So Campus Cogen Project | University of California-LA | 19524 | CA | PACC | WECC |  | 611 | 5 | Commercial NAICS Cogen | CT | LFG | MLG |  |  | mcf | 0 | 0 | 0 | 0 | 0 | 0 | 0 | 0 | 0 | 0 | 0 | 0 | 0 | 0 | 0 | 0 | 0 | 0 | 0 | 0 | 0 | 0 | 0 | 0 | 0 | 0 | 0 | 0 | 0 | 0 | 0 | 0 | 0 | 0 | 0 | 0 | 0 | 0 | 0 | 0 | 0 | 0 | 0 | 0 | 0 | 0 | 0 | 0 | 0 | 0 | 0 | 0 | 0 | 0 | 0 | 0 | 0 | 0 | 0 | 0 | 0 | 0 | 0 | 0 | 0 | 0 | 0 | 0 | 0 | 0 | 0 | 0 | 0 | 0 | 0 | 0 | 0 | 2020
52073 | Y | . | UCLA So Campus Cogen Project | University of California-LA | 19524 | CA | PACC | WECC |  | 611 | 5 | Commercial NAICS Cogen | CT | NG | NG |  |  | mcf | 201134 | 196116 | 207262 | 113291 | 178257 | 201027 | 193719 | 212288 | 200382 | 133506 | 201594 | 213436 | 81761 | 80033 | 97562 | 45638 | 71026 | 80008 | 76327 | 85409 | 80118 | 52308 | 80859 | 86963 | 1.041 | 1.04 | 1.044 | 1.04 | 1.04 | 1.028 | 1.023 | 1.024 | 1.026 | 1.03 | 1.041 | 1.035 | 209380 | 203961 | 216382 | 117823 | 185387 | 206656 | 198175 | 217383 | 205592 | 137511 | 209859 | 220906 | 85113 | 83234 | 101855 | 47464 | 73867 | 82248 | 78083 | 87459 | 82201 | 53877 | 84174 | 90007 | 18210 | 17808 | 21792 | 10155 | 15804 | 17597 | 16706 | 18712 | 17587 | 11527 | 18009 | 19257 | 2252012 | 918012 | 2329015 | 949582 | 203164 | 2020
52076 | Y | . | McKittrick Cogen | Chevron USA Inc | 54713 | CA | PACC | WECC |  | 211 | 7 | Industrial NAICS Cogen | GT | NG | NG |  |  | mcf | 69374 | 61372 | 68158 | 48179 | 45299 | 63730 | 89152 | 110794 | 96525 | 100269 | 80114 | 88818 | 67442 | 59663 | 66260 | 46837 | 44038 | 61955 | 86670 | 107709 | 93837 | 97477 | 77883 | 86345 | 1.038 | 1.038 | 1.038 | 1.038 | 1.038 | 1.038 | 1.038 | 1.038 | 1.038 | 1.038 | 1.038 | 1.038 | 72010 | 63704 | 70748 | 50010 | 47020 | 66152 | 92540 | 115004 | 100193 | 104079 | 83158 | 92193 | 70005 | 61930 | 68778 | 48617 | 45711 | 64309 | 89963 | 111802 | 97403 | 101181 | 80843 | 89626 | 5847.059 | 5172.658 | 5744.576 | 4060.678 | 3817.957 | 5371.36 | 7514.003 | 9338.126 | 8135.457 | 8451.021 | 6752.258 | 7485.847 | 921784 | 896116 | 956811 | 930168 | 77691 | 2020
52077 | Y | . | Lost Hills Cogeneration Plant | AERA Energy LLC | 164 | CA | PACC | WECC |  | 211 | 7 | Industrial NAICS Cogen | GT | NG | NG |  |  | mcf | 51438 | 45505 | 50536 | 35722 | 33587 | 47253 | 66102 | 82149 | 71569 | 74345 | 59401 | 65854 | 25204 | 22296 | 24762 | 17503 | 16457 | 23153 | 32388 | 40251 | 35067 | 36428 | 29105 | 32267 | 1.03 | 1.03 | 1.03 | 1.03 | 1.03 | 1.03 | 1.03 | 1.03 | 1.03 | 1.03 | 1.03 | 1.03 | 52981 | 46870 | 52052 | 36794 | 34595 | 48671 | 68085 | 84613 | 73716 | 76575 | 61183 | 67830 | 25960 | 22965 | 25505 | 18028 | 16951 | 23848 | 33360 | 41459 | 36119 | 37521 | 29978 | 33235 | 3189.764 | 2821.855 | 3133.855 | 2215.233 | 2082.822 | 2930.254 | 4099.136 | 5094.256 | 4438.16 | 4610.31 | 3683.579 | 4083.776 | 683461 | 334881 | 703965 | 344929 | 42383 | 2020
52081 | Y | . | Cymric 31X Cogen | Chevron USA Inc | 54713 | CA | PACC | WECC |  | 211 | 7 | Industrial NAICS Cogen | GT | NG | NG |  |  | mcf | 37379 | 33069 | 36725 | 25960 | 24408 | 34339 | 48037 | 59698 | 52010 | 54027 | 43167 | 47857 | 10670 | 9439 | 10483 | 7409 | 6967 | 9802 | 13712 | 17041 | 14846 | 15421 | 12321 | 13660 | 1.033 | 1.033 | 1.033 | 1.033 | 1.033 | 1.033 | 1.033 | 1.033 | 1.033 | 1.033 | 1.033 | 1.033 | 38613 | 34160 | 37937 | 26817 | 25213 | 35472 | 49622 | 61668 | 53726 | 55810 | 44592 | 49436 | 11022 | 9751 | 10829 | 7654 | 7197 | 10125 | 14164 | 17603 | 15336 | 15930 | 12728 | 14111 | 2622.978 | 2320.442 | 2577.003 | 1821.61 | 1712.727 | 2409.579 | 3370.764 | 4189.062 | 3649.547 | 3791.108 | 3029.047 | 3358.133 | 496676 | 141771 | 513066 | 146450 | 34852 | 2020
52082 | Y | . | Cymric 6Z Cogen | Chevron USA Inc | 54713 | CA | PACC | WECC |  | 211 | 7 | Industrial NAICS Cogen | GT | NG | NG |  |  | mcf | 49415 | 43714 | 48548 | 34317 | 32266 | 45394 | 63501 | 78917 | 68753 | 71420 | 57064 | 63263 | 13585 | 12017 | 13347 | 9435 | 8870 | 12479 | 17458 | 21695 | 18901 | 19634 | 15687 | 17392 | 1.033 | 1.033 | 1.033 | 1.033 | 1.033 | 1.033 | 1.033 | 1.033 | 1.033 | 1.033 | 1.033 | 1.033 | 51046 | 45157 | 50150 | 35449 | 33331 | 46892 | 65597 | 81521 | 71022 | 73777 | 58947 | 65351 | 14033 | 12414 | 13787 | 9746 | 9163 | 12891 | 18034 | 22411 | 19525 | 20282 | 16205 | 17966 | 3419.759 | 3025.324 | 3359.82 | 2374.961 | 2233.002 | 3141.538 | 4394.702 | 5461.574 | 4758.171 | 4942.734 | 3949.181 | 4378.234 | 656572 | 180500 | 678240 | 186457 | 45439 | 2020
52085 | Y | . | Taft 26C Cogen | Chevron USA Inc | 54713 | CA | PACC | WECC |  | 211 | 7 | Industrial NAICS Cogen | GT | NG | NG |  |  | mcf | 89084 | 95427 | 97718 | 93734 | 101686 | 100273 | 102010 | 104639 | 98440 | 103548 | 92534 | 102696 | 24818 | 26095 | 26940 | 25941 | 28214 | 27900 | 28630 | 29035 | 27168 | 28371 | 25411 | 28394 | 1.041 | 1.041 | 1.035 | 1.036 | 1.033 | 1.027 | 1.017 | 1.021 | 1.025 | 1.028 | 1.04 | 1.04 | 92736 | 99340 | 101138 | 97108 | 105042 | 102980 | 103744 | 106836 | 100901 | 106447 | 96235 | 106804 | 25836 | 27165 | 27883 | 26875 | 29145 | 28653 | 29117 | 29645 | 27847 | 29165 | 26427 | 29530 | 6250 | 6264 | 6470 | 6730 | 6389 | 6586 | 7162 | 7176 | 6571 | 6898 | 5957 | 7037 | 1181789 | 326917 | 1219311 | 337288 | 79490 | 2020
52086 | Y | . | Coalinga 25D Cogen | Chevron USA Inc | 54713 | CA | PACC | WECC |  | 211 | 7 | Industrial NAICS Cogen | GT | NG | NG |  |  | mcf | 80272 | 71012 | 78864 | 55746 | 52414 | 73740 | 103155 | 128197 | 111686 | 116019 | 92697 | 102768 | 20437 | 18079 | 20078 | 14193 | 13344 | 18774 | 26263 | 32638 | 28435 | 29538 | 23601 | 26165 | 1.037 | 1.037 | 1.037 | 1.037 | 1.037 | 1.037 | 1.037 | 1.037 | 1.037 | 1.037 | 1.037 | 1.037 | 83242 | 73639 | 81782 | 57809 | 54353 | 76468 | 106972 | 132940 | 115818 | 120312 | 96127 | 106570 | 21193 | 18748 | 20821 | 14718 | 13838 | 19469 | 27235 | 33846 | 29487 | 30631 | 24474 | 27133 | 5213.593 | 4612.255 | 5122.212 | 3620.746 | 3404.322 | 4789.429 | 6699.94 | 8326.439 | 7254.066 | 7535.442 | 6020.722 | 6674.834 | 1066570 | 271545 | 1106032 | 281593 | 69274 | 2020
52096 | Y | . | Berry Placerita Cogen | Berry Petroleum Co | 1569 | CA | PACC | WECC |  | 324 | 7 | Industrial NAICS Cogen | GT | NG | NG |  |  | mcf | 308660 | 297121 | 317901 | 250835 | 157586 | 292676 | 309414 | 318741 | 278306 | 185894 | 290134 | 287461 | 141770 | 137316 | 146341 | 114357 | 70770 | 134976 | 142568 | 138744 | 137404 | 85513 | 134308 | 136631 | 1.044 | 1.045 | 1.047 | 1.044 | 1.037 | 1.037 | 1.037 | 1.037 | 1.035 | 1.04 | 1.039 | 1.039 | 322241 | 310491 | 332842 | 261872 | 163417 | 303505 | 320862 | 330534 | 288047 | 193330 | 301449 | 298672 | 148008 | 143495 | 153219 | 119389 | 73389 | 139970 | 147843 | 143878 | 142213 | 88934 | 139546 | 141960 | 28115 | 27245 | 29121 | 22590 | 13707 | 26558 | 28075 | 27299 | 26987 | 16681 | 26480 | 27098 | 3294729 | 1520698 | 3427262 | 1581844 | 299956 | 2020
52099 | Y | . | Plant No 2 Orange County | Orange County Sanitation Dist | 14155 | CA | PACC | WECC |  | 562212 | 5 | Commercial NAICS Cogen | IC | NG | NG |  |  | mcf | 9211 | 8150 | 9051 | 6398 | 6015 | 8463 | 11839 | 14713 | 12818 | 13315 | 10638 | 11794 | 7561 | 6688 | 7428 | 5250 | 4937 | 6946 | 9717 | 12075 | 10519 | 10928 | 8731 | 9680 | 1.03 | 1.03 | 1.03 | 1.03 | 1.03 | 1.03 | 1.03 | 1.03 | 1.03 | 1.03 | 1.03 | 1.03 | 9487 | 8395 | 9323 | 6590 | 6195 | 8717 | 12194 | 15154 | 13203 | 13714 | 10957 | 12148 | 7788 | 6889 | 7651 | 5408 | 5085 | 7154 | 10008 | 12437 | 10835 | 11256 | 8993 | 9970 | 756.005 | 668.807 | 742.754 | 525.032 | 493.649 | 694.499 | 971.535 | 1207.388 | 1051.887 | 1092.688 | 873.044 | 967.895 | 122405 | 100460 | 126077 | 103474 | 10045.183 | 2020
52099 | Y | . | Plant No 2 Orange County | Orange County Sanitation Dist | 14155 | CA | PACC | WECC |  | 562212 | 5 | Commercial NAICS Cogen | IC | OBG | ORW |  |  | Mcf | 81992 | 73753 | 77714 | 72733 | 77263 | 71212 | 79979 | 76360 | 75741 | 72893 | 73385 | 65543 | 67293 | 60531 | 63781 | 59693 | 63411 | 58445 | 65640 | 62670 | 62162 | 59826 | 60229 | 53792 | 0.625 | 0.625 | 0.625 | 0.625 | 0.625 | 0.625 | 0.625 | 0.625 | 0.625 | 0.625 | 0.625 | 0.625 | 51245 | 46096 | 48571 | 45458 | 48289 | 44508 | 49987 | 47725 | 47338 | 45558 | 45866 | 40964 | 42058 | 37832 | 39863 | 37308 | 39632 | 36528 | 41025 | 39169 | 38851 | 37391 | 37643 | 33620 | 4082.929 | 3672.663 | 3869.911 | 3621.884 | 3847.453 | 3546.109 | 3982.7 | 3802.503 | 3771.646 | 3629.86 | 3654.326 | 3263.833 | 898568 | 737473 | 561605 | 460920 | 44745.817 | 2020
52099 | Y | . | Plant No 2 Orange County | Orange County Sanitation Dist | 14155 | CA | PACC | WECC |  | 562212 | 5 | Commercial NAICS Cogen | ST | NG | NG |  |  | mcf | 0 | 0 | 0 | 0 | 0 | 0 | 0 | 0 | 0 | 0 | 0 | 0 | 0 | 0 | 0 | 0 | 0 | 0 | 0 | 0 | 0 | 0 | 0 | 0 | 0 | 0 | 0 | 0 | 0 | 0 | 0 | 0 | 0 | 0 | 0 | 0 | 0 | 0 | 0 | 0 | 0 | 0 | 0 | 0 | 0 | 0 | 0 | 0 | 0 | 0 | 0 | 0 | 0 | 0 | 0 | 0 | 0 | 0 | 0 | 0 | 0 | 0 | 0 | 0 | 0 | 0 | 0 | 0 | 0 | 0 | 0 | 0 | 0 | 0 | 0 | 0 | 0 | 2020
52099 | Y | . | Plant No 2 Orange County | Orange County Sanitation Dist | 14155 | CA | PACC | WECC |  | 562212 | 5 | Commercial NAICS Cogen | ST | OBG | ORW |  |  | Mcf | 0 | 0 | 0 | 0 | 0 | 0 | 0 | 0 | 0 | 0 | 0 | 0 | 0 | 0 | 0 | 0 | 0 | 0 | 0 | 0 | 0 | 0 | 0 | 0 | 0 | 0 | 0 | 0 | 0 | 0 | 0 | 0 | 0 | 0 | 0 | 0 | 0 | 0 | 0 | 0 | 0 | 0 | 0 | 0 | 0 | 0 | 0 | 0 | 0 | 0 | 0 | 0 | 0 | 0 | 0 | 0 | 0 | 0 | 0 | 0 | 0 | 0 | 0 | 0 | 0 | 0 | 0 | 0 | 0 | 0 | 0 | 0 | 0 | 0 | 0 | 0 | 0 | 2020
52104 | Y | . | Cymric 36W Cogen | Chevron USA Inc | 54713 | CA | PACC | WECC |  | 211 | 7 | Industrial NAICS Cogen | GT | NG | NG |  |  | mcf | 68897 | 60951 | 67690 | 47848 | 44988 | 63292 | 88539 | 110033 | 95862 | 99580 | 79563 | 88207 | 18063 | 15980 | 17747 | 12544 | 11795 | 16594 | 23213 | 28848 | 25132 | 26107 | 20860 | 23126 | 1.034 | 1.034 | 1.034 | 1.034 | 1.034 | 1.034 | 1.034 | 1.034 | 1.034 | 1.034 | 1.034 | 1.034 | 71239 | 63023 | 69991 | 49475 | 46518 | 65444 | 91549 | 113774 | 99121 | 102966 | 82268 | 91206 | 18677 | 16523 | 18350 | 12971 | 12196 | 17158 | 24002 | 29829 | 25987 | 26995 | 21569 | 23912 | 4319.723 | 3821.486 | 4244.01 | 2999.971 | 2820.652 | 3968.284 | 5551.238 | 6898.874 | 6010.36 | 6243.493 | 4988.472 | 5530.437 | 915450 | 240009 | 946574 | 248169 | 57397 | 2020
52107 | Y | . | Kern River Eastridge Cogen | Chevron USA Inc | 54713 | CA | PACC | WECC |  | 211 | 7 | Industrial NAICS Cogen | GT | NG | NG |  |  | mcf | 262202 | 222602 | 255377 | 244118 | 245185 | 218444 | 228457 | 238845 | 189497 | 218606 | 241862 | 242130 | 88950 | 74849 | 85143 | 80658 | 80873 | 70661 | 76860 | 81363 | 61249 | 71208 | 83170 | 81562 | 1.046 | 1.045 | 1.048 | 1.045 | 1.037 | 1.043 | 1.025 | 1.029 | 1.035 | 1.033 | 1.044 | 1.049 | 274263 | 232619 | 267635 | 255103 | 254257 | 227837 | 234168 | 245772 | 196129 | 225820 | 252504 | 253994 | 93042 | 78217 | 89230 | 84288 | 83865 | 73699 | 78782 | 83723 | 63393 | 73558 | 86830 | 85559 | 23093 | 19375 | 22121 | 20889 | 20753 | 18230 | 19492 | 20724 | 15630 | 18139 | 21530 | 21185 | 2807325 | 936546 | 2920101 | 974186 | 241161 | 2020
52109 | Y | . | Richmond Cogen | Chevron Products Company-Richmond | 49732 | CA | PACC | WECC |  | 32411 | 7 | Industrial NAICS Cogen | CA | NG | NG |  |  | mcf | 0 | 0 | 0 | 0 | 0 | 0 | 0 | 0 | 0 | 0 | 0 | 0 | 0 | 0 | 0 | 0 | 0 | 0 | 0 | 0 | 0 | 0 | 0 | 0 | 0 | 0 | 0 | 0 | 0 | 0 | 0 | 0 | 0 | 0 | 0 | 0 | 0 | 0 | 0 | 0 | 0 | 0 | 0 | 0 | 0 | 0 | 0 | 0 | 0 | 0 | 0 | 0 | 0 | 0 | 0 | 0 | 0 | 0 | 0 | 0 | 9058.741 | 8957.456 | 6133.036 | 6848.66 | 9272.025 | 9135.835 | 10588.475 | 10459.333 | 9392.943 | 6162.862 | 5800.003 | 10134.193 | 0 | 0 | 0 | 0 | 101943.56 | 2020
52109 | Y | . | Richmond Cogen | Chevron Products Company-Richmond | 49732 | CA | PACC | WECC |  | 32411 | 7 | Industrial NAICS Cogen | CA | OG | OOG |  |  | mcf | 188116 | 223663 | 135056 | 168329 | 252535 | 267547 | 290814 | 280363 | 274295 | 193394 | 163568 | 251639 | 8913 | 10902 | 6966 | 7908 | 12127 | 13171 | 15854 | 15180 | 13782 | 6286 | 5131 | 12974 | 1 | 1 | 0.97 | 0.97 | 0.96 | 0.98 | 0.97 | 0.97 | 0.98 | 0.97 | 0.94 | 1.06 | 188116 | 223663 | 131004 | 163279 | 242434 | 262196 | 282090 | 271952 | 268809 | 187592 | 153754 | 266737 | 8913 | 10902 | 6757 | 7671 | 11642 | 12908 | 15378 | 14725 | 13506 | 6097 | 4823 | 13752 | 2079.259 | 2544.544 | 1572.964 | 1787.34 | 2716.975 | 3013.165 | 3591.525 | 3438.667 | 3153.057 | 1419.138 | 1121.997 | 3210.807 | 2689319 | 129194 | 2641626 | 127074 | 29649.438 | 2020
52109 | Y | . | Richmond Cogen | Chevron Products Company-Richmond | 49732 | CA | PACC | WECC |  | 32411 | 7 | Industrial NAICS Cogen | CT | NG | NG |  |  | mcf | 788046 | 757069 | 491144 | 595854 | 795515 | 771817 | 807429 | 795377 | 769982 | 775860 | 756961 | 809516 | 339495 | 325137 | 214863 | 251754 | 337248 | 327033 | 344956 | 334338 | 318490 | 308178 | 300232 | 341141 | 1.04 | 1.04 | 1.04 | 1.05 | 1.04 | 1.03 | 1.03 | 1.04 | 1.04 | 1.05 | 1.05 | 1.04 | 819568 | 787352 | 510790 | 625647 | 827336 | 794972 | 831652 | 827192 | 800781 | 814653 | 794809 | 841897 | 353075 | 338142 | 223458 | 264342 | 350738 | 336844 | 355305 | 347711 | 331230 | 323587 | 315244 | 354787 | 72565 | 69241 | 45100 | 54008 | 71805 | 68722 | 71561 | 69909 | 67149 | 68546 | 66989 | 71892 | 8914570 | 3742865 | 9276649 | 3894463 | 797487 | 2020
52109 | Y | . | Richmond Cogen | Chevron Products Company-Richmond | 49732 | CA | PACC | WECC |  | 32411 | 7 | Industrial NAICS Cogen | CT | OG | OOG |  |  | mcf | 0 | 0 | 0 | 0 | 0 | 0 | 0 | 0 | 0 | 0 | 0 | 0 | 0 | 0 | 0 | 0 | 0 | 0 | 0 | 0 | 0 | 0 | 0 | 0 | 0 | 0 | 0 | 0 | 0 | 0 | 0 | 0 | 0 | 0 | 0 | 0 | 0 | 0 | 0 | 0 | 0 | 0 | 0 | 0 | 0 | 0 | 0 | 0 | 0 | 0 | 0 | 0 | 0 | 0 | 0 | 0 | 0 | 0 | 0 | 0 | 0 | 0 | 0 | 0 | 0 | 0 | 0 | 0 | 0 | 0 | 0 | 0 | 0 | 0 | 0 | 0 | 0 | 2020
52109 | Y | . | Richmond Cogen | Chevron Products Company-Richmond | 49732 | CA | PACC | WECC |  | 32411 | 7 | Industrial NAICS Cogen | ST | WH | OTH |  |  |  | 0 | 0 | 0 | 0 | 0 | 0 | 0 | 0 | 0 | 0 | 0 | 0 | 0 | 0 | 0 | 0 | 0 | 0 | 0 | 0 | 0 | 0 | 0 | 0 | 0 | 0 | 0 | 0 | 0 | 0 | 0 | 0 | 0 | 0 | 0 | 0 | 0 | 0 | 0 | 0 | 0 | 0 | 0 | 0 | 0 | 0 | 0 | 0 | 0 | 0 | 0 | 0 | 0 | 0 | 0 | 0 | 0 | 0 | 0 | 0 | 0 | 0 | 0 | 0 | 0 | 0 | 0 | 0 | 0 | 0 | 0 | 0 | 0 | 0 | 0 | 0 | 0 | 2020
52142 | N | . | Mojave 3/4/5 | Terra-Gen Operating Co-Wind | 2770 | CA | PACC | WECC |  | 22 | 2 | NAICS-22 Non-Cogen | WT | WND | WND |  |  |  | 0 | 0 | 0 | 0 | 0 | 0 | 0 | 0 | 0 | 0 | 0 | 0 | 0 | 0 | 0 | 0 | 0 | 0 | 0 | 0 | 0 | 0 | 0 | 0 | 0 | 0 | 0 | 0 | 0 | 0 | 0 | 0 | 0 | 0 | 0 | 0 | 72396 | 74211 | 107579 | 145041 | 147997 | 164129 | 161148 | 137295 | 76007 | 82812 | 63373 | 62233 | 72396 | 74211 | 107579 | 145041 | 147997 | 164129 | 161148 | 137295 | 76007 | 82812 | 63373 | 62233 | 8264.419 | 8471.59 | 12280.74 | 16557.138 | 16894.658 | 18736.194 | 18395.865 | 15672.902 | 8676.573 | 9453.375 | 7234.334 | 7104.212 | 0 | 0 | 1294221 | 1294221 | 147742 | 2020
52147 | Y | . | C P Kelco San Diego Plant | CPKelco U S Inc | 3221 | CA | PACC | WECC |  | 311 | 7 | Industrial NAICS Cogen | GT | NG | NG |  |  | mcf | 85224 | 79026 | 84259 | 90006 | 121009 | 129126 | 111727 | 89052 | 94596 | 83044 | 81559 | 85329 | 37024 | 34500 | 37689 | 39536 | 53577 | 54918 | 48336 | 40147 | 42620 | 37188 | 36087 | 37537 | 1.021 | 1.019 | 1.01 | 1.01 | 1.01 | 1.01 | 1.01 | 1.01 | 1.01 | 1.01 | 1.01 | 1.01 | 87014 | 80527 | 85102 | 90906 | 122219 | 130417 | 112844 | 89943 | 95542 | 83874 | 82375 | 86182 | 37802 | 35155 | 38066 | 39931 | 54113 | 55467 | 48819 | 40548 | 43046 | 37560 | 36448 | 37912 | 6801 | 6324 | 6848 | 7183 | 9735 | 9978 | 8783 | 7294 | 7744 | 6757 | 6556 | 6820 | 1133957 | 499159 | 1146945 | 504867 | 90823 | 2020
52158 | N | . | Aidlin Geothermal Power Plant | Geysers Power Co LLC | 7160 | CA | PACC | WECC |  | 22 | 2 | NAICS-22 Non-Cogen | ST | GEO | GEO |  |  |  | 0 | 0 | 0 | 0 | 0 | 0 | 0 | 0 | 0 | 0 | 0 | 0 | 0 | 0 | 0 | 0 | 0 | 0 | 0 | 0 | 0 | 0 | 0 | 0 | 0 | 0 | 0 | 0 | 0 | 0 | 0 | 0 | 0 | 0 | 0 | 0 | 60796 | 66640 | 84551 | 81249 | 80495 | 74973 | 81030 | 81307 | 76317 | 73309 | 80667 | 78983 | 60796 | 66640 | 84551 | 81249 | 80495 | 74973 | 81030 | 81307 | 76317 | 73309 | 80667 | 78983 | 6940.19 | 7607.324 | 9651.97 | 9275.028 | 9188.969 | 8558.578 | 9249.96 | 9281.564 | 8711.994 | 8368.604 | 9208.547 | 9016.272 | 0 | 0 | 920317 | 920317 | 105059 | 2020
52160 | N | . | Victory Garden Phase IV LLC | Terra-Gen Operating Co-Wind | 2770 | CA | PACC | WECC |  | 22 | 2 | NAICS-22 Non-Cogen | WT | WND | WND |  |  |  | 0 | . | . | . | . | . | . | . | . | . | . | . | 0 | . | . | . | . | . | . | . | . | . | . | . | 0 | . | . | . | . | . | . | . | . | . | . | . | 16171 | . | . | . | . | . | . | . | . | . | . | . | 16171 | . | . | . | . | . | . | . | . | . | . | . | 1846 | . | . | . | . | . | . | . | . | . | . | . | 0 | 0 | 16171 | 16171 | 1846 | 2020
52169 | Y | . | Midway Sunset Cogen | Midway-Sunset Cogeneration Co | 12687 | CA | PACC | WECC |  | 22 | 3 | NAICS-22 Cogen | GT | NG | NG |  |  | mcf | 707657 | 670784 | 797636 | 717185 | 716695 | 735393 | 789030 | 822483 | 774498 | 155164 | 61416 | 54418 | 261136 | 248182 | 290550 | 260121 | 262084 | 266231 | 284453 | 293796 | 279724 | 57356 | 23893 | 19928 | 1.046 | 1.046 | 1.046 | 1.045 | 1.038 | 1.028 | 1.025 | 1.029 | 1.036 | 1.033 | 1.043 | 1.05 | 740209 | 701640 | 834327 | 749458 | 743929 | 755984 | 808756 | 846335 | 802380 | 160284 | 64057 | 57139 | 273148 | 259598 | 303915 | 271826 | 272043 | 273685 | 291564 | 302316 | 289794 | 59249 | 24920 | 20924 | 62441 | 59552 | 69795 | 62338 | 62413 | 62738 | 66861 | 69319 | 66516 | 13255 | 5447 | 4834 | 7002359 | 2547454 | 7264498 | 2642982 | 605509 | 2020
52186 | Y | . | Yuba City Cogen Partners | Wellhead Services, Inc | 20323 | CA | PACC | WECC |  | 22 | 3 | NAICS-22 Cogen | GT | NG | NG |  |  | mcf | 20049 | 17736 | 19697 | 13923 | 13091 | 18417 | 25764 | 32019 | 27895 | 28977 | 23152 | 25667 | 15283 | 13521 | 15015 | 10614 | 9979 | 14039 | 19640 | 24407 | 21264 | 22089 | 17649 | 19567 | 0.999 | 0.999 | 0.999 | 0.999 | 0.999 | 0.999 | 0.999 | 0.999 | 0.999 | 0.999 | 0.999 | 0.999 | 20029 | 17718 | 19677 | 13909 | 13078 | 18399 | 25738 | 31987 | 27867 | 28948 | 23129 | 25641 | 15268 | 13507 | 15000 | 10603 | 9969 | 14025 | 19620 | 24383 | 21243 | 22067 | 17631 | 19547 | 1879.555 | 1662.766 | 1846.611 | 1305.317 | 1227.294 | 1726.639 | 2415.398 | 3001.768 | 2615.167 | 2716.605 | 2170.533 | 2406.347 | 266387 | 203067 | 266120 | 202863 | 24974 | 2020
54017 | N | . | San Gabriel Hydro Project | Los Angeles County-San Gabriel | 11295 | CA | PACC | WECC |  | 22 | 2 | NAICS-22 Non-Cogen | HY | WAT | HYC |  |  |  | 0 | 0 | 0 | 0 | 0 | 0 | 0 | 0 | 0 | 0 | 0 | 0 | 0 | 0 | 0 | 0 | 0 | 0 | 0 | 0 | 0 | 0 | 0 | 0 | 0 | 0 | 0 | 0 | 0 | 0 | 0 | 0 | 0 | 0 | 0 | 0 | 9058 | 6758 | 7154 | 10501 | 14383 | 13439 | 14209 | 14318 | 9972 | 8201 | 6202 | 5109 | 9058 | 6758 | 7154 | 10501 | 14383 | 13439 | 14209 | 14318 | 9972 | 8201 | 6202 | 5109 | 1033.979 | 771.407 | 816.676 | 1198.798 | 1641.895 | 1534.129 | 1622.009 | 1634.424 | 1138.316 | 936.133 | 708.014 | 583.22 | 0 | 0 | 119304 | 119304 | 13619 | 2020
54038 | N | . | Geo East Mesa II | Ormat Nevada Inc | 34691 | CA | PACC | WECC |  | 22 | 2 | NAICS-22 Non-Cogen | ST | GEO | GEO |  |  |  | 0 | 0 | 0 | 0 | 0 | 0 | 0 | 0 | 0 | 0 | 0 | 0 | 0 | 0 | 0 | 0 | 0 | 0 | 0 | 0 | 0 | 0 | 0 | 0 | 0 | 0 | 0 | 0 | 0 | 0 | 0 | 0 | 0 | 0 | 0 | 0 | 0 | 0 | 0 | 0 | 0 | 0 | 0 | 0 | 0 | 0 | 0 | 0 | 0 | 0 | 0 | 0 | 0 | 0 | 0 | 0 | 0 | 0 | 0 | 0 | 0 | 0 | 0 | 0 | 0 | 0 | 0 | 0 | 0 | 0 | 0 | 0 | 0 | 0 | 0 | 0 | 0 | 2020
54111 | N | . | Second Imperial Geothermal | ORCAL Geothermal, Inc | 49748 | CA | PACC | WECC |  | 22 | 2 | NAICS-22 Non-Cogen | BT | GEO | GEO |  |  |  | 0 | 0 | 0 | 0 | 0 | 0 | 0 | 0 | 0 | 0 | 0 | 0 | 0 | 0 | 0 | 0 | 0 | 0 | 0 | 0 | 0 | 0 | 0 | 0 | 0 | 0 | 0 | 0 | 0 | 0 | 0 | 0 | 0 | 0 | 0 | 0 | 118756 | 130172 | 165158 | 158708 | 157236 | 146449 | 158279 | 158820 | 149074 | 143198 | 157571 | 154281 | 118756 | 130172 | 165158 | 158708 | 157236 | 146449 | 158279 | 158820 | 149074 | 143198 | 157571 | 154281 | 13556.621 | 14859.766 | 18853.676 | 18117.377 | 17949.273 | 16717.898 | 18068.41 | 18130.143 | 17017.574 | 16346.812 | 17987.515 | 17611.935 | 0 | 0 | 1797702 | 1797702 | 205217 | 2020
54238 | Y | . | Stockton Biomass | DTE Stockton LLC | 56652 | CA | PACC | WECC |  | 22 | 3 | NAICS-22 Cogen | ST | BIT | COL |  |  | short tons | 0 | 0 | 0 | 0 | 0 | 0 | 0 | 0 | 0 | 0 | 0 | 0 | 0 | 0 | 0 | 0 | 0 | 0 | 0 | 0 | 0 | 0 | 0 | 0 | 0 | 0 | 0 | 0 | 0 | 0 | 0 | 0 | 0 | 0 | 0 | 0 | 0 | 0 | 0 | 0 | 0 | 0 | 0 | 0 | 0 | 0 | 0 | 0 | 0 | 0 | 0 | 0 | 0 | 0 | 0 | 0 | 0 | 0 | 0 | 0 | 0 | 0 | 0 | 0 | 0 | 0 | 0 | 0 | 0 | 0 | 0 | 0 | 0 | 0 | 0 | 0 | 0 | 2020
54238 | Y | . | Stockton Biomass | DTE Stockton LLC | 56652 | CA | PACC | WECC |  | 22 | 3 | NAICS-22 Cogen | ST | DFO | DFO |  |  | barrels | 0 | 0 | 0 | 0 | 0 | 0 | 0 | 0 | 0 | 0 | 0 | 0 | 0 | 0 | 0 | 0 | 0 | 0 | 0 | 0 | 0 | 0 | 0 | 0 | 0 | 0 | 0 | 0 | 0 | 0 | 0 | 0 | 0 | 0 | 0 | 0 | 0 | 0 | 0 | 0 | 0 | 0 | 0 | 0 | 0 | 0 | 0 | 0 | 0 | 0 | 0 | 0 | 0 | 0 | 0 | 0 | 0 | 0 | 0 | 0 | 0 | 0 | 0 | 0 | 0 | 0 | 0 | 0 | 0 | 0 | 0 | 0 | 0 | 0 | 0 | 0 | 0 | 2020
54238 | Y | . | Stockton Biomass | DTE Stockton LLC | 56652 | CA | PACC | WECC |  | 22 | 3 | NAICS-22 Cogen | ST | NG | NG |  |  | mcf | 5103 | 22023 | 7713 | 5895 | 46674 | 93 | 97 | 89 | 2186 | 19396 | 102 | 113 | 2699 | 10131 | 4250 | 3052 | 21387 | 49 | 51 | 44 | 1137 | 9982 | 52 | 58 | 1.043 | 1.042 | 1.042 | 1.04 | 1.04 | 1.034 | 1.032 | 1.036 | 1.039 | 1.045 | 1.046 | 1.043 | 5322 | 22948 | 8037 | 6131 | 48541 | 96 | 100 | 92 | 2271 | 20269 | 107 | 118 | 2815 | 10556 | 4428 | 3174 | 22242 | 51 | 53 | 46 | 1181 | 10431 | 54 | 61 | 339.985 | 1275.344 | 535.184 | 383.627 | 2693.642 | 6.243 | 6.463 | 5.621 | 142.866 | 1232.797 | 6.58 | 7.32 | 109484 | 52892 | 114032 | 55092 | 6635.672 | 2020
54238 | Y | . | Stockton Biomass | DTE Stockton LLC | 56652 | CA | PACC | WECC |  | 22 | 3 | NAICS-22 Cogen | ST | PC | PC |  |  | short tons | 0 | 0 | 0 | 0 | 0 | 0 | 0 | 0 | 0 | 0 | 0 | 0 | 0 | 0 | 0 | 0 | 0 | 0 | 0 | 0 | 0 | 0 | 0 | 0 | 0 | 0 | 0 | 0 | 0 | 0 | 0 | 0 | 0 | 0 | 0 | 0 | 0 | 0 | 0 | 0 | 0 | 0 | 0 | 0 | 0 | 0 | 0 | 0 | 0 | 0 | 0 | 0 | 0 | 0 | 0 | 0 | 0 | 0 | 0 | 0 | 0 | 0 | 0 | 0 | 0 | 0 | 0 | 0 | 0 | 0 | 0 | 0 | 0 | 0 | 0 | 0 | 0 | 2020
54238 | Y | . | Stockton Biomass | DTE Stockton LLC | 56652 | CA | PACC | WECC |  | 22 | 3 | NAICS-22 Cogen | ST | WDS | WWW |  |  | short tons | 33334 | 31368 | 31488 | 32543 | 21437 | 31909 | 33217 | 32602 | 32365 | 24986 | 32549 | 33542 | 17629 | 14429 | 17349 | 16849 | 9823 | 17088 | 17697 | 16229 | 16824 | 12859 | 16614 | 17263 | 15.8 | 16 | 16 | 16 | 16 | 16 | 16 | 16.4 | 16.2 | 16.4 | 16.5 | 16.4 | 526677 | 501888 | 503808 | 520688 | 342992 | 510544 | 531472 | 534673 | 524313 | 409770 | 537059 | 550089 | 278543 | 230866 | 277589 | 269577 | 157160 | 273413 | 283150 | 266160 | 272547 | 210884 | 274131 | 283120 | 33643.015 | 27892.656 | 33548.816 | 32581.373 | 19033.358 | 33146.757 | 34315.537 | 32596.379 | 32980.134 | 24923.203 | 33122.42 | 34166.68 | 371340 | 190653 | 5993973 | 3077140 | 371950.33 | 2020
54261 | N | . | Warm Springs Hydro Project | Sonoma County Water Agency | 21944 | CA | PACC | WECC |  | 22 | 2 | NAICS-22 Non-Cogen | HY | WAT | HYC |  |  |  | 0 | 0 | 0 | 0 | 0 | 0 | 0 | 0 | 0 | 0 | 0 | 0 | 0 | 0 | 0 | 0 | 0 | 0 | 0 | 0 | 0 | 0 | 0 | 0 | 0 | 0 | 0 | 0 | 0 | 0 | 0 | 0 | 0 | 0 | 0 | 0 | 0 | 0 | 0 | 0 | 0 | 0 | 0 | 0 | 0 | 0 | 0 | 0 | 0 | 0 | 0 | 0 | 0 | 0 | 0 | 0 | 0 | 0 | 0 | 0 | 0 | 0 | 0 | 0 | 0 | 0 | 0 | 0 | 0 | 0 | 0 | 0 | 0 | 0 | 0 | 0 | 0 | 2020
54296 | Y | . | Biola University Hybrid | Biola University | 1752 | CA | PACC | WECC |  | 611 | 5 | Commercial NAICS Cogen | BA | MWH | OTH |  |  | megawatthours | 1 | 3 | 0 | 2 | 1 | 3 | 2 | 7 | 1 | 3 | 4 | 1 | 1 | 3 | 0 | 2 | 1 | 3 | 2 | 7 | 1 | 3 | 4 | 1 | 0 | 0 | 0 | 0 | 0 | 0 | 0 | 0 | 0 | 0 | 0 | 0 | 0 | 0 | 0 | 0 | 0 | 0 | 0 | 0 | 0 | 0 | 0 | 0 | 0 | 0 | 0 | 0 | 0 | 0 | 0 | 0 | 0 | 0 | 0 | 0 | 0 | -1 | 0 | 0 | 0 | 0 | 0 | -1 | 0 | 0 | -1 | 0 | 28 | 28 | 0 | 0 | -3 | 2020
54296 | Y | . | Biola University Hybrid | Biola University | 1752 | CA | PACC | WECC |  | 611 | 5 | Commercial NAICS Cogen | IC | NG | NG |  |  | mcf | 11045 | 11123 | 9672 | 7788 | 8280 | 8847 | 10057 | 11727 | 12000 | 10775 | 6018 | 5655 | 4160 | 4159 | 3612 | 2939 | 3137 | 3376 | 3872 | 4514 | 4630 | 4120 | 2288 | 2171 | 1.04 | 1.038 | 1.038 | 1.04 | 1.037 | 1.028 | 1.021 | 1.02 | 1.023 | 1.027 | 1.026 | 1.033 | 11487 | 11546 | 10040 | 8100 | 8586 | 9095 | 10268 | 11962 | 12276 | 11066 | 6174 | 5842 | 4326 | 4317 | 3749 | 3057 | 3253 | 3471 | 3953 | 4604 | 4736 | 4231 | 2347 | 2243 | 951 | 949 | 824 | 672 | 715 | 763 | 869 | 1012 | 1041 | 930 | 516 | 493 | 112987 | 42978 | 116442 | 44287 | 9735 | 2020
54298 | N | . | Coram Energy LLC (ECT) | Brookfield Renewable Trading and Marketing LP | 63235 | CA | PACC | WECC |  | 22 | 2 | NAICS-22 Non-Cogen | WT | WND | WND |  |  |  | 0 | 0 | 0 | 0 | 0 | 0 | 0 | 0 | 0 | 0 | 0 | 0 | 0 | 0 | 0 | 0 | 0 | 0 | 0 | 0 | 0 | 0 | 0 | 0 | 0 | 0 | 0 | 0 | 0 | 0 | 0 | 0 | 0 | 0 | 0 | 0 | 13579 | 13920 | 20179 | 27205 | 27760 | 30786 | 30227 | 25752 | 14257 | 15533 | 11887 | 11673 | 13579 | 13920 | 20179 | 27205 | 27760 | 30786 | 30227 | 25752 | 14257 | 15533 | 11887 | 11673 | 1550.157 | 1589.018 | 2303.501 | 3105.626 | 3168.935 | 3514.352 | 3450.517 | 2939.77 | 1627.467 | 1773.172 | 1356.946 | 1332.539 | 0 | 0 | 242758 | 242758 | 27712 | 2020
54299 | N | . | Coram Energy LLC | Brookfield Renewable Trading and Marketing LP | 63235 | CA | PACC | WECC |  | 22 | 2 | NAICS-22 Non-Cogen | WT | WND | WND |  |  |  | 0 | 0 | 0 | 0 | 0 | 0 | 0 | 0 | 0 | 0 | 0 | 0 | 0 | 0 | 0 | 0 | 0 | 0 | 0 | 0 | 0 | 0 | 0 | 0 | 0 | 0 | 0 | 0 | 0 | 0 | 0 | 0 | 0 | 0 | 0 | 0 | 4765 | 4885 | 7081 | 9547 | 9742 | 10804 | 10607 | 9037 | 5003 | 5451 | 4171 | 4096 | 4765 | 4885 | 7081 | 9547 | 9742 | 10804 | 10607 | 9037 | 5003 | 5451 | 4171 | 4096 | 544 | 557.636 | 808.37 | 1089.86 | 1112.077 | 1233.295 | 1210.893 | 1031.656 | 571.129 | 622.261 | 476.194 | 467.629 | 0 | 0 | 85189 | 85189 | 9725 | 2020
54300 | N | . | CTV Power Purchase Contract Trust | Brookfield Renewable Trading and Marketing LP | 63235 | CA | PACC | WECC |  | 22 | 2 | NAICS-22 Non-Cogen | WT | WND | WND |  |  |  | 0 | 0 | 0 | 0 | 0 | 0 | 0 | 0 | 0 | 0 | 0 | 0 | 0 | 0 | 0 | 0 | 0 | 0 | 0 | 0 | 0 | 0 | 0 | 0 | 0 | 0 | 0 | 0 | 0 | 0 | 0 | 0 | 0 | 0 | 0 | 0 | 5880 | 6027 | 8737 | 11780 | 12020 | 13330 | 13088 | 11151 | 6173 | 6726 | 5147 | 5054 | 5880 | 6027 | 8737 | 11780 | 12020 | 13330 | 13088 | 11151 | 6173 | 6726 | 5147 | 5054 | 671.202 | 688.028 | 997.391 | 1344.703 | 1372.115 | 1521.677 | 1494.037 | 1272.889 | 704.676 | 767.764 | 587.543 | 576.975 | 0 | 0 | 105113 | 105113 | 11999 | 2020
54308 | N | . | Three Forks Water Power Project | Grizzly Mountain Ranch | 54722 | CA | PACC | WECC |  | 22 | 2 | NAICS-22 Non-Cogen | HY | WAT | HYC |  |  |  | 0 | 0 | 0 | 0 | 0 | 0 | 0 | 0 | 0 | 0 | 0 | 0 | 0 | 0 | 0 | 0 | 0 | 0 | 0 | 0 | 0 | 0 | 0 | 0 | 0 | 0 | 0 | 0 | 0 | 0 | 0 | 0 | 0 | 0 | 0 | 0 | 2689 | 2006 | 2124 | 3118 | 4270 | 3990 | 4218 | 4250 | 2960 | 2434 | 1841 | 1517 | 2689 | 2006 | 2124 | 3118 | 4270 | 3990 | 4218 | 4250 | 2960 | 2434 | 1841 | 1517 | 306.951 | 229.003 | 242.442 | 355.881 | 487.421 | 455.429 | 481.517 | 485.203 | 337.926 | 277.905 | 210.184 | 173.138 | 0 | 0 | 35417 | 35417 | 4043 | 2020
54410 | Y | . | Western Power & Steam Inc | Western Power and Steam II LLC | 63997 | CA | PACC | WECC |  | 211 | 7 | Industrial NAICS Cogen | GT | NG | NG |  |  | mcf | 160420 | 130685 | 156967 | 116934 | 159087 | 143326 | 146634 | 162698 | 140637 | 153052 | 79969 | 106537 | 112886 | 93596 | 111422 | 84163 | 113152 | 101741 | 104091 | 115014 | 100856 | 106787 | 53286 | 68630 | 1.046 | 1.046 | 1.047 | 1.045 | 1.038 | 1.028 | 1.024 | 1.029 | 1.036 | 1.033 | 1.044 | 1.049 | 167799 | 136697 | 164344 | 122196 | 165132 | 147339 | 150153 | 167416 | 145700 | 158103 | 83488 | 111757 | 118079 | 97901 | 116659 | 87950 | 117452 | 104590 | 106589 | 118349 | 104487 | 110311 | 55631 | 71993 | 14416 | 11964 | 14245 | 10735 | 14313 | 12731 | 12972 | 14403 | 12708 | 13416 | 6684 | 8710 | 1656946 | 1165624 | 1720124 | 1209991 | 147297 | 2020
54447 | Y | . | Welport Lease Project | Sentinel Peak Resources California, LLC | 60637 | CA | PACC | WECC |  | 211 | 7 | Industrial NAICS Cogen | GT | NG | NG |  |  | mcf | 41371 | 36601 | 40648 | 28733 | 27015 | 38007 | 53168 | 66075 | 57565 | 59798 | 47778 | 52969 | 18829 | 16658 | 18500 | 13077 | 12295 | 17298 | 24198 | 30072 | 26199 | 27215 | 21745 | 24107 | 1.031 | 1.031 | 1.031 | 1.031 | 1.031 | 1.031 | 1.031 | 1.031 | 1.031 | 1.031 | 1.031 | 1.031 | 42654 | 37736 | 41908 | 29624 | 27852 | 39185 | 54816 | 68123 | 59350 | 61652 | 49259 | 54611 | 19413 | 17174 | 19073 | 13482 | 12676 | 17834 | 24948 | 31004 | 27011 | 28059 | 22419 | 24854 | 2693.948 | 2383.227 | 2646.73 | 1870.898 | 1759.068 | 2474.776 | 3461.968 | 4302.406 | 3748.294 | 3893.685 | 3111.005 | 3448.995 | 549728 | 250193 | 566770 | 257947 | 35795 | 2020
54449 | Y | . | Dome Project | Sentinel Peak Resources California, LLC | 60637 | CA | PACC | WECC |  | 211 | 7 | Industrial NAICS Cogen | GT | NG | NG |  |  | mcf | 81747 | 72319 | 80315 | 56772 | 53379 | 75097 | 105053 | 130556 | 113742 | 118154 | 94403 | 104660 | 28158 | 24911 | 27665 | 19556 | 18387 | 25868 | 36186 | 44971 | 39180 | 40699 | 32518 | 36051 | 1.036 | 1.036 | 1.036 | 1.036 | 1.036 | 1.036 | 1.036 | 1.036 | 1.036 | 1.036 | 1.036 | 1.036 | 84690 | 74922 | 83206 | 58816 | 55301 | 77800 | 108835 | 135256 | 117837 | 122408 | 97802 | 108428 | 29172 | 25808 | 28661 | 20260 | 19049 | 26799 | 37489 | 46590 | 40590 | 42164 | 33689 | 37349 | 3680.688 | 3256.156 | 3616.175 | 2556.171 | 2403.38 | 3381.237 | 4730.018 | 5878.292 | 5121.22 | 5319.865 | 4250.504 | 4712.294 | 1086197 | 374150 | 1125301 | 387620 | 48906 | 2020
54451 | Y | . | Los Angeles Refinery Wilmington | Phillips 66 - Los Angeles | 38215 | CA | PACC | WECC |  | 324 | 7 | Industrial NAICS Cogen | GT | NG | NG |  |  | mcf | 187492 | 0 | 164377 | 94855 | 179928 | 188547 | 252081 | 179332 | 138898 | 161292 | 195434 | 212884 | 62738 | 0 | 72253 | 42434 | 70343 | 70145 | 93323 | 65128 | 51956 | 59889 | 71884 | 79829 | 1.039 | 0 | 1.037 | 1.038 | 1.032 | 1.024 | 1.022 | 1.023 | 1.029 | 1.035 | 1.03 | 1.036 | 194804 | 0 | 170459 | 98459 | 185686 | 193072 | 257627 | 183457 | 142926 | 166937 | 201297 | 220548 | 65185 | 0 | 74926 | 44046 | 72594 | 71828 | 95376 | 66626 | 53463 | 61985 | 74041 | 82703 | 13890.786 | 0 | 15966.767 | 9386.165 | 15469.789 | 15306.313 | 20324.379 | 14198.055 | 11392.771 | 13208.747 | 15777.753 | 17623.68 | 1955120 | 739922 | 2015272 | 762773 | 162545.21 | 2020
54451 | Y | . | Los Angeles Refinery Wilmington | Phillips 66 - Los Angeles | 38215 | CA | PACC | WECC |  | 324 | 7 | Industrial NAICS Cogen | GT | OG | OOG |  |  | mcf | 21269 | 0 | 179615 | 195173 | 167718 | 145965 | 117310 | 201209 | 213139 | 209736 | 180627 | 171226 | 7117 | 0 | 78951 | 87311 | 65569 | 54303 | 43429 | 73073 | 79727 | 77876 | 66438 | 64208 | 1.036 | 0 | 1.001 | 1.297 | 1.098 | 1.18 | 1.255 | 1.278 | 1.313 | 1.311 | 1.245 | 1.246 | 22035 | 0 | 179795 | 253139 | 184154 | 172239 | 147224 | 257145 | 279852 | 274964 | 224881 | 213348 | 7373 | 0 | 79030 | 113242 | 71995 | 64077 | 54504 | 93387 | 104681 | 102095 | 82715 | 80003 | 1571.214 | 0 | 16841.233 | 24131.835 | 15342.211 | 13654.687 | 11614.621 | 19900.945 | 22307.229 | 21756.253 | 17626.247 | 17048.32 | 1802987 | 698002 | 2208776 | 853102 | 181794.8 | 2020
54454 | N | . | San Gorgonio Windplant WPP1993 | FPL Energy Operating Services, Inc. | 49963 | CA | PACC | WECC |  | 22 | 2 | NAICS-22 Non-Cogen | WT | WND | WND |  |  |  | 0 | 0 | 0 | 0 | 0 | 0 | 0 | 0 | 0 | 0 | 0 | 0 | 0 | 0 | 0 | 0 | 0 | 0 | 0 | 0 | 0 | 0 | 0 | 0 | 0 | 0 | 0 | 0 | 0 | 0 | 0 | 0 | 0 | 0 | 0 | 0 | 90336 | 92601 | 134238 | 180982 | 184671 | 204801 | 201081 | 171317 | 94842 | 103333 | 79077 | 77654 | 90336 | 92601 | 134238 | 180982 | 184671 | 204801 | 201081 | 171317 | 94842 | 103333 | 79077 | 77654 | 10312.369 | 10570.881 | 15323.951 | 20660.057 | 21081.216 | 23379.09 | 22954.427 | 19556.704 | 10826.66 | 11795.956 | 9027.028 | 8864.661 | 0 | 0 | 1614933 | 1614933 | 184353 | 2020
54477 | Y | . | Oroville Cogeneration LP | Oroville Cogeneration LP | 14173 | CA | PACC | WECC |  | 324 | 7 | Industrial NAICS Cogen | IC | NG | NG |  |  | mcf | 140 | 125 | 138 | 98 | 92 | 129 | 181 | 225 | 196 | 203 | 163 | 180 | 51 | 46 | 50 | 36 | 34 | 48 | 66 | 83 | 72 | 75 | 60 | 66 | 1.03 | 1.03 | 1.03 | 1.03 | 1.03 | 1.03 | 1.03 | 1.03 | 1.03 | 1.03 | 1.03 | 1.03 | 144 | 129 | 142 | 101 | 95 | 133 | 186 | 232 | 202 | 209 | 168 | 185 | 53 | 47 | 52 | 37 | 35 | 49 | 68 | 85 | 74 | 77 | 62 | 68 | 10.461 | 9.255 | 10.278 | 7.265 | 6.831 | 9.61 | 13.444 | 16.707 | 14.555 | 15.12 | 12.081 | 13.393 | 1870 | 687 | 1926 | 707 | 139 | 2020
54517 | N | . | Sierra Pacific Sonora | Sierra Pacific Industries Inc | 17164 | CA | PACC | WECC |  | 321 | 6 | Industrial NAICS Non-Cogen | ST | DFO | DFO |  |  | barrels | 0 | 0 | 0 | 0 | 0 | 0 | 0 | 0 | 0 | 0 | 0 | 1 | 0 | 0 | 0 | 0 | 0 | 0 | 0 | 0 | 0 | 0 | 0 | 1 | 0 | 0 | 0 | 0 | 0 | 0 | 0 | 0 | 0 | 0 | 0 | 5.8 | 0 | 0 | 0 | 0 | 0 | 0 | 0 | 0 | 0 | 0 | 0 | 6 | 0 | 0 | 0 | 0 | 0 | 0 | 0 | 0 | 0 | 0 | 0 | 6 | 0 | 0 | 0 | 0 | 0 | 0 | 0 | 0 | 0 | 0 | 0 | 0.156 | 1 | 1 | 6 | 6 | 0.156 | 2020
54517 | N | . | Sierra Pacific Sonora | Sierra Pacific Industries Inc | 17164 | CA | PACC | WECC |  | 321 | 6 | Industrial NAICS Non-Cogen | ST | WDS | WWW |  |  | short tons | 7125 | 6586 | 6989 | 5568 | 6248 | 6940 | 6989 | 7785 | 6917 | 6410 | 5416 | 7119 | 7125 | 6586 | 6989 | 5568 | 6248 | 6940 | 6989 | 7785 | 6917 | 6410 | 5416 | 7119 | 18 | 18 | 18 | 18 | 18 | 18 | 18 | 18 | 18 | 18 | 18 | 18 | 128250 | 118548 | 125802 | 100224 | 112464 | 124920 | 125802 | 140130 | 124506 | 115380 | 97488 | 128142 | 128250 | 118548 | 125802 | 100224 | 112464 | 124920 | 125802 | 140130 | 124506 | 115380 | 97488 | 128142 | 3440.033 | 3179.478 | 3373.602 | 2687.854 | 3015.912 | 3350.064 | 3373.748 | 3757.949 | 3338.999 | 3094.105 | 2614.352 | 3436.748 | 80092 | 80092 | 1441656 | 1441656 | 38662.844 | 2020
54554 | N | . | Spicer Meadow Project | Northern California Power Agny | 40613 | CA | PACC | WECC |  | 22 | 1 | Electric Utility | HY | WAT | HYC |  |  |  | 0 | 0 | 0 | 0 | 0 | 0 | 0 | 0 | 0 | 0 | 0 | 0 | 0 | 0 | 0 | 0 | 0 | 0 | 0 | 0 | 0 | 0 | 0 | 0 | 0 | 0 | 0 | 0 | 0 | 0 | 0 | 0 | 0 | 0 | 0 | 0 | 6564 | 4897 | 5184 | 7610 | 10423 | 9739 | 10296 | 10375 | 7226 | 5943 | 4494 | 3702 | 6564 | 4897 | 5184 | 7610 | 10423 | 9739 | 10296 | 10375 | 7226 | 5943 | 4494 | 3702 | 749.27 | 559 | 591.804 | 868.709 | 1189.799 | 1111.705 | 1175.388 | 1184.385 | 824.88 | 678.368 | 513.062 | 422.63 | 0 | 0 | 86453 | 86453 | 9869 | 2020
54555 | N | . | Collierville Powerhouse | Northern California Power Agny | 40613 | CA | PACC | WECC |  | 22 | 1 | Electric Utility | HY | WAT | HYC |  |  |  | 0 | 0 | 0 | 0 | 0 | 0 | 0 | 0 | 0 | 0 | 0 | 0 | 0 | 0 | 0 | 0 | 0 | 0 | 0 | 0 | 0 | 0 | 0 | 0 | 0 | 0 | 0 | 0 | 0 | 0 | 0 | 0 | 0 | 0 | 0 | 0 | 201830 | 107012 | 146940 | 682211 | 497726 | 174534 | 180798 | 259603 | 138758 | 139047 | 89177 | 56966 | 201830 | 107012 | 146940 | 682211 | 497726 | 174534 | 180798 | 259603 | 138758 | 139047 | 89177 | 56966 | 23040 | 12216 | 16774 | 77878 | 56818 | 19924 | 20639 | 29635 | 15840 | 15873 | 10180 | 6503 | 0 | 0 | 2674602 | 2674602 | 305320 | 2020
54567 | N | . | MM Yolo Power | Yolo County Community Services Department | 61324 | CA | PACC | WECC |  | 22 | 2 | NAICS-22 Non-Cogen | IC | LFG | MLG |  |  | mcf | 50697 | 45604 | 48054 | 44974 | 47775 | 44033 | 49454 | 47217 | 46833 | 45073 | 45377 | 40528 | 50697 | 45604 | 48054 | 44974 | 47775 | 44033 | 49454 | 47217 | 46833 | 45073 | 45377 | 40528 | 0.472 | 0.472 | 0.472 | 0.472 | 0.472 | 0.472 | 0.472 | 0.472 | 0.472 | 0.472 | 0.472 | 0.472 | 23929 | 21525 | 22681 | 21228 | 22550 | 20784 | 23342 | 22286 | 22105 | 21274 | 21418 | 19129 | 23929 | 21525 | 22681 | 21228 | 22550 | 20784 | 23342 | 22286 | 22105 | 21274 | 21418 | 19129 | 1888.27 | 1698.529 | 1789.752 | 1675.045 | 1779.366 | 1640.001 | 1841.915 | 1758.578 | 1744.307 | 1678.734 | 1690.049 | 1509.454 | 555619 | 555619 | 262251 | 262251 | 20694 | 2020
54647 | N | . | TPC Windfarms LLC | Terra-Gen Operating Co-Wind | 2770 | CA | PACC | WECC |  | 22 | 2 | NAICS-22 Non-Cogen | WT | WND | WND |  |  |  | 0 | 0 | 0 | 0 | 0 | 0 | 0 | 0 | 0 | 0 | 0 | 0 | 0 | 0 | 0 | 0 | 0 | 0 | 0 | 0 | 0 | 0 | 0 | 0 | 0 | 0 | 0 | 0 | 0 | 0 | 0 | 0 | 0 | 0 | 0 | 0 | 25433 | 26071 | 37793 | 50954 | 51993 | 57660 | 56613 | 48233 | 26702 | 29092 | 22263 | 21863 | 25433 | 26071 | 37793 | 50954 | 51993 | 57660 | 56613 | 48233 | 26702 | 29092 | 22263 | 21863 | 2903.359 | 2976.14 | 4314.326 | 5816.661 | 5935.235 | 6582.182 | 6462.621 | 5506.022 | 3048.153 | 3321.05 | 2541.482 | 2495.769 | 0 | 0 | 454670 | 454670 | 51903 | 2020
54686 | N | . | Difwind Farms Ltd VI | Terra-Gen Operating Co-Wind | 2770 | CA | PACC | WECC |  | 22 | 2 | NAICS-22 Non-Cogen | WT | WND | WND |  |  |  | 0 | 0 | 0 | 0 | 0 | 0 | 0 | 0 | 0 | 0 | 0 | 0 | 0 | 0 | 0 | 0 | 0 | 0 | 0 | 0 | 0 | 0 | 0 | 0 | 0 | 0 | 0 | 0 | 0 | 0 | 0 | 0 | 0 | 0 | 0 | 0 | 12027 | 12329 | 17872 | 24095 | 24586 | 27266 | 26771 | 22808 | 12627 | 13757 | 10528 | 10339 | 12027 | 12329 | 17872 | 24095 | 24586 | 27266 | 26771 | 22808 | 12627 | 13757 | 10528 | 10339 | 1372.946 | 1407.364 | 2040.168 | 2750.595 | 2806.666 | 3112.596 | 3056.058 | 2603.699 | 1441.417 | 1570.465 | 1201.821 | 1180.205 | 0 | 0 | 215005 | 215005 | 24544 | 2020
54689 | N | . | Heber Geothermal | ORCAL Geothermal, Inc | 49748 | CA | PACC | WECC |  | 22 | 2 | NAICS-22 Non-Cogen | BT | GEO | GEO |  |  |  | 0 | 0 | 0 | 0 | 0 | 0 | 0 | 0 | 0 | 0 | 0 | 0 | 0 | 0 | 0 | 0 | 0 | 0 | 0 | 0 | 0 | 0 | 0 | 0 | 0 | 0 | 0 | 0 | 0 | 0 | 0 | 0 | 0 | 0 | 0 | 0 | 89614 | 98228 | 124629 | 119762 | 118651 | 110511 | 119439 | 119847 | 112492 | 108058 | 118904 | 116421 | 89614 | 98228 | 124629 | 119762 | 118651 | 110511 | 119439 | 119847 | 112492 | 108058 | 118904 | 116421 | 10229.911 | 11213.27 | 14227.099 | 13671.483 | 13544.631 | 12615.428 | 13634.532 | 13681.116 | 12841.565 | 12335.404 | 13573.488 | 13290.073 | 0 | 0 | 1356556 | 1356556 | 154858 | 2020
54689 | N | . | Heber Geothermal | ORCAL Geothermal, Inc | 49748 | CA | PACC | WECC |  | 22 | 2 | NAICS-22 Non-Cogen | ST | GEO | GEO |  |  |  | 0 | 0 | 0 | 0 | 0 | 0 | 0 | 0 | 0 | 0 | 0 | 0 | 0 | 0 | 0 | 0 | 0 | 0 | 0 | 0 | 0 | 0 | 0 | 0 | 0 | 0 | 0 | 0 | 0 | 0 | 0 | 0 | 0 | 0 | 0 | 0 | 102953 | 112850 | 143181 | 137589 | 136312 | 126961 | 137217 | 137686 | 129237 | 124143 | 136603 | 133751 | 102953 | 112850 | 143181 | 137589 | 136312 | 126961 | 137217 | 137686 | 129237 | 124143 | 136603 | 133751 | 11752.655 | 12882.393 | 16344.839 | 15706.518 | 15560.783 | 14493.266 | 15664.067 | 15717.585 | 14753.064 | 14171.56 | 15593.936 | 15268.334 | 0 | 0 | 1558483 | 1558483 | 177909 | 2020
54724 | N | . | Ormesa II | Ormat Nevada Inc | 34691 | CA | PACC | WECC |  | 22 | 2 | NAICS-22 Non-Cogen | BT | GEO | GEO |  |  |  | 0 | 0 | 0 | 0 | 0 | 0 | 0 | 0 | 0 | 0 | 0 | 0 | 0 | 0 | 0 | 0 | 0 | 0 | 0 | 0 | 0 | 0 | 0 | 0 | 0 | 0 | 0 | 0 | 0 | 0 | 0 | 0 | 0 | 0 | 0 | 0 | 0 | 0 | 0 | 0 | 0 | 0 | 0 | 0 | 0 | 0 | 0 | 0 | 0 | 0 | 0 | 0 | 0 | 0 | 0 | 0 | 0 | 0 | 0 | 0 | 0 | 0 | 0 | 0 | 0 | 0 | 0 | 0 | 0 | 0 | 0 | 0 | 0 | 0 | 0 | 0 | 0 | 2020
54724 | N | . | Ormesa II | Ormat Nevada Inc | 34691 | CA | PACC | WECC |  | 22 | 2 | NAICS-22 Non-Cogen | ST | GEO | GEO |  |  |  | 0 | 0 | 0 | 0 | 0 | 0 | 0 | 0 | 0 | 0 | 0 | 0 | 0 | 0 | 0 | 0 | 0 | 0 | 0 | 0 | 0 | 0 | 0 | 0 | 0 | 0 | 0 | 0 | 0 | 0 | 0 | 0 | 0 | 0 | 0 | 0 | 53365 | 58495 | 74217 | 71318 | 70657 | 65809 | 71126 | 71369 | 66989 | 64349 | 70807 | 69329 | 53365 | 58495 | 74217 | 71318 | 70657 | 65809 | 71126 | 71369 | 66989 | 64349 | 70807 | 69329 | 6091.915 | 6677.507 | 8472.243 | 8141.374 | 8065.833 | 7512.492 | 8119.369 | 8147.11 | 7647.157 | 7345.738 | 8083.018 | 7914.244 | 0 | 0 | 807830 | 807830 | 92218 | 2020
54749 | Y | . | Goal Line LP | Goal Line LP | 22269 | CA | PACC | WECC |  | 22 | 3 | NAICS-22 Cogen | CA | NG | NG |  |  | mcf | 0 | 0 | 0 | 0 | 0 | 0 | 0 | 0 | 0 | 0 | 0 | 0 | 0 | 0 | 0 | 0 | 0 | 0 | 0 | 0 | 0 | 0 | 0 | 0 | 0 | 0 | 0 | 0 | 0 | 0 | 0 | 0 | 0 | 0 | 0 | 0 | 0 | 0 | 0 | 0 | 0 | 0 | 0 | 0 | 0 | 0 | 0 | 0 | 0 | 0 | 0 | 0 | 0 | 0 | 0 | 0 | 0 | 0 | 0 | 0 | 0 | 0 | 0 | 0 | 57 | 163 | 493 | 1366 | 721 | 509 | 50 | 0 | 0 | 0 | 0 | 0 | 3359 | 2020
54749 | Y | . | Goal Line LP | Goal Line LP | 22269 | CA | PACC | WECC |  | 22 | 3 | NAICS-22 Cogen | CT | NG | NG |  |  | mcf | 0 | 0 | 0 | 0 | 2522 | 8066 | 23345 | 62698 | 33134 | 33382 | 2595 | 0 | 0 | 0 | 0 | 0 | 2105 | 6808 | 20128 | 54335 | 28709 | 27292 | 2164 | 0 | 0 | 0 | 0 | 0 | 1.036 | 1.023 | 1.016 | 1.017 | 1.019 | 1.017 | 1.018 | 0 | 0 | 0 | 0 | 0 | 2613 | 8252 | 23719 | 63764 | 33764 | 33949 | 2642 | 0 | 0 | 0 | 0 | 0 | 2181 | 6965 | 20450 | 55259 | 29254 | 27756 | 2203 | 0 | 0 | 0 | 0 | 0 | 226 | 740 | 2163 | 5807 | 3078 | 3086 | 236 | 0 | 165742 | 141541 | 168703 | 144068 | 15336 | 2020
54750 | N | . | Coram Tehachapi | Brookfield Renewable Trading and Marketing LP | 63235 | CA | PACC | WECC |  | 22 | 2 | NAICS-22 Non-Cogen | WT | WND | WND |  |  |  | 0 | 0 | 0 | 0 | 0 | 0 | 0 | 0 | 0 | 0 | 0 | 0 | 0 | 0 | 0 | 0 | 0 | 0 | 0 | 0 | 0 | 0 | 0 | 0 | 0 | 0 | 0 | 0 | 0 | 0 | 0 | 0 | 0 | 0 | 0 | 0 | 5152 | 5281 | 7655 | 10321 | 10531 | 11679 | 11467 | 9770 | 5408 | 5893 | 4509 | 4428 | 5152 | 5281 | 7655 | 10321 | 10531 | 11679 | 11467 | 9770 | 5408 | 5893 | 4509 | 4428 | 588.077 | 602.82 | 873.871 | 1178.17 | 1202.187 | 1333.227 | 1309.01 | 1115.25 | 617.406 | 672.682 | 514.78 | 505.52 | 0 | 0 | 92094 | 92094 | 10513 | 2020
54768 | Y | . | Live Oak Limited | WCAC Operating Company | 60662 | CA | PACC | WECC |  | 22 | 3 | NAICS-22 Cogen | GT | NG | NG |  |  | mcf | 0 | 473 | 550 | 6185 | 0 | 23193 | 30790 | 67363 | 30389 | 34994 | 3722 | 0 | 0 | 350 | 409 | 4878 | 0 | 18868 | 26443 | 50736 | 23716 | 27777 | 2945 | 0 | 0 | 1.04 | 1.04 | 1.04 | 0 | 1.04 | 1.04 | 1.04 | 1.04 | 1.04 | 1.04 | 0 | 0 | 492 | 572 | 6432 | 0 | 24121 | 32022 | 70058 | 31605 | 36394 | 3871 | 0 | 0 | 364 | 425 | 5073 | 0 | 19623 | 27501 | 52765 | 24665 | 28888 | 3063 | 0 | 0 | 43 | 55 | 662 | 0 | 2544 | 3561 | 6824 | 3191 | 3745 | 398 | 0 | 197659 | 156122 | 205567 | 162367 | 21023 | 2020
54800 | Y | . | Saint Agnes Medical Center | Saint Agnes Medical Center | 16578 | CA | PACC | WECC |  | 622 | 5 | Commercial NAICS Cogen | GT | NG | NG |  |  | mcf | 32249 | 30573 | 32231 | 31204 | 34439 | 39685 | 39224 | 42947 | 44627 | 39002 | 31015 | 32336 | 8828 | 8931 | 8855 | 8786 | 9127 | 10405 | 10979 | 11573 | 11073 | 10018 | 8859 | 8812 | 1.035 | 1.031 | 1.022 | 1.026 | 1.028 | 1.02 | 1.027 | 1.038 | 1.033 | 1.023 | 1.03 | 1.041 | 33378 | 31521 | 32940 | 32015 | 35403 | 40479 | 40283 | 44579 | 46100 | 39899 | 31945 | 33662 | 9137 | 9208 | 9050 | 9014 | 9383 | 10613 | 11275 | 12013 | 11438 | 10248 | 9125 | 9173 | 2234 | 2246 | 2209 | 2205 | 2292 | 2586 | 2761 | 2948 | 2771 | 2509 | 2223 | 2236 | 429532 | 116246 | 442204 | 119677 | 29220 | 2020
54909 | N | . | Tehachapi Wind Resource II | CalWind Resources Inc | 2719 | CA | PACC | WECC |  | 22 | 2 | NAICS-22 Non-Cogen | WT | WND | WND |  |  |  | 0 | 0 | 0 | 0 | 0 | 0 | 0 | 0 | 0 | 0 | 0 | 0 | 0 | 0 | 0 | 0 | 0 | 0 | 0 | 0 | 0 | 0 | 0 | 0 | 0 | 0 | 0 | 0 | 0 | 0 | 0 | 0 | 0 | 0 | 0 | 0 | 21328 | 21862 | 31692 | 42728 | 43599 | 48352 | 47473 | 40446 | 22391 | 24396 | 18669 | 18333 | 21328 | 21862 | 31692 | 42728 | 43599 | 48352 | 47473 | 40446 | 22391 | 24396 | 18669 | 18333 | 2434.652 | 2495.685 | 3617.84 | 4877.644 | 4977.076 | 5519.582 | 5419.323 | 4617.153 | 2556.072 | 2784.914 | 2131.196 | 2092.863 | 0 | 0 | 381269 | 381269 | 43524 | 2020
54912 | Y | . | Martinez Refining | Martinez Refining Co | 11651 | CA | PACC | WECC |  | 324 | 7 | Industrial NAICS Cogen | CA | NG | NG |  |  | mcf | 0 | 0 | 0 | 0 | 0 | 0 | 0 | 0 | 0 | 0 | 0 | 0 | 0 | 0 | 0 | 0 | 0 | 0 | 0 | 0 | 0 | 0 | 0 | 0 | 0 | 0 | 0 | 0 | 0 | 0 | 0 | 0 | 0 | 0 | 0 | 0 | 0 | 0 | 0 | 0 | 0 | 0 | 0 | 0 | 0 | 0 | 0 | 0 | 0 | 0 | 0 | 0 | 0 | 0 | 0 | 0 | 0 | 0 | 0 | 0 | 9928.306 | 8367.058 | 465.609 | 3385.367 | 754.152 | 7722.128 | 8997.032 | 9539.565 | 9873.234 | 9970.15 | 5608.971 | 6252.326 | 0 | 0 | 0 | 0 | 80863.898 | 2020
54912 | Y | . | Martinez Refining | Martinez Refining Co | 11651 | CA | PACC | WECC |  | 324 | 7 | Industrial NAICS Cogen | CA | OG | OOG |  |  | mcf | 310799 | 303040 | 215733 | 318937 | 265318 | 382806 | 394701 | 335268 | 351898 | 355824 | 399092 | 422384 | 27589 | 24381 | 2290 | 13775 | 2528 | 27978 | 33301 | 30263 | 34190 | 33336 | 26065 | 25859 | 0.756 | 0.637 | 0.573 | 0.581 | 0.568 | 0.587 | 0.532 | 0.597 | 0.621 | 0.619 | 0.616 | 0.583 | 234964 | 193036 | 123615 | 185302 | 150701 | 224707 | 209981 | 200155 | 218529 | 220255 | 245841 | 246250 | 20857 | 15531 | 1312 | 8003 | 1436 | 16423 | 17716 | 18067 | 21232 | 20635 | 16056 | 15076 | 3178.694 | 2366.942 | 151.391 | 1219.633 | 218.848 | 2502.872 | 2699.968 | 2753.435 | 3235.766 | 3144.85 | 2447.029 | 2297.674 | 4055800 | 281555 | 2453336 | 172344 | 26217.102 | 2020
54912 | Y | . | Martinez Refining | Martinez Refining Co | 11651 | CA | PACC | WECC |  | 324 | 7 | Industrial NAICS Cogen | CT | NG | NG |  |  | mcf | 704304 | 658030 | 366972 | 494091 | 499822 | 655284 | 678675 | 671305 | 644244 | 675316 | 647707 | 647424 | 431716 | 398856 | 217348 | 272851 | 263043 | 382741 | 413103 | 411437 | 409334 | 417897 | 463349 | 380159 | 1.042 | 1.037 | 1.036 | 1.041 | 1.039 | 1.058 | 1.031 | 1.033 | 1.035 | 1.034 | 0.87 | 1.035 | 733885 | 682377 | 380183 | 514349 | 519315 | 693290 | 699714 | 693458 | 666793 | 698277 | 563505 | 670084 | 449848 | 413614 | 225173 | 284038 | 273302 | 404940 | 425909 | 425014 | 423661 | 432105 | 403114 | 393465 | 57162 | 53337 | 33260 | 38711 | 39717 | 52612 | 54524 | 53834 | 53292 | 54469 | 54455 | 52399 | 7343174 | 4461834 | 7515230 | 4554183 | 597772 | 2020
54912 | Y | . | Martinez Refining | Martinez Refining Co | 11651 | CA | PACC | WECC |  | 324 | 7 | Industrial NAICS Cogen | CT | OG | OOG |  |  | mcf | 0 | 0 | 0 | 0 | 0 | 0 | 0 | 0 | 0 | 0 | 0 | 0 | 0 | 0 | 0 | 0 | 0 | 0 | 0 | 0 | 0 | 0 | 0 | 0 | 0 | 0 | 0 | 0 | 0 | 0 | 0 | 0 | 0 | 0 | 0 | 0 | 0 | 0 | 0 | 0 | 0 | 0 | 0 | 0 | 0 | 0 | 0 | 0 | 0 | 0 | 0 | 0 | 0 | 0 | 0 | 0 | 0 | 0 | 0 | 0 | 0 | 0 | 0 | 0 | 0 | 0 | 0 | 0 | 0 | 0 | 0 | 0 | 0 | 0 | 0 | 0 | 0 | 2020
54931 | N | . | Ridgetop | Terra-Gen Operating Co-Wind | 2770 | CA | PACC | WECC |  | 22 | 2 | NAICS-22 Non-Cogen | WT | WND | WND |  |  |  | 0 | 0 | 0 | 0 | 0 | 0 | 0 | 0 | 0 | 0 | 0 | 0 | 0 | 0 | 0 | 0 | 0 | 0 | 0 | 0 | 0 | 0 | 0 | 0 | 0 | 0 | 0 | 0 | 0 | 0 | 0 | 0 | 0 | 0 | 0 | 0 | 68482 | 70198 | 101762 | 137198 | 139994 | 155254 | 152434 | 129871 | 71897 | 78334 | 59946 | 58868 | 68482 | 70198 | 101762 | 137198 | 139994 | 155254 | 152434 | 129871 | 71897 | 78334 | 59946 | 58868 | 7817.525 | 8013.498 | 11616.671 | 15661.828 | 15981.097 | 17723.053 | 17401.128 | 14825.406 | 8207.396 | 8942.194 | 6843.145 | 6720.059 | 0 | 0 | 1224238 | 1224238 | 139753 | 2020
54936 | Y | . | Richard J Donovan Correctional Facility | California Dept of Corrections | 2806 | CA | PACC | WECC |  | 92214 | 5 | Commercial NAICS Cogen | GT | NG | NG |  |  | mcf | 1722 | 1523 | 1692 | 1196 | 1124 | 1582 | 2213 | 2750 | 2396 | 2489 | 1989 | 2205 | 1722 | 1523 | 1692 | 1196 | 1124 | 1582 | 2213 | 2750 | 2396 | 2489 | 1989 | 2205 | 1 | 1 | 1 | 1 | 1 | 1 | 1 | 1 | 1 | 1 | 1 | 1 | 1722 | 1523 | 1692 | 1196 | 1124 | 1582 | 2213 | 2750 | 2396 | 2489 | 1989 | 2205 | 1722 | 1523 | 1692 | 1196 | 1124 | 1582 | 2213 | 2750 | 2396 | 2489 | 1989 | 2205 | 514.782 | 455.406 | 505.759 | 357.506 | 336.137 | 472.9 | 661.541 | 822.139 | 716.255 | 744.037 | 594.476 | 659.062 | 22881 | 22881 | 22881 | 22881 | 6840 | 2020
54951 | Y | . | Monterey One Water | Monterey One Water | 12221 | CA | PACC | WECC |  | 22132 | 5 | Commercial NAICS Cogen | IC | NG | NG |  |  | mcf | 3330 | 2946 | 3271 | 2313 | 2174 | 3059 | 4279 | 5318 | 4633 | 4813 | 3845 | 4263 | 1224 | 1083 | 1203 | 850 | 799 | 1124 | 1573 | 1954 | 1703 | 1769 | 1414 | 1567 | 1.03 | 1.03 | 1.03 | 1.03 | 1.03 | 1.03 | 1.03 | 1.03 | 1.03 | 1.03 | 1.03 | 1.03 | 3430 | 3034 | 3369 | 2382 | 2239 | 3151 | 4407 | 5478 | 4772 | 4957 | 3960 | 4391 | 1261 | 1115 | 1239 | 876 | 823 | 1158 | 1620 | 2013 | 1754 | 1822 | 1456 | 1614 | 229.091 | 202.668 | 225.076 | 159.1 | 149.59 | 210.454 | 294.404 | 365.874 | 318.753 | 331.117 | 264.558 | 293.301 | 44244 | 16263 | 45570 | 16751 | 3043.986 | 2020
54951 | Y | . | Monterey One Water | Monterey One Water | 12221 | CA | PACC | WECC |  | 22132 | 5 | Commercial NAICS Cogen | IC | OBG | ORW |  |  | Mcf | 10876 | 9784 | 10309 | 9648 | 10249 | 9447 | 10610 | 10130 | 10047 | 9670 | 9735 | 8695 | 3998 | 3597 | 3790 | 3547 | 3767 | 3472 | 3900 | 3724 | 3693 | 3555 | 3579 | 3197 | 0.58 | 0.58 | 0.58 | 0.58 | 0.58 | 0.58 | 0.58 | 0.58 | 0.58 | 0.58 | 0.58 | 0.58 | 6308 | 5675 | 5979 | 5596 | 5944 | 5479 | 6154 | 5875 | 5827 | 5609 | 5646 | 5043 | 2319 | 2086 | 2198 | 2057 | 2185 | 2014 | 2262 | 2160 | 2142 | 2062 | 2076 | 1854 | 421.381 | 379.039 | 399.396 | 373.798 | 397.078 | 365.978 | 411.036 | 392.439 | 389.255 | 374.621 | 377.147 | 336.846 | 119200 | 43819 | 69135 | 25415 | 4618.014 | 2020
54996 | N | . | Salton Sea Power Gen Co - Unit 4 | CalEnergy Operating Corporation | 49899 | CA | PACC | WECC |  | 22 | 2 | NAICS-22 Non-Cogen | ST | GEO | GEO |  |  |  | 0 | 0 | 0 | 0 | 0 | 0 | 0 | 0 | 0 | 0 | 0 | 0 | 0 | 0 | 0 | 0 | 0 | 0 | 0 | 0 | 0 | 0 | 0 | 0 | 0 | 0 | 0 | 0 | 0 | 0 | 0 | 0 | 0 | 0 | 0 | 0 | 128792 | 141172 | 179115 | 172120 | 170523 | 158825 | 171655 | 172241 | 161672 | 155299 | 170886 | 167318 | 128792 | 141172 | 179115 | 172120 | 170523 | 158825 | 171655 | 172241 | 161672 | 155299 | 170886 | 167318 | 14702.234 | 16115.5 | 20446.919 | 19648.398 | 19466.088 | 18130.655 | 19595.293 | 19662.243 | 18455.655 | 17728.21 | 19507.562 | 19100.243 | 0 | 0 | 1949618 | 1949618 | 222559 | 2020
55009 | N | . | Montgomery Creek Hydro | Central Rivers Power US, LLC | 64078 | CA | PACC | WECC |  | 22 | 2 | NAICS-22 Non-Cogen | HY | WAT | HYC |  |  |  | 0 | 0 | 0 | 0 | 0 | 0 | 0 | 0 | 0 | 0 | 0 | 0 | 0 | 0 | 0 | 0 | 0 | 0 | 0 | 0 | 0 | 0 | 0 | 0 | 0 | 0 | 0 | 0 | 0 | 0 | 0 | 0 | 0 | 0 | 0 | 0 | 2420 | 1805 | 1911 | 2805 | 3842 | 3590 | 3796 | 3825 | 2664 | 2191 | 1657 | 1365 | 2420 | 1805 | 1911 | 2805 | 3842 | 3590 | 3796 | 3825 | 2664 | 2191 | 1657 | 1365 | 276.203 | 206.063 | 218.156 | 320.231 | 438.594 | 409.807 | 433.282 | 436.599 | 304.075 | 250.066 | 189.13 | 155.794 | 0 | 0 | 31871 | 31871 | 3638 | 2020
55084 | Y | . | Crockett Cogen Project | Crockett Cogeneration | 4464 | CA | PACC | WECC |  | 22 | 3 | NAICS-22 Cogen | CS | NG | NG |  |  | mcf | 1170506 | 1252773 | 906247 | 1021408 | 1062739 | 1205123 | 1298245 | 1167730 | 901429 | 1089979 | 489390 | 524516 | 816674 | 919525 | 566515 | 696042 | 723349 | 822327 | 887609 | 791429 | 564505 | 697134 | 229459 | 224014 | 1.043 | 1.043 | 1.043 | 1.043 | 1.037 | 1.035 | 1.033 | 1.037 | 1.04 | 1.047 | 1.049 | 1.042 | 1220838 | 1306642 | 945216 | 1065329 | 1102060 | 1247302 | 1341087 | 1210936 | 937486 | 1141208 | 513370 | 546546 | 851791 | 959065 | 590875 | 725972 | 750113 | 851108 | 916900 | 820712 | 587085 | 729899 | 240702 | 233423 | 135123 | 151923 | 93230 | 114039 | 117795 | 137753 | 149289 | 133483 | 95250 | 118309 | 38396 | 37294 | 12090085 | 7938582 | 12578020 | 8257645 | 1321884 | 2020
55094 | Y | . | MM San Diego-Miramar | MM San Diego Energy-Miramar | 57227 | CA | PACC | WECC |  | 22 | 3 | NAICS-22 Cogen | IC | LFG | MLG |  |  | mcf | 98400 | 88511 | 93265 | 87287 | 92724 | 85461 | 95983 | 91640 | 90897 | 87480 | 88069 | 78658 | 77555 | 69762 | 73509 | 68797 | 73081 | 67357 | 75651 | 72226 | 71641 | 68948 | 69413 | 61996 | 0.521 | 0.521 | 0.521 | 0.521 | 0.521 | 0.521 | 0.521 | 0.521 | 0.521 | 0.521 | 0.521 | 0.521 | 51266 | 46114 | 48591 | 45477 | 48309 | 44525 | 50007 | 47744 | 47357 | 45577 | 45884 | 40981 | 40406 | 36346 | 38298 | 35843 | 38075 | 35093 | 39414 | 37630 | 37325 | 35922 | 36164 | 32300 | 3947.344 | 3550.699 | 3741.397 | 3501.606 | 3719.685 | 3428.348 | 3850.44 | 3676.227 | 3646.395 | 3509.317 | 3532.972 | 3155.446 | 1078375 | 849936 | 561832 | 442816 | 43259.876 | 2020
55094 | Y | . | MM San Diego-Miramar | MM San Diego Energy-Miramar | 57227 | CA | PACC | WECC |  | 22 | 3 | NAICS-22 Cogen | IC | OBG | ORW |  |  | Mcf | 9009 | 8104 | 8539 | 7991 | 8489 | 7824 | 8788 | 8390 | 8322 | 8009 | 8063 | 7201 | 7100 | 6386 | 6731 | 6298 | 6692 | 6166 | 6925 | 6612 | 6559 | 6312 | 6354 | 5676 | 0.59 | 0.59 | 0.59 | 0.59 | 0.59 | 0.59 | 0.59 | 0.59 | 0.59 | 0.59 | 0.59 | 0.59 | 5315 | 4781 | 5038 | 4715 | 5009 | 4616 | 5185 | 4950 | 4910 | 4725 | 4757 | 4249 | 4189 | 3768 | 3971 | 3716 | 3948 | 3638 | 4086 | 3901 | 3870 | 3724 | 3749 | 3349 | 409.255 | 368.132 | 387.903 | 363.042 | 385.652 | 355.446 | 399.208 | 381.146 | 378.053 | 363.841 | 366.294 | 327.152 | 98729 | 77811 | 58250 | 45909 | 4485.124 | 2020
55112 | N | . | Sutter Energy Center | Calpine Corp-Sutter | 22650 | CA | PACC | WECC |  | 22 | 2 | NAICS-22 Non-Cogen | CA | NG | NG |  |  | mcf | 0 | 0 | 4312 | 0 | 4167 | 0 | 2268 | 9960 | 4700 | 556 | 0 | 16000 | 0 | 0 | 4312 | 0 | 4167 | 0 | 2268 | 9960 | 4700 | 556 | 0 | 16000 | 0 | 0 | 1.032 | 0 | 1.02 | 0 | 1.027 | 1.032 | 1.033 | 1.038 | 0 | 1.03 | 0 | 0 | 4450 | 0 | 4250 | 0 | 2329 | 10279 | 4855 | 577 | 0 | 16480 | 0 | 0 | 4450 | 0 | 4250 | 0 | 2329 | 10279 | 4855 | 577 | 0 | 16480 | 0 | 0 | 10364 | 0 | 12969 | 16800 | 41363 | 62212 | 63848 | 49009 | 1538 | 45213 | 41963 | 41963 | 43220 | 43220 | 303316 | 2020
55112 | N | . | Sutter Energy Center | Calpine Corp-Sutter | 22650 | CA | PACC | WECC |  | 22 | 2 | NAICS-22 Non-Cogen | CT | NG | NG |  |  | mcf | 0 | 0 | 231806 | 0 | 289374 | 389840 | 930682 | 1356690 | 1406763 | 1083304 | 46774 | 1063773 | 0 | 0 | 231806 | 0 | 289374 | 389840 | 930682 | 1356690 | 1406763 | 1083304 | 46774 | 1063773 | 0 | 0 | 1.032 | 0 | 1.02 | 1.023 | 1.027 | 1.032 | 1.033 | 1.038 | 1.032 | 1.03 | 0 | 0 | 239224 | 0 | 295161 | 398806 | 955810 | 1400104 | 1453186 | 1124470 | 48271 | 1095686 | 0 | 0 | 239224 | 0 | 295161 | 398806 | 955810 | 1400104 | 1453186 | 1124470 | 48271 | 1095686 | 0 | 0 | 20219 | 0 | 25374 | 33603 | 81245 | 121451 | 125314 | 97974 | 3791 | 90156 | 6799006 | 6799006 | 7010718 | 7010718 | 599127 | 2020
55151 | N | . | La Paloma Generating Plant | CXA La Paloma LLC | 61173 | CA | PACC | WECC |  | 22 | 2 | NAICS-22 Non-Cogen | CS | NG | NG |  |  | mcf | 364951 | 132316 | 1334383 | 159306 | 151628 | 468516 | 761502 | 1673910 | 1794949 | 2766079 | 1167728 | 1046941 | 364951 | 132316 | 1334383 | 159306 | 151628 | 468516 | 761502 | 1673910 | 1794949 | 2766079 | 1167728 | 1046941 | 1.046 | 1.045 | 1.047 | 1.045 | 1.033 | 1.031 | 1.025 | 1.029 | 1.036 | 1.032 | 1.044 | 1.049 | 381739 | 138270 | 1397099 | 166475 | 156632 | 483040 | 780540 | 1722453 | 1859567 | 2854594 | 1219108 | 1098241 | 381739 | 138270 | 1397099 | 166475 | 156632 | 483040 | 780540 | 1722453 | 1859567 | 2854594 | 1219108 | 1098241 | 50538 | 18672 | 188524 | 22668 | 20138 | 63815 | 97260 | 217145 | 238292 | 396500 | 154494 | 138809 | 11822209 | 11822209 | 12257758 | 12257758 | 1606855 | 2020
55160 | N | . | MM Tulare Energy | MM Tulare Energy LLC | 57231 | CA | PACC | WECC |  | 22 | 2 | NAICS-22 Non-Cogen | IC | LFG | MLG |  |  | mcf | 24910 | 22407 | 23611 | 22098 | 23474 | 21635 | 24299 | 23200 | 23011 | 22146 | 22296 | 19913 | 24910 | 22407 | 23611 | 22098 | 23474 | 21635 | 24299 | 23200 | 23011 | 22146 | 22296 | 19913 | 0.4 | 0.4 | 0.4 | 0.4 | 0.4 | 0.4 | 0.4 | 0.4 | 0.4 | 0.4 | 0.4 | 0.4 | 9964 | 8963 | 9444 | 8839 | 9390 | 8654 | 9720 | 9280 | 9204 | 8858 | 8918 | 7965 | 9964 | 8963 | 9444 | 8839 | 9390 | 8654 | 9720 | 9280 | 9204 | 8858 | 8918 | 7965 | 523.94 | 471.294 | 496.606 | 464.778 | 493.724 | 455.054 | 511.079 | 487.956 | 483.996 | 465.801 | 468.941 | 418.831 | 273000 | 273000 | 109199 | 109199 | 5742 | 2020
55161 | N | . | MM Lopez Energy | MM Lopez Energy LLC | 57232 | CA | PACC | WECC |  | 22 | 2 | NAICS-22 Non-Cogen | IC | LFG | MLG |  |  | mcf | 43118 | 38784 | 40867 | 38248 | 40630 | 37448 | 42058 | 40155 | 39830 | 38332 | 38591 | 34467 | 43118 | 38784 | 40867 | 38248 | 40630 | 37448 | 42058 | 40155 | 39830 | 38332 | 38591 | 34467 | 0.493 | 0.493 | 0.493 | 0.493 | 0.493 | 0.493 | 0.493 | 0.493 | 0.493 | 0.493 | 0.493 | 0.493 | 21257 | 19121 | 20147 | 18856 | 20031 | 18462 | 20735 | 19796 | 19636 | 18898 | 19025 | 16992 | 21257 | 19121 | 20147 | 18856 | 20031 | 18462 | 20735 | 19796 | 19636 | 18898 | 19025 | 16992 | 2211.467 | 1989.251 | 2096.088 | 1961.747 | 2083.924 | 1920.704 | 2157.178 | 2059.577 | 2042.864 | 1966.067 | 1979.319 | 1767.814 | 472528 | 472528 | 232956 | 232956 | 24236 | 2020
55182 | N | . | Sunrise Power LLC | Sunrise Power Co LLC | 18320 | CA | PACC | WECC |  | 22 | 2 | NAICS-22 Non-Cogen | CA | NG | NG |  |  | mcf | 110164 | 116026 | 50786 | 114661 | 48110 | 158328 | 164038 | 121886 | 150117 | 147417 | 105098 | 65705 | 110164 | 116026 | 50786 | 114661 | 48110 | 158328 | 164038 | 121886 | 150117 | 147417 | 105098 | 65705 | 1.05 | 1.05 | 1.05 | 1.04 | 1.04 | 1.03 | 1.02 | 1.03 | 1.03 | 1.03 | 1.04 | 1.05 | 115672 | 121827 | 53325 | 119247 | 50034 | 163078 | 167319 | 125543 | 154621 | 151840 | 109302 | 68990 | 115672 | 121827 | 53325 | 119247 | 50034 | 163078 | 167319 | 125543 | 154621 | 151840 | 109302 | 68990 | 126411 | 111973 | 41257 | 82877 | 42172 | 105294 | 131940 | 97621 | 123562 | 123486 | 118492 | 98442 | 1352336 | 1352336 | 1400798 | 1400798 | 1203527 | 2020
55182 | N | . | Sunrise Power LLC | Sunrise Power Co LLC | 18320 | CA | PACC | WECC |  | 22 | 2 | NAICS-22 Non-Cogen | CT | NG | NG |  |  | mcf | 2055976 | 1806297 | 670692 | 1317098 | 718962 | 1594677 | 2040779 | 1609060 | 1891991 | 1929019 | 1928275 | 1626552 | 2055976 | 1806297 | 670692 | 1317098 | 718962 | 1594677 | 2040779 | 1609060 | 1891991 | 1929019 | 1928275 | 1626552 | 1.05 | 1.045 | 1.05 | 1.05 | 1.04 | 1.03 | 1.02 | 1.03 | 1.035 | 1.03 | 1.04 | 1.05 | 2158775 | 1887580 | 704227 | 1382953 | 747720 | 1642517 | 2081595 | 1657332 | 1958211 | 1986890 | 2005406 | 1707880 | 2158775 | 1887580 | 704227 | 1382953 | 747720 | 1642517 | 2081595 | 1657332 | 1958211 | 1986890 | 2005406 | 1707880 | 191162 | 162696 | 62903 | 123776 | 64975 | 145846 | 185543 | 144559 | 173059 | 178525 | 179237 | 152201 | 19189378 | 19189378 | 19921086 | 19921086 | 1764482 | 2020
55217 | Y | . | Los Medanos Energy Center | Los Medanos Energy Center LLC | 2843 | CA | PACC | WECC |  | 22 | 3 | NAICS-22 Cogen | CA | NG | NG |  |  | mcf | 52985 | 46187 | 34474 | 36253 | 57474 | 51918 | 62091 | 80546 | 53020 | 82696 | 67941 | 117962 | 52985 | 46187 | 34474 | 36253 | 57474 | 51918 | 62091 | 80546 | 53020 | 82696 | 67941 | 117962 | 1.042 | 1.043 | 1.046 | 1.045 | 1.037 | 1.035 | 1.033 | 1.04 | 1.039 | 1.05 | 1.047 | 1.042 | 55210 | 48173 | 36060 | 37884 | 59601 | 53735 | 64140 | 83768 | 55088 | 86831 | 71134 | 122916 | 55210 | 48173 | 36060 | 37884 | 59601 | 53735 | 64140 | 83768 | 55088 | 86831 | 71134 | 122916 | 85781 | 74067 | 80142 | 68746 | 63184 | 81307 | 85296 | 101683 | 81989 | 101099 | 90230 | 117148 | 743547 | 743547 | 774540 | 774540 | 1030672 | 2020
55217 | Y | . | Los Medanos Energy Center | Los Medanos Energy Center LLC | 2843 | CA | PACC | WECC |  | 22 | 3 | NAICS-22 Cogen | CT | NG | NG |  |  | mcf | 1770728 | 1524898 | 1660303 | 1413773 | 1320772 | 1689236 | 1751566 | 1985834 | 1732962 | 2062608 | 1880447 | 2281146 | 1526822 | 1317040 | 1427921 | 1232555 | 1145388 | 1487255 | 1535279 | 1746653 | 1496425 | 1786030 | 1633773 | 2017158 | 1.042 | 1.043 | 1.046 | 1.045 | 1.037 | 1.035 | 1.033 | 1.04 | 1.039 | 1.05 | 1.047 | 1.042 | 1845099 | 1590469 | 1736677 | 1477393 | 1369641 | 1748359 | 1809368 | 2065267 | 1800548 | 2165738 | 1968828 | 2376954 | 1590949 | 1373673 | 1493605 | 1288020 | 1187767 | 1539309 | 1585943 | 1816519 | 1554786 | 1875332 | 1710560 | 2101879 | 160651 | 138377 | 148885 | 129042 | 122491 | 157022 | 161478 | 182619 | 157914 | 192885 | 176685 | 217303 | 21074273 | 18352299 | 21954341 | 19118342 | 1945352 | 2020
55295 | N | . | Blythe Energy Inc | AltaGas Blythe Operations Inc | 58453 | CA | PACC | WECC |  | 22 | 2 | NAICS-22 Non-Cogen | CA | NG | NG |  |  | mcf | 0 | 0 | 0 | 0 | 0 | 0 | 0 | 0 | 0 | 0 | 0 | 0 | 0 | 0 | 0 | 0 | 0 | 0 | 0 | 0 | 0 | 0 | 0 | 0 | 0 | 0 | 0 | 0 | 0 | 0 | 0 | 0 | 0 | 0 | 0 | 0 | 0 | 0 | 0 | 0 | 0 | 0 | 0 | 0 | 0 | 0 | 0 | 0 | 0 | 0 | 0 | 0 | 0 | 0 | 0 | 0 | 0 | 0 | 0 | 0 | 5749 | 80 | 61149 | 24011 | 13169 | 48617 | 77583 | 91237 | 97097 | 69255 | 84801 | 83397 | 0 | 0 | 0 | 0 | 656145 | 2020
55295 | N | . | Blythe Energy Inc | AltaGas Blythe Operations Inc | 58453 | CA | PACC | WECC |  | 22 | 2 | NAICS-22 Non-Cogen | CT | NG | NG |  |  | mcf | 136346 | 10666 | 1212674 | 559079 | 273937 | 1045273 | 1589401 | 1868646 | 1960346 | 1491935 | 1745846 | 1731447 | 136346 | 10666 | 1212674 | 559079 | 273937 | 1045273 | 1589401 | 1868646 | 1960346 | 1491935 | 1745846 | 1731447 | 1.033 | 1.035 | 1.027 | 1.035 | 1.03 | 1.02 | 1.019 | 1.02 | 1.022 | 1.018 | 1.018 | 1.027 | 140845 | 11039 | 1245416 | 578647 | 282155 | 1066178 | 1619600 | 1906019 | 2003474 | 1518790 | 1777271 | 1778196 | 140845 | 11039 | 1245416 | 578647 | 282155 | 1066178 | 1619600 | 1906019 | 2003474 | 1518790 | 1777271 | 1778196 | 13251 | 811 | 108323 | 51776 | 23663 | 95518 | 138613 | 167352 | 178069 | 133117 | 160111 | 157941 | 13625596 | 13625596 | 13927630 | 13927630 | 1228545 | 2020
55333 | N | . | Delta Energy Center | Delta Energy Center LLC | 5030 | CA | PACC | WECC |  | 22 | 2 | NAICS-22 Non-Cogen | CA | NG | NG |  |  | mcf | 4986 | 2677 | 17741 | 6372 | 0 | 18027 | 25280 | 78761 | 53604 | 44199 | 31724 | 24567 | 4986 | 2677 | 17741 | 6372 | 0 | 18027 | 25280 | 78761 | 53604 | 44199 | 31724 | 24567 | 1.035 | 1.036 | 1.041 | 1.036 | 0 | 1.029 | 1.027 | 1.034 | 1.032 | 1.042 | 1.041 | 1.036 | 5161 | 2773 | 18468 | 6601 | 0 | 18550 | 25963 | 81439 | 55319 | 46055 | 33025 | 25451 | 5161 | 2773 | 18468 | 6601 | 0 | 18550 | 25963 | 81439 | 55319 | 46055 | 33025 | 25451 | 142598 | 109650 | 132786 | 97293 | 21 | 62341 | 112090 | 161466 | 143118 | 150224 | 156737 | 130064 | 307938 | 307938 | 318805 | 318805 | 1398388 | 2020
55333 | N | . | Delta Energy Center | Delta Energy Center LLC | 5030 | CA | PACC | WECC |  | 22 | 2 | NAICS-22 Non-Cogen | CT | NG | NG |  |  | mcf | 2855488 | 2204440 | 2620435 | 1956145 | 442 | 1260433 | 2195488 | 3033852 | 2685928 | 2809562 | 3009607 | 2579213 | 2855488 | 2204440 | 2620435 | 1956145 | 442 | 1260433 | 2195488 | 3033852 | 2685928 | 2809562 | 3009607 | 2579213 | 1.035 | 1.036 | 1.041 | 1.036 | 1.025 | 1.029 | 1.027 | 1.034 | 1.032 | 1.042 | 1.041 | 1.036 | 2955430 | 2283800 | 2727873 | 2026566 | 453 | 1296986 | 2254766 | 3137003 | 2771878 | 2927564 | 3133001 | 2672065 | 2955430 | 2283800 | 2727873 | 2026566 | 453 | 1296986 | 2254766 | 3137003 | 2771878 | 2927564 | 3133001 | 2672065 | 259900 | 200237 | 238896 | 176459 | 35 | 111266 | 195508 | 274358 | 239834 | 254621 | 274220 | 236491 | 27211033 | 27211033 | 28187385 | 28187385 | 2461825 | 2020
55345 | N | . | Otay Mesa Generating Project | Otay Mesa Energy Center LLC | 14274 | CA | PACC | WECC |  | 22 | 2 | NAICS-22 Non-Cogen | CA | NG | NG |  |  | mcf | 783 | 4667 | 20655 | 21614 | 47183 | 66298 | 106444 | 68854 | 64337 | 94602 | 18166 | 17337 | 783 | 4667 | 20655 | 21614 | 47183 | 66298 | 106444 | 68854 | 64337 | 94602 | 18166 | 17337 | 1.032 | 1.032 | 1.032 | 1.032 | 1.032 | 1.032 | 1.032 | 1.032 | 1.032 | 1.032 | 1.032 | 1.032 | 808 | 4816 | 21316 | 22306 | 48693 | 68420 | 109850 | 71057 | 66396 | 97629 | 18747 | 17892 | 808 | 4816 | 21316 | 22306 | 48693 | 68420 | 109850 | 71057 | 66396 | 97629 | 18747 | 17892 | 10146 | 23447 | 65261 | 51575 | 53923 | 68525 | 100695 | 90855 | 90435 | 120663 | 63494 | 57366 | 530940 | 530940 | 547930 | 547930 | 796385 | 2020
55345 | N | . | Otay Mesa Generating Project | Otay Mesa Energy Center LLC | 14274 | CA | PACC | WECC |  | 22 | 2 | NAICS-22 Non-Cogen | CT | NG | NG |  |  | mcf | 219704 | 461040 | 1180892 | 976600 | 955671 | 1226795 | 1676275 | 1547231 | 1602997 | 2037672 | 1214476 | 1094576 | 219704 | 461040 | 1180892 | 976600 | 955671 | 1226795 | 1676275 | 1547231 | 1602997 | 2037672 | 1214476 | 1094576 | 1.032 | 1.032 | 1.032 | 1.032 | 1.032 | 1.032 | 1.032 | 1.032 | 1.032 | 1.032 | 1.032 | 1.032 | 226735 | 475793 | 1218681 | 1007851 | 986252 | 1266052 | 1729916 | 1596742 | 1654293 | 2102878 | 1253339 | 1129602 | 226735 | 475793 | 1218681 | 1007851 | 986252 | 1266052 | 1729916 | 1596742 | 1654293 | 2102878 | 1253339 | 1129602 | 17925 | 40684 | 110856 | 88544 | 86695 | 114787 | 156458 | 139659 | 142905 | 196802 | 115918 | 100066 | 14193929 | 14193929 | 14648134 | 14648134 | 1311299 | 2020
55393 | N | . | Metcalf Energy Center | Calpine Corp - Metcalf Energy Center | 2799 | CA | PACC | WECC |  | 22 | 2 | NAICS-22 Non-Cogen | CA | NG | NG |  |  | mcf | 4891 | 10006 | 5845 | 8673 | 9603 | 32787 | 29309 | 74459 | 49393 | 37000 | 18588 | 46573 | 4891 | 10006 | 5845 | 8673 | 9603 | 32787 | 29309 | 74459 | 49393 | 37000 | 18588 | 46573 | 1.041 | 1.041 | 1.037 | 1.036 | 1.033 | 1.032 | 1.028 | 1.033 | 1.034 | 1.034 | 1.029 | 1.038 | 5092 | 10416 | 6061 | 8985 | 9920 | 33836 | 30130 | 76916 | 51072 | 38258 | 19127 | 48343 | 5092 | 10416 | 6061 | 8985 | 9920 | 33836 | 30130 | 76916 | 51072 | 38258 | 19127 | 48343 | 80543 | 51970 | 30879 | 41785 | 17009 | 69211 | 82159 | 119927 | 91888 | 110317 | 83665 | 129933 | 327127 | 327127 | 338156 | 338156 | 909286 | 2020
55393 | N | . | Metcalf Energy Center | Calpine Corp - Metcalf Energy Center | 2799 | CA | PACC | WECC |  | 22 | 2 | NAICS-22 Non-Cogen | CT | NG | NG |  |  | mcf | 1586318 | 1044697 | 622950 | 856393 | 355701 | 1334411 | 1568095 | 2166151 | 1702894 | 2059407 | 1654509 | 2466857 | 1586318 | 1044697 | 622950 | 856393 | 355701 | 1334411 | 1568095 | 2166151 | 1702894 | 2059407 | 1654509 | 2466857 | 1.041 | 1.041 | 1.037 | 1.036 | 1.033 | 1.032 | 1.028 | 1.033 | 1.034 | 1.034 | 1.029 | 1.038 | 1651357 | 1087530 | 645999 | 887223 | 367439 | 1377112 | 1612002 | 2237634 | 1760792 | 2129427 | 1702490 | 2560598 | 1651357 | 1087530 | 645999 | 887223 | 367439 | 1377112 | 1612002 | 2237634 | 1760792 | 2129427 | 1702490 | 2560598 | 134802 | 88248 | 52492 | 72608 | 29005 | 112637 | 130835 | 183446 | 143024 | 174908 | 140497 | 212654 | 17418383 | 17418383 | 18019603 | 18019603 | 1475156 | 2020
55396 | N | . | Green Power I | FPL Energy Green Power | 49750 | CA | PACC | WECC |  | 22 | 2 | NAICS-22 Non-Cogen | WT | WND | WND |  |  |  | 0 | 0 | 0 | 0 | 0 | 0 | 0 | 0 | 0 | 0 | 0 | 0 | 0 | 0 | 0 | 0 | 0 | 0 | 0 | 0 | 0 | 0 | 0 | 0 | 0 | 0 | 0 | 0 | 0 | 0 | 0 | 0 | 0 | 0 | 0 | 0 | 5872 | 6019 | 8725 | 11764 | 12004 | 13312 | 13070 | 11136 | 6165 | 6717 | 5140 | 5048 | 5872 | 6019 | 8725 | 11764 | 12004 | 13312 | 13070 | 11136 | 6165 | 6717 | 5140 | 5048 | 670.306 | 687.11 | 996.061 | 1342.91 | 1370.285 | 1519.648 | 1492.045 | 1271.192 | 703.736 | 766.741 | 586.76 | 576.206 | 0 | 0 | 104972 | 104972 | 11983 | 2020
55400 | Y | . | Elk Hills Power LLC | Elk Hills Power LLC | 34164 | CA | PACC | WECC |  | 22 | 3 | NAICS-22 Cogen | CA | NG | NG |  |  | mcf | 27733 | 5227 | 10122 | 1192 | 20398 | 80829 | 104068 | 104193 | 193198 | 214529 | 29261 | 54794 | 27733 | 5227 | 10122 | 1192 | 20398 | 80829 | 104068 | 104193 | 193198 | 214529 | 29261 | 54794 | 1.01 | 0.8 | 0.99 | 0.99 | 0.98 | 0.98 | 0.98 | 0.98 | 0.98 | 0.98 | 0.99 | 0.99 | 28010 | 4182 | 10021 | 1180 | 19990 | 79212 | 101987 | 102109 | 189334 | 210238 | 28968 | 54246 | 28010 | 4182 | 10021 | 1180 | 19990 | 79212 | 101987 | 102109 | 189334 | 210238 | 28968 | 54246 | 117863 | 24873 | 52531 | 79065 | 115298 | 123419 | 133139 | 130775 | 137855 | 144854 | 78181 | 125298 | 845544 | 845544 | 829477 | 829477 | 1263151 | 2020
55400 | Y | . | Elk Hills Power LLC | Elk Hills Power LLC | 34164 | CA | PACC | WECC |  | 22 | 3 | NAICS-22 Cogen | CT | NG | NG |  |  | mcf | 2410834 | 482217 | 1147721 | 1713908 | 2276783 | 2305055 | 2376431 | 2322376 | 2300748 | 2426139 | 1585047 | 2370535 | 2129549 | 460034 | 1045013 | 1569994 | 2114971 | 2146700 | 2224847 | 2189443 | 2125763 | 2240454 | 1474836 | 2252953 | 1 | 0.98 | 0.99 | 0.99 | 0.98 | 0.98 | 0.98 | 0.97 | 0.98 | 0.98 | 0.97 | 0.99 | 2410834 | 472573 | 1136244 | 1696769 | 2231247 | 2258954 | 2328902 | 2252705 | 2254733 | 2377616 | 1537496 | 2346830 | 2129549 | 450833 | 1034563 | 1554294 | 2072672 | 2103766 | 2180350 | 2123760 | 2083248 | 2195645 | 1430591 | 2230423 | 214945 | 45385 | 103637 | 151318 | 200255 | 200823 | 209625 | 203419 | 202539 | 215691 | 142723 | 220189 | 23717794 | 21974557 | 23304903 | 21589694 | 2110549 | 2020
55512 | N | . | Cuyamaca Peak Energy Plant | San Diego Gas & Electric Co | 16609 | CA | PACC | WECC |  | 22 | 1 | Electric Utility | GT | NG | NG |  |  | mcf | 5782 | 5115 | 5681 | 4015 | 3775 | 5312 | 7430 | 9234 | 8045 | 8357 | 6677 | 7403 | 5782 | 5115 | 5681 | 4015 | 3775 | 5312 | 7430 | 9234 | 8045 | 8357 | 6677 | 7403 | 1.02 | 1.02 | 1.02 | 1.02 | 1.02 | 1.02 | 1.02 | 1.02 | 1.02 | 1.02 | 1.02 | 1.02 | 5898 | 5217 | 5795 | 4095 | 3851 | 5418 | 7579 | 9419 | 8206 | 8524 | 6811 | 7551 | 5898 | 5217 | 5795 | 4095 | 3851 | 5418 | 7579 | 9419 | 8206 | 8524 | 6811 | 7551 | 510.342 | 451.478 | 501.396 | 354.423 | 333.238 | 468.821 | 655.835 | 815.047 | 710.076 | 737.619 | 589.348 | 653.377 | 76826 | 76826 | 78364 | 78364 | 6781 | 2020
55518 | N | . | High Desert Power Plant | MRP Generation Holdings, LLC | 60431 | CA | PACC | WECC |  | 22 | 2 | NAICS-22 Non-Cogen | CA | NG | NG |  |  | mcf | 61493 | 120694 | 150732 | 0 | 0 | 20440 | 148327 | 164611 | 193464 | 214420 | 143794 | 95085 | 61493 | 120694 | 150732 | 0 | 0 | 20440 | 148327 | 164611 | 193464 | 214420 | 143794 | 95085 | 1.033 | 1.031 | 1.047 | 0 | 0 | 1.027 | 1.021 | 1.015 | 1.024 | 1.024 | 1.035 | 1.036 | 63522 | 124436 | 157816 | 0 | 0 | 20992 | 151442 | 167080 | 198107 | 219566 | 148827 | 98508 | 63522 | 124436 | 157816 | 0 | 0 | 20992 | 151442 | 167080 | 198107 | 219566 | 148827 | 98508 | 91072 | 129663 | 141738 | 0 | 0 | 14634 | 97245 | 122636 | 128553 | 173433 | 129478 | 101602 | 1313060 | 1313060 | 1350296 | 1350296 | 1130054 | 2020
55518 | N | . | High Desert Power Plant | MRP Generation Holdings, LLC | 60431 | CA | PACC | WECC |  | 22 | 2 | NAICS-22 Non-Cogen | CT | NG | NG |  |  | mcf | 1833311 | 2511870 | 2553835 | 0 | 0 | 315800 | 1794840 | 2224427 | 2310270 | 3138570 | 2422320 | 1981206 | 1833311 | 2511870 | 2553835 | 0 | 0 | 315800 | 1794840 | 2224427 | 2310270 | 3138570 | 2422320 | 1981206 | 1.033 | 1.031 | 1.047 | 0 | 0 | 1.027 | 1.021 | 1.015 | 1.024 | 1.024 | 1.035 | 1.036 | 1893810 | 2589738 | 2673865 | 0 | 0 | 324327 | 1832532 | 2257793 | 2365716 | 3213896 | 2507101 | 2052529 | 1893810 | 2589738 | 2673865 | 0 | 0 | 324327 | 1832532 | 2257793 | 2365716 | 3213896 | 2507101 | 2052529 | 168372 | 228060 | 234378 | 0 | 0 | 29534 | 161982 | 200020 | 209015 | 289094 | 223259 | 182782 | 21086449 | 21086449 | 21711307 | 21711307 | 1926496 | 2020
55538 | N | . | Escondido Energy Center | Wellhead Services, Inc | 20323 | CA | PACC | WECC |  | 22 | 2 | NAICS-22 Non-Cogen | GT | NG | NG |  |  | mcf | 9898 | 8757 | 9726 | 6875 | 6464 | 9094 | 12721 | 15810 | 13774 | 14308 | 11432 | 12674 | 9898 | 8757 | 9726 | 6875 | 6464 | 9094 | 12721 | 15810 | 13774 | 14308 | 11432 | 12674 | 1.03 | 1.03 | 1.03 | 1.03 | 1.03 | 1.03 | 1.03 | 1.03 | 1.03 | 1.03 | 1.03 | 1.03 | 10195 | 9020 | 10018 | 7081 | 6658 | 9367 | 13103 | 16284 | 14187 | 14737 | 11775 | 13054 | 10195 | 9020 | 10018 | 7081 | 6658 | 9367 | 13103 | 16284 | 14187 | 14737 | 11775 | 13054 | 965.366 | 854.02 | 948.445 | 670.429 | 630.355 | 886.826 | 1240.583 | 1541.751 | 1343.187 | 1395.287 | 1114.817 | 1235.934 | 131533 | 131533 | 135479 | 135479 | 12827 | 2020
55540 | N | . | Chula Vista Energy Center | Wellhead Services, Inc | 20323 | CA | PACC | WECC |  | 22 | 2 | NAICS-22 Non-Cogen | GT | NG | NG |  |  | mcf | 2951 | 2611 | 2899 | 2049 | 1927 | 2711 | 3792 | 4713 | 4106 | 4265 | 3408 | 3778 | 2951 | 2611 | 2899 | 2049 | 1927 | 2711 | 3792 | 4713 | 4106 | 4265 | 3408 | 3778 | 1.026 | 1.026 | 1.026 | 1.026 | 1.026 | 1.026 | 1.026 | 1.026 | 1.026 | 1.026 | 1.026 | 1.026 | 3028 | 2679 | 2974 | 2102 | 1977 | 2781 | 3891 | 4836 | 4213 | 4376 | 3497 | 3876 | 3028 | 2679 | 2974 | 2102 | 1977 | 2781 | 3891 | 4836 | 4213 | 4376 | 3497 | 3876 | 180.548 | 159.725 | 177.385 | 125.389 | 117.894 | 165.861 | 232.023 | 288.35 | 251.213 | 260.957 | 208.501 | 231.154 | 39210 | 39210 | 40230 | 40230 | 2399 | 2020
55541 | N | . | Indigo Energy Facility | Diamond Generating Corporation | 49981 | CA | PACC | WECC |  | 22 | 2 | NAICS-22 Non-Cogen | GT | NG | NG |  |  | mcf | 32304 | 28577 | 31737 | 22434 | 21093 | 29675 | 41513 | 51591 | 44946 | 46690 | 37304 | 41357 | 32304 | 28577 | 31737 | 22434 | 21093 | 29675 | 41513 | 51591 | 44946 | 46690 | 37304 | 41357 | 1.017 | 1.017 | 1.017 | 1.017 | 1.017 | 1.017 | 1.017 | 1.017 | 1.017 | 1.017 | 1.017 | 1.017 | 32853 | 29063 | 32277 | 22815 | 21452 | 30179 | 42219 | 52468 | 45710 | 47484 | 37938 | 42060 | 32853 | 29063 | 32277 | 22815 | 21452 | 30179 | 42219 | 52468 | 45710 | 47484 | 37938 | 42060 | 3057.757 | 2705.074 | 3004.162 | 2123.557 | 1996.625 | 2808.986 | 3929.496 | 4883.432 | 4254.489 | 4419.515 | 3531.136 | 3914.771 | 429221 | 429221 | 436518 | 436518 | 40629 | 2020
55542 | N | . | Larkspur Energy Facility | Diamond Generating Corporation | 49981 | CA | PACC | WECC |  | 22 | 2 | NAICS-22 Non-Cogen | GT | DFO | DFO |  |  | barrels | 0 | 0 | 0 | 0 | 0 | 0 | 0 | 0 | 0 | 0 | 0 | 0 | 0 | 0 | 0 | 0 | 0 | 0 | 0 | 0 | 0 | 0 | 0 | 0 | 0 | 0 | 0 | 0 | 0 | 0 | 0 | 0 | 0 | 0 | 0 | 0 | 0 | 0 | 0 | 0 | 0 | 0 | 0 | 0 | 0 | 0 | 0 | 0 | 0 | 0 | 0 | 0 | 0 | 0 | 0 | 0 | 0 | 0 | 0 | 0 | 0 | 0 | 0 | 0 | 0 | 0 | 0 | 0 | 0 | 0 | 0 | 0 | 0 | 0 | 0 | 0 | 0 | 2020
55542 | N | . | Larkspur Energy Facility | Diamond Generating Corporation | 49981 | CA | PACC | WECC |  | 22 | 2 | NAICS-22 Non-Cogen | GT | NG | NG |  |  | mcf | 25788 | 22813 | 25335 | 17909 | 16838 | 23689 | 33139 | 41184 | 35880 | 37271 | 29779 | 33015 | 25788 | 22813 | 25335 | 17909 | 16838 | 23689 | 33139 | 41184 | 35880 | 37271 | 29779 | 33015 | 1.017 | 1.017 | 1.017 | 1.017 | 1.017 | 1.017 | 1.017 | 1.017 | 1.017 | 1.017 | 1.017 | 1.017 | 26226 | 23201 | 25766 | 18213 | 17124 | 24092 | 33702 | 41884 | 36490 | 37905 | 30285 | 33576 | 26226 | 23201 | 25766 | 18213 | 17124 | 24092 | 33702 | 41884 | 36490 | 37905 | 30285 | 33576 | 2587.83 | 2289.349 | 2542.473 | 1797.202 | 1689.777 | 2377.292 | 3325.598 | 4132.93 | 3600.645 | 3740.309 | 2988.459 | 3313.136 | 342640 | 342640 | 348464 | 348464 | 34385 | 2020
55557 | Y | . | Wilmington Hydrogen Plant | Air Products & Chemicals Inc | 991 | CA | PACC | WECC |  | 325188 | 7 | Industrial NAICS Cogen | ST | NG | NG |  |  | mcf | 0 | 0 | 0 | 0 | 0 | 0 | 0 | 0 | 0 | 0 | 0 | 0 | 0 | 0 | 0 | 0 | 0 | 0 | 0 | 0 | 0 | 0 | 0 | 0 | 0 | 0 | 0 | 0 | 0 | 0 | 0 | 0 | 0 | 0 | 0 | 0 | 0 | 0 | 0 | 0 | 0 | 0 | 0 | 0 | 0 | 0 | 0 | 0 | 0 | 0 | 0 | 0 | 0 | 0 | 0 | 0 | 0 | 0 | 0 | 0 | 0 | 0 | 0 | 0 | 0 | 0 | 0 | 0 | 0 | 0 | 0 | 0 | 0 | 0 | 0 | 0 | 0 | 2020
55557 | Y | . | Wilmington Hydrogen Plant | Air Products & Chemicals Inc | 991 | CA | PACC | WECC |  | 325188 | 7 | Industrial NAICS Cogen | ST | WH | OTH |  |  |  | 0 | 0 | 0 | 0 | 0 | 0 | 0 | 0 | 0 | 0 | 0 | 0 | 0 | 0 | 0 | 0 | 0 | 0 | 0 | 0 | 0 | 0 | 0 | 0 | 0 | 0 | 0 | 0 | 0 | 0 | 0 | 0 | 0 | 0 | 0 | 0 | 83430 | 36205 | 129236 | 122202 | 130997 | 127484 | 126302 | 127029 | 137961 | 164119 | 128010 | 132180 | 83430 | 36205 | 129236 | 122202 | 130997 | 127484 | 126302 | 127029 | 137961 | 164119 | 128010 | 132180 | 9524 | 4133 | 14753 | 13950 | 14954 | 14553 | 14418 | 14501 | 15749 | 18735 | 14613 | 15089 | 0 | 0 | 1445155 | 1445155 | 164972 | 2020
55601 | N | . | Prima Plant | MM Prima Deshecha Energy LLC | 57250 | CA | PACC | WECC |  | 22 | 2 | NAICS-22 Non-Cogen | IC | LFG | MLG |  |  | mcf | 95809 | 86182 | 90811 | 84991 | 90284 | 83213 | 93458 | 89229 | 88505 | 85178 | 85752 | 76589 | 95809 | 86182 | 90811 | 84991 | 90284 | 83213 | 93458 | 89229 | 88505 | 85178 | 85752 | 76589 | 0.48 | 0.48 | 0.48 | 0.48 | 0.48 | 0.48 | 0.48 | 0.48 | 0.48 | 0.48 | 0.48 | 0.48 | 45988 | 41367 | 43589 | 40796 | 43336 | 39942 | 44860 | 42830 | 42482 | 40885 | 41161 | 36763 | 45988 | 41367 | 43589 | 40796 | 43336 | 39942 | 44860 | 42830 | 42482 | 40885 | 41161 | 36763 | 4173.008 | 3753.689 | 3955.289 | 3701.79 | 3932.335 | 3624.343 | 4070.566 | 3886.394 | 3854.856 | 3709.942 | 3734.948 | 3335.84 | 1050001 | 1050001 | 503999 | 503999 | 45733 | 2020
55602 | N | . | North City - Landfill Gas Engines South | City of San Diego | 16764 | CA | PACC | WECC |  | 22 | 2 | NAICS-22 Non-Cogen | IC | LFG | MLG |  |  | mcf | 42663 | 38377 | 40438 | 37847 | 40204 | 37055 | 41617 | 39734 | 39411 | 37930 | 38186 | 34105 | 42663 | 38377 | 40438 | 37847 | 40204 | 37055 | 41617 | 39734 | 39411 | 37930 | 38186 | 34105 | 0.53 | 0.53 | 0.53 | 0.53 | 0.53 | 0.53 | 0.53 | 0.53 | 0.53 | 0.53 | 0.53 | 0.53 | 22611 | 20340 | 21432 | 20059 | 21308 | 19639 | 22057 | 21059 | 20888 | 20103 | 20239 | 18076 | 22611 | 20340 | 21432 | 20059 | 21308 | 19639 | 22057 | 21059 | 20888 | 20103 | 20239 | 18076 | 1925.095 | 1731.655 | 1824.657 | 1707.713 | 1814.068 | 1671.985 | 1877.837 | 1792.875 | 1778.326 | 1711.474 | 1723.01 | 1538.893 | 467567 | 467567 | 247811 | 247811 | 21097.588 | 2020
55602 | N | . | North City - Landfill Gas Engines South | City of San Diego | 16764 | CA | PACC | WECC |  | 22 | 2 | NAICS-22 Non-Cogen | IC | NG | NG |  |  | mcf | 25 | 22 | 25 | 18 | 17 | 23 | 33 | 41 | 35 | 37 | 29 | 32 | 25 | 22 | 25 | 18 | 17 | 23 | 33 | 41 | 35 | 37 | 29 | 32 | 1.06 | 1.06 | 1.06 | 1.06 | 1.06 | 1.06 | 1.06 | 1.06 | 1.06 | 1.06 | 1.06 | 1.06 | 27 | 23 | 27 | 19 | 18 | 24 | 35 | 43 | 37 | 39 | 31 | 34 | 27 | 23 | 27 | 19 | 18 | 24 | 35 | 43 | 37 | 39 | 31 | 34 | 2.288 | 2.025 | 2.249 | 1.59 | 1.495 | 2.103 | 2.941 | 3.655 | 3.185 | 3.308 | 2.643 | 2.93 | 337 | 337 | 357 | 357 | 30.412 | 2020
55603 | N | . | Tajiguas Plant | MM Tajiguas Energy LLC | 57251 | CA | PACC | WECC |  | 22 | 2 | NAICS-22 Non-Cogen | IC | LFG | MLG |  |  | mcf | 45453 | 40885 | 43081 | 40320 | 42831 | 39476 | 44337 | 42331 | 41987 | 40409 | . | . | 45453 | 40885 | 43081 | 40320 | 42831 | 39476 | 44337 | 42331 | 41987 | 40409 | . | . | 0.514 | 0.514 | 0.514 | 0.514 | 0.514 | 0.514 | 0.514 | 0.514 | 0.514 | 0.514 | . | . | 23363 | 21015 | 22144 | 20724 | 22015 | 20291 | 22789 | 21758 | 21581 | 20770 | . | . | 23363 | 21015 | 22144 | 20724 | 22015 | 20291 | 22789 | 21758 | 21581 | 20770 | . | . | 2093.51 | 1883.145 | 1984.283 | 1857.108 | 1972.768 | 1818.255 | 2042.115 | 1949.72 | 1933.898 | 1861.198 | . | . | 421110 | 421110 | 216450 | 216450 | 19396 | 2020
55625 | N | . | Creed Energy Center | Creed Energy Center LLC | 49971 | CA | PACC | WECC |  | 22 | 2 | NAICS-22 Non-Cogen | GT | NG | NG |  |  | mcf | 14165 | 12532 | 13917 | 9838 | 9250 | 13013 | 18204 | 22623 | 19710 | 20474 | 16359 | 18136 | 14165 | 12532 | 13917 | 9838 | 9250 | 13013 | 18204 | 22623 | 19710 | 20474 | 16359 | 18136 | 1.032 | 1.032 | 1.032 | 1.032 | 1.032 | 1.032 | 1.032 | 1.032 | 1.032 | 1.032 | 1.032 | 1.032 | 14618 | 12933 | 14362 | 10153 | 9546 | 13429 | 18787 | 23347 | 20341 | 21129 | 16882 | 18716 | 14618 | 12933 | 14362 | 10153 | 9546 | 13429 | 18787 | 23347 | 20341 | 21129 | 16882 | 18716 | 1199.274 | 1060.951 | 1178.255 | 832.875 | 783.091 | 1101.706 | 1541.178 | 1915.319 | 1668.643 | 1733.367 | 1384.938 | 1535.403 | 188221 | 188221 | 194243 | 194243 | 15935 | 2020
55626 | N | . | Lambie Energy Center | Gilroy Energy Center LLC | 49972 | CA | PACC | WECC |  | 22 | 2 | NAICS-22 Non-Cogen | GT | NG | NG |  |  | mcf | 12040 | 10651 | 11829 | 8362 | 7862 | 11060 | 15472 | 19229 | 16752 | 17402 | 13904 | 15414 | 12040 | 10651 | 11829 | 8362 | 7862 | 11060 | 15472 | 19229 | 16752 | 17402 | 13904 | 15414 | 1.032 | 1.032 | 1.032 | 1.032 | 1.032 | 1.032 | 1.032 | 1.032 | 1.032 | 1.032 | 1.032 | 1.032 | 12425 | 10992 | 12208 | 8630 | 8114 | 11414 | 15967 | 19844 | 17288 | 17959 | 14349 | 15907 | 12425 | 10992 | 12208 | 8630 | 8114 | 11414 | 15967 | 19844 | 17288 | 17959 | 14349 | 15907 | 1022.339 | 904.421 | 1004.419 | 709.995 | 667.557 | 939.163 | 1313.797 | 1632.739 | 1422.456 | 1477.631 | 1180.609 | 1308.874 | 159977 | 159977 | 165097 | 165097 | 13584 | 2020
55627 | N | . | Goose Haven Energy Center | Goose Haven Energy Center | 49970 | CA | PACC | WECC |  | 22 | 2 | NAICS-22 Non-Cogen | GT | NG | NG |  |  | mcf | 13891 | 12289 | 13648 | 9647 | 9070 | 12761 | 17851 | 22185 | 19328 | 20077 | 16042 | 17784 | 13891 | 12289 | 13648 | 9647 | 9070 | 12761 | 17851 | 22185 | 19328 | 20077 | 16042 | 17784 | 1.032 | 1.032 | 1.032 | 1.032 | 1.032 | 1.032 | 1.032 | 1.032 | 1.032 | 1.032 | 1.032 | 1.032 | 14336 | 12682 | 14085 | 9956 | 9360 | 13169 | 18422 | 22895 | 19946 | 20719 | 16555 | 18353 | 14336 | 12682 | 14085 | 9956 | 9360 | 13169 | 18422 | 22895 | 19946 | 20719 | 16555 | 18353 | 1181.137 | 1044.905 | 1160.435 | 820.279 | 771.248 | 1085.044 | 1517.869 | 1886.352 | 1643.406 | 1707.152 | 1363.992 | 1512.181 | 184573 | 184573 | 190478 | 190478 | 15694 | 2020
55656 | N | . | Pastoria Energy Facility, LLC | Calpine Corp - Pastoria Energy Center | 2820 | CA | PACC | WECC |  | 22 | 2 | NAICS-22 Non-Cogen | CA | NG | NG |  |  | mcf | 0 | 0 | 0 | 0 | 0 | 0 | 0 | 0 | 0 | 0 | 0 | 0 | 0 | 0 | 0 | 0 | 0 | 0 | 0 | 0 | 0 | 0 | 0 | 0 | 0 | 0 | 0 | 0 | 0 | 0 | 0 | 0 | 0 | 0 | 0 | 0 | 0 | 0 | 0 | 0 | 0 | 0 | 0 | 0 | 0 | 0 | 0 | 0 | 0 | 0 | 0 | 0 | 0 | 0 | 0 | 0 | 0 | 0 | 0 | 0 | 143335 | 132138 | 83203 | 54857 | 55848 | 103910 | 163131 | 163515 | 167565 | 150415 | 127295 | 164559 | 0 | 0 | 0 | 0 | 1509771 | 2020
55656 | N | . | Pastoria Energy Facility, LLC | Calpine Corp - Pastoria Energy Center | 2820 | CA | PACC | WECC |  | 22 | 2 | NAICS-22 Non-Cogen | CT | NG | NG |  |  | mcf | 2789632 | 2599352 | 1621215 | 1139156 | 1187447 | 2063817 | 3190502 | 3202058 | 3211656 | 2971938 | 2489546 | 3137089 | 2789632 | 2599352 | 1621215 | 1139156 | 1187447 | 2063817 | 3190502 | 3202058 | 3211656 | 2971938 | 2489546 | 3137089 | 1.046 | 1.046 | 1.046 | 1.045 | 1.038 | 1.028 | 1.025 | 1.029 | 1.036 | 1.033 | 1.044 | 1.049 | 2917955 | 2718922 | 1695791 | 1190418 | 1232570 | 2121604 | 3270265 | 3294918 | 3327276 | 3070012 | 2599086 | 3290806 | 2917955 | 2718922 | 1695791 | 1190418 | 1232570 | 2121604 | 3270265 | 3294918 | 3327276 | 3070012 | 2599086 | 3290806 | 265972 | 252503 | 159312 | 109650 | 111163 | 199823 | 305599 | 291510 | 306135 | 287350 | 240925 | 301513 | 29603408 | 29603408 | 30729623 | 30729623 | 2831455 | 2020
55698 | N | . | Hanford Energy Park Peaker | MRP San Joaquin Energy LLC. | 7724 | CA | PACC | WECC |  | 22 | 2 | NAICS-22 Non-Cogen | GT | NG | NG |  |  | mcf | 18 | 973 | 1320 | 1211 | 5677 | 15891 | 17795 | 60076 | 34824 | 53253 | 15562 | 9758 | 18 | 973 | 1320 | 1211 | 5677 | 15891 | 17795 | 60076 | 34824 | 53253 | 15562 | 9758 | 1.029 | 1.028 | 1.033 | 1.036 | 1.021 | 1.02 | 1.026 | 1.015 | 1.023 | 1.015 | 1.026 | 1.03 | 19 | 1000 | 1364 | 1255 | 5796 | 16209 | 18258 | 60977 | 35625 | 54052 | 15967 | 10051 | 19 | 1000 | 1364 | 1255 | 5796 | 16209 | 18258 | 60977 | 35625 | 54052 | 15967 | 10051 | 0 | 76 | 116 | 88 | 517 | 1218 | 1504 | 5247 | 2978 | 4537 | 1330 | 929 | 216358 | 216358 | 220573 | 220573 | 18540 | 2020
55719 | N | . | Mountain View I&2 | AES Wind Generation Inc | 19740 | CA | PACC | WECC |  | 22 | 2 | NAICS-22 Non-Cogen | WT | WND | WND |  |  |  | 0 | 0 | 0 | 0 | 0 | 0 | 0 | 0 | 0 | 0 | 0 | 0 | 0 | 0 | 0 | 0 | 0 | 0 | 0 | 0 | 0 | 0 | 0 | 0 | 0 | 0 | 0 | 0 | 0 | 0 | 0 | 0 | 0 | 0 | 0 | 0 | 94937 | 97317 | 141074 | 190199 | 194077 | 215231 | 211322 | 180042 | 99672 | 108595 | 83104 | 81609 | 94937 | 97317 | 141074 | 190199 | 194077 | 215231 | 211322 | 180042 | 99672 | 108595 | 83104 | 81609 | 10837.571 | 11109.25 | 16104.392 | 21712.262 | 22154.871 | 24569.775 | 24123.484 | 20552.717 | 11378.056 | 12396.718 | 9486.77 | 9316.134 | 0 | 0 | 1697179 | 1697179 | 193742 | 2020
55748 | N | . | Los Esteros Critical Energy Center | Los Esteros Critical Energy Facility LLC | 2860 | CA | PACC | WECC |  | 22 | 2 | NAICS-22 Non-Cogen | CA | NG | NG |  |  | mcf | 0 | 772 | 269 | 409 | 13901 | 14683 | 40160 | 83271 | 41418 | 27791 | 12096 | 12977 | 0 | 772 | 269 | 409 | 13901 | 14683 | 40160 | 83271 | 41418 | 27791 | 12096 | 12977 | 0 | 1.036 | 1.036 | 1.034 | 1.036 | 1.033 | 1.025 | 1.03 | 1.037 | 1.034 | 1.029 | 1.039 | 0 | 800 | 279 | 423 | 14401 | 15168 | 41164 | 85769 | 42950 | 28736 | 12447 | 13483 | 0 | 800 | 279 | 423 | 14401 | 15168 | 41164 | 85769 | 42950 | 28736 | 12447 | 13483 | 0 | 640 | 558 | 54 | 3938 | 4152 | 11075 | 23125 | 12649 | 9862 | 4771 | 4588 | 247747 | 247747 | 255620 | 255620 | 75412 | 2020
55748 | N | . | Los Esteros Critical Energy Center | Los Esteros Critical Energy Facility LLC | 2860 | CA | PACC | WECC |  | 22 | 2 | NAICS-22 Non-Cogen | CT | NG | NG |  |  | mcf | 0 | 28515 | 48859 | 9177 | 136313 | 132333 | 313850 | 546139 | 319706 | 283843 | 127962 | 118492 | 0 | 28515 | 48859 | 9177 | 136313 | 132333 | 313850 | 546139 | 319706 | 283843 | 127962 | 118492 | 0 | 1.036 | 1.036 | 1.034 | 1.036 | 1.033 | 1.025 | 1.03 | 1.037 | 1.034 | 1.029 | 1.039 | 0 | 29542 | 50618 | 9489 | 141220 | 136700 | 321696 | 562523 | 331535 | 293494 | 131673 | 123113 | 0 | 29542 | 50618 | 9489 | 141220 | 136700 | 321696 | 562523 | 331535 | 293494 | 131673 | 123113 | 0 | 2675 | 4447 | 813 | 12772 | 12275 | 30260 | 53007 | 30935 | 26736 | 12385 | 11479 | 2065189 | 2065189 | 2131603 | 2131603 | 197784 | 2020
55753 | N | . | Sonoma Central Landfill Phase II | County of Sonoma Dept of Trnsp | 17412 | CA | PACC | WECC |  | 562212 | 4 | Commercial NAICS Non-Cogen | IC | LFG | MLG |  |  | mcf | 25800 | 23207 | 24453 | 22886 | 24311 | 22407 | 25166 | 24027 | 23832 | 22936 | 23091 | 20623 | 25800 | 23207 | 24453 | 22886 | 24311 | 22407 | 25166 | 24027 | 23832 | 22936 | 23091 | 20623 | 0.556 | 0.556 | 0.556 | 0.556 | 0.556 | 0.556 | 0.556 | 0.556 | 0.556 | 0.556 | 0.556 | 0.556 | 14345 | 12903 | 13596 | 12725 | 13517 | 12458 | 13992 | 13359 | 13251 | 12752 | 12839 | 11466 | 14345 | 12903 | 13596 | 12725 | 13517 | 12458 | 13992 | 13359 | 13251 | 12752 | 12839 | 11466 | 1022.516 | 919.77 | 969.168 | 907.053 | 963.544 | 888.076 | 997.415 | 952.287 | 944.559 | 909.05 | 915.178 | 817.384 | 282739 | 282739 | 157203 | 157203 | 11206 | 2020
55766 | N | . | Kiefer Landfill | Sacramento County of Dpt Waste | 16546 | CA | PACC | WECC |  | 562212 | 4 | Commercial NAICS Non-Cogen | IC | LFG | MLG |  |  | mcf | 153285 | 137883 | 145288 | 135977 | 144445 | 133132 | 149523 | 142758 | 141599 | 136276 | 137195 | 122534 | 153285 | 137883 | 145288 | 135977 | 144445 | 133132 | 149523 | 142758 | 141599 | 136276 | 137195 | 122534 | 0.531 | 0.531 | 0.531 | 0.531 | 0.531 | 0.531 | 0.531 | 0.531 | 0.531 | 0.531 | 0.531 | 0.531 | 81394 | 73216 | 77148 | 72204 | 76700 | 70693 | 79397 | 75804 | 75189 | 72363 | 72851 | 65066 | 81394 | 73216 | 77148 | 72204 | 76700 | 70693 | 79397 | 75804 | 75189 | 72363 | 72851 | 65066 | 6176.249 | 5555.637 | 5854.015 | 5478.823 | 5820.042 | 5364.199 | 6024.63 | 5752.046 | 5705.369 | 5490.889 | 5527.9 | 4937.201 | 1679895 | 1679895 | 892025 | 892025 | 67687 | 2020
55807 | N | . | Henrietta Peaker | MRP San Joaquin Energy LLC. | 7724 | CA | PACC | WECC |  | 22 | 2 | NAICS-22 Non-Cogen | GT | NG | NG |  |  | mcf | 14 | 6832 | 39102 | 10759 | 22967 | 24192 | 45514 | 49284 | 36078 | 30096 | 29118 | 32825 | 14 | 6832 | 39102 | 10759 | 22967 | 24192 | 45514 | 49284 | 36078 | 30096 | 29118 | 32825 | 1.026 | 1.029 | 1.031 | 1.029 | 1.033 | 1.029 | 1.029 | 1.031 | 1.025 | 1.019 | 1.03 | 1.027 | 14 | 7030 | 40314 | 11071 | 23725 | 24894 | 46834 | 50812 | 36980 | 30668 | 29992 | 33711 | 14 | 7030 | 40314 | 11071 | 23725 | 24894 | 46834 | 50812 | 36980 | 30668 | 29992 | 33711 | 0 | 621 | 3637 | 967 | 2235 | 2315 | 4367 | 4478 | 3328 | 2778 | 2674 | 2908 | 326781 | 326781 | 336045 | 336045 | 30308 | 2020
55810 | N | . | Gilroy Peaking Energy Center | Calpine Gilroy Cogen LP | 3028 | CA | PACC | WECC |  | 22 | 2 | NAICS-22 Non-Cogen | GT | NG | NG |  |  | mcf | 26182 | 23161 | 25722 | 18182 | 17095 | 24051 | 33645 | 41813 | 36428 | 37841 | 30234 | 33519 | 26182 | 23161 | 25722 | 18182 | 17095 | 24051 | 33645 | 41813 | 36428 | 37841 | 30234 | 33519 | 1.034 | 1.034 | 1.034 | 1.034 | 1.034 | 1.034 | 1.034 | 1.034 | 1.034 | 1.034 | 1.034 | 1.034 | 27072 | 23948 | 26597 | 18800 | 17676 | 24869 | 34789 | 43235 | 37667 | 39128 | 31262 | 34659 | 27072 | 23948 | 26597 | 18800 | 17676 | 24869 | 34789 | 43235 | 37667 | 39128 | 31262 | 34659 | 2192.336 | 1939.472 | 2153.911 | 1522.539 | 1431.531 | 2013.975 | 2817.352 | 3501.302 | 3050.365 | 3168.684 | 2531.738 | 2806.795 | 347873 | 347873 | 359702 | 359702 | 29130 | 2020
55811 | N | . | King City Peaking | Calpine Corp-King City | 2865 | CA | PACC | WECC |  | 22 | 2 | NAICS-22 Non-Cogen | GT | NG | NG |  |  | mcf | 8464 | 7488 | 8316 | 5878 | 5527 | 7775 | 10877 | 13518 | 11777 | 12233 | 9774 | 10836 | 8464 | 7488 | 8316 | 5878 | 5527 | 7775 | 10877 | 13518 | 11777 | 12233 | 9774 | 10836 | 1.032 | 1.032 | 1.032 | 1.032 | 1.032 | 1.032 | 1.032 | 1.032 | 1.032 | 1.032 | 1.032 | 1.032 | 8735 | 7728 | 8582 | 6066 | 5704 | 8024 | 11225 | 13951 | 12154 | 12624 | 10087 | 11183 | 8735 | 7728 | 8582 | 6066 | 5704 | 8024 | 11225 | 13951 | 12154 | 12624 | 10087 | 11183 | 804.308 | 711.539 | 790.211 | 558.578 | 525.19 | 738.872 | 1033.609 | 1284.532 | 1119.095 | 1162.504 | 928.826 | 1029.736 | 112463 | 112463 | 116063 | 116063 | 10687 | 2020
55813 | N | . | Yuba City Energy Center | Calpine Corp-Yuba City | 2867 | CA | PACC | WECC |  | 22 | 2 | NAICS-22 Non-Cogen | GT | NG | NG |  |  | mcf | 48556 | 42955 | 47705 | 33721 | 31705 | 44605 | 62398 | 77546 | 67559 | 70180 | 56073 | 62164 | 48556 | 42955 | 47705 | 33721 | 31705 | 44605 | 62398 | 77546 | 67559 | 70180 | 56073 | 62164 | 1.003 | 1.003 | 1.003 | 1.003 | 1.003 | 1.003 | 1.003 | 1.003 | 1.003 | 1.003 | 1.003 | 1.003 | 48702 | 43084 | 47848 | 33822 | 31800 | 44739 | 62585 | 77779 | 67762 | 70391 | 56241 | 62350 | 48702 | 43084 | 47848 | 33822 | 31800 | 44739 | 62585 | 77779 | 67762 | 70391 | 56241 | 62350 | 4232.196 | 3744.053 | 4158.017 | 2939.184 | 2763.499 | 3887.877 | 5438.757 | 6759.087 | 5888.575 | 6116.985 | 4887.393 | 5418.377 | 645167 | 645167 | 647103 | 647103 | 56234 | 2020
55847 | N | . | Feather River Energy Center | Calpine Corp-Yuba City | 2867 | CA | PACC | WECC |  | 22 | 2 | NAICS-22 Non-Cogen | GT | NG | NG |  |  | mcf | 25122 | 22226 | 24683 | 17448 | 16405 | 23079 | 32286 | 40124 | 34956 | 36312 | 29013 | 32165 | 25122 | 22226 | 24683 | 17448 | 16405 | 23079 | 32286 | 40124 | 34956 | 36312 | 29013 | 32165 | 1.001 | 1.001 | 1.001 | 1.001 | 1.001 | 1.001 | 1.001 | 1.001 | 1.001 | 1.001 | 1.001 | 1.001 | 25147 | 22248 | 24708 | 17465 | 16421 | 23102 | 32318 | 40164 | 34991 | 36348 | 29042 | 32197 | 25147 | 22248 | 24708 | 17465 | 16421 | 23102 | 32318 | 40164 | 34991 | 36348 | 29042 | 32197 | 2208.968 | 1954.186 | 2170.252 | 1534.09 | 1442.392 | 2029.254 | 2838.727 | 3527.865 | 3073.507 | 3192.724 | 2550.946 | 2828.089 | 333819 | 333819 | 334151 | 334151 | 29351 | 2020
55851 | Y | . | Valero Refinery Cogeneration Unit 1 | Valero Refining Co California | 19676 | CA | PACC | WECC |  | 32411 | 7 | Industrial NAICS Cogen | GT | NG | NG |  |  | mcf | 282615 | 122981 | 162686 | 172247 | 202252 | 236931 | 196051 | 209155 | 176929 | 198373 | 176709 | 217969 | 125484 | 52294 | 70473 | 74726 | 93108 | 105919 | 86839 | 91662 | 77117 | 86360 | 76994 | 95892 | 1.043 | 1.043 | 1.044 | 1.048 | 1.042 | 1.035 | 1.033 | 1.037 | 1.04 | 1.047 | 1.049 | 1.042 | 294767 | 128269 | 169844 | 180515 | 210747 | 245224 | 202521 | 216894 | 184006 | 207697 | 185368 | 227124 | 130880 | 54543 | 73574 | 78313 | 97019 | 109626 | 89705 | 95053 | 80202 | 90419 | 80767 | 99919 | 28941.067 | 11879.007 | 16097.218 | 17106.32 | 21372.793 | 23981.946 | 19562.429 | 20704.044 | 17460.948 | 19266.775 | 17331.536 | 21438.215 | 2354898 | 1036868 | 2452976 | 1080020 | 235142.3 | 2020
55851 | Y | . | Valero Refinery Cogeneration Unit 1 | Valero Refining Co California | 19676 | CA | PACC | WECC |  | 32411 | 7 | Industrial NAICS Cogen | GT | OG | OOG |  |  | mcf | 12245 | 157271 | 150085 | 85713 | 58771 | 63521 | 122694 | 115642 | 125668 | 135037 | 133949 | 109906 | 5437 | 66875 | 65014 | 37185 | 27056 | 28397 | 54346 | 50680 | 54774 | 58787 | 58363 | 48351 | 1.038 | 1.133 | 1.117 | 1.083 | 1.026 | 1.094 | 1.081 | 1.08 | 1.08 | 1.043 | 1.041 | 1.125 | 12710 | 178188 | 167645 | 92827 | 60299 | 69492 | 132632 | 124893 | 135721 | 140844 | 139441 | 123644 | 5644 | 75769 | 72621 | 40271 | 27759 | 31066 | 58748 | 54734 | 59156 | 61315 | 60756 | 54395 | 1247.933 | 16501.993 | 15888.782 | 8796.68 | 6115.207 | 6796.054 | 12811.571 | 11921.956 | 12879.052 | 13065.225 | 13037.464 | 11670.785 | 1270502 | 555265 | 1378336 | 602234 | 130732.7 | 2020
55853 | N | . | Inland Empire Energy Center | Inland Empire Energy Ctr LLC | 9155 | CA | PACC | WECC |  | 22 | 2 | NAICS-22 Non-Cogen | CS | NG | NG |  |  | mcf | 0 | 0 | . | . | . | . | . | . | . | . | . | . | 0 | 0 | . | . | . | . | . | . | . | . | . | . | 0 | 0 | . | . | . | . | . | . | . | . | . | . | 0 | 0 | . | . | . | . | . | . | . | . | . | . | 0 | 0 | . | . | . | . | . | . | . | . | . | . | 0 | 0 | . | . | . | . | . | . | . | . | . | . | 0 | 0 | 0 | 0 | 0 | 2020
55855 | N | . | Wolfskill Energy Center | Gilroy Energy Center LLC | 49972 | CA | PACC | WECC |  | 22 | 2 | NAICS-22 Non-Cogen | GT | NG | NG |  |  | mcf | 7674 | 6788 | 7539 | 5329 | 5011 | 7049 | 9861 | 12255 | 10677 | 11091 | 8862 | 9824 | 7674 | 6788 | 7539 | 5329 | 5011 | 7049 | 9861 | 12255 | 10677 | 11091 | 8862 | 9824 | 1.032 | 1.032 | 1.032 | 1.032 | 1.032 | 1.032 | 1.032 | 1.032 | 1.032 | 1.032 | 1.032 | 1.032 | 7920 | 7005 | 7780 | 5500 | 5171 | 7275 | 10177 | 12647 | 11019 | 11446 | 9146 | 10138 | 7920 | 7005 | 7780 | 5500 | 5171 | 7275 | 10177 | 12647 | 11019 | 11446 | 9146 | 10138 | 667.032 | 590.098 | 655.342 | 463.243 | 435.553 | 612.765 | 857.199 | 1065.295 | 928.094 | 964.094 | 770.299 | 853.986 | 101960 | 101960 | 105224 | 105224 | 8863 | 2020
55874 | N | . | Panoche Peaker | Wellhead Services, Inc | 20323 | CA | PACC | WECC |  | 22 | 2 | NAICS-22 Non-Cogen | GT | NG | NG |  |  | mcf | 4262 | 3773 | 4190 | 2962 | 2785 | 3917 | 5480 | 6811 | 5933 | 6164 | 4925 | 5460 | 4262 | 3773 | 4190 | 2962 | 2785 | 3917 | 5480 | 6811 | 5933 | 6164 | 4925 | 5460 | 1.038 | 1.038 | 1.038 | 1.038 | 1.038 | 1.038 | 1.038 | 1.038 | 1.038 | 1.038 | 1.038 | 1.038 | 4424 | 3916 | 4349 | 3075 | 2891 | 4066 | 5688 | 7070 | 6158 | 6398 | 5112 | 5667 | 4424 | 3916 | 4349 | 3075 | 2891 | 4066 | 5688 | 7070 | 6158 | 6398 | 5112 | 5667 | 287.945 | 254.735 | 282.9 | 199.974 | 188.021 | 264.52 | 370.037 | 459.869 | 400.642 | 416.182 | 332.524 | 368.651 | 56662 | 56662 | 58814 | 58814 | 3826 | 2020
55933 | N | . | Tracy Combined Cycle Power Plant | MRP San Joaquin Energy LLC. | 7724 | CA | PACC | WECC |  | 22 | 2 | NAICS-22 Non-Cogen | CA | NG | NG |  |  | mcf | 8930 | 0 | 3737 | 845 | 22780 | 20768 | 25026 | 65292 | 33691 | 30832 | 19353 | 32893 | 8930 | 0 | 3737 | 845 | 22780 | 20768 | 25026 | 65292 | 33691 | 30832 | 19353 | 32893 | 1.044 | 0 | 1.043 | 1.048 | 1.042 | 1.034 | 1.033 | 1.031 | 1.04 | 1.047 | 1.048 | 1.042 | 9323 | 0 | 3898 | 886 | 23737 | 21474 | 25852 | 67316 | 35039 | 32281 | 20282 | 34275 | 9323 | 0 | 3898 | 886 | 23737 | 21474 | 25852 | 67316 | 35039 | 32281 | 20282 | 34275 | 25058 | 0 | 6448 | 4004 | 23610 | 19901 | 27919 | 55166 | 28142 | 35234 | 22307 | 26840 | 264147 | 264147 | 274363 | 274363 | 274629 | 2020
55933 | N | . | Tracy Combined Cycle Power Plant | MRP San Joaquin Energy LLC. | 7724 | CA | PACC | WECC |  | 22 | 2 | NAICS-22 Non-Cogen | CT | NG | NG |  |  | mcf | 523329 | 0 | 132167 | 92439 | 457466 | 382644 | 555063 | 1008872 | 531773 | 679291 | 433960 | 486162 | 523329 | 0 | 132167 | 92439 | 457466 | 382644 | 555063 | 1008872 | 531773 | 679291 | 433960 | 486162 | 1.044 | 0 | 1.043 | 1.048 | 1.042 | 1.034 | 1.033 | 1.031 | 1.04 | 1.047 | 1.048 | 1.042 | 546355 | 0 | 137850 | 96876 | 476680 | 395654 | 573380 | 1040147 | 553044 | 711218 | 454790 | 506581 | 546355 | 0 | 137850 | 96876 | 476680 | 395654 | 573380 | 1040147 | 553044 | 711218 | 454790 | 506581 | 43888 | 0 | 10796 | 7232 | 36966 | 30207 | 43962 | 81727 | 42201 | 55177 | 35703 | 40210 | 5283166 | 5283166 | 5492575 | 5492575 | 428069 | 2020
55950 | Y | . | Elk Hills Cogen | California Resources Elk Hills LLC | 13989 | CA | PACC | WECC |  | 211 | 7 | Industrial NAICS Cogen | GT | NG | NG |  |  | mcf | 0 | 211381 | 133300 | 0 | 0 | 0 | 0 | 13830 | 0 | 0 | 31180 | 0 | 0 | 153404 | 102606 | 0 | 0 | 0 | 0 | 9281 | 0 | 0 | 22921 | 0 | 0 | 1.13 | 1.05 | 0 | 0 | 0 | 0 | 1.05 | 0 | 0 | 1.03 | 0 | 0 | 238861 | 139965 | 0 | 0 | 0 | 0 | 14522 | 0 | 0 | 32115 | 0 | 0 | 173346 | 107736 | 0 | 0 | 0 | 0 | 9745 | 0 | 0 | 23609 | 0 | 0 | 20389 | 12542 | 0 | 0 | 0 | 0 | 1134 | 0 | 0 | 2776 | 0 | 389691 | 288212 | 425463 | 314436 | 36841 | 2020
55951 | N | . | Agua Mansa Power Plant | E I Colton LLC | 5532 | CA | PACC | WECC |  | 22 | 1 | Electric Utility | GT | NG | NG |  |  | mcf | 1184 | 1048 | 1163 | 822 | 773 | 1088 | 1522 | 1891 | 1648 | 1712 | 1368 | 1516 | 1184 | 1048 | 1163 | 822 | 773 | 1088 | 1522 | 1891 | 1648 | 1712 | 1368 | 1516 | 1.021 | 1.021 | 1.021 | 1.021 | 1.021 | 1.021 | 1.021 | 1.021 | 1.021 | 1.021 | 1.021 | 1.021 | 1209 | 1070 | 1187 | 839 | 789 | 1111 | 1554 | 1931 | 1683 | 1748 | 1397 | 1548 | 1209 | 1070 | 1187 | 839 | 789 | 1111 | 1554 | 1931 | 1683 | 1748 | 1397 | 1548 | 1090.673 | 964.876 | 1071.558 | 757.454 | 712.178 | 1001.94 | 1401.616 | 1741.877 | 1517.538 | 1576.401 | 1259.525 | 1396.364 | 15735 | 15735 | 16066 | 16066 | 14492 | 2020
55963 | N | . | Riverview Energy Center | Gilroy Energy Center for Riverview | 2874 | CA | PACC | WECC |  | 22 | 2 | NAICS-22 Non-Cogen | GT | NG | NG |  |  | mcf | 18441 | 16314 | 18117 | 12807 | 12041 | 16940 | 23698 | 29451 | 25658 | 26653 | 21295 | 23609 | 18441 | 16314 | 18117 | 12807 | 12041 | 16940 | 23698 | 29451 | 25658 | 26653 | 21295 | 23609 | 1.032 | 1.032 | 1.032 | 1.032 | 1.032 | 1.032 | 1.032 | 1.032 | 1.032 | 1.032 | 1.032 | 1.032 | 19031 | 16836 | 18697 | 13217 | 12426 | 17482 | 24456 | 30393 | 26479 | 27506 | 21976 | 24364 | 19031 | 16836 | 18697 | 13217 | 12426 | 17482 | 24456 | 30393 | 26479 | 27506 | 21976 | 24364 | 1627.131 | 1439.457 | 1598.612 | 1130.013 | 1062.468 | 1494.752 | 2091.011 | 2598.632 | 2263.951 | 2351.766 | 1879.031 | 2083.176 | 245024 | 245024 | 252863 | 252863 | 21620 | 2020
55970 | N | . | Cosumnes | Sacramento Municipal Util Dist | 16534 | CA | PACC | WECC |  | 22 | 1 | Electric Utility | CA | NG | NG |  |  | mcf | 0 | 0 | 0 | 0 | 0 | 0 | 0 | 0 | 0 | 0 | 0 | 0 | 0 | 0 | 0 | 0 | 0 | 0 | 0 | 0 | 0 | 0 | 0 | 0 | 0 | 0 | 0 | 0 | 0 | 0 | 0 | 0 | 0 | 0 | 0 | 0 | 0 | 0 | 0 | 0 | 0 | 0 | 0 | 0 | 0 | 0 | 0 | 0 | 0 | 0 | 0 | 0 | 0 | 0 | 0 | 0 | 0 | 0 | 0 | 0 | 112540.55 | 105991.07 | 102974.21 | 31817 | 103373.43 | 114176.88 | 117433.9 | 119840.89 | 115655.06 | 109676.28 | 107386.04 | 132683.89 | 0 | 0 | 0 | 0 | 1273549.2 | 2020
55970 | N | . | Cosumnes | Sacramento Municipal Util Dist | 16534 | CA | PACC | WECC |  | 22 | 1 | Electric Utility | CA | OBG | ORW |  |  | Mcf | 0 | 0 | 0 | 0 | 0 | 0 | 0 | 0 | 0 | 0 | 0 | 0 | 0 | 0 | 0 | 0 | 0 | 0 | 0 | 0 | 0 | 0 | 0 | 0 | 0 | 0 | 0 | 0 | 0 | 0 | 0 | 0 | 0 | 0 | 0 | 0 | 0 | 0 | 0 | 0 | 0 | 0 | 0 | 0 | 0 | 0 | 0 | 0 | 0 | 0 | 0 | 0 | 0 | 0 | 0 | 0 | 0 | 0 | 0 | 0 | 1803.45 | 1738.926 | 443.79 | 0 | 1702.567 | 2165.124 | 2058.097 | 2087.115 | 1986.936 | 1834.721 | 1742.963 | 2369.11 | 0 | 0 | 0 | 0 | 19932.799 | 2020
55970 | N | . | Cosumnes | Sacramento Municipal Util Dist | 16534 | CA | PACC | WECC |  | 22 | 1 | Electric Utility | CT | NG | NG |  |  | mcf | 2132589 | 2062445 | 2047575 | 620324 | 1904823 | 2104502 | 2171509 | 2209606 | 2125290 | 2041226 | 2066928 | 2528004 | 2132589 | 2062445 | 2047575 | 620324 | 1904823 | 2104502 | 2171509 | 2209606 | 2125290 | 2041226 | 2066928 | 2528004 | 1.02 | 1.02 | 1.02 | 1.02 | 1.02 | 1.02 | 1.02 | 1.02 | 1.02 | 1.02 | 1.02 | 1.02 | 2175241 | 2103694 | 2088527 | 632730 | 1942919 | 2146592 | 2214939 | 2253798 | 2167796 | 2082051 | 2108267 | 2578564 | 2175241 | 2103694 | 2088527 | 632730 | 1942919 | 2146592 | 2214939 | 2253798 | 2167796 | 2082051 | 2108267 | 2578564 | 210730.07 | 204305.1 | 204102.38 | 55397 | 180627.06 | 203909.29 | 209561.32 | 215075.31 | 206728.44 | 205857.31 | 207226.55 | 259631.21 | 24014821 | 24014821 | 24495118 | 24495118 | 2363151 | 2020
55970 | N | . | Cosumnes | Sacramento Municipal Util Dist | 16534 | CA | PACC | WECC |  | 22 | 1 | Electric Utility | CT | OBG | ORW |  |  | Mcf | 60100 | 54784 | 14064 | 0 | 50000 | 62624 | 61616 | 62304 | 57296 | 53584 | 53467 | 73081 | 60100 | 54784 | 14064 | 0 | 50000 | 62624 | 61616 | 62304 | 57296 | 53584 | 53467 | 73081 | 0.58 | 0.63 | 0.64 | 0 | 0.64 | 0.65 | 0.63 | 0.63 | 0.65 | 0.65 | 0.64 | 0.63 | 34858 | 34514 | 9001 | 0 | 32000 | 40706 | 38818 | 39252 | 37242 | 34830 | 34219 | 46041 | 34858 | 34514 | 9001 | 0 | 32000 | 40706 | 38818 | 39252 | 37242 | 34830 | 34219 | 46041 | 3376.927 | 3351.899 | 879.624 | 0 | 2974.939 | 3866.71 | 3672.682 | 3745.692 | 3551.563 | 3443.686 | 3363.455 | 4635.793 | 602920 | 602920 | 381481 | 381481 | 36862.97 | 2020
55983 | N | . | Salton Sea Power LLC - Unit 5 | CalEnergy Operating Corporation | 49899 | CA | PACC | WECC |  | 22 | 2 | NAICS-22 Non-Cogen | ST | GEO | GEO |  |  |  | 0 | 0 | 0 | 0 | 0 | 0 | 0 | 0 | 0 | 0 | 0 | 0 | 0 | 0 | 0 | 0 | 0 | 0 | 0 | 0 | 0 | 0 | 0 | 0 | 0 | 0 | 0 | 0 | 0 | 0 | 0 | 0 | 0 | 0 | 0 | 0 | 164948 | 180804 | 229399 | 220440 | 218395 | 203412 | 219844 | 220595 | 207058 | 198897 | 218860 | 214290 | 164948 | 180804 | 229399 | 220440 | 218395 | 203412 | 219844 | 220595 | 207058 | 198897 | 218860 | 214290 | 18829.658 | 20639.678 | 26187.076 | 25164.382 | 24930.892 | 23220.557 | 25096.369 | 25182.113 | 23636.795 | 22705.131 | 24984.008 | 24462.341 | 0 | 0 | 2496942 | 2496942 | 285039 | 2020
55984 | N | . | CE Turbo LLC | CalEnergy Operating Corporation | 49899 | CA | PACC | WECC |  | 22 | 2 | NAICS-22 Non-Cogen | ST | GEO | GEO |  |  |  | 0 | 0 | 0 | 0 | 0 | 0 | 0 | 0 | 0 | 0 | 0 | 0 | 0 | 0 | 0 | 0 | 0 | 0 | 0 | 0 | 0 | 0 | 0 | 0 | 0 | 0 | 0 | 0 | 0 | 0 | 0 | 0 | 0 | 0 | 0 | 0 | 37417 | 41013 | 52037 | 50004 | 49540 | 46142 | 49869 | 50040 | 46969 | 45118 | 49646 | 48609 | 37417 | 41013 | 52037 | 50004 | 49540 | 46142 | 49869 | 50040 | 46969 | 45118 | 49646 | 48609 | 4271.302 | 4681.887 | 5940.254 | 5708.267 | 5655.302 | 5267.331 | 5692.839 | 5712.289 | 5361.75 | 5150.412 | 5667.351 | 5549.016 | 0 | 0 | 566404 | 566404 | 64658 | 2020
55985 | N | . | Palomar Energy | San Diego Gas & Electric Co | 16609 | CA | PACC | WECC |  | 22 | 1 | Electric Utility | CA | NG | NG |  |  | mcf | 411 | 4270 | 29271 | 5255 | 11295 | 28619 | 28851 | 35920 | 27340 | 14902 | 16590 | 10023 | 411 | 4270 | 29271 | 5255 | 11295 | 28619 | 28851 | 35920 | 27340 | 14902 | 16590 | 10023 | 1.033 | 1.032 | 1.028 | 1.035 | 1.032 | 1.02 | 1.017 | 1.017 | 1.021 | 1.018 | 1.017 | 1.026 | 425 | 4407 | 30091 | 5439 | 11656 | 29191 | 29341 | 36531 | 27914 | 15170 | 16872 | 10284 | 425 | 4407 | 30091 | 5439 | 11656 | 29191 | 29341 | 36531 | 27914 | 15170 | 16872 | 10284 | 12420 | 55288 | 85550 | 35867 | 32461 | 52707 | 70373 | 86535 | 92715 | 50197 | 97450 | 104099 | 212747 | 212747 | 217321 | 217321 | 775662 | 2020
55985 | N | . | Palomar Energy | San Diego Gas & Electric Co | 16609 | CA | PACC | WECC |  | 22 | 1 | Electric Utility | CT | NG | NG |  |  | mcf | 238988 | 1033435 | 1550692 | 689518 | 587035 | 937910 | 1247170 | 1494580 | 1622503 | 887271 | 1734567 | 1841755 | 238988 | 1033435 | 1550692 | 689518 | 587035 | 937910 | 1247170 | 1494580 | 1622503 | 887271 | 1734567 | 1841755 | 1.033 | 1.032 | 1.028 | 1.035 | 1.032 | 1.02 | 1.017 | 1.017 | 1.021 | 1.018 | 1.017 | 1.026 | 246875 | 1066505 | 1594111 | 713651 | 605820 | 956668 | 1268372 | 1519988 | 1656576 | 903242 | 1764055 | 1889641 | 246875 | 1066505 | 1594111 | 713651 | 605820 | 956668 | 1268372 | 1519988 | 1656576 | 903242 | 1764055 | 1889641 | 20244 | 94730 | 144596 | 63509 | 52169 | 85298 | 112460 | 132781 | 144935 | 80545 | 158363 | 163967 | 13865424 | 13865424 | 14185504 | 14185504 | 1253597 | 2020
56011 | N | . | Cabazon Wind Partners | Shell Wind Energy Inc. | 17058 | CA | PACC | WECC |  | 22 | 2 | NAICS-22 Non-Cogen | WT | WND | WND |  |  |  | 0 | 0 | 0 | 0 | 0 | 0 | 0 | 0 | 0 | 0 | 0 | 0 | 0 | 0 | 0 | 0 | 0 | 0 | 0 | 0 | 0 | 0 | 0 | 0 | 0 | 0 | 0 | 0 | 0 | 0 | 0 | 0 | 0 | 0 | 0 | 0 | 50587 | 51855 | 75171 | 101347 | 103413 | 114685 | 112602 | 95935 | 53110 | 57865 | 44282 | 43485 | 50587 | 51855 | 75171 | 101347 | 103413 | 114685 | 112602 | 95935 | 53110 | 57865 | 44282 | 43485 | 5774.776 | 5919.54 | 8581.19 | 11569.331 | 11805.174 | 13091.951 | 12854.146 | 10951.47 | 6062.772 | 6605.564 | 5055.005 | 4964.081 | 0 | 0 | 904337 | 904337 | 103235 | 2020
56012 | N | . | Whitewater Hill Wind Partners | Shell Wind Energy Inc. | 17058 | CA | PACC | WECC |  | 22 | 2 | NAICS-22 Non-Cogen | WT | WND | WND |  |  |  | 0 | 0 | 0 | 0 | 0 | 0 | 0 | 0 | 0 | 0 | 0 | 0 | 0 | 0 | 0 | 0 | 0 | 0 | 0 | 0 | 0 | 0 | 0 | 0 | 0 | 0 | 0 | 0 | 0 | 0 | 0 | 0 | 0 | 0 | 0 | 0 | 64866 | 66492 | 96390 | 129955 | 132604 | 147058 | 144386 | 123014 | 68101 | 74198 | 56781 | 55760 | 64866 | 66492 | 96390 | 129955 | 132604 | 147058 | 144386 | 123014 | 68101 | 74198 | 56781 | 55760 | 7404.816 | 7590.44 | 11003.39 | 14834.991 | 15137.404 | 16787.397 | 16482.467 | 14042.726 | 7774.102 | 8470.107 | 6481.874 | 6365.286 | 0 | 0 | 1159605 | 1159605 | 132375 | 2020
56026 | N | . | Donald Von Raesfeld Power Plant | City of Santa Clara - (CA) | 16655 | CA | PACC | WECC |  | 22 | 1 | Electric Utility | CA | NG | NG |  |  | mcf | 0 | 0 | 0 | 0 | 0 | 4362 | 28016 | 20898 | 18830 | 8744 | 8061 | 22557 | 0 | 0 | 0 | 0 | 0 | 4362 | 28016 | 20898 | 18830 | 8744 | 8061 | 22557 | 0 | 0 | 0 | 0 | 0 | 1.025 | 1.03 | 1.037 | 1.034 | 1.029 | 1.039 | 1.039 | 0 | 0 | 0 | 0 | 0 | 4471 | 28856 | 21671 | 19470 | 8998 | 8375 | 23437 | 0 | 0 | 0 | 0 | 0 | 4471 | 28856 | 21671 | 19470 | 8998 | 8375 | 23437 | 0 | 0 | 0 | 0 | 0 | 6444 | 17312 | 18305 | 16994 | 19301 | 6993 | 21455 | 111468 | 111468 | 115278 | 115278 | 106804 | 2020
56026 | N | . | Donald Von Raesfeld Power Plant | City of Santa Clara - (CA) | 16655 | CA | PACC | WECC |  | 22 | 1 | Electric Utility | CT | NG | NG |  |  | mcf | 46917 | 1877 | 5765 | 0 | 0 | 312359 | 565575 | 606503 | 590358 | 638913 | 227373 | 668636 | 46917 | 1877 | 5765 | 0 | 0 | 312359 | 565575 | 606503 | 590358 | 638913 | 227373 | 668636 | 1.036 | 1.036 | 1.034 | 0 | 0 | 1.025 | 1.03 | 1.037 | 1.034 | 1.029 | 1.039 | 1.039 | 48606 | 1945 | 5961 | 0 | 0 | 320168 | 582542 | 628944 | 610430 | 657441 | 236241 | 694713 | 48606 | 1945 | 5961 | 0 | 0 | 320168 | 582542 | 628944 | 610430 | 657441 | 236241 | 694713 | 3600 | 128 | 492 | 0 | 0 | 29890 | 55499 | 60326 | 58469 | 63803 | 22775 | 67566 | 3664276 | 3664276 | 3786991 | 3786991 | 362548 | 2020
56036 | Y | . | WWTP Power Generation Station | East Bay Municipal Util Dist | 5571 | CA | PACC | WECC |  | 22132 | 5 | Commercial NAICS Cogen | IC | DFO | DFO |  |  | barrels | 45 | 46 | 53 | 31 | 52 | 46 | 58 | 45 | 51 | 52 | 46 | 39 | 21 | 21 | 24 | 14 | 24 | 21 | 27 | 21 | 24 | 24 | 21 | 19 | 5.77 | 5.77 | 5.77 | 5.77 | 5.77 | 5.77 | 5.76 | 5.77 | 5.77 | 5.77 | 5.77 | 5.77 | 260 | 265 | 306 | 179 | 300 | 265 | 334 | 260 | 294 | 300 | 265 | 225 | 119 | 119 | 139 | 81 | 140 | 120 | 156 | 120 | 139 | 139 | 121 | 110 | 20.339 | 20.492 | 24.062 | 13.935 | 24.127 | 20.622 | 26.922 | 20.812 | 24.113 | 23.977 | 20.859 | 18.919 | 564 | 261 | 3253 | 1503 | 259.179 | 2020
56036 | Y | . | WWTP Power Generation Station | East Bay Municipal Util Dist | 5571 | CA | PACC | WECC |  | 22132 | 5 | Commercial NAICS Cogen | IC | NG | NG |  |  | mcf | 0 | 0 | 0 | 0 | 0 | 0 | 0 | 0 | 0 | 0 | 0 | 0 | 0 | 0 | 0 | 0 | 0 | 0 | 0 | 0 | 0 | 0 | 0 | 0 | 0 | 0 | 0 | 0 | 0 | 0 | 0 | 0 | 0 | 0 | 0 | 0 | 0 | 0 | 0 | 0 | 0 | 0 | 0 | 0 | 0 | 0 | 0 | 0 | 0 | 0 | 0 | 0 | 0 | 0 | 0 | 0 | 0 | 0 | 0 | 0 | 0 | 0 | 0 | 0 | 0 | 0 | 0 | 0 | 0 | 0 | 0 | 0 | 0 | 0 | 0 | 0 | 0 | 2020
56036 | Y | . | WWTP Power Generation Station | East Bay Municipal Util Dist | 5571 | CA | PACC | WECC |  | 22132 | 5 | Commercial NAICS Cogen | IC | OBG | ORW |  |  | Mcf | 33332 | 44255 | 42074 | 28400 | 40995 | 35141 | 26691 | 37646 | 44218 | 45704 | 42244 | 35606 | 15283 | 19765 | 19176 | 12839 | 19177 | 15888 | 12438 | 17334 | 20817 | 21243 | 19188 | 17389 | 0.664 | 0.673 | 0.66 | 0.64 | 0.61 | 0.64 | 0.65 | 0.64 | 0.64 | 0.65 | 0.66 | 0.61 | 22132 | 29784 | 27769 | 18176 | 25007 | 22490 | 17349 | 24093 | 28300 | 29708 | 27881 | 21720 | 10148 | 13302 | 12656 | 8217 | 11698 | 10168 | 8085 | 11094 | 13323 | 13808 | 12664 | 10607 | 1733.661 | 2299.508 | 2184.938 | 1416.065 | 2010.873 | 1747.378 | 1398.078 | 1931.188 | 2318.887 | 2374.023 | 2191.141 | 1826.081 | 456306 | 210537 | 294409 | 135770 | 23431.821 | 2020
56039 | N | . | H. Gonzales | City of Vernon | 19798 | CA | PACC | WECC |  | 22 | 1 | Electric Utility | GT | NG | NG |  |  | mcf | 400 | 354 | 394 | 278 | 262 | 368 | 515 | 640 | 557 | 579 | 463 | 513 | 400 | 354 | 394 | 278 | 262 | 368 | 515 | 640 | 557 | 579 | 463 | 513 | 1.031 | 1.031 | 1.031 | 1.031 | 1.031 | 1.031 | 1.031 | 1.031 | 1.031 | 1.031 | 1.031 | 1.031 | 412 | 365 | 406 | 287 | 270 | 379 | 531 | 660 | 574 | 597 | 477 | 529 | 412 | 365 | 406 | 287 | 270 | 379 | 531 | 660 | 574 | 597 | 477 | 529 | 37.026 | 32.755 | 36.376 | 25.713 | 24.176 | 34.013 | 47.581 | 59.131 | 51.516 | 53.514 | 42.757 | 47.402 | 5323 | 5323 | 5487 | 5487 | 491.96 | 2020
56041 | N | . | Malburg | Colorado Energy Management LLC | 29116 | CA | PACC | WECC |  | 22 | 2 | NAICS-22 Non-Cogen | CA | NG | NG |  |  | mcf | 114 | 54 | 10 | 221 | 226 | 526 | 1409 | 3083 | 2675 | 1274 | 77 | 0 | 114 | 54 | 10 | 221 | 226 | 526 | 1409 | 3083 | 2675 | 1274 | 77 | 0 | 1.032 | 1.035 | 1.037 | 1.034 | 1.026 | 1.017 | 1.014 | 1.016 | 1.022 | 1.017 | 1.022 | 0 | 118 | 56 | 10 | 229 | 232 | 535 | 1429 | 3132 | 2734 | 1296 | 79 | 0 | 118 | 56 | 10 | 229 | 232 | 535 | 1429 | 3132 | 2734 | 1296 | 79 | 0 | 19482 | 15802 | 18900 | 18832 | 18249 | 19416 | 19981 | 20542 | 19717 | 20559 | 13055 | 18375 | 9669 | 9669 | 9850 | 9850 | 222910 | 2020
56041 | N | . | Malburg | Colorado Energy Management LLC | 29116 | CA | PACC | WECC |  | 22 | 2 | NAICS-22 Non-Cogen | CA | OBG | ORW |  |  | Mcf | 0 | 0 | 0 | 0 | 0 | 0 | 0 | 0 | 0 | 0 | 0 | 0 | 0 | 0 | 0 | 0 | 0 | 0 | 0 | 0 | 0 | 0 | 0 | 0 | 0 | 0 | 0 | 0 | 0 | 0 | 0 | 0 | 0 | 0 | 0 | 0 | 0 | 0 | 0 | 0 | 0 | 0 | 0 | 0 | 0 | 0 | 0 | 0 | 0 | 0 | 0 | 0 | 0 | 0 | 0 | 0 | 0 | 0 | 0 | 0 | 0 | 0 | 0 | 0 | 0 | 0 | 0 | 0 | 0 | 0 | 0 | 0 | 0 | 0 | 0 | 0 | 0 | 2020
56041 | N | . | Malburg | Colorado Energy Management LLC | 29116 | CA | PACC | WECC |  | 22 | 2 | NAICS-22 Non-Cogen | CT | NG | NG |  |  | mcf | 424342 | 355442 | 414468 | 409806 | 406697 | 430069 | 445846 | 467196 | 436523 | 464211 | 292280 | 405884 | 424342 | 355442 | 414468 | 409806 | 406697 | 430069 | 445846 | 467196 | 436523 | 464211 | 292280 | 405884 | 1.032 | 1.035 | 1.037 | 1.034 | 1.026 | 1.017 | 1.014 | 1.016 | 1.022 | 1.017 | 1.022 | 1.027 | 437921 | 367882 | 429803 | 423739 | 417271 | 437380 | 452088 | 474671 | 446127 | 472103 | 298710 | 416843 | 437921 | 367882 | 429803 | 423739 | 417271 | 437380 | 452088 | 474671 | 446127 | 472103 | 298710 | 416843 | 32550 | 27501 | 31769 | 30673 | 31212 | 32925 | 34644 | 37687 | 34067 | 37017 | 22197 | 30580 | 4952764 | 4952764 | 5074538 | 5074538 | 382822 | 2020
56041 | N | . | Malburg | Colorado Energy Management LLC | 29116 | CA | PACC | WECC |  | 22 | 2 | NAICS-22 Non-Cogen | CT | OBG | ORW |  |  | Mcf | 0 | 0 | 0 | 0 | 0 | 0 | 0 | 0 | 0 | 0 | 0 | 0 | 0 | 0 | 0 | 0 | 0 | 0 | 0 | 0 | 0 | 0 | 0 | 0 | 0 | 0 | 0 | 0 | 0 | 0 | 0 | 0 | 0 | 0 | 0 | 0 | 0 | 0 | 0 | 0 | 0 | 0 | 0 | 0 | 0 | 0 | 0 | 0 | 0 | 0 | 0 | 0 | 0 | 0 | 0 | 0 | 0 | 0 | 0 | 0 | 0 | 0 | 0 | 0 | 0 | 0 | 0 | 0 | 0 | 0 | 0 | 0 | 0 | 0 | 0 | 0 | 0 | 2020
56046 | N | . | Magnolia Power Project | City of Burbank Water and Power | 2507 | CA | PACC | WECC |  | 22 | 1 | Electric Utility | CA | NG | NG |  |  | mcf | 2 | 7 | 0 | 4 | 3504 | 6 | 101 | 1329 | 882 | 560 | 1105 | 889 | 2 | 7 | 0 | 4 | 3504 | 6 | 101 | 1329 | 882 | 560 | 1105 | 889 | 1.044 | 1.045 | 0 | 1.044 | 1.034 | 1.027 | 1.024 | 1.025 | 1.026 | 1.026 | 1.04 | 1.046 | 2 | 7 | 0 | 4 | 3623 | 6 | 103 | 1362 | 905 | 575 | 1149 | 930 | 2 | 7 | 0 | 4 | 3623 | 6 | 103 | 1362 | 905 | 575 | 1149 | 930 | 46805 | 2319 | 39919 | 45026 | 54079 | 47950 | 55860 | 56092 | 45896 | 56144 | 51937 | 51551 | 8389 | 8389 | 8666 | 8666 | 553578 | 2020
56046 | N | . | Magnolia Power Project | City of Burbank Water and Power | 2507 | CA | PACC | WECC |  | 22 | 1 | Electric Utility | CA | OBG | ORW |  |  | Mcf | 0 | 0 | 0 | 0 | 0 | 0 | 0 | 0 | 0 | 0 | 0 | 0 | 0 | 0 | 0 | 0 | 0 | 0 | 0 | 0 | 0 | 0 | 0 | 0 | 0 | 0 | 0 | 0 | 0 | 0 | 0 | 0 | 0 | 0 | 0 | 0 | 0 | 0 | 0 | 0 | 0 | 0 | 0 | 0 | 0 | 0 | 0 | 0 | 0 | 0 | 0 | 0 | 0 | 0 | 0 | 0 | 0 | 0 | 0 | 0 | 0 | 0 | 0 | 0 | 0 | 0 | 0 | 0 | 0 | 0 | 0 | 0 | 0 | 0 | 0 | 0 | 0 | 2020
56046 | N | . | Magnolia Power Project | City of Burbank Water and Power | 2507 | CA | PACC | WECC |  | 22 | 1 | Electric Utility | CT | NG | NG |  |  | mcf | 831206 | 43133 | 691348 | 774488 | 904354 | 834878 | 997160 | 999042 | 824166 | 1024251 | 891224 | 849416 | 831206 | 43133 | 691348 | 774488 | 904354 | 834878 | 997160 | 999042 | 824166 | 1024251 | 891224 | 849416 | 1.044 | 1.045 | 1.047 | 1.044 | 1.034 | 1.027 | 1.024 | 1.025 | 1.026 | 1.026 | 1.04 | 1.046 | 867779 | 45074 | 723841 | 808565 | 935102 | 857420 | 1021092 | 1024018 | 845594 | 1050882 | 926873 | 888489 | 867779 | 45074 | 723841 | 808565 | 935102 | 857420 | 1021092 | 1024018 | 845594 | 1050882 | 926873 | 888489 | 69675 | 3016 | 56443 | 62155 | 68292 | 65782 | 81680 | 81644 | 67973 | 88231 | 67713 | 58267 | 9664666 | 9664666 | 9994729 | 9994729 | 770871 | 2020
56046 | N | . | Magnolia Power Project | City of Burbank Water and Power | 2507 | CA | PACC | WECC |  | 22 | 1 | Electric Utility | CT | OBG | ORW |  |  | Mcf | 0 | 0 | 0 | 0 | 0 | 0 | 0 | 0 | 0 | 0 | 0 | 0 | 0 | 0 | 0 | 0 | 0 | 0 | 0 | 0 | 0 | 0 | 0 | 0 | 0 | 0 | 0 | 0 | 0 | 0 | 0 | 0 | 0 | 0 | 0 | 0 | 0 | 0 | 0 | 0 | 0 | 0 | 0 | 0 | 0 | 0 | 0 | 0 | 0 | 0 | 0 | 0 | 0 | 0 | 0 | 0 | 0 | 0 | 0 | 0 | 0 | 0 | 0 | 0 | 0 | 0 | 0 | 0 | 0 | 0 | 0 | 0 | 0 | 0 | 0 | 0 | 0 | 2020
56051 | N | . | THUMS | THUMS Long Beach Company | 18986 | CA | PACC | WECC |  | 211 | 6 | Industrial NAICS Non-Cogen | GT | NG | NG |  |  | mcf | 271134 | 270602 | 315288 | 294817 | 321780 | 316473 | 310405 | 320983 | 308111 | 315577 | 218415 | 306012 | 271134 | 270602 | 315288 | 294817 | 321780 | 316473 | 310405 | 320983 | 308111 | 315577 | 218415 | 306012 | 1.072 | 1.061 | 1.053 | 1.066 | 1.068 | 1.059 | 1.054 | 1.058 | 1.059 | 1.064 | 1.074 | 1.073 | 290656 | 287109 | 331998 | 314275 | 343661 | 335145 | 327167 | 339600 | 326290 | 335774 | 234578 | 328351 | 290656 | 287109 | 331998 | 314275 | 343661 | 335145 | 327167 | 339600 | 326290 | 335774 | 234578 | 328351 | 26658 | 26733 | 31180 | 30208 | 32819 | 31186 | 30976 | 32001 | 30790 | 31700 | 21969 | 30245 | 3569597 | 3569597 | 3794604 | 3794604 | 356465 | 2020
56075 | N | . | High Winds LLC | FPLE High Winds, LLC | 8565 | CA | PACC | WECC |  | 22 | 2 | NAICS-22 Non-Cogen | WT | WND | WND |  |  |  | 0 | 0 | 0 | 0 | 0 | 0 | 0 | 0 | 0 | 0 | 0 | 0 | 0 | 0 | 0 | 0 | 0 | 0 | 0 | 0 | 0 | 0 | 0 | 0 | 0 | 0 | 0 | 0 | 0 | 0 | 0 | 0 | 0 | 0 | 0 | 0 | 153372 | 157217 | 227907 | 307269 | 313533 | 347708 | 341392 | 290859 | 161021 | 175437 | 134255 | 131841 | 153372 | 157217 | 227907 | 307269 | 313533 | 347708 | 341392 | 290859 | 161021 | 175437 | 134255 | 131841 | 17508.2 | 17947.097 | 26016.794 | 35076.361 | 35791.399 | 39692.699 | 38971.712 | 33203.105 | 18381.354 | 20027.013 | 15325.965 | 15050.301 | 0 | 0 | 2741811 | 2741811 | 312992 | 2020
56078 | N | . | Walnut Energy Center | Turlock Irrigation District | 19281 | CA | PACC | WECC |  | 22 | 1 | Electric Utility | CA | NG | NG |  |  | mcf | 0 | 0 | 0 | 0 | 0 | 0 | 0 | 0 | 0 | 0 | 0 | 0 | 0 | 0 | 0 | 0 | 0 | 0 | 0 | 0 | 0 | 0 | 0 | 0 | 0 | 0 | 0 | 0 | 0 | 0 | 0 | 0 | 0 | 0 | 0 | 0 | 0 | 0 | 0 | 0 | 0 | 0 | 0 | 0 | 0 | 0 | 0 | 0 | 0 | 0 | 0 | 0 | 0 | 0 | 0 | 0 | 0 | 0 | 0 | 0 | 50794 | 39306 | 59861 | 36057 | 10537 | 52610 | 63003 | 65196 | 62451 | 35624 | 23170 | 14412 | 0 | 0 | 0 | 0 | 513021 | 2020
56078 | N | . | Walnut Energy Center | Turlock Irrigation District | 19281 | CA | PACC | WECC |  | 22 | 1 | Electric Utility | CT | NG | NG |  |  | mcf | 929110 | 732889 | 1079744 | 677173 | 196884 | 962445 | 1131732 | 1177844 | 1123282 | 666952 | 453371 | 288346 | 929110 | 732889 | 1079744 | 677173 | 196884 | 962445 | 1131732 | 1177844 | 1123282 | 666952 | 453371 | 288346 | 1.043 | 1.042 | 1.044 | 1.046 | 1.04 | 1.033 | 1.032 | 1.037 | 1.039 | 1.048 | 1.048 | 1.042 | 969062 | 763670 | 1127253 | 708323 | 204759 | 994206 | 1167947 | 1221424 | 1167090 | 698966 | 475133 | 300457 | 969062 | 763670 | 1127253 | 708323 | 204759 | 994206 | 1167947 | 1221424 | 1167090 | 698966 | 475133 | 300457 | 73422 | 58235 | 85760 | 53217 | 14955 | 74580 | 87474 | 94095 | 88550 | 52247 | 35371 | 21687 | 9419772 | 9419772 | 9798290 | 9798290 | 739593 | 2020
56080 | Y | . | SJ/SC WPCP | San Jose/Santa Clara Water P C | 16657 | CA | PACC | WECC |  | 22132 | 5 | Commercial NAICS Cogen | IC | DFO | DFO |  |  | barrels | 5 | 5 | 6 | 5 | 5 | 6 | 5 | 5 | 5 | 1 | 0 | 2 | 2 | 2 | 2 | 1 | 2 | 3 | 2 | 2 | 2 | 1 | 0 | 1 | 5.6 | 5.6 | 5.6 | 5.6 | 5.6 | 5.6 | 5.6 | 5.6 | 5.6 | 5.6 | 0 | 5.8 | 28 | 28 | 34 | 28 | 28 | 34 | 28 | 28 | 28 | 6 | 0 | 12 | 13 | 9 | 11 | 8 | 13 | 15 | 12 | 12 | 12 | 3 | 0 | 8 | 1.472 | 1.019 | 1.251 | 0.929 | 1.499 | 1.771 | 1.447 | 1.389 | 1.436 | 0.364 | 0 | 0.967 | 50 | 20 | 282 | 116 | 13.544 | 2020
56080 | Y | . | SJ/SC WPCP | San Jose/Santa Clara Water P C | 16657 | CA | PACC | WECC |  | 22132 | 5 | Commercial NAICS Cogen | IC | NG | NG |  |  | mcf | 29625 | 15854 | 22897 | 19788 | 34869 | 39819 | 42764 | 37813 | 37929 | 35597 | 31855 | 25933 | 13243 | 5015 | 7443 | 5787 | 15960 | 17963 | 18921 | 16044 | 16584 | 19356 | 23950 | 18593 | 1.02 | 1.02 | 1.02 | 1.02 | 1.02 | 1.02 | 1.02 | 1.02 | 1.02 | 1.02 | 1.02 | 1.02 | 30218 | 16171 | 23355 | 20184 | 35566 | 40615 | 43619 | 38569 | 38688 | 36309 | 32492 | 26452 | 13508 | 5115 | 7592 | 5903 | 16279 | 18322 | 19299 | 16365 | 16916 | 19743 | 24429 | 18965 | 1588.322 | 588.411 | 869.466 | 669.888 | 1903.657 | 2140.752 | 2254.181 | 1913.464 | 1984.066 | 2361.044 | 2957.68 | 2204.651 | 374743 | 178859 | 382238 | 182436 | 21435.582 | 2020
56080 | Y | . | SJ/SC WPCP | San Jose/Santa Clara Water P C | 16657 | CA | PACC | WECC |  | 22132 | 5 | Commercial NAICS Cogen | IC | OBG | ORW |  |  | Mcf | 59198 | 54237 | 57244 | 53514 | 52489 | 46436 | 45485 | 46788 | 41184 | 36129 | 43151 | 45697 | 26463 | 17155 | 18608 | 15650 | 24024 | 20948 | 20124 | 19852 | 18006 | 19645 | 32442 | 32763 | 0.62 | 0.62 | 0.62 | 0.62 | 0.62 | 0.62 | 0.62 | 0.62 | 0.62 | 0.62 | 0.62 | 0.62 | 36703 | 33627 | 35491 | 33179 | 32543 | 28790 | 28201 | 29009 | 25534 | 22400 | 26754 | 28332 | 16407 | 10636 | 11537 | 9703 | 14895 | 12988 | 12477 | 12308 | 11164 | 12180 | 20114 | 20313 | 1929.206 | 1223.57 | 1321.283 | 1101.183 | 1741.844 | 1517.477 | 1457.372 | 1439.147 | 1309.498 | 1456.592 | 2435.32 | 2361.382 | 581552 | 265680 | 360563 | 164722 | 19293.874 | 2020
56090 | N | . | Blacksand Generating Facility | Bridge Energy LLC | 61143 | CA | PACC | WECC |  | 211 | 6 | Industrial NAICS Non-Cogen | GT | OG | OOG |  |  | mcf | 37578 | 57734 | 52890 | 35506 | 50294 | 44862 | 61940 | 61359 | 47093 | 45409 | 38742 | 35611 | 37578 | 57734 | 52890 | 35506 | 50294 | 44862 | 61940 | 61359 | 47093 | 45409 | 38742 | 35611 | 0.962 | 0.962 | 0.962 | 0.962 | 0.962 | 0.962 | 0.962 | 0.962 | 0.962 | 0.962 | 0.962 | 0.962 | 36150 | 55540 | 50880 | 34157 | 48383 | 43157 | 59586 | 59027 | 45303 | 43683 | 37270 | 34258 | 36150 | 55540 | 50880 | 34157 | 48383 | 43157 | 59586 | 59027 | 45303 | 43683 | 37270 | 34258 | 2376.414 | 3651.137 | 3344.8 | 2245.407 | 3180.622 | 2837.112 | 3917.099 | 3880.398 | 2978.202 | 2871.659 | 2450.07 | 2252.08 | 569018 | 569018 | 547394 | 547394 | 35985 | 2020
56112 | N | . | Mountain View III | Avangrid Renewables LLC | 15399 | CA | PACC | WECC |  | 22 | 2 | NAICS-22 Non-Cogen | WT | WND | WND |  |  |  | 0 | 0 | 0 | 0 | 0 | 0 | 0 | 0 | 0 | 0 | 0 | 0 | 0 | 0 | 0 | 0 | 0 | 0 | 0 | 0 | 0 | 0 | 0 | 0 | 0 | 0 | 0 | 0 | 0 | 0 | 0 | 0 | 0 | 0 | 0 | 0 | 28572 | 29289 | 42458 | 57243 | 58410 | 64776 | 63600 | 54186 | 29997 | 32683 | 25011 | 24561 | 28572 | 29289 | 42458 | 57243 | 58410 | 64776 | 63600 | 54186 | 29997 | 32683 | 25011 | 24561 | 3261.698 | 3343.463 | 4846.812 | 6534.568 | 6667.777 | 7394.571 | 7260.255 | 6185.589 | 3424.364 | 3730.942 | 2855.158 | 2803.803 | 0 | 0 | 510786 | 510786 | 58309 | 2020
56125 | N | . | Springville Hydroelectric | Calleguas Mun Water District | 30076 | CA | PACC | WECC |  | 22 | 2 | NAICS-22 Non-Cogen | HY | WAT | HYC |  |  |  | 0 | 0 | 0 | 0 | 0 | 0 | 0 | 0 | 0 | 0 | 0 | 0 | 0 | 0 | 0 | 0 | 0 | 0 | 0 | 0 | 0 | 0 | 0 | 0 | 0 | 0 | 0 | 0 | 0 | 0 | 0 | 0 | 0 | 0 | 0 | 0 | 468 | 349 | 370 | 543 | 743 | 695 | 734 | 740 | 515 | 424 | 321 | 264 | 468 | 349 | 370 | 543 | 743 | 695 | 734 | 740 | 515 | 424 | 321 | 264 | 53.449 | 39.876 | 42.216 | 61.969 | 84.874 | 79.303 | 83.846 | 84.487 | 58.842 | 48.391 | 36.599 | 30.148 | 0 | 0 | 6166 | 6166 | 704 | 2020
56134 | Y | . | Regional Wastewater Control Facility | City of Stockton MUD | 55934 | CA | PACC | WECC |  | 22132 | 5 | Commercial NAICS Cogen | IC | DFO | DFO |  |  | barrels | 2 | 2 | 2 | 2 | 2 | 2 | 3 | 3 | 2 | 3 | 2 | 2 | 1 | 1 | 1 | 1 | 1 | 1 | 2 | 2 | 1 | 2 | 1 | 1 | 5.8 | 5.8 | 5.8 | 5.8 | 5.8 | 5.8 | 5.8 | 5.8 | 5.8 | 5.8 | 5.8 | 5.8 | 12 | 12 | 12 | 12 | 12 | 12 | 17 | 17 | 12 | 17 | 12 | 12 | 7 | 7 | 7 | 5 | 8 | 7 | 9 | 9 | 8 | 9 | 8 | 7 | 0.48 | 0.463 | 0.449 | 0.356 | 0.518 | 0.448 | 0.626 | 0.599 | 0.518 | 0.562 | 0.555 | 0.449 | 27 | 15 | 159 | 91 | 6.023 | 2020
56134 | Y | . | Regional Wastewater Control Facility | City of Stockton MUD | 55934 | CA | PACC | WECC |  | 22132 | 5 | Commercial NAICS Cogen | IC | NG | NG |  |  | mcf | 295 | 262 | 291 | 206 | 193 | 272 | 380 | 473 | 412 | 428 | 342 | 379 | 172 | 152 | 169 | 120 | 113 | 158 | 221 | 275 | 240 | 249 | 199 | 221 | 1 | 1 | 1 | 1 | 1 | 1 | 1 | 1 | 1 | 1 | 1 | 1 | 295 | 262 | 291 | 206 | 193 | 272 | 380 | 473 | 412 | 428 | 342 | 379 | 172 | 152 | 169 | 120 | 113 | 158 | 221 | 275 | 240 | 249 | 199 | 221 | 11.384 | 10.071 | 11.184 | 7.906 | 7.433 | 10.458 | 14.629 | 18.18 | 15.839 | 16.453 | 13.146 | 14.574 | 3933 | 2289 | 3933 | 2289 | 151.257 | 2020
56134 | Y | . | Regional Wastewater Control Facility | City of Stockton MUD | 55934 | CA | PACC | WECC |  | 22132 | 5 | Commercial NAICS Cogen | IC | OBG | ORW |  |  | Mcf | 21806 | 19614 | 20668 | 19343 | 20548 | 18939 | 21270 | 20308 | 20143 | 19386 | 19516 | 17431 | 12694 | 11418 | 12032 | 11261 | 11962 | 11026 | 12383 | 11823 | 11727 | 11286 | 11362 | 10148 | 0.66 | 0.66 | 0.66 | 0.66 | 0.66 | 0.66 | 0.66 | 0.66 | 0.66 | 0.66 | 0.66 | 0.66 | 14392 | 12945 | 13641 | 12766 | 13562 | 12500 | 14038 | 13403 | 13294 | 12795 | 12881 | 11504 | 8378 | 7536 | 7941 | 7432 | 7895 | 7277 | 8173 | 7803 | 7740 | 7449 | 7499 | 6698 | 553.479 | 497.864 | 524.603 | 490.981 | 521.559 | 480.709 | 539.893 | 515.465 | 511.282 | 492.062 | 495.379 | 442.444 | 238972 | 139122 | 157721 | 91821 | 6065.72 | 2020
56135 | N | . | Ripon Generation Station | Modesto Irrigation District | 12745 | CA | PACC | WECC |  | 22 | 1 | Electric Utility | GT | NG | NG |  |  | mcf | 14131 | 12501 | 13883 | 9814 | 9227 | 12981 | 18160 | 22568 | 19662 | 20424 | 16319 | 18092 | 14131 | 12501 | 13883 | 9814 | 9227 | 12981 | 18160 | 22568 | 19662 | 20424 | 16319 | 18092 | 1.039 | 1.039 | 1.039 | 1.039 | 1.039 | 1.039 | 1.039 | 1.039 | 1.039 | 1.039 | 1.039 | 1.039 | 14682 | 12989 | 14424 | 10197 | 9587 | 13487 | 18868 | 23448 | 20429 | 21221 | 16955 | 18798 | 14682 | 12989 | 14424 | 10197 | 9587 | 13487 | 18868 | 23448 | 20429 | 21221 | 16955 | 18798 | 1183.922 | 1047.368 | 1163.171 | 822.213 | 773.066 | 1087.602 | 1521.448 | 1890.799 | 1647.281 | 1711.176 | 1367.208 | 1515.746 | 187762 | 187762 | 195085 | 195085 | 15731 | 2020
56143 | N | . | Riverside Energy Resource Center | City of Riverside - (CA) | 16088 | CA | PACC | WECC |  | 22 | 1 | Electric Utility | GT | NG | NG |  |  | mcf | 77092 | 68201 | 75742 | 53540 | 50340 | 70821 | 99072 | 123123 | 107266 | 111426 | 89028 | 98701 | 77092 | 68201 | 75742 | 53540 | 50340 | 70821 | 99072 | 123123 | 107266 | 111426 | 89028 | 98701 | 1.041 | 1.041 | 1.041 | 1.041 | 1.041 | 1.041 | 1.041 | 1.041 | 1.041 | 1.041 | 1.041 | 1.041 | 80253 | 70997 | 78847 | 55735 | 52404 | 73725 | 103134 | 128171 | 111664 | 115994 | 92678 | 102748 | 80253 | 70997 | 78847 | 55735 | 52404 | 73725 | 103134 | 128171 | 111664 | 115994 | 92678 | 102748 | 7581.059 | 6706.659 | 7448.184 | 5264.91 | 4950.209 | 6964.287 | 9742.352 | 12107.436 | 10548.104 | 10957.251 | 8754.704 | 9705.845 | 1024352 | 1024352 | 1066350 | 1066350 | 100731 | 2020
56144 | N | . | Springs Generating Station | City of Riverside - (CA) | 16088 | CA | PACC | WECC |  | 22 | 1 | Electric Utility | GT | NG | NG |  |  | mcf | 1859 | 1645 | 1827 | 1292 | 1214 | 1708 | 2390 | 2970 | 2588 | 2688 | 2148 | 2381 | 1859 | 1645 | 1827 | 1292 | 1214 | 1708 | 2390 | 2970 | 2588 | 2688 | 2148 | 2381 | 1.041 | 1.041 | 1.041 | 1.041 | 1.041 | 1.041 | 1.041 | 1.041 | 1.041 | 1.041 | 1.041 | 1.041 | 1935 | 1712 | 1902 | 1345 | 1264 | 1778 | 2488 | 3092 | 2694 | 2798 | 2236 | 2479 | 1935 | 1712 | 1902 | 1345 | 1264 | 1778 | 2488 | 3092 | 2694 | 2798 | 2236 | 2479 | 138.104 | 122.174 | 135.682 | 95.91 | 90.177 | 126.867 | 177.475 | 220.559 | 192.153 | 199.606 | 159.483 | 176.81 | 24710 | 24710 | 25723 | 25723 | 1835 | 2020
56184 | N | . | Red Bluff | California Power Holdings LLC | 55784 | CA | PACC | WECC |  | 22 | 2 | NAICS-22 Non-Cogen | IC | NG | NG |  |  | mcf | 9590 | 8485 | 9423 | 6661 | 6263 | 8811 | 12325 | 15318 | 13345 | 13862 | 11076 | 12279 | 9590 | 8485 | 9423 | 6661 | 6263 | 8811 | 12325 | 15318 | 13345 | 13862 | 11076 | 12279 | 1.02 | 1.02 | 1.02 | 1.02 | 1.02 | 1.02 | 1.02 | 1.02 | 1.02 | 1.02 | 1.02 | 1.02 | 9782 | 8655 | 9611 | 6794 | 6388 | 8987 | 12572 | 15624 | 13612 | 14139 | 11298 | 12525 | 9782 | 8655 | 9611 | 6794 | 6388 | 8987 | 12572 | 15624 | 13612 | 14139 | 11298 | 12525 | 682.009 | 603.347 | 670.056 | 473.644 | 445.333 | 626.524 | 876.445 | 1089.214 | 948.933 | 985.74 | 787.594 | 873.161 | 127438 | 127438 | 129987 | 129987 | 9062 | 2020
56185 | N | . | Chowchilla II | California Power Holdings LLC | 55784 | CA | PACC | WECC |  | 22 | 2 | NAICS-22 Non-Cogen | IC | NG | NG |  |  | mcf | 11925 | 10550 | 11716 | 8282 | 7787 | 10955 | 15325 | 19045 | 16593 | 17236 | 13772 | 15268 | 11925 | 10550 | 11716 | 8282 | 7787 | 10955 | 15325 | 19045 | 16593 | 17236 | 13772 | 15268 | 1.02 | 1.02 | 1.02 | 1.02 | 1.02 | 1.02 | 1.02 | 1.02 | 1.02 | 1.02 | 1.02 | 1.02 | 12164 | 10761 | 11950 | 8448 | 7943 | 11174 | 15632 | 19426 | 16925 | 17581 | 14047 | 15573 | 12164 | 10761 | 11950 | 8448 | 7943 | 11174 | 15632 | 19426 | 16925 | 17581 | 14047 | 15573 | 1167.14 | 1032.521 | 1146.682 | 810.557 | 762.107 | 1072.184 | 1499.88 | 1863.995 | 1623.929 | 1686.919 | 1347.827 | 1494.259 | 158454 | 158454 | 161624 | 161624 | 15508 | 2020
56232 | N | . | Miramar Energy Facility | San Diego Gas & Electric Co | 16609 | CA | PACC | WECC |  | 22 | 1 | Electric Utility | GT | NG | NG |  |  | mcf | 135195 | 120141 | 189084 | 122686 | 19729 | 13381 | 39878 | 57083 | 44689 | 32481 | 14348 | 6275 | 135195 | 120141 | 189084 | 122686 | 19729 | 13381 | 39878 | 57083 | 44689 | 32481 | 14348 | 6275 | 1.033 | 1.032 | 1.028 | 1.035 | 1.032 | 1.02 | 1.017 | 1.017 | 1.021 | 1.018 | 1.017 | 1.026 | 139656 | 123986 | 194378 | 126980 | 20360 | 13649 | 40556 | 58053 | 45627 | 33066 | 14592 | 6438 | 139656 | 123986 | 194378 | 126980 | 20360 | 13649 | 40556 | 58053 | 45627 | 33066 | 14592 | 6438 | 13690 | 11960 | 18949 | 12327 | 1947 | 1316 | 3887 | 5589 | 4367 | 3182 | 1412 | 627 | 794970 | 794970 | 817341 | 817341 | 79253 | 2020
56239 | N | . | Malaga Power LLC | CalPeak Power, LLC | 59527 | CA | PACC | WECC |  | 22 | 2 | NAICS-22 Non-Cogen | GT | NG | NG |  |  | mcf | 0 | 1715 | 6206 | 1887 | 5277 | 14665 | 8677 | 43039 | 11099 | 11819 | 11641 | 13720 | 0 | 1715 | 6206 | 1887 | 5277 | 14665 | 8677 | 43039 | 11099 | 11819 | 11641 | 13720 | 0 | 1.031 | 1.022 | 1.026 | 1.028 | 1.027 | 1.031 | 1.038 | 1.033 | 1.023 | 1.03 | 1.041 | 0 | 1768 | 6343 | 1936 | 5425 | 15061 | 8946 | 44674 | 11465 | 12091 | 11990 | 14283 | 0 | 1768 | 6343 | 1936 | 5425 | 15061 | 8946 | 44674 | 11465 | 12091 | 11990 | 14283 | 0 | 167 | 605 | 153 | 519 | 1478 | 827 | 4355 | 1062 | 1112 | 1053 | 1343 | 129745 | 129745 | 133982 | 133982 | 12674 | 2020
56271 | N | . | Diablo Winds LLC | GlidePath Power Operations LLC | 61728 | CA | PACC | WECC |  | 22 | 2 | NAICS-22 Non-Cogen | WT | WND | WND |  |  |  | 0 | 0 | 0 | 0 | 0 | 0 | 0 | 0 | 0 | 0 | 0 | 0 | 0 | 0 | 0 | 0 | 0 | 0 | 0 | 0 | 0 | 0 | 0 | 0 | 0 | 0 | 0 | 0 | 0 | 0 | 0 | 0 | 0 | 0 | 0 | 0 | 27464 | 28152 | 40810 | 55021 | 56143 | 62262 | 61131 | 52083 | 28833 | 31415 | 24040 | 23608 | 27464 | 28152 | 40810 | 55021 | 56143 | 62262 | 61131 | 52083 | 28833 | 31415 | 24040 | 23608 | 3135.111 | 3213.702 | 4658.705 | 6280.958 | 6408.997 | 7107.584 | 6978.481 | 5945.523 | 3291.462 | 3586.143 | 2744.348 | 2694.986 | 0 | 0 | 490962 | 490962 | 56046 | 2020
56275 | N | . | Helzel & Schwarzhoff 86 | Wind Stream Operations LLC | 56899 | CA | PACC | WECC |  | 22 | 2 | NAICS-22 Non-Cogen | WT | WND | WND |  |  |  | 0 | 0 | 0 | 0 | 0 | 0 | 0 | 0 | 0 | 0 | 0 | 0 | 0 | 0 | 0 | 0 | 0 | 0 | 0 | 0 | 0 | 0 | 0 | 0 | 0 | 0 | 0 | 0 | 0 | 0 | 0 | 0 | 0 | 0 | 0 | 0 | 1383 | 1417 | 2055 | 2770 | 2827 | 3135 | 3078 | 2622 | 1452 | 1582 | 1210 | 1189 | 1383 | 1417 | 2055 | 2770 | 2827 | 3135 | 3078 | 2622 | 1452 | 1582 | 1210 | 1189 | 157.855 | 161.815 | 234.573 | 316.256 | 322.703 | 357.878 | 351.377 | 299.366 | 165.73 | 180.568 | 138.182 | 135.697 | 0 | 0 | 24720 | 24720 | 2822 | 2020
56276 | N | . | ZCO | Wind Stream Operations LLC | 56899 | CA | PACC | WECC |  | 22 | 2 | NAICS-22 Non-Cogen | WT | WND | WND |  |  |  | 0 | 0 | 0 | 0 | 0 | 0 | 0 | 0 | 0 | 0 | 0 | 0 | 0 | 0 | 0 | 0 | 0 | 0 | 0 | 0 | 0 | 0 | 0 | 0 | 0 | 0 | 0 | 0 | 0 | 0 | 0 | 0 | 0 | 0 | 0 | 0 | 909 | 932 | 1351 | 1821 | 1858 | 2061 | 2023 | 1724 | 954 | 1040 | 796 | 781 | 909 | 932 | 1351 | 1821 | 1858 | 2061 | 2023 | 1724 | 954 | 1040 | 796 | 781 | 103.766 | 106.367 | 154.193 | 207.886 | 212.124 | 235.245 | 230.972 | 196.784 | 108.94 | 118.693 | 90.832 | 89.198 | 0 | 0 | 16250 | 16250 | 1855 | 2020
56295 | N | . | Kumeyaay Wind | Leeward Asset Management, LLC | 50123 | CA | PACC | WECC |  | 22 | 2 | NAICS-22 Non-Cogen | WT | WND | WND |  |  |  | 0 | 0 | 0 | 0 | 0 | 0 | 0 | 0 | 0 | 0 | 0 | 0 | 0 | 0 | 0 | 0 | 0 | 0 | 0 | 0 | 0 | 0 | 0 | 0 | 0 | 0 | 0 | 0 | 0 | 0 | 0 | 0 | 0 | 0 | 0 | 0 | 70330 | 72093 | 104509 | 140901 | 143773 | 159444 | 156548 | 133376 | 73837 | 80448 | 61564 | 60457 | 70330 | 72093 | 104509 | 140901 | 143773 | 159444 | 156548 | 133376 | 73837 | 80448 | 61564 | 60457 | 8028.525 | 8229.786 | 11930.21 | 16084.548 | 16412.434 | 18201.407 | 17870.792 | 15225.551 | 8428.918 | 9183.548 | 7027.845 | 6901.436 | 0 | 0 | 1257280 | 1257280 | 143525 | 2020
56298 | N | . | Roseville Energy Park | City of Roseville - (CA) | 16295 | CA | PACC | WECC |  | 22 | 1 | Electric Utility | CA | NG | NG |  |  | mcf | 6794 | 12060 | 0 | 0 | 5132 | 19248 | 33678 | 73456 | 56555 | 36951 | 7773 | 0 | 6794 | 12060 | 0 | 0 | 5132 | 19248 | 33678 | 73456 | 56555 | 36951 | 7773 | 0 | 1.044 | 1.042 | 0 | 0 | 1.04 | 1.034 | 1.034 | 1.033 | 1.039 | 1.04 | 1.047 | 0 | 7093 | 12567 | 0 | 0 | 5337 | 19902 | 34823 | 75880 | 58761 | 38429 | 8138 | 0 | 7093 | 12567 | 0 | 0 | 5337 | 19902 | 34823 | 75880 | 58761 | 38429 | 8138 | 0 | 4673 | 5180 | 0 | 0 | 1750 | 5523 | 14432 | 30374 | 28573 | 23263 | 9818 | 1 | 251647 | 251647 | 260930 | 260930 | 123587 | 2020
56298 | N | . | Roseville Energy Park | City of Roseville - (CA) | 16295 | CA | PACC | WECC |  | 22 | 1 | Electric Utility | CT | NG | NG |  |  | mcf | 87938 | 91194 | 0 | 0 | 31030 | 86579 | 231420 | 472453 | 471091 | 413845 | 213534 | 2394 | 87938 | 91194 | 0 | 0 | 31030 | 86579 | 231420 | 472453 | 471091 | 413845 | 213534 | 2394 | 1.044 | 1.042 | 0 | 0 | 1.04 | 1.034 | 1.034 | 1.033 | 1.039 | 1.04 | 1.047 | 1.049 | 91807 | 95024 | 0 | 0 | 32271 | 89523 | 239288 | 488044 | 489464 | 430399 | 223570 | 2511 | 91807 | 95024 | 0 | 0 | 32271 | 89523 | 239288 | 488044 | 489464 | 430399 | 223570 | 2511 | 8079 | 8275 | 0 | 0 | 2644 | 7513 | 19858 | 41371 | 41282 | 36773 | 20004 | 168 | 2101478 | 2101478 | 2181901 | 2181901 | 185967 | 2020
56302 | N | . | Oasis Wind | Terra-Gen Operating Co-Wind | 2770 | CA | PACC | WECC |  | 22 | 2 | NAICS-22 Non-Cogen | WT | WND | WND |  |  |  | 0 | 0 | 0 | 0 | 0 | 0 | 0 | 0 | 0 | 0 | 0 | 0 | 0 | 0 | 0 | 0 | 0 | 0 | 0 | 0 | 0 | 0 | 0 | 0 | 0 | 0 | 0 | 0 | 0 | 0 | 0 | 0 | 0 | 0 | 0 | 0 | 40177 | 41184 | 59702 | 80492 | 82133 | 91085 | 89431 | 76193 | 42181 | 45957 | 35169 | 34537 | 40177 | 41184 | 59702 | 80492 | 82133 | 91085 | 89431 | 76193 | 42181 | 45957 | 35169 | 34537 | 4586.426 | 4701.399 | 6815.327 | 9188.561 | 9375.871 | 10397.851 | 10208.982 | 8697.845 | 4815.157 | 5246.252 | 4014.771 | 3942.558 | 0 | 0 | 718241 | 718241 | 81991 | 2020
56346 | N | . | Bear Valley Power Plant | Bear Valley Electric Service | 17612 | CA | PACC | WECC |  | 22 | 1 | Electric Utility | IC | NG | NG |  |  | mcf | 959 | 851 | 945 | 668 | 628 | 883 | 1236 | 1536 | 1338 | 1390 | 1110 | 1231 | 959 | 851 | 945 | 668 | 628 | 883 | 1236 | 1536 | 1338 | 1390 | 1110 | 1231 | 1.037 | 1.037 | 1.037 | 1.037 | 1.037 | 1.037 | 1.037 | 1.037 | 1.037 | 1.037 | 1.037 | 1.037 | 994 | 882 | 980 | 693 | 651 | 916 | 1282 | 1593 | 1388 | 1441 | 1151 | 1277 | 994 | 882 | 980 | 693 | 651 | 916 | 1282 | 1593 | 1388 | 1441 | 1151 | 1277 | 97.461 | 86.221 | 95.754 | 67.686 | 63.64 | 89.533 | 125.248 | 155.653 | 135.607 | 140.867 | 112.551 | 124.779 | 12775 | 12775 | 13248 | 13248 | 1295 | 2020
56356 | Y | . | Clearwater Power Plant | City of Riverside - (CA) | 16088 | CA | PACC | WECC |  | 22 | 1 | Electric Utility | CA | NG | NG |  |  | mcf | 0 | 0 | 0 | 0 | 0 | 0 | 0 | 0 | 0 | 0 | 0 | 0 | 0 | 0 | 0 | 0 | 0 | 0 | 0 | 0 | 0 | 0 | 0 | 0 | 0 | 0 | 0 | 0 | 0 | 0 | 0 | 0 | 0 | 0 | 0 | 0 | 0 | 0 | 0 | 0 | 0 | 0 | 0 | 0 | 0 | 0 | 0 | 0 | 0 | 0 | 0 | 0 | 0 | 0 | 0 | 0 | 0 | 0 | 0 | 0 | 137.274 | 121.442 | 134.869 | 95.335 | 89.637 | 126.107 | 176.411 | 219.237 | 191.001 | 198.41 | 158.527 | 175.75 | 0 | 0 | 0 | 0 | 1824 | 2020
56356 | Y | . | Clearwater Power Plant | City of Riverside - (CA) | 16088 | CA | PACC | WECC |  | 22 | 1 | Electric Utility | CT | NG | NG |  |  | mcf | 5288 | 4678 | 5195 | 3672 | 3453 | 4857 | 6795 | 8444 | 7357 | 7642 | 6106 | 6769 | 4270 | 3778 | 4195 | 2965 | 2788 | 3923 | 5488 | 6820 | 5942 | 6172 | 4932 | 5468 | 1.039 | 1.039 | 1.039 | 1.039 | 1.039 | 1.039 | 1.039 | 1.039 | 1.039 | 1.039 | 1.039 | 1.039 | 5494 | 4860 | 5398 | 3815 | 3588 | 5046 | 7060 | 8773 | 7644 | 7940 | 6344 | 7033 | 4437 | 3925 | 4359 | 3081 | 2897 | 4076 | 5702 | 7086 | 6174 | 6413 | 5124 | 5681 | 460.895 | 407.735 | 452.817 | 320.083 | 300.951 | 423.398 | 592.292 | 736.079 | 641.278 | 666.152 | 532.247 | 590.073 | 70256 | 56741 | 72995 | 58955 | 6124 | 2020
56362 | N | . | Shiloh I Wind Project | Avangrid Renewables LLC | 15399 | CA | PACC | WECC |  | 22 | 2 | NAICS-22 Non-Cogen | WT | WND | WND |  |  |  | 0 | 0 | 0 | 0 | 0 | 0 | 0 | 0 | 0 | 0 | 0 | 0 | 0 | 0 | 0 | 0 | 0 | 0 | 0 | 0 | 0 | 0 | 0 | 0 | 0 | 0 | 0 | 0 | 0 | 0 | 0 | 0 | 0 | 0 | 0 | 0 | 193083 | 197923 | 286917 | 386827 | 394713 | 437737 | 429786 | 366169 | 202712 | 220861 | 169017 | 165977 | 193083 | 197923 | 286917 | 386827 | 394713 | 437737 | 429786 | 366169 | 202712 | 220861 | 169017 | 165977 | 22041.43 | 22593.965 | 32753.072 | 44158.345 | 45058.521 | 49969.947 | 49062.282 | 41800.064 | 23140.661 | 25212.414 | 19294.169 | 18947.13 | 0 | 0 | 3451722 | 3451722 | 394032 | 2020
56428 | N | . | Ameresco Santa Cruz Energy | AMERESCO Santa Cruz Energy LLC | 54814 | CA | PACC | WECC |  | 22 | 2 | NAICS-22 Non-Cogen | IC | LFG | MLG |  |  | mcf | 48250 | 43402 | 45733 | 42802 | 45468 | 41907 | 47066 | 44937 | 44572 | 42896 | 43186 | 38571 | 48250 | 43402 | 45733 | 42802 | 45468 | 41907 | 47066 | 44937 | 44572 | 42896 | 43186 | 38571 | 0.423 | 0.423 | 0.423 | 0.423 | 0.423 | 0.423 | 0.423 | 0.423 | 0.423 | 0.423 | 0.423 | 0.423 | 20410 | 18359 | 19345 | 18105 | 19233 | 17727 | 19909 | 19008 | 18854 | 18145 | 18268 | 16316 | 20410 | 18359 | 19345 | 18105 | 19233 | 17727 | 19909 | 19008 | 18854 | 18145 | 18268 | 16316 | 1592.811 | 1432.76 | 1509.709 | 1412.95 | 1500.948 | 1383.389 | 1553.71 | 1483.412 | 1471.375 | 1416.061 | 1425.606 | 1273.269 | 528790 | 528790 | 223679 | 223679 | 17456 | 2020
56433 | N | . | Pine Tree Wind Power Project | Los Angeles Department of Water & Power | 11208 | CA | PACC | WECC |  | 22 | 1 | Electric Utility | WT | WND | WND |  |  |  | 0 | 0 | 0 | 0 | 0 | 0 | 0 | 0 | 0 | 0 | 0 | 0 | 0 | 0 | 0 | 0 | 0 | 0 | 0 | 0 | 0 | 0 | 0 | 0 | 0 | 0 | 0 | 0 | 0 | 0 | 0 | 0 | 0 | 0 | 0 | 0 | 127580 | 130778 | 189581 | 255596 | 260807 | 289235 | 283981 | 241946 | 133942 | 145934 | 111678 | 109669 | 127580 | 130778 | 189581 | 255596 | 260807 | 289235 | 283981 | 241946 | 133942 | 145934 | 111678 | 109669 | 14563.893 | 14928.983 | 21641.622 | 29177.667 | 29772.459 | 33017.688 | 32417.947 | 27619.43 | 15290.213 | 16659.125 | 12748.64 | 12519.333 | 0 | 0 | 2280727 | 2280727 | 260357 | 2020
56446 | N | . | Buena Vista Energy LLC | Leeward Asset Management, LLC | 50123 | CA | PACC | WECC |  | 22 | 2 | NAICS-22 Non-Cogen | WT | WND | WND |  |  |  | 0 | 0 | 0 | 0 | 0 | 0 | 0 | 0 | 0 | 0 | 0 | 0 | 0 | 0 | 0 | 0 | 0 | 0 | 0 | 0 | 0 | 0 | 0 | 0 | 0 | 0 | 0 | 0 | 0 | 0 | 0 | 0 | 0 | 0 | 0 | 0 | 41782 | 42830 | 62088 | 83708 | 85414 | 94725 | 93004 | 79237 | 43866 | 47793 | 36575 | 35917 | 41782 | 42830 | 62088 | 83708 | 85414 | 94725 | 93004 | 79237 | 43866 | 47793 | 36575 | 35917 | 4769.678 | 4889.247 | 7087.638 | 9555.695 | 9750.49 | 10813.303 | 10616.888 | 9045.372 | 5007.55 | 5455.869 | 4175.184 | 4100.086 | 0 | 0 | 746939 | 746939 | 85267 | 2020
56467 | N | . | Russell City Energy Center | Russell City Energy Company LLC | 54890 | CA | PACC | WECC |  | 22 | 2 | NAICS-22 Non-Cogen | CA | NG | NG |  |  | mcf | 0 | 0 | 0 | 0 | 8451 | 12085 | 22560 | 55375 | 27320 | 38667 | 13209 | 31046 | 0 | 0 | 0 | 0 | 8451 | 12085 | 22560 | 55375 | 27320 | 38667 | 13209 | 31046 | 0 | 0 | 0 | 0 | 1.036 | 1.034 | 1.034 | 1.041 | 1.039 | 1.047 | 1.049 | 1.042 | 0 | 0 | 0 | 0 | 8755 | 12496 | 23327 | 57645 | 28385 | 40484 | 13856 | 32350 | 0 | 0 | 0 | 0 | 8755 | 12496 | 23327 | 57645 | 28385 | 40484 | 13856 | 32350 | 0 | 0 | 4019 | 3202 | 18414 | 12332 | 30126 | 83221 | 48970 | 77848 | 40406 | 90118 | 208713 | 208713 | 217298 | 217298 | 408656 | 2020
56467 | N | . | Russell City Energy Center | Russell City Energy Company LLC | 54890 | CA | PACC | WECC |  | 22 | 2 | NAICS-22 Non-Cogen | CT | NG | NG |  |  | mcf | 0 | 0 | 89222 | 69177 | 353837 | 237208 | 584939 | 1499730 | 908333 | 1449661 | 787430 | 1755634 | 0 | 0 | 89222 | 69177 | 353837 | 237208 | 584939 | 1499730 | 908333 | 1449661 | 787430 | 1755634 | 0 | 0 | 1.045 | 1.047 | 1.036 | 1.034 | 1.034 | 1.041 | 1.039 | 1.047 | 1.049 | 1.042 | 0 | 0 | 93237 | 72428 | 366575 | 245273 | 604827 | 1561219 | 943758 | 1517795 | 826014 | 1829371 | 0 | 0 | 93237 | 72428 | 366575 | 245273 | 604827 | 1561219 | 943758 | 1517795 | 826014 | 1829371 | 0 | 0 | 7416 | 5609 | 30052 | 20734 | 50291 | 132412 | 78550 | 129399 | 70570 | 158267 | 7735171 | 7735171 | 8060497 | 8060497 | 683300 | 2020
56469 | Y | . | Roseburg Forest Products Biomass | Roseburg Forest Products | 54894 | CA | PACC | WECC |  | 321 | 7 | Industrial NAICS Cogen | ST | WDS | WWW |  |  | short tons | 7762 | 7408 | 7945 | 7689 | 7842 | 5679 | 6678 | 7817 | 7605 | 6630 | 7673 | 7824 | 1495 | 1441 | 1550 | 1549 | 1709 | 1491 | 1437 | 1687 | 1670 | 1655 | 1597 | 1627 | 15.38 | 15.38 | 15.38 | 15.38 | 15.38 | 15.38 | 15.38 | 15.38 | 15.38 | 15.38 | 15.38 | 15.38 | 119380 | 113935 | 122194 | 118257 | 120610 | 87343 | 102708 | 120225 | 116965 | 101969 | 118011 | 120333 | 22998 | 22159 | 23837 | 23827 | 26282 | 22931 | 22102 | 25945 | 25680 | 25448 | 24562 | 25021 | 4595 | 4428 | 4763 | 4761 | 5252 | 4582 | 4416 | 5184 | 5131 | 5085 | 4908 | 5000 | 88552 | 18908 | 1361930 | 290792 | 58105 | 2020
56471 | N | . | McGrath Peaker | Southern California Edison Co | 17609 | CA | PACC | WECC |  | 22 | 1 | Electric Utility | GT | NG | NG |  |  | mcf | 16562 | 14651 | 16271 | 11502 | 10814 | 15214 | 21283 | 26450 | 23043 | 23937 | 19125 | 21203 | 16562 | 14651 | 16271 | 11502 | 10814 | 15214 | 21283 | 26450 | 23043 | 23937 | 19125 | 21203 | 1.032 | 1.032 | 1.032 | 1.032 | 1.032 | 1.032 | 1.032 | 1.032 | 1.032 | 1.032 | 1.032 | 1.032 | 17092 | 15120 | 16792 | 11870 | 11160 | 15701 | 21964 | 27296 | 23780 | 24703 | 19737 | 21881 | 17092 | 15120 | 16792 | 11870 | 11160 | 15701 | 21964 | 27296 | 23780 | 24703 | 19737 | 21881 | 1672.288 | 1479.405 | 1642.976 | 1161.373 | 1091.954 | 1536.235 | 2149.041 | 2670.749 | 2326.78 | 2417.033 | 1931.178 | 2140.988 | 220055 | 220055 | 227096 | 227096 | 22220 | 2020
56472 | N | . | Grapeland Hybrid | Southern California Edison Co | 17609 | CA | PACC | WECC |  | 22 | 1 | Electric Utility | BA | MWH | OTH |  |  | megawatthours | 0 | 0 | 0 | 0 | 0 | 0 | 0 | 0 | 0 | 0 | 0 | 0 | 0 | 0 | 0 | 0 | 0 | 0 | 0 | 0 | 0 | 0 | 0 | 0 | 0 | 0 | 0 | 0 | 0 | 0 | 0 | 0 | 0 | 0 | 0 | 0 | 0 | 0 | 0 | 0 | 0 | 0 | 0 | 0 | 0 | 0 | 0 | 0 | 0 | 0 | 0 | 0 | 0 | 0 | 0 | 0 | 0 | 0 | 0 | 0 | 0 | 0 | 0 | 0 | 0 | 0 | 0 | 0 | 0 | 0 | 0 | 0 | 0 | 0 | 0 | 0 | 0 | 2020
56472 | N | . | Grapeland Hybrid | Southern California Edison Co | 17609 | CA | PACC | WECC |  | 22 | 1 | Electric Utility | GT | NG | NG |  |  | mcf | 14701 | 13005 | 14443 | 10209 | 9599 | 13504 | 18891 | 23478 | 20454 | 21247 | 16976 | 18821 | 14701 | 13005 | 14443 | 10209 | 9599 | 13504 | 18891 | 23478 | 20454 | 21247 | 16976 | 18821 | 1.038 | 1.038 | 1.038 | 1.038 | 1.038 | 1.038 | 1.038 | 1.038 | 1.038 | 1.038 | 1.038 | 1.038 | 15260 | 13499 | 14992 | 10597 | 9964 | 14017 | 19609 | 24370 | 21231 | 22054 | 17621 | 19536 | 15260 | 13499 | 14992 | 10597 | 9964 | 14017 | 19609 | 24370 | 21231 | 22054 | 17621 | 19536 | 1319.392 | 1167.212 | 1296.265 | 916.293 | 861.523 | 1212.049 | 1695.537 | 2107.151 | 1835.769 | 1906.976 | 1523.649 | 1689.184 | 195328 | 195328 | 202750 | 202750 | 17531 | 2020
56473 | N | . | Mira Loma Peaker | Southern California Edison Co | 17609 | CA | PACC | WECC |  | 22 | 1 | Electric Utility | GT | NG | NG |  |  | mcf | 15226 | 13470 | 14960 | 10575 | 9943 | 13988 | 19568 | 24318 | 21186 | 22008 | 17584 | 19494 | 15226 | 13470 | 14960 | 10575 | 9943 | 13988 | 19568 | 24318 | 21186 | 22008 | 17584 | 19494 | 1.031 | 1.031 | 1.031 | 1.031 | 1.031 | 1.031 | 1.031 | 1.031 | 1.031 | 1.031 | 1.031 | 1.031 | 15698 | 13888 | 15424 | 10903 | 10251 | 14422 | 20175 | 25072 | 21843 | 22690 | 18129 | 20098 | 15698 | 13888 | 15424 | 10903 | 10251 | 14422 | 20175 | 25072 | 21843 | 22690 | 18129 | 20098 | 1524.099 | 1348.309 | 1497.386 | 1058.46 | 995.192 | 1400.103 | 1958.606 | 2434.084 | 2120.595 | 2202.85 | 1760.049 | 1951.267 | 202320 | 202320 | 208593 | 208593 | 20251 | 2020
56474 | N | . | Barre Peaker | Southern California Edison Co | 17609 | CA | PACC | WECC |  | 22 | 1 | Electric Utility | GT | NG | NG |  |  | mcf | 32974 | 29170 | 32395 | 22899 | 21530 | 30290 | 42373 | 52660 | 45878 | 47657 | 38078 | 42214 | 32974 | 29170 | 32395 | 22899 | 21530 | 30290 | 42373 | 52660 | 45878 | 47657 | 38078 | 42214 | 1.025 | 1.025 | 1.025 | 1.025 | 1.025 | 1.025 | 1.025 | 1.025 | 1.025 | 1.025 | 1.025 | 1.025 | 33798 | 29899 | 33205 | 23471 | 22068 | 31047 | 43432 | 53977 | 47025 | 48848 | 39030 | 43269 | 33798 | 29899 | 33205 | 23471 | 22068 | 31047 | 43432 | 53977 | 47025 | 48848 | 39030 | 43269 | 3338.855 | 2953.75 | 3280.333 | 2318.774 | 2180.173 | 3067.215 | 4290.732 | 5332.363 | 4645.602 | 4825.798 | 3855.751 | 4274.654 | 438118 | 438118 | 449069 | 449069 | 44364 | 2020
56475 | N | . | Center Hybrid | Southern California Edison Co | 17609 | CA | PACC | WECC |  | 22 | 1 | Electric Utility | BA | MWH | OTH |  |  | megawatthours | 0 | 0 | 0 | 0 | 0 | 0 | 0 | 0 | 0 | 0 | 0 | 0 | 0 | 0 | 0 | 0 | 0 | 0 | 0 | 0 | 0 | 0 | 0 | 0 | 0 | 0 | 0 | 0 | 0 | 0 | 0 | 0 | 0 | 0 | 0 | 0 | 0 | 0 | 0 | 0 | 0 | 0 | 0 | 0 | 0 | 0 | 0 | 0 | 0 | 0 | 0 | 0 | 0 | 0 | 0 | 0 | 0 | 0 | 0 | 0 | 0 | 0 | 0 | 0 | 0 | 0 | 0 | 0 | 0 | 0 | 0 | 0 | 0 | 0 | 0 | 0 | 0 | 2020
56475 | N | . | Center Hybrid | Southern California Edison Co | 17609 | CA | PACC | WECC |  | 22 | 1 | Electric Utility | GT | NG | NG |  |  | mcf | 17063 | 15095 | 16764 | 11850 | 11141 | 15674 | 21927 | 27250 | 23740 | 24661 | 19704 | 21845 | 17063 | 15095 | 16764 | 11850 | 11141 | 15674 | 21927 | 27250 | 23740 | 24661 | 19704 | 21845 | 1.027 | 1.027 | 1.027 | 1.027 | 1.027 | 1.027 | 1.027 | 1.027 | 1.027 | 1.027 | 1.027 | 1.027 | 17524 | 15503 | 17217 | 12170 | 11442 | 16097 | 22519 | 27986 | 24381 | 25327 | 20236 | 22435 | 17524 | 15503 | 17217 | 12170 | 11442 | 16097 | 22519 | 27986 | 24381 | 25327 | 20236 | 22435 | 1511.003 | 1336.724 | 1484.52 | 1049.365 | 986.641 | 1388.073 | 1941.778 | 2413.17 | 2102.375 | 2183.923 | 1744.927 | 1934.501 | 226714 | 226714 | 232837 | 232837 | 20077 | 2020
56476 | N | . | Gateway Generating Station | Pacific Gas & Electric Co. | 14328 | CA | PACC | WECC |  | 22 | 1 | Electric Utility | CA | NG | NG |  |  | mcf | 73328 | 58349 | 85199 | 2371 | 21293 | 74669 | 74919 | 74227 | 86215 | 78363 | 67838 | 131024 | 73328 | 58349 | 85199 | 2371 | 21293 | 74669 | 74919 | 74227 | 86215 | 78363 | 67838 | 131024 | 1.043 | 1.043 | 1.044 | 1.048 | 1.041 | 1.034 | 1.033 | 1.038 | 1.04 | 1.047 | 1.049 | 1.042 | 76481 | 60858 | 88948 | 2485 | 22166 | 77208 | 77391 | 77048 | 89664 | 82046 | 71162 | 136527 | 76481 | 60858 | 88948 | 2485 | 22166 | 77208 | 77391 | 77048 | 89664 | 82046 | 71162 | 136527 | 119547 | 98959 | 104269 | 4811 | 29893 | 72097 | 98588 | 113109 | 87556 | 93152 | 106620 | 132722 | 827795 | 827795 | 861984 | 861984 | 1061323 | 2020
56476 | N | . | Gateway Generating Station | Pacific Gas & Electric Co. | 14328 | CA | PACC | WECC |  | 22 | 1 | Electric Utility | CA | OBG | ORW |  |  | Mcf | 0 | 0 | 0 | 0 | 0 | 0 | 0 | 0 | 0 | 0 | 0 | 0 | 0 | 0 | 0 | 0 | 0 | 0 | 0 | 0 | 0 | 0 | 0 | 0 | 0 | 0 | 0 | 0 | 0 | 0 | 0 | 0 | 0 | 0 | 0 | 0 | 0 | 0 | 0 | 0 | 0 | 0 | 0 | 0 | 0 | 0 | 0 | 0 | 0 | 0 | 0 | 0 | 0 | 0 | 0 | 0 | 0 | 0 | 0 | 0 | 0 | 0 | 0 | 0 | 0 | 0 | 0 | 0 | 0 | 0 | 0 | 0 | 0 | 0 | 0 | 0 | 0 | 2020
56476 | N | . | Gateway Generating Station | Pacific Gas & Electric Co. | 14328 | CA | PACC | WECC |  | 22 | 1 | Electric Utility | CT | NG | NG |  |  | mcf | 2146494 | 1816484 | 1871528 | 94082 | 576107 | 1278491 | 1771231 | 2051545 | 1544445 | 1657724 | 1955044 | 2359356 | 2146494 | 1816484 | 1871528 | 94082 | 576107 | 1278491 | 1771231 | 2051545 | 1544445 | 1657724 | 1955044 | 2359356 | 1.043 | 1.043 | 1.044 | 1.048 | 1.041 | 1.034 | 1.033 | 1.038 | 1.04 | 1.047 | 1.049 | 1.042 | 2238793 | 1894593 | 1953875 | 98598 | 599727 | 1321960 | 1829682 | 2129504 | 1606223 | 1735637 | 2050841 | 2458449 | 2238793 | 1894593 | 1953875 | 98598 | 599727 | 1321960 | 1829682 | 2129504 | 1606223 | 1735637 | 2050841 | 2458449 | 201593 | 172329 | 179836 | 8316 | 49568 | 117861 | 161047 | 189119 | 139895 | 157301 | 188278 | 228834 | 19122531 | 19122531 | 19917882 | 19917882 | 1793977 | 2020
56476 | N | . | Gateway Generating Station | Pacific Gas & Electric Co. | 14328 | CA | PACC | WECC |  | 22 | 1 | Electric Utility | CT | OBG | ORW |  |  | Mcf | 0 | 0 | 0 | 0 | 0 | 0 | 0 | 0 | 0 | 0 | 0 | 0 | 0 | 0 | 0 | 0 | 0 | 0 | 0 | 0 | 0 | 0 | 0 | 0 | 0 | 0 | 0 | 0 | 0 | 0 | 0 | 0 | 0 | 0 | 0 | 0 | 0 | 0 | 0 | 0 | 0 | 0 | 0 | 0 | 0 | 0 | 0 | 0 | 0 | 0 | 0 | 0 | 0 | 0 | 0 | 0 | 0 | 0 | 0 | 0 | 0 | 0 | 0 | 0 | 0 | 0 | 0 | 0 | 0 | 0 | 0 | 0 | 0 | 0 | 0 | 0 | 0 | 2020
56532 | N | . | Colusa Generating Station | Pacific Gas & Electric Co. | 14328 | CA | PACC | WECC |  | 22 | 1 | Electric Utility | CA | NG | NG |  |  | mcf | 112737 | 96498 | 140500 | 74720 | 835 | 73970 | 150435 | 276970 | 148806 | 167326 | 150267 | 212542 | 112737 | 96498 | 140500 | 74720 | 835 | 73970 | 150435 | 276970 | 148806 | 167326 | 150267 | 212542 | 1.037 | 1.038 | 1.043 | 1.044 | 1.04 | 1.033 | 1.032 | 1.038 | 1.033 | 1.044 | 1.049 | 1.041 | 116908 | 100165 | 146542 | 78008 | 868 | 76411 | 155249 | 287495 | 153717 | 174688 | 157630 | 221256 | 116908 | 100165 | 146542 | 78008 | 868 | 76411 | 155249 | 287495 | 153717 | 174688 | 157630 | 221256 | 101871 | 82739 | 106241 | 86568 | 3746 | 54704 | 121879 | 165137 | 99501 | 129754 | 142414 | 157356 | 1605606 | 1605606 | 1668937 | 1668937 | 1251910 | 2020
56532 | N | . | Colusa Generating Station | Pacific Gas & Electric Co. | 14328 | CA | PACC | WECC |  | 22 | 1 | Electric Utility | CA | OBG | ORW |  |  | Mcf | 0 | 0 | 0 | 0 | 0 | 0 | 0 | 0 | 0 | 0 | 0 | 0 | 0 | 0 | 0 | 0 | 0 | 0 | 0 | 0 | 0 | 0 | 0 | 0 | 0 | 0 | 0 | 0 | 0 | 0 | 0 | 0 | 0 | 0 | 0 | 0 | 0 | 0 | 0 | 0 | 0 | 0 | 0 | 0 | 0 | 0 | 0 | 0 | 0 | 0 | 0 | 0 | 0 | 0 | 0 | 0 | 0 | 0 | 0 | 0 | 0 | 0 | 0 | 0 | 0 | 0 | 0 | 0 | 0 | 0 | 0 | 0 | 0 | 0 | 0 | 0 | 0 | 2020
56532 | N | . | Colusa Generating Station | Pacific Gas & Electric Co. | 14328 | CA | PACC | WECC |  | 22 | 1 | Electric Utility | CT | NG | NG |  |  | mcf | 1651954 | 1326888 | 1649629 | 1437108 | 82364 | 863272 | 1871332 | 2349184 | 1520977 | 2005203 | 2270211 | 2433213 | 1651954 | 1326888 | 1649629 | 1437108 | 82364 | 863272 | 1871332 | 2349184 | 1520977 | 2005203 | 2270211 | 2433213 | 1.037 | 1.038 | 1.043 | 1.044 | 1.04 | 1.033 | 1.032 | 1.038 | 1.033 | 1.044 | 1.049 | 1.041 | 1713076 | 1377310 | 1720563 | 1500341 | 85659 | 891760 | 1931215 | 2438453 | 1571169 | 2093432 | 2381451 | 2532975 | 1713076 | 1377310 | 1720563 | 1500341 | 85659 | 891760 | 1931215 | 2438453 | 1571169 | 2093432 | 2381451 | 2532975 | 155390 | 124075 | 154620 | 134071 | 6684 | 74981 | 164006 | 209869 | 135867 | 185412 | 212642 | 228128 | 19461335 | 19461335 | 20237404 | 20237404 | 1785745 | 2020
56532 | N | . | Colusa Generating Station | Pacific Gas & Electric Co. | 14328 | CA | PACC | WECC |  | 22 | 1 | Electric Utility | CT | OBG | ORW |  |  | Mcf | 0 | 0 | 0 | 0 | 0 | 0 | 0 | 0 | 0 | 0 | 0 | 0 | 0 | 0 | 0 | 0 | 0 | 0 | 0 | 0 | 0 | 0 | 0 | 0 | 0 | 0 | 0 | 0 | 0 | 0 | 0 | 0 | 0 | 0 | 0 | 0 | 0 | 0 | 0 | 0 | 0 | 0 | 0 | 0 | 0 | 0 | 0 | 0 | 0 | 0 | 0 | 0 | 0 | 0 | 0 | 0 | 0 | 0 | 0 | 0 | 0 | 0 | 0 | 0 | 0 | 0 | 0 | 0 | 0 | 0 | 0 | 0 | 0 | 0 | 0 | 0 | 0 | 2020
56569 | N | . | Niland Gas Turbine Plant | Imperial Irrigation District | 9216 | CA | PACC | WECC |  | 22 | 1 | Electric Utility | GT | NG | NG |  |  | mcf | 79640 | 70454 | 78244 | 55308 | 52002 | 73160 | 102344 | 127190 | 110809 | 115107 | 91969 | 101961 | 79640 | 70454 | 78244 | 55308 | 52002 | 73160 | 102344 | 127190 | 110809 | 115107 | 91969 | 101961 | 1.02 | 1.02 | 1.02 | 1.02 | 1.02 | 1.02 | 1.02 | 1.02 | 1.02 | 1.02 | 1.02 | 1.02 | 81233 | 71863 | 79809 | 56414 | 53042 | 74623 | 104391 | 129734 | 113025 | 117409 | 93808 | 104000 | 81233 | 71863 | 79809 | 56414 | 53042 | 74623 | 104391 | 129734 | 113025 | 117409 | 93808 | 104000 | 8159.886 | 7218.725 | 8016.867 | 5666.896 | 5328.166 | 7496.023 | 10486.199 | 13031.861 | 11353.472 | 11793.858 | 9423.142 | 10446.905 | 1058188 | 1058188 | 1079351 | 1079351 | 108422 | 2020
56570 | N | . | Terra-Gen VG Wind LLC | Terra-Gen Operating Co-Wind | 2770 | CA | PACC | WECC |  | 22 | 2 | NAICS-22 Non-Cogen | WT | WND | WND |  |  |  | 0 | 0 | 0 | 0 | 0 | 0 | 0 | 0 | 0 | 0 | 0 | 0 | 0 | 0 | 0 | 0 | 0 | 0 | 0 | 0 | 0 | 0 | 0 | 0 | 0 | 0 | 0 | 0 | 0 | 0 | 0 | 0 | 0 | 0 | 0 | 0 | 5302 | 5435 | 7879 | 10622 | 10839 | 12020 | 11802 | 10055 | 5566 | 6065 | 4641 | 4558 | 5302 | 5435 | 7879 | 10622 | 10839 | 12020 | 11802 | 10055 | 5566 | 6065 | 4641 | 4558 | 605.253 | 620.423 | 899.389 | 1212.575 | 1237.293 | 1372.16 | 1347.235 | 1147.817 | 635.436 | 692.325 | 529.812 | 520.282 | 0 | 0 | 94784 | 94784 | 10820 | 2020
56615 | N | . | Rancho Penasquitos | San Diego County Water Auth | 27075 | CA | PACC | WECC |  | 22 | 2 | NAICS-22 Non-Cogen | HY | WAT | HYC |  |  |  | 0 | 0 | 0 | 0 | 0 | 0 | 0 | 0 | 0 | 0 | 0 | 0 | 0 | 0 | 0 | 0 | 0 | 0 | 0 | 0 | 0 | 0 | 0 | 0 | 0 | 0 | 0 | 0 | 0 | 0 | 0 | 0 | 0 | 0 | 0 | 0 | 1776 | 1325 | 1403 | 2059 | 2820 | 2635 | 2786 | 2807 | 1955 | 1608 | 1216 | 1002 | 1776 | 1325 | 1403 | 2059 | 2820 | 2635 | 2786 | 2807 | 1955 | 1608 | 1216 | 1002 | 202.712 | 151.234 | 160.109 | 235.024 | 321.893 | 300.765 | 317.994 | 320.428 | 223.166 | 183.529 | 138.806 | 114.34 | 0 | 0 | 23392 | 23392 | 2670 | 2020
56654 | N | . | Hatchet Ridge Wind Project | Pattern Operators LP | 56545 | CA | PACC | WECC |  | 22 | 2 | NAICS-22 Non-Cogen | WT | WND | WND |  |  |  | 0 | 0 | 0 | 0 | 0 | 0 | 0 | 0 | 0 | 0 | 0 | 0 | 0 | 0 | 0 | 0 | 0 | 0 | 0 | 0 | 0 | 0 | 0 | 0 | 0 | 0 | 0 | 0 | 0 | 0 | 0 | 0 | 0 | 0 | 0 | 0 | 138027 | 141487 | 205105 | 276527 | 282164 | 312920 | 307236 | 261759 | 144910 | 157884 | 120823 | 118650 | 138027 | 141487 | 205105 | 276527 | 282164 | 312920 | 307236 | 261759 | 144910 | 157884 | 120823 | 118650 | 15756.495 | 16151.481 | 23413.802 | 31566.955 | 32210.453 | 35721.425 | 35072.574 | 29881.118 | 16542.291 | 18023.3 | 13792.595 | 13544.511 | 0 | 0 | 2467492 | 2467492 | 281677 | 2020
56707 | N | . | El Nido Facility | Merced Power LLC | 55952 | CA | PACC | WECC |  | 22 | 2 | NAICS-22 Non-Cogen | ST | PG | WOO |  |  | mcf | 57 | 59 | 80 | 78 | 62 | 373 | 37 | 24 | 46 | 69 | 45 | 86 | 57 | 59 | 80 | 78 | 62 | 373 | 37 | 24 | 46 | 69 | 45 | 86 | 2.607 | 2.607 | 2.607 | 2.607 | 2.607 | 2.607 | 2.607 | 2.607 | 2.607 | 2.606 | 2.607 | 2.607 | 149 | 154 | 209 | 203 | 162 | 972 | 96 | 63 | 120 | 180 | 117 | 224 | 149 | 154 | 209 | 203 | 162 | 972 | 96 | 63 | 120 | 180 | 117 | 224 | 23.166 | 6.039 | 8.953 | 8.645 | 19.767 | 43.382 | 4.755 | 2.944 | 7.256 | 7.325 | 8.964 | 8.773 | 1016 | 1016 | 2649 | 2649 | 149.969 | 2020
56707 | N | . | El Nido Facility | Merced Power LLC | 55952 | CA | PACC | WECC |  | 22 | 2 | NAICS-22 Non-Cogen | ST | WDS | WWW |  |  | short tons | 1244 | 7451 | 8350 | 7189 | 1542 | 8656 | 7515 | 8671 | 4809 | 6714 | 2503 | 7907 | 1244 | 7451 | 8350 | 7189 | 1542 | 8656 | 7515 | 8671 | 4809 | 6714 | 2503 | 7907 | 15.618 | 16.038 | 15.584 | 15.83 | 15.83 | 15.79 | 15.41 | 16.032 | 16.238 | 16.152 | 15.498 | 15.498 | 19429 | 119499 | 130126 | 113802 | 24410 | 136678 | 115806 | 139013 | 78089 | 108445 | 38791 | 122543 | 19429 | 119499 | 130126 | 113802 | 24410 | 136678 | 115806 | 139013 | 78089 | 108445 | 38791 | 122543 | 3028.834 | 4691.961 | 5586.047 | 4838.355 | 2985.233 | 6097.618 | 5709.245 | 6541.056 | 4724.744 | 4417.675 | 2964.036 | 4795.227 | 72551 | 72551 | 1146631 | 1146631 | 56380.031 | 2020
56768 | N | . | CalRenew-1 | CalRenew-1 LLC | 55961 | CA | PACC | WECC |  | 22 | 2 | NAICS-22 Non-Cogen | PV | SUN | SUN |  |  |  | 0 | 0 | 0 | 0 | 0 | 0 | 0 | 0 | 0 | 0 | 0 | 0 | 0 | 0 | 0 | 0 | 0 | 0 | 0 | 0 | 0 | 0 | 0 | 0 | 0 | 0 | 0 | 0 | 0 | 0 | 0 | 0 | 0 | 0 | 0 | 0 | 4163 | 5644 | 5523 | 6960 | 9109 | 9071 | 9909 | 8488 | 6665 | 6160 | 4870 | 3856 | 4163 | 5644 | 5523 | 6960 | 9109 | 9071 | 9909 | 8488 | 6665 | 6160 | 4870 | 3856 | 475.26 | 644.237 | 630.425 | 794.513 | 1039.819 | 1035.452 | 1131.137 | 968.948 | 760.816 | 703.243 | 555.965 | 440.185 | 0 | 0 | 80418 | 80418 | 9180 | 2020
56791 | N | . | Dillon Wind LLC | Avangrid Renewables LLC | 15399 | CA | PACC | WECC |  | 22 | 2 | NAICS-22 Non-Cogen | WT | WND | WND |  |  |  | 0 | 0 | 0 | 0 | 0 | 0 | 0 | 0 | 0 | 0 | 0 | 0 | 0 | 0 | 0 | 0 | 0 | 0 | 0 | 0 | 0 | 0 | 0 | 0 | 0 | 0 | 0 | 0 | 0 | 0 | 0 | 0 | 0 | 0 | 0 | 0 | 70290 | 72052 | 104450 | 140821 | 143692 | 159354 | 156460 | 133301 | 73796 | 80402 | 61529 | 60422 | 70290 | 72052 | 104450 | 140821 | 143692 | 159354 | 156460 | 133301 | 73796 | 80402 | 61529 | 60422 | 8023.995 | 8225.141 | 11923.477 | 16075.47 | 16403.172 | 18191.134 | 17860.707 | 15216.958 | 8424.161 | 9178.365 | 7023.878 | 6897.542 | 0 | 0 | 1256569 | 1256569 | 143444 | 2020
56803 | N | . | Panoche Energy Center | Panoche Energy Center, LLC | 56019 | CA | PACC | WECC |  | 22 | 2 | NAICS-22 Non-Cogen | GT | NG | NG |  |  | mcf | 203700 | 410100 | 312700 | 47536 | 218400 | 494700 | 435100 | 670100 | 377300 | 261800 | 593100 | 950000 | 203700 | 410100 | 312700 | 47536 | 218400 | 494700 | 435100 | 670100 | 377300 | 261800 | 593100 | 950000 | 1.042 | 1.043 | 1.037 | 1.04 | 1.04 | 1.033 | 1.03 | 1.038 | 1.039 | 1.05 | 1.048 | 1.042 | 212255 | 427734 | 324270 | 49437 | 227136 | 511025 | 448153 | 695564 | 392015 | 274890 | 621569 | 989900 | 212255 | 427734 | 324270 | 49437 | 227136 | 511025 | 448153 | 695564 | 392015 | 274890 | 621569 | 989900 | 22795 | 46120 | 34774 | 5275 | 23893 | 54906 | 48579 | 74711 | 41808 | 28999 | 67040 | 108092 | 4974536 | 4974536 | 5173948 | 5173948 | 556992 | 2020
56813 | N | . | CSU Fresno Solar Project | MMA Fresno Power LP | 56028 | CA | PACC | WECC |  | 22 | 2 | NAICS-22 Non-Cogen | PV | SUN | SUN |  |  |  | 0 | 0 | 0 | 0 | 0 | 0 | 0 | 0 | 0 | 0 | 0 | 0 | 0 | 0 | 0 | 0 | 0 | 0 | 0 | 0 | 0 | 0 | 0 | 0 | 0 | 0 | 0 | 0 | 0 | 0 | 0 | 0 | 0 | 0 | 0 | 0 | 521 | 706 | 691 | 871 | 1140 | 1135 | 1240 | 1062 | 834 | 771 | 610 | 483 | 521 | 706 | 691 | 871 | 1140 | 1135 | 1240 | 1062 | 834 | 771 | 610 | 483 | 59.486 | 80.635 | 78.906 | 99.444 | 130.147 | 129.601 | 141.577 | 121.277 | 95.226 | 88.02 | 69.586 | 55.095 | 0 | 0 | 10064 | 10064 | 1149 | 2020
56832 | N | . | North Brawley Geothermal Plant | Ormat Nevada Inc | 34691 | CA | PACC | WECC |  | 22 | 2 | NAICS-22 Non-Cogen | BT | GEO | GEO |  |  |  | 0 | 0 | 0 | 0 | 0 | 0 | 0 | 0 | 0 | 0 | 0 | 0 | 0 | 0 | 0 | 0 | 0 | 0 | 0 | 0 | 0 | 0 | 0 | 0 | 0 | 0 | 0 | 0 | 0 | 0 | 0 | 0 | 0 | 0 | 0 | 0 | 48401 | 53053 | 67312 | 64684 | 64084 | 59687 | 64509 | 64729 | 60757 | 58362 | 64220 | 62879 | 48401 | 53053 | 67312 | 64684 | 64084 | 59687 | 64509 | 64729 | 60757 | 58362 | 64220 | 62879 | 5525.189 | 6056.301 | 7684.074 | 7383.985 | 7315.472 | 6813.608 | 7364.028 | 7389.188 | 6935.745 | 6662.367 | 7331.058 | 7177.985 | 0 | 0 | 732677 | 732677 | 83639 | 2020
56862 | N | . | Bolthouse S&P and Rowen Farms Solar | MMA WBF Power LP | 56105 | CA | PACC | WECC |  | 22 | 2 | NAICS-22 Non-Cogen | PV | SUN | SUN |  |  |  | 0 | 0 | 0 | 0 | 0 | 0 | 0 | 0 | 0 | 0 | 0 | 0 | 0 | 0 | 0 | 0 | 0 | 0 | 0 | 0 | 0 | 0 | 0 | 0 | 0 | 0 | 0 | 0 | 0 | 0 | 0 | 0 | 0 | 0 | 0 | 0 | 1260 | 1708 | 1672 | 2107 | 2757 | 2746 | 3000 | 2570 | 2018 | 1865 | 1474 | 1167 | 1260 | 1708 | 1672 | 2107 | 2757 | 2746 | 3000 | 2570 | 2018 | 1865 | 1474 | 1167 | 143.872 | 195.026 | 190.844 | 240.518 | 314.777 | 313.455 | 342.422 | 293.323 | 230.317 | 212.888 | 168.304 | 133.254 | 0 | 0 | 24344 | 24344 | 2779 | 2020
56874 | N | . | Shiloh Wind Project 2 LLC | EDF Renewable Asset Holdings, Inc. | 57170 | CA | PACC | WECC |  | 22 | 2 | NAICS-22 Non-Cogen | WT | WND | WND |  |  |  | 0 | 0 | 0 | 0 | 0 | 0 | 0 | 0 | 0 | 0 | 0 | 0 | 0 | 0 | 0 | 0 | 0 | 0 | 0 | 0 | 0 | 0 | 0 | 0 | 0 | 0 | 0 | 0 | 0 | 0 | 0 | 0 | 0 | 0 | 0 | 0 | 189844 | 194603 | 282104 | 380338 | 388091 | 430394 | 422576 | 360026 | 199312 | 217156 | 166182 | 163193 | 189844 | 194603 | 282104 | 380338 | 388091 | 430394 | 422576 | 360026 | 199312 | 217156 | 166182 | 163193 | 21671.677 | 22214.945 | 32203.63 | 43417.577 | 44302.652 | 49131.687 | 48239.248 | 41098.856 | 22752.47 | 24789.468 | 18970.504 | 18629.286 | 0 | 0 | 3393819 | 3393819 | 387422 | 2020
56895 | N | . | Ameresco Ox Mountain | AMERESCO Ox Mountain Energy LLC | 56101 | CA | PACC | WECC |  | 22 | 2 | NAICS-22 Non-Cogen | IC | LFG | MLG |  |  | mcf | 147662 | 140220 | 55120 | 151511 | 139001 | 141620 | 155053 | 129161 | 126630 | 141074 | 125137 | 147496 | 147662 | 140220 | 55120 | 151511 | 139001 | 141620 | 155053 | 129161 | 126630 | 141074 | 125137 | 147496 | 0.525 | 0.532 | 0.489 | 0.505 | 0.516 | 0.507 | 0.508 | 0.507 | 0.509 | 0.517 | 0.51 | 0.513 | 77523 | 74597 | 26954 | 76513 | 71725 | 71801 | 78767 | 65485 | 64455 | 72935 | 63820 | 75665 | 77523 | 74597 | 26954 | 76513 | 71725 | 71801 | 78767 | 65485 | 64455 | 72935 | 63820 | 75665 | 7567 | 7225 | 2908 | 7629 | 7080 | 7076 | 7719 | 6320 | 6199 | 7195 | 6208 | 7428 | 1599685 | 1599685 | 820240 | 820240 | 80554 | 2020
56897 | N | . | Ameresco Keller Canyon | AMERESCO Keller Canyon LLC | 56103 | CA | PACC | WECC |  | 22 | 2 | NAICS-22 Non-Cogen | IC | LFG | MLG |  |  | mcf | 55087 | 49551 | 52213 | 48866 | 51910 | 47844 | 53734 | 51303 | 50887 | 48974 | 49304 | 44036 | 55087 | 49551 | 52213 | 48866 | 51910 | 47844 | 53734 | 51303 | 50887 | 48974 | 49304 | 44036 | 0.516 | 0.516 | 0.516 | 0.516 | 0.516 | 0.516 | 0.516 | 0.516 | 0.516 | 0.516 | 0.516 | 0.516 | 28425 | 25568 | 26942 | 25215 | 26786 | 24688 | 27727 | 26472 | 26258 | 25271 | 25441 | 22723 | 28425 | 25568 | 26942 | 25215 | 26786 | 24688 | 27727 | 26472 | 26258 | 25271 | 25441 | 22723 | 2741.066 | 2465.634 | 2598.056 | 2431.543 | 2582.978 | 2380.672 | 2673.776 | 2552.801 | 2532.086 | 2436.898 | 2453.323 | 2191.167 | 603709 | 603709 | 311516 | 311516 | 30040 | 2020
56898 | N | . | Ameresco Chiquita Canyon | AMERESCO Chiquita Canyon LLC | 56104 | CA | PACC | WECC |  | 22 | 2 | NAICS-22 Non-Cogen | GT | LFG | MLG |  |  | mcf | 125528 | 112914 | 118979 | 111353 | 118288 | 109024 | 122446 | 116906 | 115958 | 111598 | 112351 | 100345 | 125528 | 112914 | 118979 | 111353 | 118288 | 109024 | 122446 | 116906 | 115958 | 111598 | 112351 | 100345 | 0.464 | 0.464 | 0.464 | 0.464 | 0.464 | 0.464 | 0.464 | 0.464 | 0.464 | 0.464 | 0.464 | 0.464 | 58245 | 52392 | 55206 | 51668 | 54886 | 50587 | 56815 | 54244 | 53805 | 51781 | 52131 | 46560 | 58245 | 52392 | 55206 | 51668 | 54886 | 50587 | 56815 | 54244 | 53805 | 51781 | 52131 | 46560 | 3801.54 | 3419.548 | 3603.202 | 3372.269 | 3582.292 | 3301.716 | 3708.218 | 3540.44 | 3511.71 | 3379.695 | 3402.475 | 3038.895 | 1375690 | 1375690 | 638320 | 638320 | 41662 | 2020
56909 | N | . | Gap Pacific Distribution Center | Goldman Sachs Renewable Power Group | 61944 | CA | PACC | WECC |  | 441 | 4 | Commercial NAICS Non-Cogen | PV | SUN | SUN |  |  |  | 0 | 0 | 0 | 0 | 0 | 0 | 0 | 0 | 0 | 0 | 0 | 0 | 0 | 0 | 0 | 0 | 0 | 0 | 0 | 0 | 0 | 0 | 0 | 0 | 0 | 0 | 0 | 0 | 0 | 0 | 0 | 0 | 0 | 0 | 0 | 0 | 1789 | 2425 | 2373 | 2990 | 3913 | 3897 | 4257 | 3647 | 2863 | 2647 | 2092 | 1657 | 1789 | 2425 | 2373 | 2990 | 3913 | 3897 | 4257 | 3647 | 2863 | 2647 | 2092 | 1657 | 204.186 | 276.783 | 270.849 | 341.346 | 446.737 | 444.861 | 485.97 | 416.289 | 326.869 | 302.134 | 238.859 | 189.117 | 0 | 0 | 34550 | 34550 | 3944 | 2020
56914 | N | . | Orange Grove Peaking Facility | Orange Grove Energy LP | 56127 | CA | PACC | WECC |  | 22 | 2 | NAICS-22 Non-Cogen | GT | NG | NG |  |  | mcf | 14514 | 12841 | 14260 | 10080 | 9478 | 13334 | 18653 | 23181 | 20196 | 20979 | 16762 | 18583 | 14514 | 12841 | 14260 | 10080 | 9478 | 13334 | 18653 | 23181 | 20196 | 20979 | 16762 | 18583 | 1.022 | 1.022 | 1.022 | 1.022 | 1.022 | 1.022 | 1.022 | 1.022 | 1.022 | 1.022 | 1.022 | 1.022 | 14833 | 13124 | 14574 | 10302 | 9687 | 13627 | 19063 | 23691 | 20640 | 21441 | 17131 | 18992 | 14833 | 13124 | 14574 | 10302 | 9687 | 13627 | 19063 | 23691 | 20640 | 21441 | 17131 | 18992 | 1333.541 | 1179.729 | 1310.166 | 926.119 | 870.762 | 1225.047 | 1713.72 | 2129.748 | 1855.455 | 1927.426 | 1539.989 | 1707.298 | 192861 | 192861 | 197105 | 197105 | 17719 | 2020
56939 | N | . | Solar Blythe LLC | NRG Solar Blythe | 59399 | CA | PACC | WECC |  | 22 | 2 | NAICS-22 Non-Cogen | PV | SUN | SUN |  |  |  | 0 | 0 | 0 | 0 | 0 | 0 | 0 | 0 | 0 | 0 | 0 | 0 | 0 | 0 | 0 | 0 | 0 | 0 | 0 | 0 | 0 | 0 | 0 | 0 | 0 | 0 | 0 | 0 | 0 | 0 | 0 | 0 | 0 | 0 | 0 | 0 | 18849 | 25550 | 25002 | 31510 | 41239 | 41066 | 44860 | 38428 | 30174 | 27890 | 22049 | 17458 | 18849 | 25550 | 25002 | 31510 | 41239 | 41066 | 44860 | 38428 | 30174 | 27890 | 22049 | 17458 | 2151.662 | 2916.683 | 2854.151 | 3597.033 | 4707.616 | 4687.846 | 5121.044 | 4386.761 | 3444.473 | 3183.82 | 2517.043 | 1992.868 | 0 | 0 | 364075 | 364075 | 41561 | 2020
56996 | N | . | Solar Photovoltaic Project #02 | Southern California Edison Co | 17609 | CA | PACC | WECC |  | 22 | 1 | Electric Utility | PV | SUN | SUN |  |  |  | 0 | 0 | 0 | 0 | 0 | 0 | 0 | 0 | 0 | 0 | 0 | 0 | 0 | 0 | 0 | 0 | 0 | 0 | 0 | 0 | 0 | 0 | 0 | 0 | 0 | 0 | 0 | 0 | 0 | 0 | 0 | 0 | 0 | 0 | 0 | 0 | 327 | 444 | 434 | 547 | 716 | 713 | 779 | 668 | 524 | 485 | 383 | 303 | 327 | 444 | 434 | 547 | 716 | 713 | 779 | 668 | 524 | 485 | 383 | 303 | 37.379 | 50.669 | 49.582 | 62.488 | 81.781 | 81.438 | 88.963 | 76.207 | 59.838 | 55.309 | 43.726 | 34.62 | 0 | 0 | 6323 | 6323 | 722 | 2020
57001 | N | . | El Cajon Energy Center | Wellhead Services, Inc | 20323 | CA | PACC | WECC |  | 22 | 2 | NAICS-22 Non-Cogen | GT | NG | NG |  |  | mcf | 5287 | 4678 | 5195 | 3672 | 3453 | 4858 | 6795 | 8445 | 7357 | 7643 | 6106 | 6770 | 5287 | 4678 | 5195 | 3672 | 3453 | 4858 | 6795 | 8445 | 7357 | 7643 | 6106 | 6770 | 1.025 | 1.025 | 1.025 | 1.025 | 1.025 | 1.025 | 1.025 | 1.025 | 1.025 | 1.025 | 1.025 | 1.025 | 5419 | 4795 | 5325 | 3764 | 3539 | 4979 | 6965 | 8656 | 7541 | 7834 | 6259 | 6939 | 5419 | 4795 | 5325 | 3764 | 3539 | 4979 | 6965 | 8656 | 7541 | 7834 | 6259 | 6939 | 478.28 | 423.115 | 469.897 | 332.157 | 312.303 | 439.369 | 614.634 | 763.844 | 665.467 | 691.28 | 552.324 | 612.33 | 70259 | 70259 | 72015 | 72015 | 6355 | 2020
57004 | N | . | SunEdison Walgreens Moreno Valley | SunE WG113 Moreno Valley LLC | 56294 | CA | PACC | WECC |  | 22 | 2 | NAICS-22 Non-Cogen | PV | SUN | SUN |  |  |  | 0 | 0 | 0 | 0 | 0 | 0 | 0 | 0 | 0 | 0 | 0 | 0 | 0 | 0 | 0 | 0 | 0 | 0 | 0 | 0 | 0 | 0 | 0 | 0 | 0 | 0 | 0 | 0 | 0 | 0 | 0 | 0 | 0 | 0 | 0 | 0 | 662 | 897 | 878 | 1106 | 1448 | 1442 | 1575 | 1349 | 1059 | 979 | 774 | 613 | 662 | 897 | 878 | 1106 | 1448 | 1442 | 1575 | 1349 | 1059 | 979 | 774 | 613 | 75.535 | 102.39 | 100.195 | 126.274 | 165.261 | 164.567 | 179.774 | 153.997 | 120.918 | 111.768 | 88.361 | 69.96 | 0 | 0 | 12782 | 12782 | 1459 | 2020
57005 | N | . | Mariani Packing Vacaville Solar | SunE U6 Holdings LLC | 56431 | CA | PACC | WECC |  | 22 | 2 | NAICS-22 Non-Cogen | PV | SUN | SUN |  |  |  | 0 | 0 | 0 | 0 | 0 | 0 | 0 | 0 | 0 | 0 | 0 | 0 | 0 | 0 | 0 | 0 | 0 | 0 | 0 | 0 | 0 | 0 | 0 | 0 | 0 | 0 | 0 | 0 | 0 | 0 | 0 | 0 | 0 | 0 | 0 | 0 | 801 | 1086 | 1063 | 1340 | 1753 | 1746 | 1907 | 1634 | 1283 | 1186 | 937 | 742 | 801 | 1086 | 1063 | 1340 | 1753 | 1746 | 1907 | 1634 | 1283 | 1186 | 937 | 742 | 91.479 | 124.005 | 121.347 | 152.931 | 200.148 | 199.308 | 217.725 | 186.507 | 146.445 | 135.363 | 107.014 | 84.728 | 0 | 0 | 15478 | 15478 | 1767 | 2020
57006 | N | . | Walgreens Woodland Distribution Center | SunE WG45 Woodland LLC | 56296 | CA | PACC | WECC |  | 22 | 2 | NAICS-22 Non-Cogen | PV | SUN | SUN |  |  |  | 0 | 0 | 0 | 0 | 0 | 0 | 0 | 0 | 0 | 0 | 0 | 0 | 0 | 0 | 0 | 0 | 0 | 0 | 0 | 0 | 0 | 0 | 0 | 0 | 0 | 0 | 0 | 0 | 0 | 0 | 0 | 0 | 0 | 0 | 0 | 0 | 610 | 827 | 810 | 1020 | 1336 | 1330 | 1453 | 1245 | 977 | 903 | 714 | 565 | 610 | 827 | 810 | 1020 | 1336 | 1330 | 1453 | 1245 | 977 | 903 | 714 | 565 | 69.685 | 94.46 | 92.435 | 116.494 | 152.461 | 151.821 | 165.851 | 142.07 | 111.553 | 103.112 | 81.517 | 64.541 | 0 | 0 | 11790 | 11790 | 1346 | 2020
57007 | N | . | SunEdison Ironwood State Prison | SunE CPA CDC2 LLC | 56297 | CA | PACC | WECC |  | 22 | 2 | NAICS-22 Non-Cogen | PV | SUN | SUN |  |  |  | 0 | 0 | 0 | 0 | 0 | 0 | 0 | 0 | 0 | 0 | 0 | 0 | 0 | 0 | 0 | 0 | 0 | 0 | 0 | 0 | 0 | 0 | 0 | 0 | 0 | 0 | 0 | 0 | 0 | 0 | 0 | 0 | 0 | 0 | 0 | 0 | 909 | 1232 | 1206 | 1519 | 1988 | 1980 | 2163 | 1853 | 1455 | 1345 | 1063 | 842 | 909 | 1232 | 1206 | 1519 | 1988 | 1980 | 2163 | 1853 | 1455 | 1345 | 1063 | 842 | 103.749 | 140.637 | 137.622 | 173.443 | 226.993 | 226.04 | 246.928 | 211.522 | 166.087 | 153.518 | 121.368 | 96.093 | 0 | 0 | 17555 | 17555 | 2004 | 2020
57008 | N | . | SunEdison Procter & Gamble Oxnard | SunE U6 Holdings LLC | 56431 | CA | PACC | WECC |  | 22 | 2 | NAICS-22 Non-Cogen | PV | SUN | SUN |  |  |  | 0 | 0 | 0 | 0 | 0 | 0 | 0 | 0 | 0 | 0 | 0 | 0 | 0 | 0 | 0 | 0 | 0 | 0 | 0 | 0 | 0 | 0 | 0 | 0 | 0 | 0 | 0 | 0 | 0 | 0 | 0 | 0 | 0 | 0 | 0 | 0 | 805 | 1091 | 1068 | 1346 | 1761 | 1754 | 1916 | 1641 | 1289 | 1191 | 942 | 746 | 805 | 1091 | 1068 | 1346 | 1761 | 1754 | 1916 | 1641 | 1289 | 1191 | 942 | 746 | 91.893 | 124.567 | 121.896 | 153.623 | 201.054 | 200.21 | 218.711 | 187.351 | 147.108 | 135.976 | 107.499 | 85.112 | 0 | 0 | 15550 | 15550 | 1775 | 2020
57009 | N | . | Kohls San Bernardino Solar Facility | Longroad Energy Services LLC | 61219 | CA | PACC | WECC |  | 22 | 2 | NAICS-22 Non-Cogen | PV | SUN | SUN |  |  |  | 0 | 0 | 0 | 0 | 0 | 0 | 0 | 0 | 0 | 0 | 0 | 0 | 0 | 0 | 0 | 0 | 0 | 0 | 0 | 0 | 0 | 0 | 0 | 0 | 0 | 0 | 0 | 0 | 0 | 0 | 0 | 0 | 0 | 0 | 0 | 0 | 660 | 894 | 875 | 1103 | 1444 | 1438 | 1571 | 1345 | 1056 | 976 | 772 | 611 | 660 | 894 | 875 | 1103 | 1444 | 1438 | 1571 | 1345 | 1056 | 976 | 772 | 611 | 75.325 | 102.11 | 99.92 | 125.928 | 164.808 | 164.116 | 179.282 | 153.575 | 120.587 | 111.462 | 88.119 | 69.768 | 0 | 0 | 12745 | 12745 | 1455 | 2020
57010 | N | . | SunEdison Anheuser Busch Fairfield | SunE M5 Holdings LLC | 56434 | CA | PACC | WECC |  | 22 | 2 | NAICS-22 Non-Cogen | PV | SUN | SUN |  |  |  | 0 | 0 | 0 | 0 | 0 | 0 | 0 | 0 | 0 | 0 | 0 | 0 | 0 | 0 | 0 | 0 | 0 | 0 | 0 | 0 | 0 | 0 | 0 | 0 | 0 | 0 | 0 | 0 | 0 | 0 | 0 | 0 | 0 | 0 | 0 | 0 | 626 | 848 | 830 | 1046 | 1369 | 1364 | 1490 | 1276 | 1002 | 926 | 732 | 580 | 626 | 848 | 830 | 1046 | 1369 | 1364 | 1490 | 1276 | 1002 | 926 | 732 | 580 | 71.444 | 96.846 | 94.77 | 119.437 | 156.313 | 155.656 | 170.04 | 145.659 | 114.371 | 105.716 | 83.576 | 66.172 | 0 | 0 | 12089 | 12089 | 1380 | 2020
57011 | N | . | Chuckawalla Valley State Prison | SunE CPA CDC1 LLC | 56302 | CA | PACC | WECC |  | 22 | 2 | NAICS-22 Non-Cogen | PV | SUN | SUN |  |  |  | 0 | 0 | 0 | 0 | 0 | 0 | 0 | 0 | 0 | 0 | 0 | 0 | 0 | 0 | 0 | 0 | 0 | 0 | 0 | 0 | 0 | 0 | 0 | 0 | 0 | 0 | 0 | 0 | 0 | 0 | 0 | 0 | 0 | 0 | 0 | 0 | 750 | 1016 | 994 | 1253 | 1640 | 1633 | 1784 | 1528 | 1200 | 1109 | 877 | 694 | 750 | 1016 | 994 | 1253 | 1640 | 1633 | 1784 | 1528 | 1200 | 1109 | 877 | 694 | 85.577 | 116.005 | 113.518 | 143.064 | 187.235 | 186.449 | 203.679 | 174.474 | 136.997 | 126.63 | 100.11 | 79.262 | 0 | 0 | 14478 | 14478 | 1653 | 2020
57012 | N | . | SunEdison Walmart Apple Valley DC | SunE M5 Holdings LLC | 56434 | CA | PACC | WECC |  | 22 | 2 | NAICS-22 Non-Cogen | PV | SUN | SUN |  |  |  | 0 | 0 | 0 | 0 | 0 | 0 | 0 | 0 | 0 | 0 | 0 | 0 | 0 | 0 | 0 | 0 | 0 | 0 | 0 | 0 | 0 | 0 | 0 | 0 | 0 | 0 | 0 | 0 | 0 | 0 | 0 | 0 | 0 | 0 | 0 | 0 | 1045 | 1417 | 1387 | 1748 | 2287 | 2278 | 2488 | 2131 | 1673 | 1547 | 1223 | 968 | 1045 | 1417 | 1387 | 1748 | 2287 | 2278 | 2488 | 2131 | 1673 | 1547 | 1223 | 968 | 119.332 | 161.761 | 158.293 | 199.494 | 261.087 | 259.991 | 284.016 | 243.293 | 191.033 | 176.577 | 139.597 | 110.526 | 0 | 0 | 20192 | 20192 | 2305 | 2020
57027 | N | . | Canyon Power Plant | City of Anaheim - (CA) | 590 | CA | PACC | WECC |  | 22 | 1 | Electric Utility | GT | NG | NG |  |  | mcf | 88100 | 58025 | 52630 | 50920 | 80642 | 66015 | 160290 | 203266 | 167096 | 114111 | 59689 | 29631 | 88100 | 58025 | 52630 | 50920 | 80642 | 66015 | 160290 | 203266 | 167096 | 114111 | 59689 | 29631 | 1.026 | 1.025 | 1.025 | 1.031 | 1.027 | 1.022 | 1.018 | 1.015 | 1.022 | 1.017 | 1.025 | 1.029 | 90391 | 59476 | 53946 | 52499 | 82819 | 67467 | 163175 | 206315 | 170772 | 116051 | 61181 | 30490 | 90391 | 59476 | 53946 | 52499 | 82819 | 67467 | 163175 | 206315 | 170772 | 116051 | 61181 | 30490 | 8615 | 5496 | 4861 | 4919 | 7778 | 6581 | 16112 | 20368 | 16863 | 11322 | 5553 | 2703 | 1130415 | 1130415 | 1154582 | 1154582 | 111171 | 2020
57041 | N | . | Vaca Dixon Solar Station | Pacific Gas & Electric Co. | 14328 | CA | PACC | WECC |  | 22 | 1 | Electric Utility | PV | SUN | SUN |  |  |  | 0 | 0 | 0 | 0 | 0 | 0 | 0 | 0 | 0 | 0 | 0 | 0 | 0 | 0 | 0 | 0 | 0 | 0 | 0 | 0 | 0 | 0 | 0 | 0 | 0 | 0 | 0 | 0 | 0 | 0 | 0 | 0 | 0 | 0 | 0 | 0 | 1623 | 2200 | 2153 | 2713 | 3551 | 3536 | 3863 | 3309 | 2598 | 2402 | 1899 | 1503 | 1623 | 2200 | 2153 | 2713 | 3551 | 3536 | 3863 | 3309 | 2598 | 2402 | 1899 | 1503 | 185.289 | 251.168 | 245.783 | 309.756 | 405.393 | 403.691 | 440.996 | 377.763 | 296.619 | 274.173 | 216.754 | 171.615 | 0 | 0 | 31350 | 31350 | 3579 | 2020
57042 | Y | . | CSU East Bay | Pacific Gas & Electric Co. | 14328 | CA | PACC | WECC |  | 22 | 1 | Electric Utility | FC | NG | NG |  |  | mcf | 4242 | 3751 | 4166 | 2945 | 2769 | 3895 | 5449 | 6772 | 5900 | 6129 | 4897 | 5429 | 2657 | 2351 | 2610 | 1845 | 1735 | 2441 | 3414 | 4243 | 3696 | 3840 | 3068 | 3402 | 1.041 | 1.041 | 1.041 | 1.041 | 1.041 | 1.041 | 1.041 | 1.041 | 1.041 | 1.041 | 1.041 | 1.041 | 4416 | 3905 | 4337 | 3066 | 2883 | 4055 | 5672 | 7050 | 6142 | 6380 | 5098 | 5652 | 2766 | 2447 | 2717 | 1921 | 1806 | 2541 | 3554 | 4417 | 3848 | 3997 | 3194 | 3541 | 429.588 | 380.038 | 422.057 | 298.34 | 280.507 | 394.637 | 552.058 | 686.077 | 597.716 | 620.901 | 496.092 | 549.989 | 56344 | 35302 | 58656 | 36749 | 5708 | 2020
57043 | Y | . | SF State University | Pacific Gas & Electric Co. | 14328 | CA | PACC | WECC |  | 22 | 1 | Electric Utility | FC | NG | NG |  |  | mcf | 6914 | 6117 | 6793 | 4802 | 4515 | 6352 | 8885 | 11042 | 9620 | 9993 | 7984 | 8852 | 4219 | 3731 | 4144 | 2929 | 2754 | 3875 | 5421 | 6737 | 5869 | 6097 | 4871 | 5400 | 1.034 | 1.034 | 1.034 | 1.034 | 1.034 | 1.034 | 1.034 | 1.034 | 1.034 | 1.034 | 1.034 | 1.034 | 7149 | 6325 | 7024 | 4965 | 4669 | 6568 | 9187 | 11417 | 9947 | 10333 | 8255 | 9153 | 4362 | 3858 | 4285 | 3029 | 2848 | 4007 | 5605 | 6966 | 6069 | 6304 | 5037 | 5584 | 766.979 | 678.516 | 753.536 | 532.653 | 500.815 | 704.58 | 985.638 | 1224.915 | 1067.156 | 1108.55 | 885.717 | 981.945 | 91869 | 56047 | 94992 | 57954 | 10191 | 2020
57073 | N | . | Ivanpah 2 | NRG Energy Services | 57499 | CA | PACC | WECC |  | 22 | 2 | NAICS-22 Non-Cogen | ST | NG | NG |  |  | mcf | 49829 | 10451 | 17810 | 36829 | 55743 | 49530 | 54303 | 65073 | 66710 | 23530 | 15050 | 15920 | 49829 | 10451 | 17810 | 36829 | 55743 | 49530 | 54303 | 65073 | 66710 | 23530 | 15050 | 15920 | 1.038 | 1.049 | 1.049 | 1.048 | 1.038 | 1.028 | 1.026 | 1.052 | 1.05 | 1.05 | 1.048 | 1.047 | 51723 | 10963 | 18683 | 38597 | 57861 | 50917 | 55715 | 68457 | 70046 | 24707 | 15772 | 16668 | 51723 | 10963 | 18683 | 38597 | 57861 | 50917 | 55715 | 68457 | 70046 | 24707 | 15772 | 16668 | 819 | 116 | 231 | 1106 | 2075 | 1599 | 1882 | 2438 | 2399 | 584 | 67 | 86 | 460778 | 460778 | 480109 | 480109 | 13402 | 2020
57073 | N | . | Ivanpah 2 | NRG Energy Services | 57499 | CA | PACC | WECC |  | 22 | 2 | NAICS-22 Non-Cogen | ST | SUN | SUN |  |  |  | 0 | 0 | 0 | 0 | 0 | 0 | 0 | 0 | 0 | 0 | 0 | 0 | 0 | 0 | 0 | 0 | 0 | 0 | 0 | 0 | 0 | 0 | 0 | 0 | 0 | 0 | 0 | 0 | 0 | 0 | 0 | 0 | 0 | 0 | 0 | 0 | 134562 | 43169 | 44378 | 178800 | 311593 | 278910 | 328071 | 283947 | 241040 | 230493 | 181858 | 100871 | 134562 | 43169 | 44378 | 178800 | 311593 | 278910 | 328071 | 283947 | 241040 | 230493 | 181858 | 100871 | 15361 | 4928 | 5066 | 20411 | 35570 | 31839 | 37451 | 32414 | 27516 | 26312 | 20760 | 11515 | 0 | 0 | 2357692 | 2357692 | 269143 | 2020
57074 | N | . | Ivanpah 1 | NRG Energy Services | 57499 | CA | PACC | WECC |  | 22 | 2 | NAICS-22 Non-Cogen | ST | NG | NG |  |  | mcf | 16253 | 28464 | 37706 | 41473 | 49737 | 49917 | 56063 | 62052 | 64320 | 26470 | 15270 | 25460 | 16253 | 28464 | 37706 | 41473 | 49737 | 49917 | 56063 | 62052 | 64320 | 26470 | 15270 | 25460 | 1.038 | 1.049 | 1.05 | 1.049 | 1.038 | 1.027 | 1.025 | 1.052 | 1.05 | 1.05 | 1.048 | 1.047 | 16871 | 29859 | 39591 | 43505 | 51627 | 51265 | 57465 | 65279 | 67536 | 27794 | 16003 | 26657 | 16871 | 29859 | 39591 | 43505 | 51627 | 51265 | 57465 | 65279 | 67536 | 27794 | 16003 | 26657 | 213 | 875 | 988 | 1090 | 1731 | 1726 | 1884 | 2710 | 2230 | 535 | 82 | 128 | 473185 | 473185 | 493452 | 493452 | 14192 | 2020
57074 | N | . | Ivanpah 1 | NRG Energy Services | 57499 | CA | PACC | WECC |  | 22 | 2 | NAICS-22 Non-Cogen | ST | SUN | SUN |  |  |  | 0 | 0 | 0 | 0 | 0 | 0 | 0 | 0 | 0 | 0 | 0 | 0 | 0 | 0 | 0 | 0 | 0 | 0 | 0 | 0 | 0 | 0 | 0 | 0 | 0 | 0 | 0 | 0 | 0 | 0 | 0 | 0 | 0 | 0 | 0 | 0 | 106320 | 149673 | 118777 | 186281 | 279970 | 253076 | 316902 | 267960 | 219823 | 232193 | 158503 | 83965 | 106320 | 149673 | 118777 | 186281 | 279970 | 253076 | 316902 | 267960 | 219823 | 232193 | 158503 | 83965 | 12137 | 17086 | 13559 | 21265 | 31960 | 28890 | 36176 | 30589 | 25094 | 26506 | 18094 | 9585 | 0 | 0 | 2373443 | 2373443 | 270941 | 2020
57075 | N | . | Ivanpah 3 | NRG Energy Services | 57499 | CA | PACC | WECC |  | 22 | 2 | NAICS-22 Non-Cogen | ST | NG | NG |  |  | mcf | 12107 | 19618 | 36359 | 24109 | 39585 | 48137 | 47604 | 59726 | 62200 | 32540 | 32770 | 35650 | 12107 | 19618 | 36359 | 24109 | 39585 | 48137 | 47604 | 59726 | 62200 | 32540 | 32770 | 35650 | 1.037 | 1.049 | 1.051 | 1.048 | 1.037 | 1.028 | 1.025 | 1.052 | 1.05 | 1.05 | 1.048 | 1.047 | 12555 | 20579 | 38213 | 25266 | 41050 | 49485 | 48794 | 62832 | 65310 | 34167 | 34343 | 37326 | 12555 | 20579 | 38213 | 25266 | 41050 | 49485 | 48794 | 62832 | 65310 | 34167 | 34343 | 37326 | 239 | 435 | 724 | 644 | 1451 | 1728 | 1495 | 2230 | 2257 | 774 | 374 | 539 | 450405 | 450405 | 469920 | 469920 | 12890 | 2020
57075 | N | . | Ivanpah 3 | NRG Energy Services | 57499 | CA | PACC | WECC |  | 22 | 2 | NAICS-22 Non-Cogen | ST | SUN | SUN |  |  |  | 0 | 0 | 0 | 0 | 0 | 0 | 0 | 0 | 0 | 0 | 0 | 0 | 0 | 0 | 0 | 0 | 0 | 0 | 0 | 0 | 0 | 0 | 0 | 0 | 0 | 0 | 0 | 0 | 0 | 0 | 0 | 0 | 0 | 0 | 0 | 0 | 57632 | 161096 | 112216 | 196040 | 306907 | 270106 | 306644 | 269396 | 232394 | 235215 | 169164 | 98611 | 57632 | 161096 | 112216 | 196040 | 306907 | 270106 | 306644 | 269396 | 232394 | 235215 | 169164 | 98611 | 6579 | 18390 | 12810 | 22379 | 35035 | 30834 | 35005 | 30753 | 26529 | 26851 | 19311 | 11257 | 0 | 0 | 2415421 | 2415421 | 275733 | 2020
57122 | Y | . | UCI Facilities Management Central Plant | University of California Irvine | 56427 | CA | PACC | WECC |  | 611 | 5 | Commercial NAICS Cogen | CA | NG | NG |  |  | mcf | 0 | 0 | 0 | 0 | 0 | 0 | 0 | 0 | 0 | 0 | 0 | 0 | 0 | 0 | 0 | 0 | 0 | 0 | 0 | 0 | 0 | 0 | 0 | 0 | 0 | 0 | 0 | 0 | 0 | 0 | 0 | 0 | 0 | 0 | 0 | 0 | 0 | 0 | 0 | 0 | 0 | 0 | 0 | 0 | 0 | 0 | 0 | 0 | 0 | 0 | 0 | 0 | 0 | 0 | 0 | 0 | 0 | 0 | 0 | 0 | 0 | 0 | 0 | 0 | 0 | 0 | 0 | 0 | 0 | 0 | 0 | 0 | 0 | 0 | 0 | 0 | 0 | 2020
57122 | Y | . | UCI Facilities Management Central Plant | University of California Irvine | 56427 | CA | PACC | WECC |  | 611 | 5 | Commercial NAICS Cogen | CT | NG | NG |  |  | mcf | 93908 | 92340 | 87213 | 84912 | 81249 | 78884 | 87984 | 98376 | 89866 | 94116 | 86684 | 81770 | 42553 | 39325 | 38390 | 35496 | 33442 | 32729 | 38584 | 42766 | 39500 | 42519 | 38162 | 37101 | 1.1 | 1.1 | 1.1 | 1.1 | 1.1 | 1.1 | 1.1 | 1.1 | 1.1 | 1.1 | 1.1 | 1.1 | 103299 | 101574 | 95934 | 93403 | 89374 | 86772 | 96782 | 108214 | 98853 | 103528 | 95352 | 89947 | 46808 | 43258 | 42229 | 39046 | 36786 | 36002 | 42442 | 47043 | 43450 | 46771 | 41978 | 40811 | 8780 | 8114 | 7921 | 7324 | 6900 | 6753 | 7961 | 8824 | 8150 | 8773 | 7874 | 7655 | 1057302 | 460567 | 1163032 | 506624 | 95029 | 2020
57133 | N | . | G2 Energy Ostrom Road LLC | G2 Energy LLC | 56440 | CA | PACC | WECC |  | 22 | 2 | NAICS-22 Non-Cogen | IC | LFG | MLG |  |  | mcf | 53075 | 47743 | 50307 | 47083 | 50015 | 46098 | 51773 | 49431 | 49029 | 47186 | 47504 | 42428 | 53075 | 47743 | 50307 | 47083 | 50015 | 46098 | 51773 | 49431 | 49029 | 47186 | 47504 | 42428 | 0.508 | 0.508 | 0.508 | 0.508 | 0.508 | 0.508 | 0.508 | 0.508 | 0.508 | 0.508 | 0.508 | 0.508 | 26962 | 24253 | 25556 | 23918 | 25408 | 23418 | 26301 | 25111 | 24907 | 23970 | 24132 | 21553 | 26962 | 24253 | 25556 | 23918 | 25408 | 23418 | 26301 | 25111 | 24907 | 23970 | 24132 | 21553 | 2455.825 | 2209.057 | 2327.699 | 2178.514 | 2314.191 | 2132.936 | 2395.54 | 2287.154 | 2268.594 | 2183.311 | 2198.028 | 1963.151 | 581672 | 581672 | 295489 | 295489 | 26914 | 2020
57163 | N | . | Calabasas Gas to Energy Facility | Los Angeles County Sanitation | 11217 | CA | PACC | WECC |  | 562212 | 4 | Commercial NAICS Non-Cogen | GT | LFG | MLG |  |  | mcf | 156669 | 140926 | 148495 | 138978 | 147633 | 136070 | 152823 | 145908 | 144724 | 139284 | 140223 | 125239 | 156669 | 140926 | 148495 | 138978 | 147633 | 136070 | 152823 | 145908 | 144724 | 139284 | 140223 | 125239 | 0.266 | 0.266 | 0.266 | 0.266 | 0.266 | 0.266 | 0.266 | 0.266 | 0.266 | 0.266 | 0.266 | 0.266 | 41674 | 37486 | 39500 | 36968 | 39270 | 36195 | 40651 | 38812 | 38497 | 37050 | 37299 | 33314 | 41674 | 37486 | 39500 | 36968 | 39270 | 36195 | 40651 | 38812 | 38497 | 37050 | 37299 | 33314 | 3032.418 | 2727.71 | 2874.207 | 2689.996 | 2857.527 | 2633.717 | 2957.976 | 2824.143 | 2801.225 | 2695.92 | 2714.091 | 2424.07 | 1716972 | 1716972 | 456716 | 456716 | 33233 | 2020
57163 | N | . | Calabasas Gas to Energy Facility | Los Angeles County Sanitation | 11217 | CA | PACC | WECC |  | 562212 | 4 | Commercial NAICS Non-Cogen | GT | NG | NG |  |  | mcf | 0 | 0 | 0 | 0 | 0 | 0 | 0 | 0 | 0 | 0 | 0 | 0 | 0 | 0 | 0 | 0 | 0 | 0 | 0 | 0 | 0 | 0 | 0 | 0 | 0 | 0 | 0 | 0 | 0 | 0 | 0 | 0 | 0 | 0 | 0 | 0 | 0 | 0 | 0 | 0 | 0 | 0 | 0 | 0 | 0 | 0 | 0 | 0 | 0 | 0 | 0 | 0 | 0 | 0 | 0 | 0 | 0 | 0 | 0 | 0 | 0 | 0 | 0 | 0 | 0 | 0 | 0 | 0 | 0 | 0 | 0 | 0 | 0 | 0 | 0 | 0 | 0 | 2020
57201 | N | . | FPL Energy Montezuma Winds LLC | FPL Energy Montezuma Wind | 56555 | CA | PACC | WECC |  | 22 | 2 | NAICS-22 Non-Cogen | WT | WND | WND |  |  |  | 0 | 0 | 0 | 0 | 0 | 0 | 0 | 0 | 0 | 0 | 0 | 0 | 0 | 0 | 0 | 0 | 0 | 0 | 0 | 0 | 0 | 0 | 0 | 0 | 0 | 0 | 0 | 0 | 0 | 0 | 0 | 0 | 0 | 0 | 0 | 0 | 43788 | 44885 | 65067 | 87725 | 89513 | 99270 | 97467 | 83040 | 45971 | 50087 | 38330 | 37640 | 43788 | 44885 | 65067 | 87725 | 89513 | 99270 | 97467 | 83040 | 45971 | 50087 | 38330 | 37640 | 4998.58 | 5123.884 | 7427.777 | 10014.277 | 10218.42 | 11332.238 | 11126.397 | 9479.463 | 5247.864 | 5717.698 | 4375.552 | 4296.85 | 0 | 0 | 782783 | 782783 | 89359 | 2020
57217 | N | . | Solar Photovoltaic Project #03 | Southern California Edison Co | 17609 | CA | PACC | WECC |  | 22 | 1 | Electric Utility | PV | SUN | SUN |  |  |  | 0 | 0 | 0 | 0 | 0 | 0 | 0 | 0 | 0 | 0 | 0 | 0 | 0 | 0 | 0 | 0 | 0 | 0 | 0 | 0 | 0 | 0 | 0 | 0 | 0 | 0 | 0 | 0 | 0 | 0 | 0 | 0 | 0 | 0 | 0 | 0 | 258 | 350 | 343 | 432 | 566 | 563 | 615 | 527 | 414 | 383 | 302 | 239 | 258 | 350 | 343 | 432 | 566 | 563 | 615 | 527 | 414 | 383 | 302 | 239 | 29.509 | 40.002 | 39.144 | 49.333 | 64.564 | 64.293 | 70.234 | 60.163 | 47.24 | 43.665 | 34.521 | 27.332 | 0 | 0 | 4992 | 4992 | 570 | 2020
57219 | N | . | Solar Photovoltaic Project #05 | Southern California Edison Co | 17609 | CA | PACC | WECC |  | 22 | 1 | Electric Utility | PV | SUN | SUN |  |  |  | 0 | 0 | 0 | 0 | 0 | 0 | 0 | 0 | 0 | 0 | 0 | 0 | 0 | 0 | 0 | 0 | 0 | 0 | 0 | 0 | 0 | 0 | 0 | 0 | 0 | 0 | 0 | 0 | 0 | 0 | 0 | 0 | 0 | 0 | 0 | 0 | 1207 | 1636 | 1601 | 2018 | 2641 | 2630 | 2873 | 2461 | 1933 | 1786 | 1412 | 1118 | 1207 | 1636 | 1601 | 2018 | 2641 | 2630 | 2873 | 2461 | 1933 | 1786 | 1412 | 1118 | 137.813 | 186.815 | 182.81 | 230.392 | 301.525 | 300.259 | 328.005 | 280.974 | 220.62 | 203.925 | 161.218 | 127.644 | 0 | 0 | 23316 | 23316 | 2662 | 2020
57220 | N | . | Solar Photovoltaic Project #06 | Southern California Edison Co | 17609 | CA | PACC | WECC |  | 22 | 1 | Electric Utility | PV | SUN | SUN |  |  |  | 0 | 0 | 0 | 0 | 0 | 0 | 0 | 0 | 0 | 0 | 0 | 0 | 0 | 0 | 0 | 0 | 0 | 0 | 0 | 0 | 0 | 0 | 0 | 0 | 0 | 0 | 0 | 0 | 0 | 0 | 0 | 0 | 0 | 0 | 0 | 0 | 1113 | 1509 | 1476 | 1861 | 2435 | 2425 | 2649 | 2269 | 1782 | 1647 | 1302 | 1031 | 1113 | 1509 | 1476 | 1861 | 2435 | 2425 | 2649 | 2269 | 1782 | 1647 | 1302 | 1031 | 127.047 | 172.218 | 168.525 | 212.389 | 277.965 | 276.797 | 302.376 | 259.02 | 203.381 | 187.991 | 148.621 | 117.67 | 0 | 0 | 21499 | 21499 | 2454 | 2020
57221 | N | . | Solar Photovoltaic Project #07 | Southern California Edison Co | 17609 | CA | PACC | WECC |  | 22 | 1 | Electric Utility | PV | SUN | SUN |  |  |  | 0 | 0 | 0 | 0 | 0 | 0 | 0 | 0 | 0 | 0 | 0 | 0 | 0 | 0 | 0 | 0 | 0 | 0 | 0 | 0 | 0 | 0 | 0 | 0 | 0 | 0 | 0 | 0 | 0 | 0 | 0 | 0 | 0 | 0 | 0 | 0 | 1045 | 1417 | 1387 | 1748 | 2287 | 2278 | 2488 | 2131 | 1673 | 1547 | 1223 | 968 | 1045 | 1417 | 1387 | 1748 | 2287 | 2278 | 2488 | 2131 | 1673 | 1547 | 1223 | 968 | 119.332 | 161.761 | 158.293 | 199.494 | 261.087 | 259.991 | 284.016 | 243.293 | 191.033 | 176.577 | 139.597 | 110.526 | 0 | 0 | 20192 | 20192 | 2305 | 2020
57222 | N | . | Solar Photovoltaic Project #08 | Southern California Edison Co | 17609 | CA | PACC | WECC |  | 22 | 1 | Electric Utility | PV | SUN | SUN |  |  |  | 0 | 0 | 0 | 0 | 0 | 0 | 0 | 0 | 0 | 0 | 0 | 0 | 0 | 0 | 0 | 0 | 0 | 0 | 0 | 0 | 0 | 0 | 0 | 0 | 0 | 0 | 0 | 0 | 0 | 0 | 0 | 0 | 0 | 0 | 0 | 0 | 879 | 1192 | 1166 | 1470 | 1924 | 1916 | 2093 | 1793 | 1408 | 1301 | 1029 | 814 | 879 | 1192 | 1166 | 1470 | 1924 | 1916 | 2093 | 1793 | 1408 | 1301 | 1029 | 814 | 100.384 | 136.076 | 133.158 | 167.817 | 219.631 | 218.708 | 238.919 | 204.661 | 160.7 | 148.539 | 117.431 | 92.976 | 0 | 0 | 16985 | 16985 | 1939 | 2020
57223 | N | . | Solar Photovoltaic Project #09 | Southern California Edison Co | 17609 | CA | PACC | WECC |  | 22 | 1 | Electric Utility | PV | SUN | SUN |  |  |  | 0 | 0 | 0 | 0 | 0 | 0 | 0 | 0 | 0 | 0 | 0 | 0 | 0 | 0 | 0 | 0 | 0 | 0 | 0 | 0 | 0 | 0 | 0 | 0 | 0 | 0 | 0 | 0 | 0 | 0 | 0 | 0 | 0 | 0 | 0 | 0 | 540 | 732 | 716 | 903 | 1182 | 1177 | 1286 | 1101 | 865 | 799 | 632 | 500 | 540 | 732 | 716 | 903 | 1182 | 1177 | 1286 | 1101 | 865 | 799 | 632 | 500 | 61.66 | 83.582 | 81.79 | 103.079 | 134.905 | 134.338 | 146.752 | 125.71 | 98.707 | 91.238 | 72.13 | 57.109 | 0 | 0 | 10433 | 10433 | 1191 | 2020
57224 | N | . | Solar Photovoltaic Project #10 | Southern California Edison Co | 17609 | CA | PACC | WECC |  | 22 | 1 | Electric Utility | PV | SUN | SUN |  |  |  | 0 | 0 | 0 | 0 | 0 | 0 | 0 | 0 | 0 | 0 | 0 | 0 | 0 | 0 | 0 | 0 | 0 | 0 | 0 | 0 | 0 | 0 | 0 | 0 | 0 | 0 | 0 | 0 | 0 | 0 | 0 | 0 | 0 | 0 | 0 | 0 | 742 | 1006 | 985 | 1241 | 1624 | 1617 | 1767 | 1514 | 1188 | 1099 | 868 | 688 | 742 | 1006 | 985 | 1241 | 1624 | 1617 | 1767 | 1514 | 1188 | 1099 | 868 | 688 | 84.749 | 114.882 | 112.419 | 141.68 | 185.423 | 184.644 | 201.707 | 172.785 | 135.671 | 125.404 | 99.141 | 78.495 | 0 | 0 | 14339 | 14339 | 1637 | 2020
57225 | N | . | Solar Photovoltaic Project #11 | Southern California Edison Co | 17609 | CA | PACC | WECC |  | 22 | 1 | Electric Utility | PV | SUN | SUN |  |  |  | 0 | 0 | 0 | 0 | 0 | 0 | 0 | 0 | 0 | 0 | 0 | 0 | 0 | 0 | 0 | 0 | 0 | 0 | 0 | 0 | 0 | 0 | 0 | 0 | 0 | 0 | 0 | 0 | 0 | 0 | 0 | 0 | 0 | 0 | 0 | 0 | 1478 | 2004 | 1961 | 2472 | 3235 | 3221 | 3519 | 3014 | 2367 | 2188 | 1730 | 1369 | 1478 | 2004 | 1961 | 2472 | 3235 | 3221 | 3519 | 3014 | 2367 | 2188 | 1730 | 1369 | 168.775 | 228.781 | 223.877 | 282.147 | 369.26 | 367.71 | 401.689 | 344.093 | 270.181 | 249.735 | 197.434 | 156.318 | 0 | 0 | 28558 | 28558 | 3260 | 2020
57227 | N | . | Solar Photovoltaic Project #13 | Southern California Edison Co | 17609 | CA | PACC | WECC |  | 22 | 1 | Electric Utility | PV | SUN | SUN |  |  |  | 0 | 0 | 0 | 0 | 0 | 0 | 0 | 0 | 0 | 0 | 0 | 0 | 0 | 0 | 0 | 0 | 0 | 0 | 0 | 0 | 0 | 0 | 0 | 0 | 0 | 0 | 0 | 0 | 0 | 0 | 0 | 0 | 0 | 0 | 0 | 0 | 1679 | 2276 | 2228 | 2807 | 3674 | 3659 | 3997 | 3424 | 2688 | 2485 | 1965 | 1555 | 1679 | 2276 | 2228 | 2807 | 3674 | 3659 | 3997 | 3424 | 2688 | 2485 | 1965 | 1555 | 191.71 | 259.87 | 254.299 | 320.488 | 419.439 | 417.677 | 456.275 | 390.851 | 306.896 | 283.672 | 224.263 | 177.56 | 0 | 0 | 32437 | 32437 | 3703 | 2020
57229 | N | . | Solar Photovoltaic Project #15 | Southern California Edison Co | 17609 | CA | PACC | WECC |  | 22 | 1 | Electric Utility | PV | SUN | SUN |  |  |  | 0 | 0 | 0 | 0 | 0 | 0 | 0 | 0 | 0 | 0 | 0 | 0 | 0 | 0 | 0 | 0 | 0 | 0 | 0 | 0 | 0 | 0 | 0 | 0 | 0 | 0 | 0 | 0 | 0 | 0 | 0 | 0 | 0 | 0 | 0 | 0 | 1707 | 2315 | 2265 | 2854 | 3736 | 3720 | 4064 | 3481 | 2733 | 2527 | 1997 | 1581 | 1707 | 2315 | 2265 | 2854 | 3736 | 3720 | 4064 | 3481 | 2733 | 2527 | 1997 | 1581 | 194.918 | 264.222 | 258.557 | 325.854 | 426.462 | 424.671 | 463.914 | 397.396 | 312.034 | 288.421 | 228.018 | 180.533 | 0 | 0 | 32980 | 32980 | 3765 | 2020
57230 | N | . | Solar Photovoltaic Project #16 | Southern California Edison Co | 17609 | CA | PACC | WECC |  | 22 | 1 | Electric Utility | PV | SUN | SUN |  |  |  | 0 | 0 | 0 | 0 | 0 | 0 | 0 | 0 | 0 | 0 | 0 | 0 | 0 | 0 | 0 | 0 | 0 | 0 | 0 | 0 | 0 | 0 | 0 | 0 | 0 | 0 | 0 | 0 | 0 | 0 | 0 | 0 | 0 | 0 | 0 | 0 | 336 | 455 | 445 | 561 | 734 | 731 | 799 | 684 | 537 | 497 | 393 | 311 | 336 | 455 | 445 | 561 | 734 | 731 | 799 | 684 | 537 | 497 | 393 | 311 | 38.311 | 51.932 | 50.819 | 64.046 | 83.82 | 83.468 | 91.181 | 78.107 | 61.329 | 56.688 | 44.816 | 35.483 | 0 | 0 | 6483 | 6483 | 740 | 2020
57231 | N | . | Solar Photovoltaic Project #17 | Southern California Edison Co | 17609 | CA | PACC | WECC |  | 22 | 1 | Electric Utility | PV | SUN | SUN |  |  |  | 0 | 0 | 0 | 0 | 0 | 0 | 0 | 0 | 0 | 0 | 0 | 0 | 0 | 0 | 0 | 0 | 0 | 0 | 0 | 0 | 0 | 0 | 0 | 0 | 0 | 0 | 0 | 0 | 0 | 0 | 0 | 0 | 0 | 0 | 0 | 0 | 1623 | 2200 | 2153 | 2713 | 3551 | 3536 | 3863 | 3309 | 2598 | 2402 | 1899 | 1503 | 1623 | 2200 | 2153 | 2713 | 3551 | 3536 | 3863 | 3309 | 2598 | 2402 | 1899 | 1503 | 185.289 | 251.168 | 245.783 | 309.756 | 405.393 | 403.691 | 440.996 | 377.763 | 296.619 | 274.173 | 216.754 | 171.615 | 0 | 0 | 31350 | 31350 | 3579 | 2020
57232 | N | . | Solar Photovoltaic Project #18 | Southern California Edison Co | 17609 | CA | PACC | WECC |  | 22 | 1 | Electric Utility | PV | SUN | SUN |  |  |  | 0 | 0 | 0 | 0 | 0 | 0 | 0 | 0 | 0 | 0 | 0 | 0 | 0 | 0 | 0 | 0 | 0 | 0 | 0 | 0 | 0 | 0 | 0 | 0 | 0 | 0 | 0 | 0 | 0 | 0 | 0 | 0 | 0 | 0 | 0 | 0 | 681 | 923 | 904 | 1139 | 1490 | 1484 | 1621 | 1389 | 1090 | 1008 | 797 | 631 | 681 | 923 | 904 | 1139 | 1490 | 1484 | 1621 | 1389 | 1090 | 1008 | 797 | 631 | 77.759 | 105.408 | 103.148 | 129.996 | 170.132 | 169.417 | 185.073 | 158.536 | 124.482 | 115.062 | 90.965 | 72.022 | 0 | 0 | 13157 | 13157 | 1502 | 2020
57236 | N | . | Solar Photovoltaic Project #23 | Southern California Edison Co | 17609 | CA | PACC | WECC |  | 22 | 1 | Electric Utility | PV | SUN | SUN |  |  |  | 0 | 0 | 0 | 0 | 0 | 0 | 0 | 0 | 0 | 0 | 0 | 0 | 0 | 0 | 0 | 0 | 0 | 0 | 0 | 0 | 0 | 0 | 0 | 0 | 0 | 0 | 0 | 0 | 0 | 0 | 0 | 0 | 0 | 0 | 0 | 0 | 1725 | 2339 | 2288 | 2884 | 3775 | 3759 | 4106 | 3517 | 2762 | 2553 | 2018 | 1598 | 1725 | 2339 | 2288 | 2884 | 3775 | 3759 | 4106 | 3517 | 2762 | 2553 | 2018 | 1598 | 196.938 | 266.958 | 261.235 | 329.23 | 430.879 | 429.07 | 468.72 | 401.512 | 315.266 | 291.409 | 230.38 | 182.403 | 0 | 0 | 33324 | 33324 | 3804 | 2020
57237 | N | . | Solar Photovoltaic Project #22 | Southern California Edison Co | 17609 | CA | PACC | WECC |  | 22 | 1 | Electric Utility | PV | SUN | SUN |  |  |  | 0 | 0 | 0 | 0 | 0 | 0 | 0 | 0 | 0 | 0 | 0 | 0 | 0 | 0 | 0 | 0 | 0 | 0 | 0 | 0 | 0 | 0 | 0 | 0 | 0 | 0 | 0 | 0 | 0 | 0 | 0 | 0 | 0 | 0 | 0 | 0 | 783 | 1061 | 1038 | 1309 | 1713 | 1705 | 1863 | 1596 | 1253 | 1158 | 916 | 725 | 783 | 1061 | 1038 | 1309 | 1713 | 1705 | 1863 | 1596 | 1253 | 1158 | 916 | 725 | 89.358 | 121.128 | 118.531 | 149.382 | 195.504 | 194.683 | 212.673 | 182.179 | 143.047 | 132.222 | 104.531 | 82.762 | 0 | 0 | 15120 | 15120 | 1726 | 2020
57245 | N | . | Solar Photovoltaic Project #26 | Southern California Edison Co | 17609 | CA | PACC | WECC |  | 22 | 1 | Electric Utility | PV | SUN | SUN |  |  |  | 0 | 0 | 0 | 0 | 0 | 0 | 0 | 0 | 0 | 0 | 0 | 0 | 0 | 0 | 0 | 0 | 0 | 0 | 0 | 0 | 0 | 0 | 0 | 0 | 0 | 0 | 0 | 0 | 0 | 0 | 0 | 0 | 0 | 0 | 0 | 0 | 3467 | 4699 | 4598 | 5795 | 7585 | 7553 | 8251 | 7068 | 5550 | 5130 | 4055 | 3211 | 3467 | 4699 | 4598 | 5795 | 7585 | 7553 | 8251 | 7068 | 5550 | 5130 | 4055 | 3211 | 395.739 | 536.443 | 524.942 | 661.575 | 865.836 | 862.2 | 941.875 | 806.824 | 633.516 | 585.576 | 462.941 | 366.533 | 0 | 0 | 66962 | 66962 | 7644 | 2020
57246 | N | . | Solar Photovoltaic Project #27 | Southern California Edison Co | 17609 | CA | PACC | WECC |  | 22 | 1 | Electric Utility | PV | SUN | SUN |  |  |  | 0 | 0 | 0 | 0 | 0 | 0 | 0 | 0 | 0 | 0 | 0 | 0 | 0 | 0 | 0 | 0 | 0 | 0 | 0 | 0 | 0 | 0 | 0 | 0 | 0 | 0 | 0 | 0 | 0 | 0 | 0 | 0 | 0 | 0 | 0 | 0 | 634 | 859 | 840 | 1059 | 1386 | 1380 | 1508 | 1292 | 1014 | 937 | 741 | 587 | 634 | 859 | 840 | 1059 | 1386 | 1380 | 1508 | 1292 | 1014 | 937 | 741 | 587 | 72.324 | 98.039 | 95.937 | 120.908 | 158.238 | 157.574 | 172.135 | 147.453 | 115.78 | 107.019 | 84.606 | 66.987 | 0 | 0 | 12237 | 12237 | 1397 | 2020
57247 | N | . | Solar Photovoltaic Project #28 | Southern California Edison Co | 17609 | CA | PACC | WECC |  | 22 | 1 | Electric Utility | PV | SUN | SUN |  |  |  | 0 | 0 | 0 | 0 | 0 | 0 | 0 | 0 | 0 | 0 | 0 | 0 | 0 | 0 | 0 | 0 | 0 | 0 | 0 | 0 | 0 | 0 | 0 | 0 | 0 | 0 | 0 | 0 | 0 | 0 | 0 | 0 | 0 | 0 | 0 | 0 | 1683 | 2281 | 2232 | 2814 | 3682 | 3667 | 4006 | 3431 | 2694 | 2490 | 1969 | 1559 | 1683 | 2281 | 2232 | 2814 | 3682 | 3667 | 4006 | 3431 | 2694 | 2490 | 1969 | 1559 | 192.122 | 260.432 | 254.848 | 321.181 | 420.345 | 418.58 | 457.26 | 391.696 | 307.559 | 284.285 | 224.748 | 177.944 | 0 | 0 | 32508 | 32508 | 3711 | 2020
57254 | N | . | Victor Valley CC CPV Solar | Victor Valley Community College District | 56618 | CA | PACC | WECC |  | 611 | 4 | Commercial NAICS Non-Cogen | PV | SUN | SUN |  |  |  | 0 | 0 | 0 | 0 | 0 | 0 | 0 | 0 | 0 | 0 | 0 | 0 | 0 | 0 | 0 | 0 | 0 | 0 | 0 | 0 | 0 | 0 | 0 | 0 | 0 | 0 | 0 | 0 | 0 | 0 | 0 | 0 | 0 | 0 | 0 | 0 | 624 | 846 | 828 | 1043 | 1365 | 1360 | 1485 | 1272 | 999 | 923 | 730 | 578 | 624 | 846 | 828 | 1043 | 1365 | 1360 | 1485 | 1272 | 999 | 923 | 730 | 578 | 71.238 | 96.565 | 94.495 | 119.09 | 155.86 | 155.205 | 169.547 | 145.237 | 114.039 | 105.41 | 83.334 | 65.98 | 0 | 0 | 12053 | 12053 | 1376 | 2020
57267 | N | . | Marsh Landing Generating Station | Marsh Landing LLC | 56635 | CA | PACC | WECC |  | 22 | 2 | NAICS-22 Non-Cogen | GT | NG | NG |  |  | mcf | 21731 | 10932 | 21905 | 15725 | 171075 | 95989 | 90484 | 1271931 | 661172 | 386113 | 181208 | 49893 | 21731 | 10932 | 21905 | 15725 | 171075 | 95989 | 90484 | 1271931 | 661172 | 386113 | 181208 | 49893 | 1.043 | 1.043 | 1.044 | 1.05 | 1.036 | 1.035 | 1.033 | 1.04 | 1.039 | 1.05 | 1.048 | 1.041 | 22665 | 11402 | 22869 | 16511 | 177234 | 99349 | 93470 | 1322808 | 686958 | 405419 | 189906 | 51939 | 22665 | 11402 | 22869 | 16511 | 177234 | 99349 | 93470 | 1322808 | 686958 | 405419 | 189906 | 51939 | 1118 | 262 | 1155 | 607 | 14455 | 7898 | 6799 | 115903 | 60609 | 35565 | 17009 | 3926 | 2978158 | 2978158 | 3100530 | 3100530 | 265306 | 2020
57282 | N | . | Alta Wind Energy Center I | NRG Yield LLC | 60015 | CA | PACC | WECC |  | 22 | 2 | NAICS-22 Non-Cogen | WT | WND | WND |  |  |  | 0 | 0 | 0 | 0 | 0 | 0 | 0 | 0 | 0 | 0 | 0 | 0 | 0 | 0 | 0 | 0 | 0 | 0 | 0 | 0 | 0 | 0 | 0 | 0 | 0 | 0 | 0 | 0 | 0 | 0 | 0 | 0 | 0 | 0 | 0 | 0 | 184665 | 189294 | 274408 | 369962 | 377504 | 418652 | 411048 | 350204 | 193874 | 211232 | 161648 | 158741 | 184665 | 189294 | 274408 | 369962 | 377504 | 418652 | 411048 | 350204 | 193874 | 211232 | 161648 | 158741 | 21080.466 | 21608.914 | 31325.104 | 42233.131 | 43094.061 | 47791.358 | 46923.266 | 39977.666 | 22131.775 | 24113.204 | 18452.982 | 18121.073 | 0 | 0 | 3301232 | 3301232 | 376853 | 2020
57291 | N | . | Alta Wind Energy Center II | NRG Yield LLC | 60015 | CA | PACC | WECC |  | 22 | 2 | NAICS-22 Non-Cogen | WT | WND | WND |  |  |  | 0 | 0 | 0 | 0 | 0 | 0 | 0 | 0 | 0 | 0 | 0 | 0 | 0 | 0 | 0 | 0 | 0 | 0 | 0 | 0 | 0 | 0 | 0 | 0 | 0 | 0 | 0 | 0 | 0 | 0 | 0 | 0 | 0 | 0 | 0 | 0 | 158199 | 162165 | 235081 | 316941 | 323402 | 358653 | 352138 | 300015 | 166089 | 180959 | 138481 | 135991 | 158199 | 162165 | 235081 | 316941 | 323402 | 358653 | 352138 | 300015 | 166089 | 180959 | 138481 | 135991 | 18059.3 | 18512.015 | 26835.721 | 36180.455 | 36918 | 40942.1 | 40198.419 | 34248.234 | 18959.941 | 20657.4 | 15808.378 | 15524.037 | 0 | 0 | 2828114 | 2828114 | 322844 | 2020
57292 | N | . | Alta Wind Energy Center III | NRG Yield LLC | 60015 | CA | PACC | WECC |  | 22 | 2 | NAICS-22 Non-Cogen | WT | WND | WND |  |  |  | 0 | 0 | 0 | 0 | 0 | 0 | 0 | 0 | 0 | 0 | 0 | 0 | 0 | 0 | 0 | 0 | 0 | 0 | 0 | 0 | 0 | 0 | 0 | 0 | 0 | 0 | 0 | 0 | 0 | 0 | 0 | 0 | 0 | 0 | 0 | 0 | 162844 | 166926 | 241982 | 326245 | 332896 | 369182 | 362476 | 308822 | 170965 | 186271 | 142547 | 139983 | 162844 | 166926 | 241982 | 326245 | 332896 | 369182 | 362476 | 308822 | 170965 | 186271 | 142547 | 139983 | 18589.486 | 19055.487 | 27623.559 | 37242.634 | 38001.832 | 42144.071 | 41378.557 | 35253.687 | 19516.564 | 21263.856 | 16272.478 | 15979.789 | 0 | 0 | 2911139 | 2911139 | 332322 | 2020
57293 | N | . | Alta Wind Energy Center IV | NRG Yield LLC | 60015 | CA | PACC | WECC |  | 22 | 2 | NAICS-22 Non-Cogen | WT | WND | WND |  |  |  | 0 | 0 | 0 | 0 | 0 | 0 | 0 | 0 | 0 | 0 | 0 | 0 | 0 | 0 | 0 | 0 | 0 | 0 | 0 | 0 | 0 | 0 | 0 | 0 | 0 | 0 | 0 | 0 | 0 | 0 | 0 | 0 | 0 | 0 | 0 | 0 | 79363 | 81352 | 117931 | 158998 | 162239 | 179923 | 176655 | 150506 | 83321 | 90780 | 69471 | 68221 | 79363 | 81352 | 117931 | 158998 | 162239 | 179923 | 176655 | 150506 | 83321 | 90780 | 69471 | 68221 | 9059.69 | 9286.799 | 13462.497 | 18150.408 | 18520.407 | 20539.151 | 20166.073 | 17181.083 | 9511.508 | 10363.06 | 7930.484 | 7787.84 | 0 | 0 | 1418760 | 1418760 | 161959 | 2020
57294 | N | . | Alta Wind Energy Center V | NRG Yield LLC | 60015 | CA | PACC | WECC |  | 22 | 2 | NAICS-22 Non-Cogen | WT | WND | WND |  |  |  | 0 | 0 | 0 | 0 | 0 | 0 | 0 | 0 | 0 | 0 | 0 | 0 | 0 | 0 | 0 | 0 | 0 | 0 | 0 | 0 | 0 | 0 | 0 | 0 | 0 | 0 | 0 | 0 | 0 | 0 | 0 | 0 | 0 | 0 | 0 | 0 | 125567 | 128714 | 186589 | 251563 | 256692 | 284671 | 279500 | 238129 | 131829 | 143631 | 109916 | 107939 | 125567 | 128714 | 186589 | 251563 | 256692 | 284671 | 279500 | 238129 | 131829 | 143631 | 109916 | 107939 | 14334.099 | 14693.429 | 21300.153 | 28717.292 | 29302.699 | 32496.723 | 31906.446 | 27183.642 | 15048.959 | 16396.272 | 12547.487 | 12321.799 | 0 | 0 | 2244740 | 2244740 | 256249 | 2020
57295 | N | . | Alpine Solar | NRG Solar Alpine | 59397 | CA | PACC | WECC |  | 22 | 2 | NAICS-22 Non-Cogen | PV | SUN | SUN |  |  |  | 0 | 0 | 0 | 0 | 0 | 0 | 0 | 0 | 0 | 0 | 0 | 0 | 0 | 0 | 0 | 0 | 0 | 0 | 0 | 0 | 0 | 0 | 0 | 0 | 0 | 0 | 0 | 0 | 0 | 0 | 0 | 0 | 0 | 0 | 0 | 0 | 70747 | 95901 | 93845 | 118271 | 154787 | 154137 | 168381 | 144238 | 113255 | 104685 | 82761 | 65526 | 70747 | 95901 | 93845 | 118271 | 154787 | 154137 | 168381 | 144238 | 113255 | 104685 | 82761 | 65526 | 8076.149 | 10947.614 | 10712.903 | 13501.273 | 17669.784 | 17595.579 | 19221.566 | 16465.474 | 12928.647 | 11950.298 | 9447.589 | 7480.124 | 0 | 0 | 1366534 | 1366534 | 155997 | 2020
57301 | N | . | Dutch Wind Energy | Terra-Gen Operating Co-Wind | 2770 | CA | PACC | WECC |  | 22 | 2 | NAICS-22 Non-Cogen | WT | WND | WND |  |  |  | 0 | 0 | . | . | . | . | . | . | . | . | . | . | 0 | 0 | . | . | . | . | . | . | . | . | . | . | 0 | 0 | . | . | . | . | . | . | . | . | . | . | 939 | 962 | . | . | . | . | . | . | . | . | . | . | 939 | 962 | . | . | . | . | . | . | . | . | . | . | 107.157 | 109.843 | . | . | . | . | . | . | . | . | . | . | 0 | 0 | 1901 | 1901 | 217 | 2020
57302 | N | . | Garnet Wind Energy Center | Terra-Gen Operating Co-Wind | 2770 | CA | PACC | WECC |  | 22 | 2 | NAICS-22 Non-Cogen | WT | WND | WND |  |  |  | 0 | 0 | 0 | 0 | 0 | 0 | 0 | 0 | 0 | 0 | 0 | 0 | 0 | 0 | 0 | 0 | 0 | 0 | 0 | 0 | 0 | 0 | 0 | 0 | 0 | 0 | 0 | 0 | 0 | 0 | 0 | 0 | 0 | 0 | 0 | 0 | 7135 | 7314 | 10602 | 14294 | 14585 | 16175 | 15881 | 13530 | 7490 | 8161 | 6245 | 6133 | 7135 | 7314 | 10602 | 14294 | 14585 | 16175 | 15881 | 13530 | 7490 | 8161 | 6245 | 6133 | 814.459 | 834.877 | 1210.269 | 1631.709 | 1664.972 | 1846.455 | 1812.916 | 1544.567 | 855.078 | 931.632 | 712.945 | 700.121 | 0 | 0 | 127545 | 127545 | 14560 | 2020
57305 | N | . | Adelanto Solar Project | Los Angeles Department of Water & Power | 11208 | CA | PACC | WECC |  | 22 | 1 | Electric Utility | PV | SUN | SUN |  |  |  | 0 | 0 | 0 | 0 | 0 | 0 | 0 | 0 | 0 | 0 | 0 | 0 | 0 | 0 | 0 | 0 | 0 | 0 | 0 | 0 | 0 | 0 | 0 | 0 | 0 | 0 | 0 | 0 | 0 | 0 | 0 | 0 | 0 | 0 | 0 | 0 | 5583 | 7568 | 7406 | 9334 | 12216 | 12164 | 13288 | 11383 | 8938 | 8262 | 6531 | 5171 | 5583 | 7568 | 7406 | 9334 | 12216 | 12164 | 13288 | 11383 | 8938 | 8262 | 6531 | 5171 | 637.355 | 863.966 | 845.443 | 1065.496 | 1394.467 | 1388.611 | 1516.931 | 1299.425 | 1020.305 | 943.096 | 745.587 | 590.318 | 0 | 0 | 107844 | 107844 | 12311 | 2020
57306 | N | . | Pine Tree Solar Project | Los Angeles Department of Water & Power | 11208 | CA | PACC | WECC |  | 22 | 1 | Electric Utility | PV | SUN | SUN |  |  |  | 0 | 0 | 0 | 0 | 0 | 0 | 0 | 0 | 0 | 0 | 0 | 0 | 0 | 0 | 0 | 0 | 0 | 0 | 0 | 0 | 0 | 0 | 0 | 0 | 0 | 0 | 0 | 0 | 0 | 0 | 0 | 0 | 0 | 0 | 0 | 0 | 4577 | 6204 | 6071 | 7651 | 10014 | 9972 | 10893 | 9331 | 7327 | 6772 | 5354 | 4239 | 4577 | 6204 | 6071 | 7651 | 10014 | 9972 | 10893 | 9331 | 7327 | 6772 | 5354 | 4239 | 522.475 | 708.24 | 693.056 | 873.445 | 1143.121 | 1138.321 | 1243.511 | 1065.21 | 836.4 | 773.107 | 611.198 | 483.916 | 0 | 0 | 88405 | 88405 | 10092 | 2020
57308 | N | . | Maclay Solar Project | Los Angeles Department of Water & Power | 11208 | CA | PACC | WECC |  | 22 | 1 | Electric Utility | PV | SUN | SUN |  |  |  | 0 | 0 | 0 | 0 | 0 | 0 | 0 | 0 | 0 | 0 | 0 | 0 | 0 | 0 | 0 | 0 | 0 | 0 | 0 | 0 | 0 | 0 | 0 | 0 | 0 | 0 | 0 | 0 | 0 | 0 | 0 | 0 | 0 | 0 | 0 | 0 | 396 | 537 | 526 | 663 | 867 | 864 | 943 | 808 | 635 | 587 | 464 | 367 | 396 | 537 | 526 | 663 | 867 | 864 | 943 | 808 | 635 | 587 | 464 | 367 | 45.247 | 61.336 | 60.021 | 75.643 | 98.998 | 98.582 | 107.692 | 92.251 | 72.435 | 66.954 | 52.932 | 41.909 | 0 | 0 | 7657 | 7657 | 874 | 2020
57311 | N | . | Occidental College Solar Project | Occidental College | 59551 | CA | PACC | WECC |  | 611 | 4 | Commercial NAICS Non-Cogen | PV | SUN | SUN |  |  |  | 0 | 0 | 0 | 0 | 0 | 0 | 0 | 0 | 0 | 0 | 0 | 0 | 0 | 0 | 0 | 0 | 0 | 0 | 0 | 0 | 0 | 0 | 0 | 0 | 0 | 0 | 0 | 0 | 0 | 0 | 0 | 0 | 0 | 0 | 0 | 0 | 755 | 1024 | 1002 | 1262 | 1652 | 1645 | 1797 | 1539 | 1209 | 1117 | 883 | 699 | 755 | 1024 | 1002 | 1262 | 1652 | 1645 | 1797 | 1539 | 1209 | 1117 | 883 | 699 | 86.198 | 116.847 | 114.342 | 144.103 | 188.595 | 187.803 | 205.157 | 175.741 | 137.991 | 127.549 | 100.837 | 79.837 | 0 | 0 | 14584 | 14584 | 1665 | 2020
57313 | N | . | Metro Support Services Center Solar | Metropolitan Transportation Authority | 57275 | CA | PACC | WECC |  | 485 | 4 | Commercial NAICS Non-Cogen | PV | SUN | SUN |  |  |  | 0 | 0 | 0 | 0 | 0 | 0 | 0 | 0 | 0 | 0 | 0 | 0 | 0 | 0 | 0 | 0 | 0 | 0 | 0 | 0 | 0 | 0 | 0 | 0 | 0 | 0 | 0 | 0 | 0 | 0 | 0 | 0 | 0 | 0 | 0 | 0 | 510 | 692 | 677 | 853 | 1116 | 1112 | 1214 | 1040 | 817 | 755 | 597 | 473 | 510 | 692 | 677 | 853 | 1116 | 1112 | 1214 | 1040 | 817 | 755 | 597 | 473 | 58.241 | 78.951 | 77.258 | 97.367 | 127.429 | 126.894 | 138.62 | 118.744 | 93.237 | 86.182 | 68.133 | 53.944 | 0 | 0 | 9856 | 9856 | 1125 | 2020
57331 | N | . | Mojave Solar Project | Mojave Solar LLC | 56660 | CA | PACC | WECC |  | 22 | 2 | NAICS-22 Non-Cogen | ST | SUN | SUN |  |  |  | 0 | 0 | 0 | 0 | 0 | 0 | 0 | 0 | 0 | 0 | 0 | 0 | 0 | 0 | 0 | 0 | 0 | 0 | 0 | 0 | 0 | 0 | 0 | 0 | 0 | 0 | 0 | 0 | 0 | 0 | 0 | 0 | 0 | 0 | 0 | 0 | 106250 | 302404 | 317953 | 463535 | 667013 | 545897 | 744031 | 618605 | 368121 | 372116 | 242696 | 143086 | 106250 | 302404 | 317953 | 463535 | 667013 | 545897 | 744031 | 618605 | 368121 | 372116 | 242696 | 143086 | 12129 | 34521 | 36296 | 52915 | 76143 | 62317 | 84935 | 70617 | 42023 | 42479 | 27705 | 16334 | 0 | 0 | 4891707 | 4891707 | 558414 | 2020
57340 | N | . | Panoche Valley Solar Farm | Consolidated Edison Development Inc. | 56769 | CA | PACC | WECC |  | 22 | 2 | NAICS-22 Non-Cogen | PV | SUN | SUN |  |  |  | 0 | 0 | 0 | 0 | 0 | 0 | 0 | 0 | 0 | 0 | 0 | 0 | 0 | 0 | 0 | 0 | 0 | 0 | 0 | 0 | 0 | 0 | 0 | 0 | 0 | 0 | 0 | 0 | 0 | 0 | 0 | 0 | 0 | 0 | 0 | 0 | 148149 | 226884 | 177714 | 161140 | 259839 | 344233 | 415837 | 328106 | 244597 | 218273 | 163032 | 161622 | 148149 | 226884 | 177714 | 161140 | 259839 | 344233 | 415837 | 328106 | 244597 | 218273 | 163032 | 161622 | 16912 | 25900 | 20287 | 18395 | 29662 | 39296 | 47470 | 37455 | 27922 | 24917 | 18611 | 18450 | 0 | 0 | 2849426 | 2849426 | 325277 | 2020
57364 | N | . | Siphon Drop Power Plant | Yuma County Water User's Association | 56707 | CA | PACC | WECC |  | 22 | 2 | NAICS-22 Non-Cogen | HY | WAT | HYC |  |  |  | 0 | 0 | 0 | 0 | 0 | 0 | 0 | 0 | 0 | 0 | 0 | 0 | 0 | 0 | 0 | 0 | 0 | 0 | 0 | 0 | 0 | 0 | 0 | 0 | 0 | 0 | 0 | 0 | 0 | 0 | 0 | 0 | 0 | 0 | 0 | 0 | 8497 | 6339 | 6711 | 9851 | 13493 | 12607 | 13329 | 13431 | 9354 | 7693 | 5818 | 4793 | 8497 | 6339 | 6711 | 9851 | 13493 | 12607 | 13329 | 13431 | 9354 | 7693 | 5818 | 4793 | 969.977 | 723.658 | 766.124 | 1124.594 | 1540.264 | 1439.168 | 1521.608 | 1533.255 | 1067.855 | 878.188 | 664.189 | 547.12 | 0 | 0 | 111916 | 111916 | 12776 | 2020
57378 | N | . | AV Solar Ranch One | AV Solar Ranch 1 LLC | 56722 | CA | PACC | WECC |  | 22 | 2 | NAICS-22 Non-Cogen | PV | SUN | SUN |  |  |  | 0 | 0 | 0 | 0 | 0 | 0 | 0 | 0 | 0 | 0 | 0 | 0 | 0 | 0 | 0 | 0 | 0 | 0 | 0 | 0 | 0 | 0 | 0 | 0 | 0 | 0 | 0 | 0 | 0 | 0 | 0 | 0 | 0 | 0 | 0 | 0 | 342104 | 398124 | 359642 | 452542 | 524023 | 499959 | 528342 | 468099 | 399211 | 389759 | 343348 | 289203 | 342104 | 398124 | 359642 | 452542 | 524023 | 499959 | 528342 | 468099 | 399211 | 389759 | 343348 | 289203 | 39053 | 45448 | 41055 | 51660 | 59820 | 57073 | 60313 | 53436 | 45572 | 44493 | 39195 | 33014 | 0 | 0 | 4994356 | 4994356 | 570132 | 2020
57394 | N | . | Genesis Solar Energy Project | Genesis Solar LLC | 56723 | CA | PACC | WECC |  | 22 | 2 | NAICS-22 Non-Cogen | ST | SUN | SUN |  |  |  | 0 | 0 | 0 | 0 | 0 | 0 | 0 | 0 | 0 | 0 | 0 | 0 | 0 | 0 | 0 | 0 | 0 | 0 | 0 | 0 | 0 | 0 | 0 | 0 | 0 | 0 | 0 | 0 | 0 | 0 | 0 | 0 | 0 | 0 | 0 | 0 | 165336 | 299452 | 406709 | 597020 | 725652 | 691803 | 726178 | 560964 | 443641 | 408032 | 257851 | 53331 | 165336 | 299452 | 406709 | 597020 | 725652 | 691803 | 726178 | 560964 | 443641 | 408032 | 257851 | 53331 | 18874 | 34184 | 46428 | 68153 | 82837 | 78973 | 82897 | 64037 | 50644 | 46579 | 29435 | 6088 | 0 | 0 | 5335969 | 5335969 | 609129 | 2020
57439 | N | . | California Valley Solar Ranch | NRG Renew Operation & Maintenance, LLC | 56762 | CA | PACC | WECC |  | 22 | 2 | NAICS-22 Non-Cogen | PV | SUN | SUN |  |  |  | 0 | 0 | 0 | 0 | 0 | 0 | 0 | 0 | 0 | 0 | 0 | 0 | 0 | 0 | 0 | 0 | 0 | 0 | 0 | 0 | 0 | 0 | 0 | 0 | 0 | 0 | 0 | 0 | 0 | 0 | 0 | 0 | 0 | 0 | 0 | 0 | 291864 | 395636 | 387154 | 487923 | 638568 | 635887 | 694648 | 595046 | 467228 | 431872 | 341426 | 270324 | 291864 | 395636 | 387154 | 487923 | 638568 | 635887 | 694648 | 595046 | 467228 | 431872 | 341426 | 270324 | 33317.807 | 45163.917 | 44195.628 | 55698.928 | 72895.944 | 72589.816 | 79297.756 | 67927.613 | 53336.582 | 49300.447 | 38975.626 | 30858.936 | 0 | 0 | 5637576 | 5637576 | 643559 | 2020
57441 | N | . | Solar Photovoltaic Project #42 | Southern California Edison Co | 17609 | CA | PACC | WECC |  | 22 | 1 | Electric Utility | PV | SUN | SUN |  |  |  | 0 | 0 | 0 | 0 | 0 | 0 | 0 | 0 | 0 | 0 | 0 | 0 | 0 | 0 | 0 | 0 | 0 | 0 | 0 | 0 | 0 | 0 | 0 | 0 | 0 | 0 | 0 | 0 | 0 | 0 | 0 | 0 | 0 | 0 | 0 | 0 | 3026 | 4102 | 4014 | 5059 | 6621 | 6593 | 7203 | 6170 | 4845 | 4478 | 3540 | 2803 | 3026 | 4102 | 4014 | 5059 | 6621 | 6593 | 7203 | 6170 | 4845 | 4478 | 3540 | 2803 | 345.469 | 468.3 | 458.26 | 577.537 | 755.851 | 752.677 | 822.231 | 704.335 | 553.042 | 511.191 | 404.134 | 319.973 | 0 | 0 | 58454 | 58454 | 6673 | 2020
57455 | N | . | Solar Borrego I | NRG Solar Borrego I | 57271 | CA | PACC | WECC |  | 22 | 2 | NAICS-22 Non-Cogen | PV | SUN | SUN |  |  |  | 0 | 0 | 0 | 0 | 0 | 0 | 0 | 0 | 0 | 0 | 0 | 0 | 0 | 0 | 0 | 0 | 0 | 0 | 0 | 0 | 0 | 0 | 0 | 0 | 0 | 0 | 0 | 0 | 0 | 0 | 0 | 0 | 0 | 0 | 0 | 0 | 29554 | 40062 | 39203 | 49407 | 64662 | 64390 | 70340 | 60255 | 47312 | 43731 | 34573 | 27373 | 29554 | 40062 | 39203 | 49407 | 64662 | 64390 | 70340 | 60255 | 47312 | 43731 | 34573 | 27373 | 3373.773 | 4573.313 | 4475.264 | 5640.092 | 7381.468 | 7350.469 | 8029.717 | 6878.373 | 5400.88 | 4992.18 | 3946.685 | 3124.786 | 0 | 0 | 570862 | 570862 | 65167 | 2020
57459 | N | . | Mountain View IV | AES Wind Generation Inc | 19740 | CA | PACC | WECC |  | 22 | 2 | NAICS-22 Non-Cogen | WT | WND | WND |  |  |  | 0 | 0 | 0 | 0 | 0 | 0 | 0 | 0 | 0 | 0 | 0 | 0 | 0 | 0 | 0 | 0 | 0 | 0 | 0 | 0 | 0 | 0 | 0 | 0 | 0 | 0 | 0 | 0 | 0 | 0 | 0 | 0 | 0 | 0 | 0 | 0 | 79437 | 81428 | 118041 | 159146 | 162390 | 180091 | 176820 | 150647 | 83398 | 90865 | 69536 | 68285 | 79437 | 81428 | 118041 | 159146 | 162390 | 180091 | 176820 | 150647 | 83398 | 90865 | 69536 | 68285 | 9068.135 | 9295.458 | 13475.049 | 18167.33 | 18537.674 | 20558.3 | 20184.875 | 17197.102 | 9520.376 | 10372.722 | 7937.878 | 7795.101 | 0 | 0 | 1420084 | 1420084 | 162110 | 2020
57460 | N | . | Caltech Central | Bloom Energy 2009 PPA | 56778 | CA | PACC | WECC |  | 22 | 2 | NAICS-22 Non-Cogen | FC | NG | NG |  |  | mcf | 3961 | 3503 | 3890 | 2750 | 2585 | 3637 | 5088 | 6323 | 5509 | 5723 | 4572 | 5069 | 3961 | 3503 | 3890 | 2750 | 2585 | 3637 | 5088 | 6323 | 5509 | 5723 | 4572 | 5069 | 1.03 | 1.03 | 1.03 | 1.03 | 1.03 | 1.03 | 1.03 | 1.03 | 1.03 | 1.03 | 1.03 | 1.03 | 4080 | 3608 | 4007 | 2833 | 2663 | 3746 | 5241 | 6513 | 5674 | 5895 | 4709 | 5221 | 4080 | 3608 | 4007 | 2833 | 2663 | 3746 | 5241 | 6513 | 5674 | 5895 | 4709 | 5221 | 554.668 | 490.694 | 544.948 | 385.208 | 362.183 | 509.543 | 712.801 | 885.843 | 771.754 | 801.689 | 640.539 | 710.13 | 52610 | 52610 | 54190 | 54190 | 7370 | 2020
57460 | N | . | Caltech Central | Bloom Energy 2009 PPA | 56778 | CA | PACC | WECC |  | 22 | 2 | NAICS-22 Non-Cogen | FC | OBG | ORW |  |  | Mcf | 0 | 0 | 0 | 0 | 0 | 0 | 0 | 0 | 0 | 0 | 0 | 0 | 0 | 0 | 0 | 0 | 0 | 0 | 0 | 0 | 0 | 0 | 0 | 0 | 0 | 0 | 0 | 0 | 0 | 0 | 0 | 0 | 0 | 0 | 0 | 0 | 0 | 0 | 0 | 0 | 0 | 0 | 0 | 0 | 0 | 0 | 0 | 0 | 0 | 0 | 0 | 0 | 0 | 0 | 0 | 0 | 0 | 0 | 0 | 0 | 0 | 0 | 0 | 0 | 0 | 0 | 0 | 0 | 0 | 0 | 0 | 0 | 0 | 0 | 0 | 0 | 0 | 2020
57475 | N | . | John L. Featherstone Plant | Hudson Ranch Power I LLC | 56791 | CA | PACC | WECC |  | 22 | 2 | NAICS-22 Non-Cogen | ST | GEO | GEO |  |  |  | 0 | 0 | 0 | 0 | 0 | 0 | 0 | 0 | 0 | 0 | 0 | 0 | 0 | 0 | 0 | 0 | 0 | 0 | 0 | 0 | 0 | 0 | 0 | 0 | 0 | 0 | 0 | 0 | 0 | 0 | 0 | 0 | 0 | 0 | 0 | 0 | 338145 | 325110 | 272322 | 338075 | 333993 | 317252 | 327396 | 322832 | 303385 | 288563 | 307905 | 290893 | 338145 | 325110 | 272322 | 338075 | 333993 | 317252 | 327396 | 322832 | 303385 | 288563 | 307905 | 290893 | 38601 | 37113 | 31087 | 38593 | 38127 | 36216 | 37374 | 36853 | 34633 | 32941 | 35149 | 33207 | 0 | 0 | 3765871 | 3765871 | 429894 | 2020
57482 | N | . | Sentinel Energy Center, LLC | Sentinel Energy Center LLC | 56887 | CA | PACC | WECC |  | 22 | 2 | NAICS-22 Non-Cogen | GT | NG | NG |  |  | mcf | 62896 | 625543 | 1103905 | 801261 | 470390 | 290533 | 694683 | 566625 | 299897 | 295623 | 394584 | 209771 | 62896 | 625543 | 1103905 | 801261 | 470390 | 290533 | 694683 | 566625 | 299897 | 295623 | 394584 | 209771 | 1.032 | 1.032 | 1.028 | 1.037 | 1.031 | 1.019 | 1.017 | 1.018 | 1.021 | 1.01 | 1.02 | 1.025 | 64909 | 645560 | 1134814 | 830908 | 484972 | 296053 | 706493 | 576824 | 306195 | 298579 | 402476 | 215015 | 64909 | 645560 | 1134814 | 830908 | 484972 | 296053 | 706493 | 576824 | 306195 | 298579 | 402476 | 215015 | 6332 | 65795 | 116410 | 86535 | 48457 | 30830 | 73344 | 58759 | 30420 | 29975 | 40237 | 21132 | 5815711 | 5815711 | 5962798 | 5962798 | 608226 | 2020
57483 | N | . | Mariposa Energy Project | Diamond Generating Corporation | 49981 | CA | PACC | WECC |  | 22 | 2 | NAICS-22 Non-Cogen | GT | NG | NG |  |  | mcf | 14399 | 52493 | 40306 | 33580 | 60988 | 94772 | 155354 | 264707 | 95577 | 68076 | 99843 | 148505 | 14399 | 52493 | 40306 | 33580 | 60988 | 94772 | 155354 | 264707 | 95577 | 68076 | 99843 | 148505 | 1.045 | 1.044 | 1.043 | 1.043 | 1.046 | 1.042 | 1.034 | 1.034 | 1.038 | 1.04 | 1.047 | 1.048 | 15047 | 54803 | 42039 | 35024 | 63793 | 98752 | 160636 | 273707 | 99209 | 70799 | 104536 | 155633 | 15047 | 54803 | 42039 | 35024 | 63793 | 98752 | 160636 | 273707 | 99209 | 70799 | 104536 | 155633 | 1294 | 5110 | 3951 | 3102 | 5572 | 8557 | 14213 | 24125 | 8568 | 6309 | 9312 | 14184 | 1128600 | 1128600 | 1173978 | 1173978 | 104297 | 2020
57484 | N | . | Manzana Wind LLC | Avangrid Renewables LLC | 15399 | CA | PACC | WECC |  | 22 | 2 | NAICS-22 Non-Cogen | WT | WND | WND |  |  |  | 0 | 0 | 0 | 0 | 0 | 0 | 0 | 0 | 0 | 0 | 0 | 0 | 0 | 0 | 0 | 0 | 0 | 0 | 0 | 0 | 0 | 0 | 0 | 0 | 0 | 0 | 0 | 0 | 0 | 0 | 0 | 0 | 0 | 0 | 0 | 0 | 236497 | 242425 | 351429 | 473803 | 483462 | 536160 | 526421 | 448500 | 248291 | 270520 | 207019 | 203296 | 236497 | 242425 | 351429 | 473803 | 483462 | 536160 | 526421 | 448500 | 248291 | 270520 | 207019 | 203296 | 26997.326 | 27674.098 | 40117.426 | 54087.115 | 55189.69 | 61205.424 | 60093.675 | 51198.587 | 28343.716 | 30881.291 | 23632.361 | 23207.291 | 0 | 0 | 4227823 | 4227823 | 482628 | 2020
57490 | N | . | Imperial Solar Energy Center South | CSOLAR IV South LLC | 56819 | CA | PACC | WECC |  | 22 | 2 | NAICS-22 Non-Cogen | PV | SUN | SUN |  |  |  | 0 | 0 | 0 | 0 | 0 | 0 | 0 | 0 | 0 | 0 | 0 | 0 | 0 | 0 | 0 | 0 | 0 | 0 | 0 | 0 | 0 | 0 | 0 | 0 | 0 | 0 | 0 | 0 | 0 | 0 | 0 | 0 | 0 | 0 | 0 | 0 | 110208 | 149392 | 146189 | 184240 | 241124 | 240111 | 262299 | 224689 | 176426 | 163075 | 128923 | 102074 | 110208 | 149392 | 146189 | 184240 | 241124 | 240111 | 262299 | 224689 | 176426 | 163075 | 128923 | 102074 | 12580.811 | 17053.903 | 16688.277 | 21031.926 | 27525.522 | 27409.928 | 29942.848 | 25649.479 | 20139.904 | 18615.858 | 14717.204 | 11652.34 | 0 | 0 | 2128750 | 2128750 | 243008 | 2020
57491 | N | . | Imperial Solar Energy Center West | CSOLAR IV West LLC | 57260 | CA | PACC | WECC |  | 22 | 2 | NAICS-22 Non-Cogen | PV | SUN | SUN |  |  |  | 0 | 0 | 0 | 0 | 0 | 0 | 0 | 0 | 0 | 0 | 0 | 0 | 0 | 0 | 0 | 0 | 0 | 0 | 0 | 0 | 0 | 0 | 0 | 0 | 0 | 0 | 0 | 0 | 0 | 0 | 0 | 0 | 0 | 0 | 0 | 0 | 176891 | 239785 | 234644 | 295718 | 387020 | 385395 | 421009 | 360642 | 283175 | 261747 | 206930 | 163837 | 176891 | 239785 | 234644 | 295718 | 387020 | 385395 | 421009 | 360642 | 283175 | 261747 | 206930 | 163837 | 20193.089 | 27372.719 | 26785.864 | 33757.726 | 44180.407 | 43994.87 | 48060.385 | 41169.226 | 32325.967 | 29879.767 | 23622.151 | 18702.829 | 0 | 0 | 3416793 | 3416793 | 390045 | 2020
57497 | N | . | Stroud Solar Station | Pacific Gas & Electric Co. | 14328 | CA | PACC | WECC |  | 22 | 1 | Electric Utility | PV | SUN | SUN |  |  |  | 0 | 0 | 0 | 0 | 0 | 0 | 0 | 0 | 0 | 0 | 0 | 0 | 0 | 0 | 0 | 0 | 0 | 0 | 0 | 0 | 0 | 0 | 0 | 0 | 0 | 0 | 0 | 0 | 0 | 0 | 0 | 0 | 0 | 0 | 0 | 0 | 15286 | 20721 | 20276 | 25554 | 33444 | 33303 | 36381 | 31164 | 24470 | 22618 | 17881 | 14158 | 15286 | 20721 | 20276 | 25554 | 33444 | 33303 | 36381 | 31164 | 24470 | 22618 | 17881 | 14158 | 1744.948 | 2365.362 | 2314.65 | 2917.11 | 3817.766 | 3801.733 | 4153.047 | 3557.561 | 2793.387 | 2582.003 | 2041.263 | 1616.17 | 0 | 0 | 295256 | 295256 | 33705 | 2020
57498 | N | . | Five Points Solar Station | Pacific Gas & Electric Co. | 14328 | CA | PACC | WECC |  | 22 | 1 | Electric Utility | PV | SUN | SUN |  |  |  | 0 | 0 | 0 | 0 | 0 | 0 | 0 | 0 | 0 | 0 | 0 | 0 | 0 | 0 | 0 | 0 | 0 | 0 | 0 | 0 | 0 | 0 | 0 | 0 | 0 | 0 | 0 | 0 | 0 | 0 | 0 | 0 | 0 | 0 | 0 | 0 | 10948 | 14840 | 14522 | 18302 | 23953 | 23852 | 26056 | 22320 | 17526 | 16200 | 12807 | 10140 | 10948 | 14840 | 14522 | 18302 | 23953 | 23852 | 26056 | 22320 | 17526 | 16200 | 12807 | 10140 | 1249.755 | 1694.106 | 1657.785 | 2089.276 | 2734.338 | 2722.855 | 2974.471 | 2547.976 | 2000.664 | 1849.268 | 1461.982 | 1157.524 | 0 | 0 | 211466 | 211466 | 24140 | 2020
57499 | N | . | Westside Solar Station | Pacific Gas & Electric Co. | 14328 | CA | PACC | WECC |  | 22 | 1 | Electric Utility | PV | SUN | SUN |  |  |  | 0 | 0 | 0 | 0 | 0 | 0 | 0 | 0 | 0 | 0 | 0 | 0 | 0 | 0 | 0 | 0 | 0 | 0 | 0 | 0 | 0 | 0 | 0 | 0 | 0 | 0 | 0 | 0 | 0 | 0 | 0 | 0 | 0 | 0 | 0 | 0 | 11061 | 14993 | 14672 | 18491 | 24200 | 24098 | 26325 | 22550 | 17707 | 16367 | 12939 | 10244 | 11061 | 14993 | 14672 | 18491 | 24200 | 24098 | 26325 | 22550 | 17707 | 16367 | 12939 | 10244 | 1262.648 | 1711.58 | 1674.885 | 2110.826 | 2762.543 | 2750.941 | 3005.153 | 2574.257 | 2021.3 | 1868.342 | 1477.062 | 1169.463 | 0 | 0 | 213647 | 213647 | 24389 | 2020
57506 | N | . | FRV SI Transport Solar LP | Longroad Energy Services LLC | 61219 | CA | PACC | WECC |  | 22 | 2 | NAICS-22 Non-Cogen | PV | SUN | SUN |  |  |  | 0 | 0 | 0 | 0 | 0 | 0 | 0 | 0 | 0 | 0 | 0 | 0 | 0 | 0 | 0 | 0 | 0 | 0 | 0 | 0 | 0 | 0 | 0 | 0 | 0 | 0 | 0 | 0 | 0 | 0 | 0 | 0 | 0 | 0 | 0 | 0 | 1298 | 1759 | 1722 | 2170 | 2840 | 2828 | 3089 | 2646 | 2078 | 1921 | 1518 | 1202 | 1298 | 1759 | 1722 | 2170 | 2840 | 2828 | 3089 | 2646 | 2078 | 1921 | 1518 | 1202 | 148.171 | 200.85 | 196.544 | 247.701 | 324.179 | 322.817 | 352.649 | 302.084 | 237.195 | 219.246 | 173.33 | 137.234 | 0 | 0 | 25071 | 25071 | 2862 | 2020
57514 | N | . | Ocotillo Express LLC | Pattern Operators LP | 56545 | CA | PACC | WECC |  | 22 | 2 | NAICS-22 Non-Cogen | WT | WND | WND |  |  |  | 0 | 0 | 0 | 0 | 0 | 0 | 0 | 0 | 0 | 0 | 0 | 0 | 0 | 0 | 0 | 0 | 0 | 0 | 0 | 0 | 0 | 0 | 0 | 0 | 0 | 0 | 0 | 0 | 0 | 0 | 0 | 0 | 0 | 0 | 0 | 0 | 172966 | 181201 | 549769 | 674038 | 621373 | 702736 | 578125 | 447040 | 172835 | 307879 | 212640 | 135176 | 172966 | 181201 | 549769 | 674038 | 621373 | 702736 | 578125 | 447040 | 172835 | 307879 | 212640 | 135176 | 19745 | 20685 | 62759 | 76945 | 70933 | 80221 | 65996 | 51032 | 19730 | 35146 | 24274 | 15431 | 0 | 0 | 4755778 | 4755778 | 542897 | 2020
57515 | N | . | Walnut Creek Energy Park | Walnut Creek LLC | 59980 | CA | PACC | WECC |  | 22 | 2 | NAICS-22 Non-Cogen | GT | NG | NG |  |  | mcf | 71281 | 258002 | 286558 | 256251 | 236242 | 296080 | 499423 | 436897 | 491076 | 463626 | 373351 | 375960 | 71281 | 258002 | 286558 | 256251 | 236242 | 296080 | 499423 | 436897 | 491076 | 463626 | 373351 | 375960 | 1.034 | 1.034 | 1.031 | 1.038 | 1.032 | 1.021 | 1.02 | 1.022 | 1.025 | 1.02 | 1.021 | 1.03 | 73705 | 266774 | 295441 | 265989 | 243802 | 302298 | 509411 | 446509 | 503353 | 472899 | 381191 | 387239 | 73705 | 266774 | 295441 | 265989 | 243802 | 302298 | 509411 | 446509 | 503353 | 472899 | 381191 | 387239 | 6842 | 25857 | 29176 | 26928 | 23994 | 30884 | 50207 | 47027 | 52099 | 47173 | 39488 | 39765 | 4044747 | 4044747 | 4148611 | 4148611 | 419440 | 2020
57521 | N | . | Giffen | Pacific Gas & Electric Co. | 14328 | CA | PACC | WECC |  | 22 | 1 | Electric Utility | PV | SUN | SUN |  |  |  | 0 | 0 | 0 | 0 | 0 | 0 | 0 | 0 | 0 | 0 | 0 | 0 | 0 | 0 | 0 | 0 | 0 | 0 | 0 | 0 | 0 | 0 | 0 | 0 | 0 | 0 | 0 | 0 | 0 | 0 | 0 | 0 | 0 | 0 | 0 | 0 | 8633 | 11703 | 11452 | 14432 | 18888 | 18809 | 20547 | 17601 | 13820 | 12774 | 10099 | 7996 | 8633 | 11703 | 11452 | 14432 | 18888 | 18809 | 20547 | 17601 | 13820 | 12774 | 10099 | 7996 | 985.516 | 1335.915 | 1307.274 | 1647.533 | 2156.208 | 2147.153 | 2345.569 | 2009.249 | 1577.657 | 1458.271 | 1152.87 | 912.785 | 0 | 0 | 166754 | 166754 | 19036 | 2020
57522 | N | . | Cantua Solar Station | Pacific Gas & Electric Co. | 14328 | CA | PACC | WECC |  | 22 | 1 | Electric Utility | PV | SUN | SUN |  |  |  | 0 | 0 | 0 | 0 | 0 | 0 | 0 | 0 | 0 | 0 | 0 | 0 | 0 | 0 | 0 | 0 | 0 | 0 | 0 | 0 | 0 | 0 | 0 | 0 | 0 | 0 | 0 | 0 | 0 | 0 | 0 | 0 | 0 | 0 | 0 | 0 | 19215 | 26046 | 25488 | 32122 | 42039 | 41863 | 45731 | 39174 | 30759 | 28432 | 22477 | 17797 | 19215 | 26046 | 25488 | 32122 | 42039 | 41863 | 45731 | 39174 | 30759 | 28432 | 22477 | 17797 | 2193.44 | 2973.317 | 2909.571 | 3666.878 | 4799.024 | 4778.871 | 5220.481 | 4471.94 | 3511.355 | 3245.641 | 2565.918 | 2031.564 | 0 | 0 | 371143 | 371143 | 42368 | 2020
57523 | N | . | Huron Solar Station | Pacific Gas & Electric Co. | 14328 | CA | PACC | WECC |  | 22 | 1 | Electric Utility | PV | SUN | SUN |  |  |  | 0 | 0 | 0 | 0 | 0 | 0 | 0 | 0 | 0 | 0 | 0 | 0 | 0 | 0 | 0 | 0 | 0 | 0 | 0 | 0 | 0 | 0 | 0 | 0 | 0 | 0 | 0 | 0 | 0 | 0 | 0 | 0 | 0 | 0 | 0 | 0 | 17081 | 23154 | 22658 | 28555 | 37372 | 37215 | 40654 | 34825 | 27344 | 25275 | 19982 | 15821 | 17081 | 23154 | 22658 | 28555 | 37372 | 37215 | 40654 | 34825 | 27344 | 25275 | 19982 | 15821 | 1949.911 | 2643.198 | 2586.529 | 3259.755 | 4266.202 | 4248.286 | 4640.865 | 3975.433 | 3121.499 | 2885.286 | 2281.031 | 1806.005 | 0 | 0 | 329936 | 329936 | 37664 | 2020
57534 | N | . | Solar Photovoltaic Project #32 | Southern California Edison Co | 17609 | CA | PACC | WECC |  | 22 | 1 | Electric Utility | PV | SUN | SUN |  |  |  | 0 | 0 | 0 | 0 | 0 | 0 | 0 | 0 | 0 | 0 | 0 | 0 | 0 | 0 | 0 | 0 | 0 | 0 | 0 | 0 | 0 | 0 | 0 | 0 | 0 | 0 | 0 | 0 | 0 | 0 | 0 | 0 | 0 | 0 | 0 | 0 | 663 | 898 | 879 | 1108 | 1450 | 1444 | 1577 | 1351 | 1061 | 980 | 775 | 614 | 663 | 898 | 879 | 1108 | 1450 | 1444 | 1577 | 1351 | 1061 | 980 | 775 | 614 | 75.637 | 102.531 | 100.332 | 126.447 | 165.488 | 164.793 | 180.021 | 154.208 | 121.084 | 111.921 | 88.482 | 70.056 | 0 | 0 | 12800 | 12800 | 1461 | 2020
57535 | N | . | Solar Photovoltaic Project #33 | Southern California Edison Co | 17609 | CA | PACC | WECC |  | 22 | 1 | Electric Utility | PV | SUN | SUN |  |  |  | 0 | 0 | 0 | 0 | 0 | 0 | 0 | 0 | 0 | 0 | 0 | 0 | 0 | 0 | 0 | 0 | 0 | 0 | 0 | 0 | 0 | 0 | 0 | 0 | 0 | 0 | 0 | 0 | 0 | 0 | 0 | 0 | 0 | 0 | 0 | 0 | 639 | 866 | 848 | 1068 | 1398 | 1392 | 1521 | 1303 | 1023 | 946 | 748 | 592 | 639 | 866 | 848 | 1068 | 1398 | 1392 | 1521 | 1303 | 1023 | 946 | 748 | 592 | 72.946 | 98.881 | 96.761 | 121.947 | 159.597 | 158.927 | 173.614 | 148.72 | 116.774 | 107.938 | 85.333 | 67.562 | 0 | 0 | 12344 | 12344 | 1409 | 2020
57544 | Y | . | Cal State Univ San Bernardino FC01 | Southern California Edison Co | 17609 | CA | PACC | WECC |  | 22 | 1 | Electric Utility | FC | NG | NG |  |  | mcf | 6172 | 5459 | 6063 | 4286 | 4029 | 5669 | 7930 | 9855 | 8586 | 8919 | 7126 | 7900 | 3408 | 3016 | 3349 | 2367 | 2225 | 3131 | 4380 | 5443 | 4742 | 4926 | 3936 | 4364 | 1.026 | 1.026 | 1.026 | 1.026 | 1.026 | 1.026 | 1.026 | 1.026 | 1.026 | 1.026 | 1.026 | 1.026 | 6332 | 5601 | 6221 | 4397 | 4134 | 5816 | 8136 | 10111 | 8809 | 9151 | 7311 | 8105 | 3497 | 3094 | 3436 | 2429 | 2283 | 3212 | 4494 | 5585 | 4865 | 5054 | 4038 | 4477 | 634.822 | 561.601 | 623.695 | 440.872 | 414.52 | 583.175 | 815.804 | 1013.851 | 883.276 | 917.537 | 733.1 | 812.747 | 81994 | 45287 | 84124 | 46464 | 8435 | 2020
57555 | N | . | Pio Pico Energy Center | Pio Pico Energy Center LLC | 56895 | CA | PACC | WECC |  | 22 | 2 | NAICS-22 Non-Cogen | GT | NG | NG |  |  | mcf | 73740 | 65234 | 72447 | 51211 | 48150 | 67740 | 94762 | 117767 | 102599 | 106579 | 85155 | 94407 | 73740 | 65234 | 72447 | 51211 | 48150 | 67740 | 94762 | 117767 | 102599 | 106579 | 85155 | 94407 | 1.032 | 1.032 | 1.032 | 1.032 | 1.032 | 1.032 | 1.032 | 1.032 | 1.032 | 1.032 | 1.032 | 1.032 | 76100 | 67321 | 74765 | 52850 | 49691 | 69908 | 97794 | 121536 | 105882 | 109990 | 87880 | 97428 | 76100 | 67321 | 74765 | 52850 | 49691 | 69908 | 97794 | 121536 | 105882 | 109990 | 87880 | 97428 | 7673.028 | 6788.019 | 7538.54 | 5328.78 | 5010.261 | 7048.773 | 9860.54 | 12254.315 | 10676.067 | 11090.177 | 8860.91 | 9823.59 | 979791 | 979791 | 1011145 | 1011145 | 101953 | 2020
57557 | Y | . | Sunnyvale City of WPCP | Sunnyvale City of WPCP | 56898 | CA | PACC | WECC |  | 22 | 1 | Electric Utility | IC | LFG | MLG |  |  | mcf | 10541 | 9482 | 9992 | 9351 | 9934 | 9156 | 10283 | 9818 | 9738 | 9372 | 9435 | 8427 | 10232 | 9203 | 9696 | 9075 | 9641 | 8884 | 9980 | 9528 | 9449 | 9096 | 9157 | 8177 | 0.345 | 0.345 | 0.345 | 0.345 | 0.345 | 0.345 | 0.345 | 0.345 | 0.345 | 0.345 | 0.345 | 0.345 | 3637 | 3271 | 3447 | 3226 | 3427 | 3159 | 3548 | 3387 | 3360 | 3233 | 3255 | 2907 | 3530 | 3175 | 3345 | 3131 | 3326 | 3065 | 3443 | 3287 | 3260 | 3138 | 3159 | 2821 | 299.988 | 269.844 | 284.336 | 266.113 | 282.686 | 260.545 | 292.623 | 279.384 | 277.116 | 266.699 | 268.497 | 239.806 | 115529 | 112118 | 39857 | 38680 | 3287.637 | 2020
57557 | Y | . | Sunnyvale City of WPCP | Sunnyvale City of WPCP | 56898 | CA | PACC | WECC |  | 22 | 1 | Electric Utility | IC | NG | NG |  |  | mcf | 3275 | 2896 | 3216 | 2273 | 2138 | 3007 | 4207 | 5228 | 4555 | 4731 | 3780 | 4191 | 3177 | 2811 | 3122 | 2206 | 2075 | 2919 | 4082 | 5074 | 4421 | 4592 | 3669 | 4068 | 1.02 | 1.02 | 1.02 | 1.02 | 1.02 | 1.02 | 1.02 | 1.02 | 1.02 | 1.02 | 1.02 | 1.02 | 3341 | 2954 | 3280 | 2318 | 2181 | 3067 | 4291 | 5333 | 4646 | 4826 | 3856 | 4275 | 3241 | 2867 | 3184 | 2250 | 2116 | 2977 | 4164 | 5175 | 4509 | 4684 | 3742 | 4149 | 275.424 | 243.656 | 270.595 | 191.276 | 179.843 | 253.015 | 353.943 | 439.868 | 383.217 | 398.081 | 318.062 | 352.617 | 43497 | 42216 | 44368 | 43058 | 3659.597 | 2020
57557 | Y | . | Sunnyvale City of WPCP | Sunnyvale City of WPCP | 56898 | CA | PACC | WECC |  | 22 | 1 | Electric Utility | IC | OBG | ORW |  |  | Mcf | 4409 | 3968 | 4181 | 3913 | 4157 | 3831 | 4303 | 4108 | 4075 | 3922 | 3948 | 3526 | 4280 | 3850 | 4057 | 3798 | 4033 | 3718 | 4176 | 3986 | 3955 | 3805 | 3831 | 3422 | 0.574 | 0.574 | 0.574 | 0.574 | 0.574 | 0.574 | 0.574 | 0.574 | 0.574 | 0.574 | 0.574 | 0.574 | 2531 | 2278 | 2400 | 2246 | 2386 | 2199 | 2470 | 2358 | 2339 | 2251 | 2266 | 2024 | 2457 | 2210 | 2329 | 2180 | 2315 | 2134 | 2397 | 2288 | 2270 | 2184 | 2199 | 1964 | 208.844 | 187.858 | 197.947 | 185.261 | 196.799 | 181.385 | 203.717 | 194.499 | 192.921 | 185.669 | 186.92 | 166.946 | 48341 | 46911 | 27748 | 26927 | 2288.766 | 2020
57564 | N | . | Algonquin Power Sanger LLC | Algonquin Power Sanger LLC | 56905 | CA | PACC | WECC |  | 22 | 2 | NAICS-22 Non-Cogen | CA | NG | NG |  |  | mcf | 0 | 0 | 0 | 0 | 0 | 0 | 0 | 0 | 0 | 0 | 0 | 0 | 0 | 0 | 0 | 0 | 0 | 0 | 0 | 0 | 0 | 0 | 0 | 0 | 0 | 0 | 0 | 0 | 0 | 0 | 0 | 0 | 0 | 0 | 0 | 0 | 0 | 0 | 0 | 0 | 0 | 0 | 0 | 0 | 0 | 0 | 0 | 0 | 0 | 0 | 0 | 0 | 0 | 0 | 0 | 0 | 0 | 0 | 0 | 0 | 110 | 11 | 144 | 7 | 369 | 232 | 445 | 3318 | 1853 | 2117 | 1215 | 1278 | 0 | 0 | 0 | 0 | 11099 | 2020
57564 | N | . | Algonquin Power Sanger LLC | Algonquin Power Sanger LLC | 56905 | CA | PACC | WECC |  | 22 | 2 | NAICS-22 Non-Cogen | CT | NG | NG |  |  | mcf | 9652 | 674 | 7930 | 518 | 19414 | 11939 | 21241 | 133864 | 88766 | 94913 | 56048 | 70049 | 9652 | 674 | 7930 | 518 | 19414 | 11939 | 21241 | 133864 | 88766 | 94913 | 56048 | 70049 | 1.027 | 1.029 | 1.03 | 1.028 | 1.028 | 1.027 | 1.026 | 1.027 | 1.029 | 1.029 | 1.028 | 1.028 | 9913 | 694 | 8168 | 533 | 19958 | 12261 | 21793 | 137478 | 91340 | 97665 | 57617 | 72010 | 9913 | 694 | 8168 | 533 | 19958 | 12261 | 21793 | 137478 | 91340 | 97665 | 57617 | 72010 | 905 | 69 | 888 | 50 | 2503 | 1379 | 2415 | 16402 | 11050 | 11032 | 6632 | 8347 | 515008 | 515008 | 529430 | 529430 | 61672 | 2020
57566 | N | . | GE - Tehachapi | GE Wind Energy LLC | 58270 | CA | PACC | WECC |  | 22 | 2 | NAICS-22 Non-Cogen | WT | WND | WND |  |  |  | 0 | 0 | 0 | 0 | 0 | 0 | 0 | 0 | 0 | 0 | 0 | 0 | 0 | 0 | 0 | 0 | 0 | 0 | 0 | 0 | 0 | 0 | 0 | 0 | 0 | 0 | 0 | 0 | 0 | 0 | 0 | 0 | 0 | 0 | 0 | 0 | 0 | 0 | 0 | 0 | 0 | 0 | 0 | 0 | 0 | 0 | 0 | 0 | 0 | 0 | 0 | 0 | 0 | 0 | 0 | 0 | 0 | 0 | 0 | 0 | 0 | 0 | 0 | 0 | 0 | 0 | 0 | 0 | 0 | 0 | 0 | 0 | 0 | 0 | 0 | 0 | 0 | 2020
57573 | Y | . | CCCSD Wastewater Treatment Plnt | Central Contra Costa Sanitary District | 56914 | CA | PACC | WECC |  | 22132 | 5 | Commercial NAICS Cogen | GT | NG | NG |  |  | mcf | 29241 | 27096 | 29800 | 25048 | 25179 | 27835 | 30059 | 29878 | 29641 | 30476 | 24650 | 27972 | 11730 | 10931 | 12170 | 10098 | 10015 | 11952 | 12167 | 12120 | 12120 | 12443 | 10249 | 10819 | 1.044 | 1.042 | 1.043 | 1.045 | 1.04 | 1.034 | 1.034 | 1.038 | 1.038 | 1.047 | 1.046 | 1.039 | 30528 | 28234 | 31081 | 26175 | 26186 | 28781 | 31081 | 31013 | 30767 | 31908 | 25784 | 29063 | 12246 | 11390 | 12693 | 10552 | 10416 | 12358 | 12581 | 12581 | 12581 | 13028 | 10720 | 11241 | 1934.52 | 1799.28 | 2005.08 | 1666.98 | 1645.42 | 1952.16 | 1987.44 | 1987.44 | 1987.44 | 0 | 1693.44 | 1775.76 | 336875 | 136814 | 350601 | 142387 | 20434.96 | 2020
57579 | N | . | Robert O Schulz Solar Farm | South San Joaquin Irr District | 17573 | CA | PACC | WECC |  | 22 | 1 | Electric Utility | PV | SUN | SUN |  |  |  | 0 | 0 | 0 | 0 | 0 | 0 | 0 | 0 | 0 | 0 | 0 | 0 | 0 | 0 | 0 | 0 | 0 | 0 | 0 | 0 | 0 | 0 | 0 | 0 | 0 | 0 | 0 | 0 | 0 | 0 | 0 | 0 | 0 | 0 | 0 | 0 | 711 | 963 | 943 | 1188 | 1555 | 1548 | 1691 | 1449 | 1138 | 1052 | 831 | 658 | 711 | 963 | 943 | 1188 | 1555 | 1548 | 1691 | 1449 | 1138 | 1052 | 831 | 658 | 81.125 | 109.969 | 107.612 | 135.621 | 177.494 | 176.749 | 193.082 | 165.397 | 129.869 | 120.042 | 94.902 | 75.138 | 0 | 0 | 13727 | 13727 | 1567 | 2020
57580 | Y | . | Broadridge Cogen | Broadridge Customer Communications | 56917 | CA | PACC | WECC |  | 22 | 3 | NAICS-22 Cogen | IC | NG | NG |  |  | mcf | 15183 | 13433 | 14918 | 10545 | 9915 | 13949 | 19513 | 24250 | 21127 | 21946 | 17535 | 19440 | 15183 | 13433 | 14918 | 10545 | 9915 | 13949 | 19513 | 24250 | 21127 | 21946 | 17535 | 19440 | 1.03 | 1.03 | 1.03 | 1.03 | 1.03 | 1.03 | 1.03 | 1.03 | 1.03 | 1.03 | 1.03 | 1.03 | 15638 | 13836 | 15366 | 10861 | 10212 | 14367 | 20098 | 24978 | 21761 | 22604 | 18061 | 20023 | 15638 | 13836 | 15366 | 10861 | 10212 | 14367 | 20098 | 24978 | 21761 | 22604 | 18061 | 20023 | 1403.608 | 1241.715 | 1379.006 | 974.78 | 916.514 | 1289.414 | 1803.763 | 2241.65 | 1952.945 | 2028.698 | 1620.903 | 1797.004 | 201754 | 201754 | 207805 | 207805 | 18650 | 2020
57580 | Y | . | Broadridge Cogen | Broadridge Customer Communications | 56917 | CA | PACC | WECC |  | 22 | 3 | NAICS-22 Cogen | PV | SUN | SUN |  |  |  | 0 | 0 | 0 | 0 | 0 | 0 | 0 | 0 | 0 | 0 | 0 | 0 | 0 | 0 | 0 | 0 | 0 | 0 | 0 | 0 | 0 | 0 | 0 | 0 | 0 | 0 | 0 | 0 | 0 | 0 | 0 | 0 | 0 | 0 | 0 | 0 | 532 | 721 | 706 | 889 | 1164 | 1159 | 1266 | 1085 | 852 | 787 | 622 | 493 | 532 | 721 | 706 | 889 | 1164 | 1159 | 1266 | 1085 | 852 | 787 | 622 | 493 | 60.728 | 82.319 | 80.554 | 101.521 | 132.866 | 132.308 | 144.534 | 123.81 | 97.215 | 89.859 | 71.04 | 56.246 | 0 | 0 | 10276 | 10276 | 1173 | 2020
57584 | Y | . | University of California San Diego Hybrid | University of California San Diego | 56918 | CA | PACC | WECC |  | 611 | 5 | Commercial NAICS Cogen | BA | MWH | OTH |  |  | megawatthours | 87 | 65 | 57 | 63 | 58 | 26 | 54 | 108 | 70 | 73 | 71 | 58 | 87 | 65 | 57 | 63 | 58 | 26 | 54 | 108 | 70 | 73 | 71 | 58 | 0 | 0 | 0 | 0 | 0 | 0 | 0 | 0 | 0 | 0 | 0 | 0 | 0 | 0 | 0 | 0 | 0 | 0 | 0 | 0 | 0 | 0 | 0 | 0 | 0 | 0 | 0 | 0 | 0 | 0 | 0 | 0 | 0 | 0 | 0 | 0 | -11 | -11 | -9 | -10 | -8 | -8 | -7 | -16 | -7 | -11 | -9 | -8 | 790 | 790 | 0 | 0 | -115 | 2020
57584 | Y | . | University of California San Diego Hybrid | University of California San Diego | 56918 | CA | PACC | WECC |  | 611 | 5 | Commercial NAICS Cogen | CA | NG | NG |  |  | mcf | 0 | 0 | 0 | 0 | 0 | 0 | 0 | 0 | 0 | 0 | 0 | 0 | 0 | 0 | 0 | 0 | 0 | 0 | 0 | 0 | 0 | 0 | 0 | 0 | 0 | 0 | 0 | 0 | 0 | 0 | 0 | 0 | 0 | 0 | 0 | 0 | 0 | 0 | 0 | 0 | 0 | 0 | 0 | 0 | 0 | 0 | 0 | 0 | 0 | 0 | 0 | 0 | 0 | 0 | 0 | 0 | 0 | 0 | 0 | 0 | 490 | 547 | 515 | 407 | 819 | 353 | 422 | 453 | 446 | 439 | 180 | 336 | 0 | 0 | 0 | 0 | 5407 | 2020
57584 | Y | . | University of California San Diego Hybrid | University of California San Diego | 56918 | CA | PACC | WECC |  | 611 | 5 | Commercial NAICS Cogen | CT | NG | NG |  |  | mcf | 212156 | 196796 | 190752 | 139472 | 194534 | 152358 | 215548 | 219158 | 194542 | 213160 | 120660 | 136622 | 122266 | 113199 | 109379 | 80153 | 111801 | 87563 | 123861 | 125935 | 111783 | 122340 | 69326 | 78473 | 1.03 | 1.03 | 1.03 | 1.03 | 1.03 | 1.03 | 1.03 | 1.03 | 1.03 | 1.03 | 1.03 | 1.03 | 218521 | 202700 | 196475 | 143656 | 200370 | 156929 | 222014 | 225733 | 200378 | 219555 | 124280 | 140721 | 125934 | 116595 | 112660 | 82558 | 115155 | 90190 | 127577 | 129713 | 115136 | 126010 | 71406 | 80827 | 19130 | 17606 | 17018 | 12434 | 17064 | 13680 | 19454 | 19754 | 17480 | 19190 | 10944 | 12244 | 2185758 | 1256079 | 2251332 | 1293761 | 195998 | 2020
57585 | Y | . | Oxnard Paper Mill | New-Indy, Oxnard LLC | 58264 | CA | PACC | WECC |  | 322 | 7 | Industrial NAICS Cogen | GT | NG | NG |  |  | mcf | 184059 | 170174 | 189424 | 179865 | 172490 | 101384 | 158296 | 186114 | 174376 | 107950 | 136626 | 163740 | 91835 | 85141 | 94700 | 88635 | 85594 | 50063 | 78162 | 91058 | 85083 | 51930 | 68799 | 81138 | 1.041 | 1.041 | 1.043 | 1.039 | 1.032 | 1.022 | 1.024 | 1.026 | 1.032 | 1.03 | 1.04 | 1.04 | 191605 | 177151 | 197569 | 186880 | 178010 | 103614 | 162095 | 190953 | 179956 | 111189 | 142091 | 170290 | 95600 | 88632 | 98772 | 92092 | 88333 | 51164 | 80038 | 93425 | 87806 | 53488 | 71551 | 84383 | 17358 | 16093 | 17934 | 16721 | 16039 | 9290 | 14533 | 16963 | 15943 | 9712 | 12992 | 15322 | 1924498 | 952138 | 1991403 | 985284 | 178900 | 2020
57586 | N | . | Shiloh III Wind Project LLC | EDF Renewable Asset Holdings, Inc. | 57170 | CA | PACC | WECC |  | 22 | 2 | NAICS-22 Non-Cogen | WT | WND | WND |  |  |  | 0 | 0 | 0 | 0 | 0 | 0 | 0 | 0 | 0 | 0 | 0 | 0 | 0 | 0 | 0 | 0 | 0 | 0 | 0 | 0 | 0 | 0 | 0 | 0 | 0 | 0 | 0 | 0 | 0 | 0 | 0 | 0 | 0 | 0 | 0 | 0 | 127810 | 131013 | 189922 | 256057 | 261277 | 289756 | 284493 | 242382 | 134184 | 146197 | 111879 | 109867 | 127810 | 131013 | 189922 | 256057 | 261277 | 289756 | 284493 | 242382 | 134184 | 146197 | 111879 | 109867 | 14590.128 | 14955.876 | 21680.607 | 29230.226 | 29826.09 | 33077.165 | 32476.344 | 27669.183 | 15317.756 | 16689.135 | 12771.605 | 12541.885 | 0 | 0 | 2284837 | 2284837 | 260826 | 2020
57594 | N | . | Teichert Materials-Teichert Vernalis | Foundation HA Energy Generation, LLC | 56930 | CA | PACC | WECC |  | 22 | 2 | NAICS-22 Non-Cogen | WT | WND | WND |  |  |  | 0 | 0 | 0 | 0 | 0 | 0 | 0 | 0 | 0 | 0 | 0 | 0 | 0 | 0 | 0 | 0 | 0 | 0 | 0 | 0 | 0 | 0 | 0 | 0 | 0 | 0 | 0 | 0 | 0 | 0 | 0 | 0 | 0 | 0 | 0 | 0 | 862 | 884 | 1282 | 1728 | 1763 | 1955 | 1920 | 1636 | 905 | 987 | 755 | 741 | 862 | 884 | 1282 | 1728 | 1763 | 1955 | 1920 | 1636 | 905 | 987 | 755 | 741 | 98.451 | 100.919 | 146.296 | 197.24 | 201.26 | 223.198 | 219.144 | 186.706 | 103.361 | 112.615 | 86.18 | 84.63 | 0 | 0 | 15418 | 15418 | 1760 | 2020
57621 | N | . | Rising Tree Wind Farm | Rising Tree Wind Farm LLC | 56937 | CA | PACC | WECC |  | 22 | 2 | NAICS-22 Non-Cogen | WT | WND | WND |  |  |  | 0 | 0 | 0 | 0 | 0 | 0 | 0 | 0 | 0 | 0 | 0 | 0 | 0 | 0 | 0 | 0 | 0 | 0 | 0 | 0 | 0 | 0 | 0 | 0 | 0 | 0 | 0 | 0 | 0 | 0 | 0 | 0 | 0 | 0 | 0 | 0 | 112618 | 115442 | 167349 | 225623 | 230222 | 255316 | 250679 | 213573 | 118235 | 128820 | 98582 | 96808 | 112618 | 115442 | 167349 | 225623 | 230222 | 255316 | 250679 | 213573 | 118235 | 128820 | 98582 | 96808 | 12855.989 | 13178.265 | 19103.714 | 25756.009 | 26281.05 | 29145.712 | 28616.303 | 24380.507 | 13497.133 | 14705.514 | 11253.61 | 11051.194 | 0 | 0 | 2013267 | 2013267 | 229825 | 2020
57626 | N | . | Foundation ST | Foundation HA Energy Generation, LLC | 56930 | CA | PACC | WECC |  | 22 | 2 | NAICS-22 Non-Cogen | WT | WND | WND |  |  |  | 0 | 0 | 0 | 0 | 0 | 0 | 0 | 0 | 0 | 0 | 0 | 0 | 0 | 0 | 0 | 0 | 0 | 0 | 0 | 0 | 0 | 0 | 0 | 0 | 0 | 0 | 0 | 0 | 0 | 0 | 0 | 0 | 0 | 0 | 0 | 0 | 1196 | 1226 | 1777 | 2395 | 2444 | 2711 | 2661 | 2267 | 1255 | 1368 | 1047 | 1028 | 1196 | 1226 | 1777 | 2395 | 2444 | 2711 | 2661 | 2267 | 1255 | 1368 | 1047 | 1028 | 136.489 | 139.911 | 202.82 | 273.446 | 279.02 | 309.433 | 303.813 | 258.842 | 143.296 | 156.125 | 119.477 | 117.328 | 0 | 0 | 21375 | 21375 | 2440 | 2020
57650 | N | . | Regulus Solar Project | Regulus Solar, LLC | 56980 | CA | PACC | WECC |  | 22 | 2 | NAICS-22 Non-Cogen | PV | SUN | SUN |  |  |  | 0 | 0 | 0 | 0 | 0 | 0 | 0 | 0 | 0 | 0 | 0 | 0 | 0 | 0 | 0 | 0 | 0 | 0 | 0 | 0 | 0 | 0 | 0 | 0 | 0 | 0 | 0 | 0 | 0 | 0 | 0 | 0 | 0 | 0 | 0 | 0 | 67522 | 91530 | 89567 | 112880 | 147731 | 147111 | 160705 | 137663 | 108092 | 99913 | 78988 | 62539 | 67522 | 91530 | 89567 | 112880 | 147731 | 147111 | 160705 | 137663 | 108092 | 99913 | 78988 | 62539 | 7708.003 | 10448.576 | 10224.564 | 12885.828 | 16864.321 | 16793.499 | 18345.367 | 15714.908 | 12339.304 | 11405.553 | 9016.928 | 7139.149 | 0 | 0 | 1304241 | 1304241 | 148886 | 2020
57651 | N | . | Adobe Solar | Southern Power Co | 17650 | CA | PACC | WECC |  | 22 | 2 | NAICS-22 Non-Cogen | PV | SUN | SUN |  |  |  | 0 | 0 | 0 | 0 | 0 | 0 | 0 | 0 | 0 | 0 | 0 | 0 | 0 | 0 | 0 | 0 | 0 | 0 | 0 | 0 | 0 | 0 | 0 | 0 | 0 | 0 | 0 | 0 | 0 | 0 | 0 | 0 | 0 | 0 | 0 | 0 | 20408 | 27664 | 27071 | 34117 | 44651 | 44464 | 48572 | 41608 | 32670 | 30198 | 23874 | 18902 | 20408 | 27664 | 27071 | 34117 | 44651 | 44464 | 48572 | 41608 | 32670 | 30198 | 23874 | 18902 | 2329.703 | 3158.026 | 3090.32 | 3894.673 | 5097.151 | 5075.746 | 5544.789 | 4749.747 | 3729.489 | 3447.268 | 2725.318 | 2157.77 | 0 | 0 | 394199 | 394199 | 45000 | 2020
57656 | N | . | Temescal Canyon RV, LLC | Temescal Canyon RV, LLC | 56984 | CA | PACC | WECC |  | 22 | 2 | NAICS-22 Non-Cogen | PV | SUN | SUN |  |  |  | 0 | 0 | 0 | 0 | 0 | 0 | 0 | 0 | 0 | 0 | 0 | 0 | 0 | 0 | 0 | 0 | 0 | 0 | 0 | 0 | 0 | 0 | 0 | 0 | 0 | 0 | 0 | 0 | 0 | 0 | 0 | 0 | 0 | 0 | 0 | 0 | 966 | 1309 | 1281 | 1615 | 2113 | 2105 | 2299 | 1969 | 1546 | 1429 | 1130 | 895 | 966 | 1309 | 1281 | 1615 | 2113 | 2105 | 2299 | 1969 | 1546 | 1429 | 1130 | 895 | 110.274 | 149.48 | 146.275 | 184.348 | 241.265 | 240.252 | 262.453 | 224.821 | 176.529 | 163.171 | 128.998 | 102.134 | 0 | 0 | 18657 | 18657 | 2130 | 2020
57669 | N | . | SMUD at Grundman | Sacramento PV Energy, LLC | 56995 | CA | PACC | WECC |  | 22 | 2 | NAICS-22 Non-Cogen | PV | SUN | SUN |  |  |  | 0 | 0 | 0 | 0 | 0 | 0 | 0 | 0 | 0 | 0 | 0 | 0 | 0 | 0 | 0 | 0 | 0 | 0 | 0 | 0 | 0 | 0 | 0 | 0 | 0 | 0 | 0 | 0 | 0 | 0 | 0 | 0 | 0 | 0 | 0 | 0 | 14661 | 19873 | 19447 | 24509 | 32076 | 31942 | 34893 | 29890 | 23470 | 21694 | 17150 | 13579 | 14661 | 19873 | 19447 | 24509 | 32076 | 31942 | 34893 | 29890 | 23470 | 21694 | 17150 | 13579 | 1673.608 | 2268.656 | 2220.017 | 2797.846 | 3661.68 | 3646.303 | 3983.253 | 3412.113 | 2679.182 | 2476.44 | 1957.808 | 1550.094 | 0 | 0 | 283184 | 283184 | 32327 | 2020
57670 | N | . | SMUD at Van Conett | Sacramento PV Energy, LLC | 56995 | CA | PACC | WECC |  | 22 | 2 | NAICS-22 Non-Cogen | PV | SUN | SUN |  |  |  | 0 | 0 | 0 | 0 | 0 | 0 | 0 | 0 | 0 | 0 | 0 | 0 | 0 | 0 | 0 | 0 | 0 | 0 | 0 | 0 | 0 | 0 | 0 | 0 | 0 | 0 | 0 | 0 | 0 | 0 | 0 | 0 | 0 | 0 | 0 | 0 | 2442 | 3310 | 3240 | 4083 | 5343 | 5321 | 5812 | 4979 | 3910 | 3614 | 2857 | 2262 | 2442 | 3310 | 3240 | 4083 | 5343 | 5321 | 5812 | 4979 | 3910 | 3614 | 2857 | 2262 | 278.788 | 377.91 | 369.808 | 466.063 | 609.959 | 607.398 | 663.526 | 568.386 | 446.296 | 412.523 | 326.13 | 258.213 | 0 | 0 | 47173 | 47173 | 5385 | 2020
57671 | N | . | SMUD at Fleshman | Sacramento PV Energy, LLC | 56995 | CA | PACC | WECC |  | 22 | 2 | NAICS-22 Non-Cogen | PV | SUN | SUN |  |  |  | 0 | 0 | 0 | 0 | 0 | 0 | 0 | 0 | 0 | 0 | 0 | 0 | 0 | 0 | 0 | 0 | 0 | 0 | 0 | 0 | 0 | 0 | 0 | 0 | 0 | 0 | 0 | 0 | 0 | 0 | 0 | 0 | 0 | 0 | 0 | 0 | 2494 | 3381 | 3309 | 4170 | 5457 | 5434 | 5937 | 5085 | 3993 | 3691 | 2918 | 2310 | 2494 | 3381 | 3309 | 4170 | 5457 | 5434 | 5937 | 5085 | 3993 | 3691 | 2918 | 2310 | 284.742 | 385.981 | 377.706 | 476.016 | 622.985 | 620.369 | 677.696 | 580.525 | 455.826 | 421.333 | 333.094 | 263.727 | 0 | 0 | 48179 | 48179 | 5500 | 2020
57683 | N | . | Staples La Mirada, CA | SunE WF3-ST Holdings, LLC | 57007 | CA | PACC | WECC |  | 22 | 2 | NAICS-22 Non-Cogen | PV | SUN | SUN |  |  |  | 0 | 0 | 0 | 0 | 0 | 0 | 0 | 0 | 0 | 0 | 0 | 0 | 0 | 0 | 0 | 0 | 0 | 0 | 0 | 0 | 0 | 0 | 0 | 0 | 0 | 0 | 0 | 0 | 0 | 0 | 0 | 0 | 0 | 0 | 0 | 0 | 706 | 957 | 936 | 1180 | 1544 | 1537 | 1680 | 1439 | 1130 | 1044 | 825 | 654 | 706 | 957 | 936 | 1180 | 1544 | 1537 | 1680 | 1439 | 1130 | 1044 | 825 | 654 | 80.557 | 109.198 | 106.856 | 134.669 | 176.248 | 175.508 | 191.726 | 164.236 | 128.957 | 119.199 | 94.235 | 74.611 | 0 | 0 | 13632 | 13632 | 1556 | 2020
57695 | N | . | Topaz Solar Farm | Topaz Solar Farms LLC | 59874 | CA | PACC | WECC |  | 22 | 2 | NAICS-22 Non-Cogen | PV | SUN | SUN |  |  |  | 0 | 0 | 0 | 0 | 0 | 0 | 0 | 0 | 0 | 0 | 0 | 0 | 0 | 0 | 0 | 0 | 0 | 0 | 0 | 0 | 0 | 0 | 0 | 0 | 0 | 0 | 0 | 0 | 0 | 0 | 0 | 0 | 0 | 0 | 0 | 0 | 708544 | 925065 | 782023 | 975356 | 1150985 | 1131555 | 1164274 | 1067301 | 923593 | 875212 | 815889 | 716796 | 708544 | 925065 | 782023 | 975356 | 1150985 | 1131555 | 1164274 | 1067301 | 923593 | 875212 | 815889 | 716796 | 80884 | 105601 | 89272 | 111342 | 131391 | 129173 | 132908 | 121838 | 105433 | 99910 | 93138 | 81826 | 0 | 0 | 11236593 | 11236593 | 1282716 | 2020
57696 | Y | . | Power Generation Station (PGS) 2 | East Bay Municipal Util Dist | 5571 | CA | PACC | WECC |  | 22132 | 5 | Commercial NAICS Cogen | GT | OBG | ORW |  |  | Mcf | 45753 | 41155 | 43365 | 40586 | 43114 | 39737 | 44629 | 42610 | 42264 | 40675 | 40950 | 36574 | 22894 | 20595 | 21700 | 20311 | 21575 | 19885 | 22332 | 21323 | 21149 | 20354 | 20492 | 18301 | 0.644 | 0.644 | 0.644 | 0.644 | 0.644 | 0.644 | 0.644 | 0.644 | 0.644 | 0.644 | 0.644 | 0.644 | 29465 | 26504 | 27927 | 26137 | 27765 | 25591 | 28741 | 27441 | 27218 | 26195 | 26372 | 23554 | 14744 | 13263 | 13975 | 13080 | 13894 | 12806 | 14382 | 13732 | 13620 | 13108 | 13197 | 11786 | 2255.084 | 2028.484 | 2137.428 | 2000.438 | 2125.024 | 1958.586 | 2199.724 | 2100.197 | 2083.155 | 2004.843 | 2018.357 | 1802.68 | 501412 | 250911 | 322910 | 161587 | 24714 | 2020
57697 | N | . | Aerojet I | Altus Power America Management, LLC | 60281 | CA | PACC | WECC |  | 22 | 2 | NAICS-22 Non-Cogen | PV | SUN | SUN |  |  |  | 0 | 0 | 0 | 0 | 0 | 0 | 0 | 0 | 0 | 0 | 0 | 0 | 0 | 0 | 0 | 0 | 0 | 0 | 0 | 0 | 0 | 0 | 0 | 0 | 0 | 0 | 0 | 0 | 0 | 0 | 0 | 0 | 0 | 0 | 0 | 0 | 2596 | 3520 | 3444 | 4340 | 5681 | 5657 | 6179 | 5293 | 4156 | 3842 | 3037 | 2405 | 2596 | 3520 | 3444 | 4340 | 5681 | 5657 | 6179 | 5293 | 4156 | 3842 | 3037 | 2405 | 296.391 | 401.771 | 393.157 | 495.489 | 648.471 | 645.748 | 705.42 | 604.273 | 474.474 | 438.569 | 346.721 | 274.516 | 0 | 0 | 50150 | 50150 | 5725 | 2020
57698 | N | . | Aerojet II | Altus Power America Management, LLC | 60281 | CA | PACC | WECC |  | 22 | 2 | NAICS-22 Non-Cogen | PV | SUN | SUN |  |  |  | 0 | 0 | 0 | 0 | 0 | 0 | 0 | 0 | 0 | 0 | 0 | 0 | 0 | 0 | 0 | 0 | 0 | 0 | 0 | 0 | 0 | 0 | 0 | 0 | 0 | 0 | 0 | 0 | 0 | 0 | 0 | 0 | 0 | 0 | 0 | 0 | 1702 | 2307 | 2257 | 2845 | 3723 | 3707 | 4050 | 3469 | 2724 | 2518 | 1991 | 1576 | 1702 | 2307 | 2257 | 2845 | 3723 | 3707 | 4050 | 3469 | 2724 | 2518 | 1991 | 1576 | 194.246 | 263.309 | 257.664 | 324.729 | 424.989 | 423.204 | 462.312 | 396.023 | 310.957 | 287.426 | 227.231 | 179.91 | 0 | 0 | 32869 | 32869 | 3752 | 2020
57700 | N | . | Vasco Winds | Vasco Winds, LLC | 57024 | CA | PACC | WECC |  | 22 | 2 | NAICS-22 Non-Cogen | WT | WND | WND |  |  |  | 0 | 0 | 0 | 0 | 0 | 0 | 0 | 0 | 0 | 0 | 0 | 0 | 0 | 0 | 0 | 0 | 0 | 0 | 0 | 0 | 0 | 0 | 0 | 0 | 0 | 0 | 0 | 0 | 0 | 0 | 0 | 0 | 0 | 0 | 0 | 0 | 110720 | 113496 | 164528 | 221819 | 226341 | 251013 | 246453 | 209973 | 116242 | 126649 | 96920 | 95177 | 110720 | 113496 | 164528 | 221819 | 226341 | 251013 | 246453 | 209973 | 116242 | 126649 | 96920 | 95177 | 12639.284 | 12956.128 | 18781.696 | 25321.858 | 25838.049 | 28654.423 | 28133.938 | 23969.541 | 13269.622 | 14457.633 | 11063.916 | 10864.912 | 0 | 0 | 1979331 | 1979331 | 225951 | 2020
57701 | N | . | Montezuma Wind II | NextEra Energy Montezuma Wind II, LLC | 57026 | CA | PACC | WECC |  | 22 | 2 | NAICS-22 Non-Cogen | WT | WND | WND |  |  |  | 0 | 0 | 0 | 0 | 0 | 0 | 0 | 0 | 0 | 0 | 0 | 0 | 0 | 0 | 0 | 0 | 0 | 0 | 0 | 0 | 0 | 0 | 0 | 0 | 0 | 0 | 0 | 0 | 0 | 0 | 0 | 0 | 0 | 0 | 0 | 0 | 100814 | 103342 | 149808 | 201974 | 206091 | 228556 | 224404 | 191188 | 105842 | 115318 | 88249 | 86662 | 100814 | 103342 | 149808 | 201974 | 206091 | 228556 | 224404 | 191188 | 105842 | 115318 | 88249 | 86662 | 11508.497 | 11796.991 | 17101.367 | 23056.405 | 23526.414 | 26090.817 | 25616.898 | 21825.075 | 12082.438 | 13164.162 | 10074.068 | 9892.868 | 0 | 0 | 1802248 | 1802248 | 205736 | 2020
57702 | N | . | Signal Hill West Unit | Signal Hill Petroleum, Inc | 57027 | CA | PACC | WECC |  | 211 | 6 | Industrial NAICS Non-Cogen | GT | NG | NG |  |  | mcf | 0 | 0 | 0 | 0 | 0 | 0 | 0 | 0 | 0 | 0 | 0 | 0 | 0 | 0 | 0 | 0 | 0 | 0 | 0 | 0 | 0 | 0 | 0 | 0 | 0 | 0 | 0 | 0 | 0 | 0 | 0 | 0 | 0 | 0 | 0 | 0 | 0 | 0 | 0 | 0 | 0 | 0 | 0 | 0 | 0 | 0 | 0 | 0 | 0 | 0 | 0 | 0 | 0 | 0 | 0 | 0 | 0 | 0 | 0 | 0 | 0 | 0 | 0 | 0 | 0 | 0 | 0 | 0 | 0 | 0 | 0 | 0 | 0 | 0 | 0 | 0 | 0 | 2020
57702 | N | . | Signal Hill West Unit | Signal Hill Petroleum, Inc | 57027 | CA | PACC | WECC |  | 211 | 6 | Industrial NAICS Non-Cogen | GT | OG | OOG |  |  | mcf | 43511 | 40379 | 41203 | 39806 | 40215 | 42620 | 49038 | 48749 | 46065 | 48678 | 42376 | 44059 | 43511 | 40379 | 41203 | 39806 | 40215 | 42620 | 49038 | 48749 | 46065 | 48678 | 42376 | 44059 | 1.109 | 1.167 | 1.154 | 1.141 | 1.173 | 1.127 | 1.128 | 1.125 | 1.138 | 1.116 | 1.124 | 1.23 | 48254 | 47122 | 47548 | 45419 | 47172 | 48033 | 55315 | 54843 | 52422 | 54325 | 47631 | 54193 | 48254 | 47122 | 47548 | 45419 | 47172 | 48033 | 55315 | 54843 | 52422 | 54325 | 47631 | 54193 | 3745 | 3493 | 3744 | 3569 | 3667 | 3340 | 3212 | 3368 | 3366 | 3451 | 3023 | 3513 | 526699 | 526699 | 602277 | 602277 | 41491 | 2020
57715 | N | . | Watkins Manufacturing Co. | Watkins Manufacturing Corporation | 57034 | CA | PACC | WECC |  | 339 | 6 | Industrial NAICS Non-Cogen | IC | NG | NG |  |  | mcf | 3944 | 4346 | 3170 | 0 | 2788 | 5506 | 5463 | 8584 | 8485 | 8255 | 8781 | 7773 | 3944 | 4346 | 3170 | 0 | 2788 | 5506 | 5463 | 8584 | 8485 | 8255 | 8781 | 7773 | 1.04 | 1.04 | 1.04 | 0 | 1.04 | 1.04 | 1.018 | 1.018 | 1.02 | 1.02 | 1.02 | 1.02 | 4102 | 4520 | 3297 | 0 | 2900 | 5726 | 5561 | 8739 | 8655 | 8420 | 8957 | 7928 | 4102 | 4520 | 3297 | 0 | 2900 | 5726 | 5561 | 8739 | 8655 | 8420 | 8957 | 7928 | 311 | 378 | 250 | 0 | 220 | 443 | 439 | 690 | 678 | 663 | 708 | 624 | 67095 | 67095 | 68805 | 68805 | 5404 | 2020
57722 | N | . | North Palm Springs 4A | Greenbacker Renewable Energy Corporation | 60025 | CA | PACC | WECC |  | 22 | 2 | NAICS-22 Non-Cogen | PV | SUN | SUN |  |  |  | 0 | 0 | 0 | 0 | 0 | 0 | 0 | 0 | 0 | 0 | 0 | 0 | 0 | 0 | 0 | 0 | 0 | 0 | 0 | 0 | 0 | 0 | 0 | 0 | 0 | 0 | 0 | 0 | 0 | 0 | 0 | 0 | 0 | 0 | 0 | 0 | 4079 | 5529 | 5411 | 6819 | 8924 | 8887 | 9708 | 8316 | 6530 | 6036 | 4772 | 3778 | 4079 | 5529 | 5411 | 6819 | 8924 | 8887 | 9708 | 8316 | 6530 | 6036 | 4772 | 3778 | 465.63 | 631.184 | 617.652 | 778.415 | 1018.751 | 1014.472 | 1108.219 | 949.316 | 745.401 | 688.994 | 544.7 | 431.266 | 0 | 0 | 78789 | 78789 | 8994 | 2020
57725 | N | . | Shiloh IV Wind Project LLC | EDF Renewable Asset Holdings, Inc. | 57170 | CA | PACC | WECC |  | 22 | 2 | NAICS-22 Non-Cogen | WT | WND | WND |  |  |  | 0 | 0 | 0 | 0 | 0 | 0 | 0 | 0 | 0 | 0 | 0 | 0 | 0 | 0 | 0 | 0 | 0 | 0 | 0 | 0 | 0 | 0 | 0 | 0 | 0 | 0 | 0 | 0 | 0 | 0 | 0 | 0 | 0 | 0 | 0 | 0 | 136010 | 139419 | 202108 | 272486 | 278040 | 308347 | 302746 | 257934 | 142793 | 155577 | 119058 | 116916 | 136010 | 139419 | 202108 | 272486 | 278040 | 308347 | 302746 | 257934 | 142793 | 155577 | 119058 | 116916 | 15526.254 | 15915.468 | 23071.668 | 31105.683 | 31739.778 | 35199.447 | 34560.076 | 29444.481 | 16300.567 | 17759.935 | 13591.051 | 13346.592 | 0 | 0 | 2431434 | 2431434 | 277561 | 2020
57729 | N | . | Lake Hodges Hydroelectric Facility | San Diego County Water Auth | 27075 | CA | PACC | WECC |  | 22 | 1 | Electric Utility | PS | WAT | HPS |  |  | megawatthours | 4189 | 5460 | 4291 | 7335 | 913 | 8119 | 4079 | 5746 | 2324 | 5609 | 5379 | 4459 | 4189 | 5460 | 4291 | 7335 | 913 | 8119 | 4079 | 5746 | 2324 | 5609 | 5379 | 4459 | 0 | 0 | 0 | 0 | 0 | 0 | 0 | 0 | 0 | 0 | 0 | 0 | 0 | 0 | 0 | 0 | 0 | 0 | 0 | 0 | 0 | 0 | 0 | 0 | 0 | 0 | 0 | 0 | 0 | 0 | 0 | 0 | 0 | 0 | 0 | 0 | -775 | -2231 | -1731 | -6123 | 17 | -2339 | 206 | -1023 | 15 | -1766 | -1542 | -1398 | 57903 | 57903 | 0 | 0 | -18690 | 2020
57743 | N | . | North Palm Springs 1A | Greenbacker Renewable Energy Corporation | 60025 | CA | PACC | WECC |  | 22 | 2 | NAICS-22 Non-Cogen | PV | SUN | SUN |  |  |  | 0 | 0 | 0 | 0 | 0 | 0 | 0 | 0 | 0 | 0 | 0 | 0 | 0 | 0 | 0 | 0 | 0 | 0 | 0 | 0 | 0 | 0 | 0 | 0 | 0 | 0 | 0 | 0 | 0 | 0 | 0 | 0 | 0 | 0 | 0 | 0 | 2511 | 3404 | 3331 | 4198 | 5494 | 5471 | 5977 | 5120 | 4020 | 3716 | 2938 | 2326 | 2511 | 3404 | 3331 | 4198 | 5494 | 5471 | 5977 | 5120 | 4020 | 3716 | 2938 | 2326 | 286.656 | 388.578 | 380.247 | 479.218 | 627.176 | 624.542 | 682.256 | 584.43 | 458.893 | 424.167 | 335.335 | 265.502 | 0 | 0 | 48506 | 48506 | 5537 | 2020
57753 | N | . | SMUD at Lawrence | Sacramento PV Energy, LLC | 56995 | CA | PACC | WECC |  | 22 | 2 | NAICS-22 Non-Cogen | PV | SUN | SUN |  |  |  | 0 | 0 | 0 | 0 | 0 | 0 | 0 | 0 | 0 | 0 | 0 | 0 | 0 | 0 | 0 | 0 | 0 | 0 | 0 | 0 | 0 | 0 | 0 | 0 | 0 | 0 | 0 | 0 | 0 | 0 | 0 | 0 | 0 | 0 | 0 | 0 | 778 | 1054 | 1032 | 1300 | 1702 | 1695 | 1851 | 1586 | 1245 | 1151 | 910 | 720 | 778 | 1054 | 1032 | 1300 | 1702 | 1695 | 1851 | 1586 | 1245 | 1151 | 910 | 720 | 88.788 | 120.356 | 117.776 | 148.43 | 194.258 | 193.442 | 211.318 | 181.018 | 142.135 | 131.379 | 103.865 | 82.235 | 0 | 0 | 15024 | 15024 | 1715 | 2020
57757 | N | . | Pacific Wind LLC | EDF Renewable Asset Holdings, Inc. | 57170 | CA | PACC | WECC |  | 22 | 2 | NAICS-22 Non-Cogen | WT | WND | WND |  |  |  | 0 | 0 | 0 | 0 | 0 | 0 | 0 | 0 | 0 | 0 | 0 | 0 | 0 | 0 | 0 | 0 | 0 | 0 | 0 | 0 | 0 | 0 | 0 | 0 | 0 | 0 | 0 | 0 | 0 | 0 | 0 | 0 | 0 | 0 | 0 | 0 | 141712 | 145264 | 210581 | 283909 | 289697 | 321274 | 315438 | 268747 | 148779 | 162099 | 124049 | 121818 | 141712 | 145264 | 210581 | 283909 | 289697 | 321274 | 315438 | 268747 | 148779 | 162099 | 124049 | 121818 | 16177.15 | 16582.681 | 24038.886 | 32409.705 | 33070.383 | 36675.089 | 36008.915 | 30678.862 | 16983.925 | 18504.473 | 14160.819 | 13906.112 | 0 | 0 | 2533367 | 2533367 | 289197 | 2020
57771 | N | . | Ameresco Butte County | Ameresco Butte County LLC | 57079 | CA | PACC | WECC |  | 22 | 2 | NAICS-22 Non-Cogen | IC | LFG | MLG |  |  | mcf | 24115 | 21692 | 22857 | 21392 | 22724 | 20944 | 23523 | 22459 | 22276 | 21439 | 21584 | 19277 | 24115 | 21692 | 22857 | 21392 | 22724 | 20944 | 23523 | 22459 | 22276 | 21439 | 21584 | 19277 | 0.465 | 0.465 | 0.465 | 0.465 | 0.465 | 0.465 | 0.465 | 0.465 | 0.465 | 0.465 | 0.465 | 0.465 | 11213 | 10087 | 10629 | 9947 | 10567 | 9739 | 10938 | 10443 | 10358 | 9969 | 10037 | 8964 | 11213 | 10087 | 10629 | 9947 | 10567 | 9739 | 10938 | 10443 | 10358 | 9969 | 10037 | 8964 | 1021.968 | 919.278 | 968.649 | 906.567 | 963.028 | 887.601 | 996.881 | 951.777 | 944.053 | 908.564 | 914.688 | 816.946 | 264282 | 264282 | 122891 | 122891 | 11200 | 2020
57773 | N | . | Palo Verde College | SSA Solar of CA 2 LLC | 58315 | CA | PACC | WECC |  | 611 | 4 | Commercial NAICS Non-Cogen | PV | SUN | SUN |  |  |  | 0 | 0 | 0 | 0 | 0 | 0 | 0 | 0 | 0 | 0 | 0 | 0 | 0 | 0 | 0 | 0 | 0 | 0 | 0 | 0 | 0 | 0 | 0 | 0 | 0 | 0 | 0 | 0 | 0 | 0 | 0 | 0 | 0 | 0 | 0 | 0 | 930 | 1260 | 1233 | 1554 | 2034 | 2026 | 2213 | 1895 | 1488 | 1376 | 1088 | 861 | 930 | 1260 | 1233 | 1554 | 2034 | 2026 | 2213 | 1895 | 1488 | 1376 | 1088 | 861 | 106.132 | 143.866 | 140.781 | 177.424 | 232.204 | 231.228 | 252.596 | 216.377 | 169.899 | 157.042 | 124.153 | 98.298 | 0 | 0 | 17958 | 17958 | 2050 | 2020
57774 | N | . | Windstar 1 | Brookfield Renewable Trading and Marketing LP | 63235 | CA | PACC | WECC |  | 22 | 2 | NAICS-22 Non-Cogen | WT | WND | WND |  |  |  | 0 | 0 | 0 | 0 | 0 | 0 | 0 | 0 | 0 | 0 | 0 | 0 | 0 | 0 | 0 | 0 | 0 | 0 | 0 | 0 | 0 | 0 | 0 | 0 | 0 | 0 | 0 | 0 | 0 | 0 | 0 | 0 | 0 | 0 | 0 | 0 | 136395 | 139814 | 202680 | 273257 | 278828 | 309220 | 303604 | 258664 | 143197 | 156018 | 119395 | 117247 | 136395 | 139814 | 202680 | 273257 | 278828 | 309220 | 303604 | 258664 | 143197 | 156018 | 119395 | 117247 | 15570.223 | 15960.537 | 23137.002 | 31193.768 | 31829.659 | 35299.125 | 34657.944 | 29527.862 | 16346.727 | 17810.228 | 13629.538 | 13384.387 | 0 | 0 | 2438319 | 2438319 | 278347 | 2020
57777 | N | . | RE Dillard 1 LLC | Gamma Genco CV LLC | 62948 | CA | PACC | WECC |  | 22 | 2 | NAICS-22 Non-Cogen | PV | SUN | SUN |  |  |  | 0 | 0 | 0 | 0 | 0 | 0 | 0 | 0 | 0 | 0 | 0 | 0 | 0 | 0 | 0 | 0 | 0 | 0 | 0 | 0 | 0 | 0 | 0 | 0 | 0 | 0 | 0 | 0 | 0 | 0 | 0 | 0 | 0 | 0 | 0 | 0 | 2551 | 3458 | 3384 | 4265 | 5581 | 5558 | 6072 | 5201 | 4084 | 3775 | 2984 | 2363 | 2551 | 3458 | 3384 | 4265 | 5581 | 5558 | 6072 | 5201 | 4084 | 3775 | 2984 | 2363 | 291.214 | 394.753 | 386.29 | 486.834 | 637.144 | 634.468 | 693.099 | 593.718 | 466.186 | 430.908 | 340.665 | 269.721 | 0 | 0 | 49276 | 49276 | 5625 | 2020
57778 | N | . | RE Kammerer 1 LLC | Gamma Genco CV LLC | 62948 | CA | PACC | WECC |  | 22 | 2 | NAICS-22 Non-Cogen | PV | SUN | SUN |  |  |  | 0 | 0 | 0 | 0 | 0 | 0 | 0 | 0 | 0 | 0 | 0 | 0 | 0 | 0 | 0 | 0 | 0 | 0 | 0 | 0 | 0 | 0 | 0 | 0 | 0 | 0 | 0 | 0 | 0 | 0 | 0 | 0 | 0 | 0 | 0 | 0 | 4928 | 6681 | 6537 | 8239 | 10783 | 10737 | 11730 | 10048 | 7890 | 7292 | 5765 | 4565 | 4928 | 6681 | 6537 | 8239 | 10783 | 10737 | 11730 | 10048 | 7890 | 7292 | 5765 | 4565 | 562.599 | 762.628 | 746.278 | 940.52 | 1230.905 | 1225.736 | 1339.005 | 1147.011 | 900.63 | 832.477 | 658.134 | 521.077 | 0 | 0 | 95195 | 95195 | 10867 | 2020
57779 | N | . | RE Dillard 2 LLC | Gamma Genco CV LLC | 62948 | CA | PACC | WECC |  | 22 | 2 | NAICS-22 Non-Cogen | PV | SUN | SUN |  |  |  | 0 | 0 | 0 | 0 | 0 | 0 | 0 | 0 | 0 | 0 | 0 | 0 | 0 | 0 | 0 | 0 | 0 | 0 | 0 | 0 | 0 | 0 | 0 | 0 | 0 | 0 | 0 | 0 | 0 | 0 | 0 | 0 | 0 | 0 | 0 | 0 | 2854 | 3869 | 3786 | 4772 | 6245 | 6219 | 6794 | 5820 | 4569 | 4224 | 3339 | 2644 | 2854 | 3869 | 3786 | 4772 | 6245 | 6219 | 6794 | 5820 | 4569 | 4224 | 3339 | 2644 | 325.847 | 441.703 | 432.233 | 544.735 | 712.922 | 709.928 | 775.531 | 664.331 | 521.631 | 482.158 | 381.181 | 301.8 | 0 | 0 | 55135 | 55135 | 6294 | 2020
57780 | N | . | RE Kammerer 2 LLC | Gamma Genco CV LLC | 62948 | CA | PACC | WECC |  | 22 | 2 | NAICS-22 Non-Cogen | PV | SUN | SUN |  |  |  | 0 | 0 | 0 | 0 | 0 | 0 | 0 | 0 | 0 | 0 | 0 | 0 | 0 | 0 | 0 | 0 | 0 | 0 | 0 | 0 | 0 | 0 | 0 | 0 | 0 | 0 | 0 | 0 | 0 | 0 | 0 | 0 | 0 | 0 | 0 | 0 | 5065 | 6866 | 6719 | 8468 | 11082 | 11036 | 12056 | 10327 | 8109 | 7495 | 5925 | 4691 | 5065 | 6866 | 6719 | 8468 | 11082 | 11036 | 12056 | 10327 | 8109 | 7495 | 5925 | 4691 | 578.233 | 783.822 | 767.017 | 966.658 | 1265.113 | 1259.8 | 1376.217 | 1178.887 | 925.659 | 855.612 | 676.424 | 535.558 | 0 | 0 | 97839 | 97839 | 11169 | 2020
57781 | N | . | RE Dillard 3 LLC | Gamma Genco CV LLC | 62948 | CA | PACC | WECC |  | 22 | 2 | NAICS-22 Non-Cogen | PV | SUN | SUN |  |  |  | 0 | 0 | 0 | 0 | 0 | 0 | 0 | 0 | 0 | 0 | 0 | 0 | 0 | 0 | 0 | 0 | 0 | 0 | 0 | 0 | 0 | 0 | 0 | 0 | 0 | 0 | 0 | 0 | 0 | 0 | 0 | 0 | 0 | 0 | 0 | 0 | 2811 | 3811 | 3729 | 4700 | 6151 | 6125 | 6691 | 5732 | 4501 | 4160 | 3289 | 2604 | 2811 | 3811 | 3729 | 4700 | 6151 | 6125 | 6691 | 5732 | 4501 | 4160 | 3289 | 2604 | 320.928 | 435.036 | 425.709 | 536.513 | 702.161 | 699.212 | 763.826 | 654.304 | 513.758 | 474.88 | 375.428 | 297.245 | 0 | 0 | 54304 | 54304 | 6199 | 2020
57782 | N | . | RE Kammerer 3 LLC | Gamma Genco CV LLC | 62948 | CA | PACC | WECC |  | 22 | 2 | NAICS-22 Non-Cogen | PV | SUN | SUN |  |  |  | 0 | 0 | 0 | 0 | 0 | 0 | 0 | 0 | 0 | 0 | 0 | 0 | 0 | 0 | 0 | 0 | 0 | 0 | 0 | 0 | 0 | 0 | 0 | 0 | 0 | 0 | 0 | 0 | 0 | 0 | 0 | 0 | 0 | 0 | 0 | 0 | 5090 | 6899 | 6752 | 8509 | 11136 | 11089 | 12114 | 10377 | 8148 | 7531 | 5954 | 4714 | 5090 | 6899 | 6752 | 8509 | 11136 | 11089 | 12114 | 10377 | 8148 | 7531 | 5954 | 4714 | 581.028 | 787.612 | 770.726 | 971.331 | 1271.229 | 1265.891 | 1382.87 | 1184.587 | 930.135 | 859.749 | 679.694 | 538.148 | 0 | 0 | 98313 | 98313 | 11223 | 2020
57783 | N | . | RE Bruceville 1 LLC | Gamma Genco CV LLC | 62948 | CA | PACC | WECC |  | 22 | 2 | NAICS-22 Non-Cogen | PV | SUN | SUN |  |  |  | 0 | 0 | 0 | 0 | 0 | 0 | 0 | 0 | 0 | 0 | 0 | 0 | 0 | 0 | 0 | 0 | 0 | 0 | 0 | 0 | 0 | 0 | 0 | 0 | 0 | 0 | 0 | 0 | 0 | 0 | 0 | 0 | 0 | 0 | 0 | 0 | 4649 | 6302 | 6167 | 7772 | 10172 | 10129 | 11065 | 9478 | 7442 | 6879 | 5438 | 4306 | 4649 | 6302 | 6167 | 7772 | 10172 | 10129 | 11065 | 9478 | 7442 | 6879 | 5438 | 4306 | 530.706 | 719.398 | 703.975 | 887.206 | 1161.131 | 1156.255 | 1263.103 | 1081.992 | 849.578 | 785.288 | 620.828 | 491.54 | 0 | 0 | 89799 | 89799 | 10251 | 2020
57784 | N | . | RE Bruceville 2 LLC | Gamma Genco CV LLC | 62948 | CA | PACC | WECC |  | 22 | 2 | NAICS-22 Non-Cogen | PV | SUN | SUN |  |  |  | 0 | 0 | 0 | 0 | 0 | 0 | 0 | 0 | 0 | 0 | 0 | 0 | 0 | 0 | 0 | 0 | 0 | 0 | 0 | 0 | 0 | 0 | 0 | 0 | 0 | 0 | 0 | 0 | 0 | 0 | 0 | 0 | 0 | 0 | 0 | 0 | 4991 | 6766 | 6621 | 8344 | 10921 | 10875 | 11880 | 10176 | 7990 | 7386 | 5839 | 4623 | 4991 | 6766 | 6621 | 8344 | 10921 | 10875 | 11880 | 10176 | 7990 | 7386 | 5839 | 4623 | 569.793 | 772.383 | 755.824 | 952.55 | 1246.65 | 1241.415 | 1356.132 | 1161.683 | 912.15 | 843.125 | 666.552 | 527.743 | 0 | 0 | 96412 | 96412 | 11006 | 2020
57785 | N | . | RE Bruceville 3 LLC | Gamma Genco CV LLC | 62948 | CA | PACC | WECC |  | 22 | 2 | NAICS-22 Non-Cogen | PV | SUN | SUN |  |  |  | 0 | 0 | 0 | 0 | 0 | 0 | 0 | 0 | 0 | 0 | 0 | 0 | 0 | 0 | 0 | 0 | 0 | 0 | 0 | 0 | 0 | 0 | 0 | 0 | 0 | 0 | 0 | 0 | 0 | 0 | 0 | 0 | 0 | 0 | 0 | 0 | 4883 | 6619 | 6477 | 8162 | 10683 | 10638 | 11621 | 9954 | 7816 | 7225 | 5712 | 4522 | 4883 | 6619 | 6477 | 8162 | 10683 | 10638 | 11621 | 9954 | 7816 | 7225 | 5712 | 4522 | 557.368 | 755.54 | 739.342 | 931.779 | 1219.465 | 1214.344 | 1326.56 | 1136.351 | 892.26 | 824.74 | 652.017 | 516.234 | 0 | 0 | 94312 | 94312 | 10766 | 2020
57792 | N | . | Foundation IE | Foundation HA Energy Generation, LLC | 56930 | CA | PACC | WECC |  | 22 | 2 | NAICS-22 Non-Cogen | WT | WND | WND |  |  |  | 0 | 0 | 0 | 0 | 0 | 0 | 0 | 0 | 0 | 0 | 0 | 0 | 0 | 0 | 0 | 0 | 0 | 0 | 0 | 0 | 0 | 0 | 0 | 0 | 0 | 0 | 0 | 0 | 0 | 0 | 0 | 0 | 0 | 0 | 0 | 0 | 219 | 225 | 325 | 439 | 448 | 497 | 488 | 415 | 230 | 251 | 192 | 188 | 219 | 225 | 325 | 439 | 448 | 497 | 488 | 415 | 230 | 251 | 192 | 188 | 25.004 | 25.631 | 37.156 | 50.094 | 51.116 | 56.687 | 55.658 | 47.419 | 26.251 | 28.602 | 21.888 | 21.494 | 0 | 0 | 3917 | 3917 | 447 | 2020
57796 | N | . | Golden Springs Building C-1 | Golden Springs Development Company LLC | 57104 | CA | PACC | WECC |  | 22 | 2 | NAICS-22 Non-Cogen | PV | SUN | SUN |  |  |  | 0 | 0 | 0 | 0 | 0 | 0 | 0 | 0 | 0 | 0 | 0 | 0 | 0 | 0 | 0 | 0 | 0 | 0 | 0 | 0 | 0 | 0 | 0 | 0 | 0 | 0 | 0 | 0 | 0 | 0 | 0 | 0 | 0 | 0 | 0 | 0 | 795 | 1078 | 1055 | 1329 | 1739 | 1732 | 1892 | 1621 | 1273 | 1176 | 930 | 736 | 795 | 1078 | 1055 | 1329 | 1739 | 1732 | 1892 | 1621 | 1273 | 1176 | 930 | 736 | 90.757 | 123.023 | 120.385 | 151.719 | 198.562 | 197.728 | 216 | 185.029 | 145.284 | 134.29 | 106.166 | 84.057 | 0 | 0 | 15356 | 15356 | 1753 | 2020
57797 | N | . | Golden Springs Building D | Golden Springs Development Company LLC | 57104 | CA | PACC | WECC |  | 22 | 2 | NAICS-22 Non-Cogen | PV | SUN | SUN |  |  |  | 0 | 0 | 0 | 0 | 0 | 0 | 0 | 0 | 0 | 0 | 0 | 0 | 0 | 0 | 0 | 0 | 0 | 0 | 0 | 0 | 0 | 0 | 0 | 0 | 0 | 0 | 0 | 0 | 0 | 0 | 0 | 0 | 0 | 0 | 0 | 0 | 850 | 1152 | 1127 | 1421 | 1859 | 1852 | 2023 | 1733 | 1361 | 1258 | 994 | 787 | 850 | 1152 | 1127 | 1421 | 1859 | 1852 | 2023 | 1733 | 1361 | 1258 | 994 | 787 | 97.019 | 131.514 | 128.695 | 162.191 | 212.268 | 211.377 | 230.91 | 197.801 | 155.312 | 143.56 | 113.494 | 89.859 | 0 | 0 | 16417 | 16417 | 1874 | 2020
57807 | N | . | Coca Cola American Canyon | Bloom Energy 2009 PPA | 56778 | CA | PACC | WECC |  | 22 | 2 | NAICS-22 Non-Cogen | FC | NG | NG |  |  | mcf | 338 | 300 | 333 | 235 | 221 | 311 | 435 | 541 | 471 | 489 | 391 | . | 338 | 300 | 333 | 235 | 221 | 311 | 435 | 541 | 471 | 489 | 391 | . | 1.03 | 1.03 | 1.03 | 1.03 | 1.03 | 1.03 | 1.03 | 1.03 | 1.03 | 1.03 | 1.03 | . | 348 | 309 | 343 | 242 | 228 | 320 | 448 | 557 | 485 | 504 | 403 | . | 348 | 309 | 343 | 242 | 228 | 320 | 448 | 557 | 485 | 504 | 403 | . | 40.226 | 35.587 | 39.522 | 27.937 | 26.267 | 36.954 | 51.695 | 64.245 | 55.971 | 58.142 | 46.454 | . | 4065 | 4065 | 4187 | 4187 | 483 | 2020
57807 | N | . | Coca Cola American Canyon | Bloom Energy 2009 PPA | 56778 | CA | PACC | WECC |  | 22 | 2 | NAICS-22 Non-Cogen | FC | OBG | ORW |  |  | Mcf | 0 | 0 | 0 | 0 | 0 | 0 | 0 | 0 | 0 | 0 | 0 | . | 0 | 0 | 0 | 0 | 0 | 0 | 0 | 0 | 0 | 0 | 0 | . | 0 | 0 | 0 | 0 | 0 | 0 | 0 | 0 | 0 | 0 | 0 | . | 0 | 0 | 0 | 0 | 0 | 0 | 0 | 0 | 0 | 0 | 0 | . | 0 | 0 | 0 | 0 | 0 | 0 | 0 | 0 | 0 | 0 | 0 | . | 0 | 0 | 0 | 0 | 0 | 0 | 0 | 0 | 0 | 0 | 0 | . | 0 | 0 | 0 | 0 | 0 | 2020
57808 | N | . | Lockheed Martin Sunnyvale | Bloom Energy | 57128 | CA | PACC | WECC |  | 22 | 2 | NAICS-22 Non-Cogen | FC | NG | NG |  |  | mcf | 2387 | 2112 | 2345 | 1658 | 1559 | 2193 | 3068 | 3813 | 3322 | 3451 | 2757 | 3056 | 2387 | 2112 | 2345 | 1658 | 1559 | 2193 | 3068 | 3813 | 3322 | 3451 | 2757 | 3056 | 1.02 | 1.02 | 1.02 | 1.02 | 1.02 | 1.02 | 1.02 | 1.02 | 1.02 | 1.02 | 1.02 | 1.02 | 2435 | 2154 | 2392 | 1691 | 1590 | 2237 | 3129 | 3889 | 3388 | 3520 | 2812 | 3117 | 2435 | 2154 | 2392 | 1691 | 1590 | 2237 | 3129 | 3889 | 3388 | 3520 | 2812 | 3117 | 301.043 | 266.32 | 295.765 | 209.068 | 196.571 | 276.55 | 386.866 | 480.783 | 418.862 | 435.109 | 347.647 | 385.416 | 31721 | 31721 | 32354 | 32354 | 4000 | 2020
57809 | N | . | Franklin Templeton San Mateo | Bloom Energy | 57128 | CA | PACC | WECC |  | 22 | 2 | NAICS-22 Non-Cogen | FC | NG | NG |  |  | mcf | 3910 | 3457 | 3839 | 2714 | 2552 | 3590 | 5022 | 6241 | 5437 | 5648 | 4513 | 5003 | 3910 | 3457 | 3839 | 2714 | 2552 | 3590 | 5022 | 6241 | 5437 | 5648 | 4513 | 5003 | 1.02 | 1.02 | 1.02 | 1.02 | 1.02 | 1.02 | 1.02 | 1.02 | 1.02 | 1.02 | 1.02 | 1.02 | 3988 | 3526 | 3916 | 2768 | 2603 | 3662 | 5122 | 6366 | 5546 | 5761 | 4603 | 5103 | 3988 | 3526 | 3916 | 2768 | 2603 | 3662 | 5122 | 6366 | 5546 | 5761 | 4603 | 5103 | 521.856 | 461.665 | 512.709 | 362.42 | 340.757 | 479.399 | 670.632 | 833.437 | 726.098 | 754.262 | 602.646 | 668.119 | 51926 | 51926 | 52964 | 52964 | 6934 | 2020
57811 | N | . | Adobe San Jose | Bloom Energy | 57128 | CA | PACC | WECC |  | 22 | 2 | NAICS-22 Non-Cogen | FC | NG | NG |  |  | mcf | 3027 | 2676 | 2972 | 2101 | 1975 | 2779 | 3888 | 4832 | 4209 | 4373 | 3494 | 3873 | 3027 | 2676 | 2972 | 2101 | 1975 | 2779 | 3888 | 4832 | 4209 | 4373 | 3494 | 3873 | 1.02 | 1.02 | 1.02 | 1.02 | 1.02 | 1.02 | 1.02 | 1.02 | 1.02 | 1.02 | 1.02 | 1.02 | 3088 | 2730 | 3031 | 2143 | 2015 | 2835 | 3966 | 4929 | 4293 | 4460 | 3564 | 3950 | 3088 | 2730 | 3031 | 2143 | 2015 | 2835 | 3966 | 4929 | 4293 | 4460 | 3564 | 3950 | 389.474 | 344.551 | 382.646 | 270.482 | 254.314 | 357.786 | 500.508 | 622.013 | 541.903 | 562.923 | 449.768 | 498.632 | 40199 | 40199 | 41004 | 41004 | 5175 | 2020
57816 | N | . | RE McKenzie 1 LLC | Gamma Genco CV LLC | 62948 | CA | PACC | WECC |  | 22 | 2 | NAICS-22 Non-Cogen | PV | SUN | SUN |  |  |  | 0 | 0 | 0 | 0 | 0 | 0 | 0 | 0 | 0 | 0 | 0 | 0 | 0 | 0 | 0 | 0 | 0 | 0 | 0 | 0 | 0 | 0 | 0 | 0 | 0 | 0 | 0 | 0 | 0 | 0 | 0 | 0 | 0 | 0 | 0 | 0 | 5135 | 6960 | 6811 | 8584 | 11234 | 11187 | 12221 | 10469 | 8220 | 7598 | 6007 | 4756 | 5135 | 6960 | 6811 | 8584 | 11234 | 11187 | 12221 | 10469 | 8220 | 7598 | 6007 | 4756 | 586.153 | 794.559 | 777.525 | 979.9 | 1282.443 | 1277.058 | 1395.069 | 1195.036 | 938.339 | 867.333 | 685.69 | 542.895 | 0 | 0 | 99182 | 99182 | 11322 | 2020
57817 | N | . | RE McKenzie 2 LLC | Gamma Genco CV LLC | 62948 | CA | PACC | WECC |  | 22 | 2 | NAICS-22 Non-Cogen | PV | SUN | SUN |  |  |  | 0 | 0 | 0 | 0 | 0 | 0 | 0 | 0 | 0 | 0 | 0 | 0 | 0 | 0 | 0 | 0 | 0 | 0 | 0 | 0 | 0 | 0 | 0 | 0 | 0 | 0 | 0 | 0 | 0 | 0 | 0 | 0 | 0 | 0 | 0 | 0 | 5313 | 7203 | 7048 | 8883 | 11625 | 11576 | 12646 | 10833 | 8506 | 7862 | 6216 | 4921 | 5313 | 7203 | 7048 | 8883 | 11625 | 11576 | 12646 | 10833 | 8506 | 7862 | 6216 | 4921 | 606.55 | 822.21 | 804.582 | 1014 | 1327.072 | 1321.499 | 1443.617 | 1236.623 | 970.993 | 897.515 | 709.552 | 561.787 | 0 | 0 | 102632 | 102632 | 11716 | 2020
57818 | N | . | RE McKenzie 3 LLC | Gamma Genco CV LLC | 62948 | CA | PACC | WECC |  | 22 | 2 | NAICS-22 Non-Cogen | PV | SUN | SUN |  |  |  | 0 | 0 | 0 | 0 | 0 | 0 | 0 | 0 | 0 | 0 | 0 | 0 | 0 | 0 | 0 | 0 | 0 | 0 | 0 | 0 | 0 | 0 | 0 | 0 | 0 | 0 | 0 | 0 | 0 | 0 | 0 | 0 | 0 | 0 | 0 | 0 | 5351 | 7254 | 7098 | 8946 | 11708 | 11658 | 12736 | 10910 | 8566 | 7918 | 6260 | 4956 | 5351 | 7254 | 7098 | 8946 | 11708 | 11658 | 12736 | 10910 | 8566 | 7918 | 6260 | 4956 | 610.849 | 828.034 | 810.282 | 1021.183 | 1336.473 | 1330.86 | 1453.844 | 1245.384 | 977.872 | 903.874 | 714.578 | 565.767 | 0 | 0 | 103361 | 103361 | 11799 | 2020
57819 | N | . | RE McKenzie 4 LLC | Gamma Genco CV LLC | 62948 | CA | PACC | WECC |  | 22 | 2 | NAICS-22 Non-Cogen | PV | SUN | SUN |  |  |  | 0 | 0 | 0 | 0 | 0 | 0 | 0 | 0 | 0 | 0 | 0 | 0 | 0 | 0 | 0 | 0 | 0 | 0 | 0 | 0 | 0 | 0 | 0 | 0 | 0 | 0 | 0 | 0 | 0 | 0 | 0 | 0 | 0 | 0 | 0 | 0 | 5000 | 6777 | 6632 | 8358 | 10939 | 10893 | 11899 | 10193 | 8004 | 7398 | 5849 | 4631 | 5000 | 6777 | 6632 | 8358 | 10939 | 10893 | 11899 | 10193 | 8004 | 7398 | 5849 | 4631 | 570.725 | 773.646 | 757.06 | 954.108 | 1248.689 | 1243.445 | 1358.35 | 1163.583 | 913.642 | 844.504 | 667.642 | 528.606 | 0 | 0 | 96573 | 96573 | 11024 | 2020
57820 | N | . | RE McKenzie 5 LLC | Gamma Genco CV LLC | 62948 | CA | PACC | WECC |  | 22 | 2 | NAICS-22 Non-Cogen | PV | SUN | SUN |  |  |  | 0 | 0 | 0 | 0 | 0 | 0 | 0 | 0 | 0 | 0 | 0 | 0 | 0 | 0 | 0 | 0 | 0 | 0 | 0 | 0 | 0 | 0 | 0 | 0 | 0 | 0 | 0 | 0 | 0 | 0 | 0 | 0 | 0 | 0 | 0 | 0 | 5198 | 7046 | 6895 | 8690 | 11373 | 11325 | 12372 | 10598 | 8321 | 7692 | 6081 | 4815 | 5198 | 7046 | 6895 | 8690 | 11373 | 11325 | 12372 | 10598 | 8321 | 7692 | 6081 | 4815 | 593.403 | 804.384 | 787.139 | 992.016 | 1298.301 | 1292.849 | 1412.319 | 1209.813 | 949.942 | 878.057 | 694.169 | 549.608 | 0 | 0 | 100406 | 100406 | 11462 | 2020
57821 | N | . | RE McKenzie 6 LLC | Gamma Genco CV LLC | 62948 | CA | PACC | WECC |  | 22 | 2 | NAICS-22 Non-Cogen | PV | SUN | SUN |  |  |  | 0 | 0 | 0 | 0 | 0 | 0 | 0 | 0 | 0 | 0 | 0 | 0 | 0 | 0 | 0 | 0 | 0 | 0 | 0 | 0 | 0 | 0 | 0 | 0 | 0 | 0 | 0 | 0 | 0 | 0 | 0 | 0 | 0 | 0 | 0 | 0 | 5196 | 7044 | 6893 | 8687 | 11369 | 11321 | 12368 | 10594 | 8319 | 7689 | 6079 | 4813 | 5196 | 7044 | 6893 | 8687 | 11369 | 11321 | 12368 | 10594 | 8319 | 7689 | 6079 | 4813 | 593.193 | 804.104 | 786.864 | 991.67 | 1297.848 | 1292.398 | 1411.827 | 1209.391 | 949.611 | 877.751 | 693.927 | 549.416 | 0 | 0 | 100372 | 100372 | 11458 | 2020
57827 | N | . | Dinuba Wastewater Treatment Plant | Sustainable Power Group, LLC | 58661 | CA | PACC | WECC |  | 22132 | 4 | Commercial NAICS Non-Cogen | PV | SUN | SUN |  |  |  | 0 | 0 | 0 | 0 | 0 | 0 | 0 | 0 | 0 | 0 | 0 | 0 | 0 | 0 | 0 | 0 | 0 | 0 | 0 | 0 | 0 | 0 | 0 | 0 | 0 | 0 | 0 | 0 | 0 | 0 | 0 | 0 | 0 | 0 | 0 | 0 | 788 | 1068 | 1045 | 1317 | 1724 | 1716 | 1875 | 1606 | 1261 | 1166 | 922 | 730 | 788 | 1068 | 1045 | 1317 | 1724 | 1716 | 1875 | 1606 | 1261 | 1166 | 922 | 730 | 89.927 | 121.9 | 119.286 | 150.334 | 196.75 | 195.924 | 214.029 | 183.34 | 143.958 | 133.065 | 105.197 | 83.29 | 0 | 0 | 15218 | 15218 | 1737 | 2020
57831 | N | . | Heliocentric | Heliocentric LLC | 57154 | CA | PACC | WECC |  | 22 | 2 | NAICS-22 Non-Cogen | PV | SUN | SUN |  |  |  | 0 | 0 | 0 | 0 | 0 | 0 | 0 | 0 | 0 | 0 | 0 | 0 | 0 | 0 | 0 | 0 | 0 | 0 | 0 | 0 | 0 | 0 | 0 | 0 | 0 | 0 | 0 | 0 | 0 | 0 | 0 | 0 | 0 | 0 | 0 | 0 | 780 | 1057 | 1034 | 1303 | 1706 | 1699 | 1855 | 1589 | 1248 | 1154 | 912 | 722 | 780 | 1057 | 1034 | 1303 | 1706 | 1699 | 1855 | 1589 | 1248 | 1154 | 912 | 722 | 88.995 | 120.637 | 118.05 | 148.777 | 194.711 | 193.893 | 211.811 | 181.44 | 142.466 | 131.686 | 104.107 | 82.427 | 0 | 0 | 15059 | 15059 | 1719 | 2020
57833 | N | . | Mustang Hills LLC | Longroad Energy Services 2 | 63800 | CA | PACC | WECC |  | 22 | 2 | NAICS-22 Non-Cogen | WT | WND | WND |  |  |  | 0 | 0 | 0 | 0 | 0 | 0 | 0 | 0 | 0 | 0 | 0 | 0 | 0 | 0 | 0 | 0 | 0 | 0 | 0 | 0 | 0 | 0 | 0 | 0 | 0 | 0 | 0 | 0 | 0 | 0 | 0 | 0 | 0 | 0 | 0 | 0 | 135597 | 138996 | 201494 | 271658 | 277196 | 307411 | 301827 | 257150 | 142359 | 155105 | 118696 | 116561 | 135597 | 138996 | 201494 | 271658 | 277196 | 307411 | 301827 | 257150 | 142359 | 155105 | 118696 | 116561 | 15479.098 | 15867.13 | 23001.595 | 31011.21 | 31643.379 | 35092.54 | 34455.112 | 29355.053 | 16251.06 | 17705.995 | 13549.772 | 13306.056 | 0 | 0 | 2424050 | 2424050 | 276718 | 2020
57834 | N | . | Pinyon Pine I | Pinyon Pines Wind I, LLC | 59868 | CA | PACC | WECC |  | 22 | 2 | NAICS-22 Non-Cogen | WT | WND | WND |  |  |  | 0 | 0 | 0 | 0 | 0 | 0 | 0 | 0 | 0 | 0 | 0 | 0 | 0 | 0 | 0 | 0 | 0 | 0 | 0 | 0 | 0 | 0 | 0 | 0 | 0 | 0 | 0 | 0 | 0 | 0 | 0 | 0 | 0 | 0 | 0 | 0 | 135416 | 138811 | 201225 | 271296 | 276826 | 307001 | 301424 | 256807 | 142169 | 154898 | 118538 | 116406 | 135416 | 138811 | 201225 | 271296 | 276826 | 307001 | 301424 | 256807 | 142169 | 154898 | 118538 | 116406 | 15458.456 | 15845.971 | 22970.923 | 30969.857 | 31601.183 | 35045.745 | 34409.166 | 29315.908 | 16229.389 | 17682.385 | 13531.704 | 13288.313 | 0 | 0 | 2420817 | 2420817 | 276349 | 2020
57835 | N | . | Alta Wind VIII | Brookfield Renewable Trading and Marketing LP | 63235 | CA | PACC | WECC |  | 22 | 2 | NAICS-22 Non-Cogen | WT | WND | WND |  |  |  | 0 | 0 | 0 | 0 | 0 | 0 | 0 | 0 | 0 | 0 | 0 | 0 | 0 | 0 | 0 | 0 | 0 | 0 | 0 | 0 | 0 | 0 | 0 | 0 | 0 | 0 | 0 | 0 | 0 | 0 | 0 | 0 | 0 | 0 | 0 | 0 | 104947 | 107578 | 155949 | 210254 | 214540 | 237925 | 233603 | 199025 | 110181 | 120045 | 91867 | 90214 | 104947 | 107578 | 155949 | 210254 | 214540 | 237925 | 233603 | 199025 | 110181 | 120045 | 91867 | 90214 | 11980.276 | 12280.601 | 17802.426 | 24001.586 | 24490.862 | 27160.392 | 26667.045 | 22719.779 | 12577.749 | 13703.818 | 10487.047 | 10298.419 | 0 | 0 | 1876128 | 1876128 | 214170 | 2020
57836 | N | . | L-8 Solar Project | L-8 Solar Project LLC | 57159 | CA | PACC | WECC |  | 22 | 2 | NAICS-22 Non-Cogen | PV | SUN | SUN |  |  |  | 0 | 0 | 0 | 0 | 0 | 0 | 0 | 0 | 0 | 0 | 0 | 0 | 0 | 0 | 0 | 0 | 0 | 0 | 0 | 0 | 0 | 0 | 0 | 0 | 0 | 0 | 0 | 0 | 0 | 0 | 0 | 0 | 0 | 0 | 0 | 0 | 952 | 1290 | 1263 | 1591 | 2083 | 2074 | 2266 | 1941 | 1524 | 1409 | 1114 | 882 | 952 | 1290 | 1263 | 1591 | 2083 | 2074 | 2266 | 1941 | 1524 | 1409 | 1114 | 882 | 108.668 | 147.304 | 144.146 | 181.665 | 237.754 | 236.755 | 258.634 | 221.549 | 173.96 | 160.796 | 127.121 | 100.648 | 0 | 0 | 18389 | 18389 | 2099 | 2020
57837 | N | . | Pinyon Pine II | Pinyon Pines Wind II, LLC | 59869 | CA | PACC | WECC |  | 22 | 2 | NAICS-22 Non-Cogen | WT | WND | WND |  |  |  | 0 | 0 | 0 | 0 | 0 | 0 | 0 | 0 | 0 | 0 | 0 | 0 | 0 | 0 | 0 | 0 | 0 | 0 | 0 | 0 | 0 | 0 | 0 | 0 | 0 | 0 | 0 | 0 | 0 | 0 | 0 | 0 | 0 | 0 | 0 | 0 | 101199 | 103735 | 150379 | 202744 | 206877 | 229427 | 225259 | 191916 | 106245 | 115758 | 88585 | 86992 | 101199 | 103735 | 150379 | 202744 | 206877 | 229427 | 225259 | 191916 | 106245 | 115758 | 88585 | 86992 | 11552.352 | 11841.946 | 17166.536 | 23144.266 | 23616.066 | 26190.242 | 25714.517 | 21908.244 | 12128.48 | 13214.327 | 10112.457 | 9930.567 | 0 | 0 | 1809116 | 1809116 | 206520 | 2020
57849 | N | . | Green Acres Solar Facility 1 | SEAI Elk Grove LLC | 57177 | CA | PACC | WECC |  | 22 | 2 | NAICS-22 Non-Cogen | PV | SUN | SUN |  |  |  | 0 | 0 | 0 | 0 | 0 | 0 | 0 | 0 | 0 | 0 | 0 | 0 | 0 | 0 | 0 | 0 | 0 | 0 | 0 | 0 | 0 | 0 | 0 | 0 | 0 | 0 | 0 | 0 | 0 | 0 | 0 | 0 | 0 | 0 | 0 | 0 | 2571 | 3486 | 3411 | 4299 | 5626 | 5602 | 6120 | 5243 | 4116 | 3805 | 3008 | 2382 | 2571 | 3486 | 3411 | 4299 | 5626 | 5602 | 6120 | 5243 | 4116 | 3805 | 3008 | 2382 | 293.543 | 397.911 | 389.38 | 490.729 | 642.241 | 639.544 | 698.643 | 598.468 | 469.916 | 434.356 | 343.39 | 271.879 | 0 | 0 | 49669 | 49669 | 5670 | 2020
57850 | N | . | Green Acres Solar Facility 2 | SEAI Elk Grove LLC | 57177 | CA | PACC | WECC |  | 22 | 2 | NAICS-22 Non-Cogen | PV | SUN | SUN |  |  |  | 0 | 0 | 0 | 0 | 0 | 0 | 0 | 0 | 0 | 0 | 0 | 0 | 0 | 0 | 0 | 0 | 0 | 0 | 0 | 0 | 0 | 0 | 0 | 0 | 0 | 0 | 0 | 0 | 0 | 0 | 0 | 0 | 0 | 0 | 0 | 0 | 959 | 1300 | 1272 | 1604 | 2099 | 2090 | 2283 | 1956 | 1536 | 1419 | 1122 | 888 | 959 | 1300 | 1272 | 1604 | 2099 | 2090 | 2283 | 1956 | 1536 | 1419 | 1122 | 888 | 109.496 | 148.427 | 145.245 | 183.05 | 239.566 | 238.56 | 260.605 | 223.238 | 175.286 | 162.022 | 128.09 | 101.415 | 0 | 0 | 18528 | 18528 | 2115 | 2020
57854 | N | . | North Hollywood | Los Angeles Department of Water & Power | 11208 | CA | PACC | WECC |  | 22131 | 4 | Commercial NAICS Non-Cogen | HY | WAT | HYC |  |  |  | 0 | 0 | 0 | 0 | 0 | 0 | 0 | 0 | 0 | 0 | 0 | 0 | 0 | 0 | 0 | 0 | 0 | 0 | 0 | 0 | 0 | 0 | 0 | 0 | 0 | 0 | 0 | 0 | 0 | 0 | 0 | 0 | 0 | 0 | 0 | 0 | 0 | 0 | 0 | 0 | 0 | 0 | 0 | 0 | 0 | 0 | 0 | 0 | 0 | 0 | 0 | 0 | 0 | 0 | 0 | 0 | 0 | 0 | 0 | 0 | 0 | 0 | 0 | 0 | 0 | 0 | 0 | 0 | 0 | 0 | 0 | 0 | 0 | 0 | 0 | 0 | 0 | 2020
57854 | N | . | North Hollywood | Los Angeles Department of Water & Power | 11208 | CA | PACC | WECC |  | 22131 | 4 | Commercial NAICS Non-Cogen | PS | WAT | HPS |  |  | megawatthours | 0 | 0 | 0 | 0 | 0 | 0 | 0 | 0 | 0 | 0 | 0 | 0 | 0 | 0 | 0 | 0 | 0 | 0 | 0 | 0 | 0 | 0 | 0 | 0 | 0 | 0 | 0 | 0 | 0 | 0 | 0 | 0 | 0 | 0 | 0 | 0 | 0 | 0 | 0 | 0 | 0 | 0 | 0 | 0 | 0 | 0 | 0 | 0 | 0 | 0 | 0 | 0 | 0 | 0 | 0 | 0 | 0 | 0 | 0 | 0 | 0 | 0 | 0 | 0 | 0 | 0 | 0 | 0 | 0 | 0 | 0 | 0 | 0 | 0 | 0 | 0 | 0 | 2020
57856 | N | . | Univ of California San Diego Solar | University of California San Diego | 56918 | CA | PACC | WECC |  | 611 | 4 | Commercial NAICS Non-Cogen | PV | SUN | SUN |  |  |  | 0 | 0 | 0 | 0 | 0 | 0 | 0 | 0 | 0 | 0 | 0 | 0 | 0 | 0 | 0 | 0 | 0 | 0 | 0 | 0 | 0 | 0 | 0 | 0 | 0 | 0 | 0 | 0 | 0 | 0 | 0 | 0 | 0 | 0 | 0 | 0 | 1212 | 1643 | 1607 | 2026 | 2651 | 2640 | 2884 | 2471 | 1940 | 1793 | 1418 | 1122 | 1212 | 1643 | 1607 | 2026 | 2651 | 2640 | 2884 | 2471 | 1940 | 1793 | 1418 | 1122 | 138.333 | 187.517 | 183.496 | 231.257 | 302.658 | 301.386 | 329.237 | 282.029 | 221.449 | 204.691 | 161.823 | 128.124 | 0 | 0 | 23407 | 23407 | 2672 | 2020
57860 | N | . | Industry MetroLink PV 1 | City of Industry | 57194 | CA | PACC | WECC |  | 22 | 1 | Electric Utility | PV | SUN | SUN |  |  |  | 0 | 0 | 0 | 0 | 0 | 0 | 0 | 0 | 0 | 0 | 0 | 0 | 0 | 0 | 0 | 0 | 0 | 0 | 0 | 0 | 0 | 0 | 0 | 0 | 0 | 0 | 0 | 0 | 0 | 0 | 0 | 0 | 0 | 0 | 0 | 0 | 1135 | 1538 | 1505 | 1897 | 2483 | 2472 | 2701 | 2313 | 1816 | 1679 | 1327 | 1051 | 1135 | 1538 | 1505 | 1897 | 2483 | 2472 | 2701 | 2313 | 1816 | 1679 | 1327 | 1051 | 129.531 | 175.586 | 171.822 | 216.544 | 283.402 | 282.211 | 308.29 | 264.086 | 207.36 | 191.668 | 151.528 | 119.972 | 0 | 0 | 21917 | 21917 | 2502 | 2020
57870 | N | . | Castle Rock Vineyards | Castle Rock Cooling | 57213 | CA | PACC | WECC |  | 493 | 4 | Commercial NAICS Non-Cogen | PV | SUN | SUN |  |  |  | 0 | 0 | 0 | 0 | 0 | 0 | 0 | 0 | 0 | 0 | 0 | 0 | 0 | 0 | 0 | 0 | 0 | 0 | 0 | 0 | 0 | 0 | 0 | 0 | 0 | 0 | 0 | 0 | 0 | 0 | 0 | 0 | 0 | 0 | 0 | 0 | 447 | 606 | 593 | 748 | 978 | 974 | 1064 | 912 | 716 | 662 | 523 | 414 | 447 | 606 | 593 | 748 | 978 | 974 | 1064 | 912 | 716 | 662 | 523 | 414 | 51.048 | 69.196 | 67.712 | 85.337 | 111.684 | 111.215 | 121.492 | 104.072 | 81.717 | 75.533 | 59.715 | 47.279 | 0 | 0 | 8637 | 8637 | 986 | 2020
57876 | N | . | Santa Cruz Energy | Santa Cruz Energy LLC | 57197 | CA | PACC | WECC |  | 22 | 2 | NAICS-22 Non-Cogen | IC | LFG | MLG |  |  | mcf | 27348 | 24600 | 25921 | 24259 | 25770 | 23752 | 26676 | 25469 | 25263 | 24313 | 24477 | 21861 | 27348 | 24600 | 25921 | 24259 | 25770 | 23752 | 26676 | 25469 | 25263 | 24313 | 24477 | 21861 | 0.397 | 0.397 | 0.397 | 0.397 | 0.397 | 0.397 | 0.397 | 0.397 | 0.397 | 0.397 | 0.397 | 0.397 | 10857 | 9766 | 10291 | 9631 | 10231 | 9430 | 10590 | 10111 | 10029 | 9652 | 9717 | 8679 | 10857 | 9766 | 10291 | 9631 | 10231 | 9430 | 10590 | 10111 | 10029 | 9652 | 9717 | 8679 | 940.758 | 846.228 | 891.676 | 834.528 | 886.502 | 817.068 | 917.664 | 876.145 | 869.035 | 836.365 | 842.003 | 752.028 | 299709 | 299709 | 118984 | 118984 | 10310 | 2020
57891 | N | . | Guernsey Solar Station | Pacific Gas & Electric Co. | 14328 | CA | PACC | WECC |  | 22 | 1 | Electric Utility | PV | SUN | SUN |  |  |  | 0 | 0 | 0 | 0 | 0 | 0 | 0 | 0 | 0 | 0 | 0 | 0 | 0 | 0 | 0 | 0 | 0 | 0 | 0 | 0 | 0 | 0 | 0 | 0 | 0 | 0 | 0 | 0 | 0 | 0 | 0 | 0 | 0 | 0 | 0 | 0 | 18967 | 25711 | 25159 | 31708 | 41498 | 41323 | 45142 | 38669 | 30363 | 28065 | 22188 | 17567 | 18967 | 25711 | 25159 | 31708 | 41498 | 41323 | 45142 | 38669 | 30363 | 28065 | 22188 | 17567 | 2165.175 | 2934.999 | 2872.075 | 3619.622 | 4737.179 | 4717.285 | 5153.204 | 4414.31 | 3466.104 | 3203.814 | 2532.85 | 2005.383 | 0 | 0 | 366360 | 366360 | 41822 | 2020
57892 | N | . | Gates Solar Station | Pacific Gas & Electric Co. | 14328 | CA | PACC | WECC |  | 22 | 1 | Electric Utility | PV | SUN | SUN |  |  |  | 0 | 0 | 0 | 0 | 0 | 0 | 0 | 0 | 0 | 0 | 0 | 0 | 0 | 0 | 0 | 0 | 0 | 0 | 0 | 0 | 0 | 0 | 0 | 0 | 0 | 0 | 0 | 0 | 0 | 0 | 0 | 0 | 0 | 0 | 0 | 0 | 14068 | 19070 | 18661 | 23518 | 30779 | 30650 | 33483 | 28682 | 22521 | 20817 | 16457 | 13030 | 14068 | 19070 | 18661 | 23518 | 30779 | 30650 | 33483 | 28682 | 22521 | 20817 | 16457 | 13030 | 1605.941 | 2176.933 | 2130.261 | 2684.728 | 3513.636 | 3498.881 | 3822.208 | 3274.159 | 2570.861 | 2376.316 | 1878.653 | 1487.423 | 0 | 0 | 271736 | 271736 | 31020 | 2020
57895 | N | . | Improvement Dst No. 4 | Kern County Water Agency | 57262 | CA | PACC | WECC |  | 22131 | 4 | Commercial NAICS Non-Cogen | PV | SUN | SUN |  |  |  | 0 | 0 | 0 | 0 | 0 | 0 | 0 | 0 | 0 | 0 | 0 | 0 | 0 | 0 | 0 | 0 | 0 | 0 | 0 | 0 | 0 | 0 | 0 | 0 | 0 | 0 | 0 | 0 | 0 | 0 | 0 | 0 | 0 | 0 | 0 | 0 | 247 | 335 | 328 | 413 | 541 | 539 | 588 | 504 | 396 | 366 | 289 | 229 | 247 | 335 | 328 | 413 | 541 | 539 | 588 | 504 | 396 | 366 | 289 | 229 | 28.215 | 38.247 | 37.427 | 47.169 | 61.732 | 61.473 | 67.154 | 57.525 | 45.168 | 41.75 | 33.007 | 26.133 | 0 | 0 | 4775 | 4775 | 545 | 2020
57900 | N | . | Solar Photovoltaic Project #48 | Southern California Edison Co | 17609 | CA | PACC | WECC |  | 22 | 1 | Electric Utility | PV | SUN | SUN |  |  |  | 0 | 0 | 0 | 0 | 0 | 0 | 0 | 0 | 0 | 0 | 0 | 0 | 0 | 0 | 0 | 0 | 0 | 0 | 0 | 0 | 0 | 0 | 0 | 0 | 0 | 0 | 0 | 0 | 0 | 0 | 0 | 0 | 0 | 0 | 0 | 0 | 2823 | 3826 | 3744 | 4719 | 6176 | 6150 | 6718 | 5755 | 4519 | 4177 | 3302 | 2614 | 2823 | 3826 | 3744 | 4719 | 6176 | 6150 | 6718 | 5755 | 4519 | 4177 | 3302 | 2614 | 322.222 | 436.79 | 427.426 | 538.677 | 704.993 | 702.032 | 766.906 | 656.943 | 515.83 | 476.795 | 376.942 | 298.444 | 0 | 0 | 54523 | 54523 | 6224 | 2020
57901 | N | . | El Segundo Energy Center LLC | NRG El Segundo Operations Inc | 13584 | CA | PACC | WECC |  | 22 | 2 | NAICS-22 Non-Cogen | CA | NG | NG |  |  | mcf | 0 | 0 | 0 | 0 | 0 | 0 | 0 | 0 | 0 | 0 | 0 | 0 | 0 | 0 | 0 | 0 | 0 | 0 | 0 | 0 | 0 | 0 | 0 | 0 | 0 | 0 | 0 | 0 | 0 | 0 | 0 | 0 | 0 | 0 | 0 | 0 | 0 | 0 | 0 | 0 | 0 | 0 | 0 | 0 | 0 | 0 | 0 | 0 | 0 | 0 | 0 | 0 | 0 | 0 | 0 | 0 | 0 | 0 | 0 | 0 | 4733 | 1050 | 202 | 1583 | 4899 | 5456 | 14623 | 19455 | 23486 | 20647 | 6906 | 2605 | 0 | 0 | 0 | 0 | 105645 | 2020
57901 | N | . | El Segundo Energy Center LLC | NRG El Segundo Operations Inc | 13584 | CA | PACC | WECC |  | 22 | 2 | NAICS-22 Non-Cogen | CT | NG | NG |  |  | mcf | 202685 | 72389 | 8868 | 54385 | 185697 | 181548 | 472294 | 623578 | 807942 | 633390 | 231201 | 84387 | 202685 | 72389 | 8868 | 54385 | 185697 | 181548 | 472294 | 623578 | 807942 | 633390 | 231201 | 84387 | 1 | 1 | 1 | 1 | 1 | 1 | 1 | 1 | 1 | 1 | 1 | 1 | 202685 | 72389 | 8868 | 54385 | 185697 | 181548 | 472294 | 623578 | 807942 | 633390 | 231201 | 84387 | 202685 | 72389 | 8868 | 54385 | 185697 | 181548 | 472294 | 623578 | 807942 | 633390 | 231201 | 84387 | 16436 | 5805 | 615 | 4562 | 15569 | 14616 | 36661 | 50279 | 66610 | 52718 | 19226 | 7014 | 3558364 | 3558364 | 3558364 | 3558364 | 290111 | 2020
57913 | N | . | Tule Wind LLC | Avangrid Renewables LLC | 15399 | CA | PACC | WECC |  | 22 | 2 | NAICS-22 Non-Cogen | WT | WND | WND |  |  |  | 0 | 0 | 0 | 0 | 0 | 0 | 0 | 0 | 0 | 0 | 0 | 0 | 0 | 0 | 0 | 0 | 0 | 0 | 0 | 0 | 0 | 0 | 0 | 0 | 0 | 0 | 0 | 0 | 0 | 0 | 0 | 0 | 0 | 0 | 0 | 0 | 267434 | 238272 | 387464 | 242267 | 294205 | 334290 | 224747 | 243029 | 37134 | 192045 | 205185 | 318391 | 267434 | 238272 | 387464 | 242267 | 294205 | 334290 | 224747 | 243029 | 37134 | 192045 | 205185 | 318391 | 30529 | 27200 | 44231 | 27656 | 33585 | 38161 | 25656 | 27743 | 4239 | 21923 | 23423 | 36346 | 0 | 0 | 2984463 | 2984463 | 340692 | 2020
57916 | Y | . | Spreckels Sugar Company | Spreckels Sugar Company | 57299 | CA | PACC | WECC |  | 311 | 7 | Industrial NAICS Cogen | ST | BIT | COL |  |  | short tons | 0 | 0 | 0 | 0 | 0 | 0 | 0 | 0 | 0 | 0 | 0 | 0 | 0 | 0 | 0 | 0 | 0 | 0 | 0 | 0 | 0 | 0 | 0 | 0 | 0 | 0 | 0 | 0 | 0 | 0 | 0 | 0 | 0 | 0 | 0 | 0 | 0 | 0 | 0 | 0 | 0 | 0 | 0 | 0 | 0 | 0 | 0 | 0 | 0 | 0 | 0 | 0 | 0 | 0 | 0 | 0 | 0 | 0 | 0 | 0 | 0 | 0 | 0 | 0 | 0 | 0 | 0 | 0 | 0 | 0 | 0 | 0 | 0 | 0 | 0 | 0 | 0 | 2020
57916 | Y | . | Spreckels Sugar Company | Spreckels Sugar Company | 57299 | CA | PACC | WECC |  | 311 | 7 | Industrial NAICS Cogen | ST | NG | NG |  |  | mcf | 89361 | 79052 | 87793 | 62058 | 58349 | 82089 | 114835 | 142712 | 124332 | 129155 | 103193 | 114404 | 7578 | 6703 | 7444 | 5263 | 4948 | 6961 | 9738 | 12101 | 10543 | 10952 | 8751 | 9701 | 1.035 | 1.035 | 1.035 | 1.035 | 1.035 | 1.035 | 1.035 | 1.035 | 1.035 | 1.035 | 1.035 | 1.035 | 92489 | 81819 | 90866 | 64230 | 60391 | 84962 | 118854 | 147707 | 128684 | 133675 | 106805 | 118408 | 7843 | 6938 | 7705 | 5447 | 5121 | 7205 | 10079 | 12525 | 10912 | 11335 | 9057 | 10041 | 1716.802 | 1518.786 | 1686.712 | 1192.289 | 1121.022 | 1577.129 | 2206.248 | 2741.844 | 2388.718 | 2481.373 | 1982.586 | 2197.981 | 1187333 | 100683 | 1228890 | 104208 | 22811.49 | 2020
57959 | N | . | Desert Green Solar Farm LLC | Invenergy Services LLC | 49893 | CA | PACC | WECC |  | 22 | 2 | NAICS-22 Non-Cogen | PV | SUN | SUN |  |  |  | 0 | 0 | 0 | 0 | 0 | 0 | 0 | 0 | 0 | 0 | 0 | 0 | 0 | 0 | 0 | 0 | 0 | 0 | 0 | 0 | 0 | 0 | 0 | 0 | 0 | 0 | 0 | 0 | 0 | 0 | 0 | 0 | 0 | 0 | 0 | 0 | 6195 | 8398 | 8218 | 10357 | 13555 | 13498 | 14745 | 12631 | 9918 | 9167 | 7248 | 5738 | 6195 | 8398 | 8218 | 10357 | 13555 | 13498 | 14745 | 12631 | 9918 | 9167 | 7248 | 5738 | 707.245 | 958.707 | 938.152 | 1182.336 | 1547.382 | 1540.884 | 1683.275 | 1441.918 | 1132.19 | 1046.514 | 827.346 | 655.051 | 0 | 0 | 119668 | 119668 | 13661 | 2020
57962 | N | . | Brookfield Tehachapi 1 | Consolidated Edison Development Inc. | 56769 | CA | PACC | WECC |  | 22 | 2 | NAICS-22 Non-Cogen | WT | WND | WND |  |  |  | 0 | 0 | 0 | 0 | 0 | 0 | 0 | 0 | 0 | 0 | 0 | 0 | 0 | 0 | 0 | 0 | 0 | 0 | 0 | 0 | 0 | 0 | 0 | 0 | 0 | 0 | 0 | 0 | 0 | 0 | 0 | 0 | 0 | 0 | 0 | 0 | 122817 | 125896 | 182503 | 246054 | 251070 | 278437 | 273379 | 232914 | 128942 | 140486 | 107509 | 105575 | 122817 | 125896 | 182503 | 246054 | 251070 | 278437 | 273379 | 232914 | 128942 | 140486 | 107509 | 105575 | 14020.176 | 14371.634 | 20833.668 | 28088.366 | 28660.953 | 31785.027 | 31207.676 | 26588.304 | 14719.378 | 16037.184 | 12272.69 | 12051.944 | 0 | 0 | 2195582 | 2195582 | 250637 | 2020
57971 | N | . | SF Southeast Cogen Plant | City & County of San Francisco | 16612 | CA | PACC | WECC |  | 22132 | 4 | Commercial NAICS Non-Cogen | IC | OBG | ORW |  |  | Mcf | 1088 | 980 | 1033 | 966 | 1027 | 946 | 1063 | 1015 | 1006 | 969 | 975 | 871 | 1088 | 980 | 1033 | 966 | 1027 | 946 | 1063 | 1015 | 1006 | 969 | 975 | 871 | 0.841 | 0.841 | 0.841 | 0.841 | 0.841 | 0.841 | 0.841 | 0.841 | 0.841 | 0.841 | 0.841 | 0.841 | 915 | 824 | 869 | 812 | 864 | 796 | 894 | 854 | 846 | 815 | 820 | 733 | 915 | 824 | 869 | 812 | 864 | 796 | 894 | 854 | 846 | 815 | 820 | 733 | 61.317 | 55.157 | 58.119 | 54.394 | 57.782 | 53.256 | 59.813 | 57.107 | 56.643 | 54.514 | 54.881 | 49.017 | 11939 | 11939 | 10042 | 10042 | 672 | 2020
57977 | Y | . | High Sierra Cogeneration Plant | Plumas Sierra Rural Electric Coop | 57353 | CA | PACC | WECC |  | 22 | 1 | Electric Utility | IC | NG | NG |  |  | mcf | 22610 | 20003 | 22215 | 15703 | 14764 | 20772 | 29058 | 36112 | 31461 | 32681 | 26112 | 28949 | 15068 | 13331 | 14804 | 10465 | 9839 | 13843 | 19364 | 24065 | 20965 | 21779 | 17402 | 19291 | 1.043 | 1.043 | 1.043 | 1.043 | 1.043 | 1.043 | 1.043 | 1.043 | 1.043 | 1.043 | 1.043 | 1.043 | 23582 | 20863 | 23170 | 16378 | 15399 | 21665 | 30307 | 37665 | 32814 | 34086 | 27235 | 30194 | 15716 | 13904 | 15441 | 10915 | 10262 | 14438 | 20197 | 25100 | 21867 | 22716 | 18150 | 20121 | 2343.609 | 2073.298 | 2302.533 | 1627.595 | 1530.308 | 2152.941 | 3011.753 | 3742.895 | 3260.843 | 3387.327 | 2706.431 | 3000.467 | 300440 | 200216 | 313358 | 208827 | 31140 | 2020
57978 | N | . | Lodi Energy Center | Northern California Power Agny | 40613 | CA | PACC | WECC |  | 22 | 1 | Electric Utility | CA | NG | NG |  |  | mcf | 0 | 0 | 0 | 0 | 0 | 0 | 0 | 0 | 0 | 0 | 0 | 0 | 0 | 0 | 0 | 0 | 0 | 0 | 0 | 0 | 0 | 0 | 0 | 0 | 0 | 0 | 0 | 0 | 0 | 0 | 0 | 0 | 0 | 0 | 0 | 0 | 0 | 0 | 0 | 0 | 0 | 0 | 0 | 0 | 0 | 0 | 0 | 0 | 0 | 0 | 0 | 0 | 0 | 0 | 0 | 0 | 0 | 0 | 0 | 0 | 22593 | 0 | 0 | 0 | 0 | 12961 | 26189 | 51497 | 25123 | 30504 | 21103 | 54749 | 0 | 0 | 0 | 0 | 244719 | 2020
57978 | N | . | Lodi Energy Center | Northern California Power Agny | 40613 | CA | PACC | WECC |  | 22 | 1 | Electric Utility | CT | NG | NG |  |  | mcf | 446541 | 0 | 0 | 0 | 0 | 265695 | 529755 | 984819 | 522812 | 597370 | 433516 | 1086656 | 446541 | 0 | 0 | 0 | 0 | 265695 | 529755 | 984819 | 522812 | 597370 | 433516 | 1086656 | 1.044 | 0 | 0 | 0 | 0 | 1.038 | 1.034 | 1.037 | 1.037 | 1.05 | 1.047 | 1.041 | 466189 | 0 | 0 | 0 | 0 | 275791 | 547767 | 1021257 | 542156 | 627239 | 453891 | 1131209 | 466189 | 0 | 0 | 0 | 0 | 275791 | 547767 | 1021257 | 542156 | 627239 | 453891 | 1131209 | 42296 | 0 | 0 | 0 | 0 | 23770 | 48878 | 93569 | 48868 | 57448 | 41310 | 105232 | 4867164 | 4867164 | 5065499 | 5065499 | 461371 | 2020
57988 | N | . | Lincoln Landfill | Energy 2001 Inc | 57362 | CA | PACC | WECC |  | 22 | 2 | NAICS-22 Non-Cogen | IC | LFG | MLG |  |  | mcf | 82156 | 73900 | 77869 | 72879 | 77418 | 71354 | 80139 | 76513 | 75892 | 73039 | 73532 | 65674 | 82156 | 73900 | 77869 | 72879 | 77418 | 71354 | 80139 | 76513 | 75892 | 73039 | 73532 | 65674 | 0.382 | 0.382 | 0.382 | 0.382 | 0.382 | 0.382 | 0.382 | 0.382 | 0.382 | 0.382 | 0.382 | 0.382 | 31384 | 28230 | 29746 | 27840 | 29574 | 27257 | 30613 | 29228 | 28991 | 27901 | 28089 | 25087 | 31384 | 28230 | 29746 | 27840 | 29574 | 27257 | 30613 | 29228 | 28991 | 27901 | 28089 | 25087 | 2647.263 | 2381.257 | 2509.148 | 2348.333 | 2494.586 | 2299.203 | 2582.277 | 2465.442 | 2445.435 | 2353.505 | 2369.368 | 2116.183 | 900365 | 900365 | 343940 | 343940 | 29012 | 2020
57993 | N | . | Desert Sunlight 300, LLC | NextEra Energy Desert Sunlight 300, LLC | 58289 | CA | PACC | WECC |  | 22 | 2 | NAICS-22 Non-Cogen | PV | SUN | SUN |  |  |  | 0 | 0 | 0 | 0 | 0 | 0 | 0 | 0 | 0 | 0 | 0 | 0 | 0 | 0 | 0 | 0 | 0 | 0 | 0 | 0 | 0 | 0 | 0 | 0 | 0 | 0 | 0 | 0 | 0 | 0 | 0 | 0 | 0 | 0 | 0 | 0 | 298623 | 404798 | 396119 | 499222 | 653356 | 650612 | 710734 | 608825 | 478048 | 441873 | 349333 | 276584 | 298623 | 404798 | 396119 | 499222 | 653356 | 650612 | 710734 | 608825 | 478048 | 441873 | 349333 | 276584 | 34089.353 | 46209.785 | 45219.073 | 56988.758 | 74584.007 | 74270.79 | 81134.067 | 69500.624 | 54571.706 | 50442.105 | 39878.191 | 31573.541 | 0 | 0 | 5768127 | 5768127 | 658462 | 2020
58002 | N | . | Alpaugh North | Consolidated Edison Development Inc. | 56769 | CA | PACC | WECC |  | 22 | 2 | NAICS-22 Non-Cogen | PV | SUN | SUN |  |  |  | 0 | 0 | 0 | 0 | 0 | 0 | 0 | 0 | 0 | 0 | 0 | 0 | 0 | 0 | 0 | 0 | 0 | 0 | 0 | 0 | 0 | 0 | 0 | 0 | 0 | 0 | 0 | 0 | 0 | 0 | 0 | 0 | 0 | 0 | 0 | 0 | 20416 | 27675 | 27082 | 34131 | 44669 | 44481 | 48592 | 41624 | 32683 | 30210 | 23883 | 18910 | 20416 | 27675 | 27082 | 34131 | 44669 | 44481 | 48592 | 41624 | 32683 | 30210 | 23883 | 18910 | 2330.634 | 3159.29 | 3091.556 | 3896.231 | 5099.19 | 5077.776 | 5547.007 | 4751.647 | 3730.981 | 3448.647 | 2726.408 | 2158.633 | 0 | 0 | 394356 | 394356 | 45018 | 2020
58003 | N | . | Alpaugh 50 | Consolidated Edison Development Inc. | 56769 | CA | PACC | WECC |  | 22 | 2 | NAICS-22 Non-Cogen | PV | SUN | SUN |  |  |  | 0 | 0 | 0 | 0 | 0 | 0 | 0 | 0 | 0 | 0 | 0 | 0 | 0 | 0 | 0 | 0 | 0 | 0 | 0 | 0 | 0 | 0 | 0 | 0 | 0 | 0 | 0 | 0 | 0 | 0 | 0 | 0 | 0 | 0 | 0 | 0 | 58999 | 79976 | 78261 | 98631 | 129083 | 128541 | 140419 | 120285 | 94448 | 87301 | 69018 | 54645 | 58999 | 79976 | 78261 | 98631 | 129083 | 128541 | 140419 | 120285 | 94448 | 87301 | 69018 | 54645 | 6735.015 | 9129.644 | 8933.909 | 11259.24 | 14735.524 | 14673.642 | 16029.616 | 13731.203 | 10781.704 | 9965.821 | 7878.714 | 6237.968 | 0 | 0 | 1139607 | 1139607 | 130092 | 2020
58007 | N | . | Brea Expansion Plant | Brea Power II | 57384 | CA | PACC | WECC |  | 22 | 2 | NAICS-22 Non-Cogen | CA | LFG | MLG |  |  | mcf | 0 | 0 | 0 | 0 | 0 | 0 | 0 | 0 | 0 | 0 | 0 | 0 | 0 | 0 | 0 | 0 | 0 | 0 | 0 | 0 | 0 | 0 | 0 | 0 | 0 | 0 | 0 | 0 | 0 | 0 | 0 | 0 | 0 | 0 | 0 | 0 | 0 | 0 | 0 | 0 | 0 | 0 | 0 | 0 | 0 | 0 | 0 | 0 | 0 | 0 | 0 | 0 | 0 | 0 | 0 | 0 | 0 | 0 | 0 | 0 | 6232.25 | 5836.49 | 6234.19 | 4967.37 | 6125.55 | 5912.15 | 5777.32 | 5941.25 | 5721.06 | 5700.69 | 5806.42 | 5949.01 | 0 | 0 | 0 | 0 | 70203.75 | 2020
58007 | N | . | Brea Expansion Plant | Brea Power II | 57384 | CA | PACC | WECC |  | 22 | 2 | NAICS-22 Non-Cogen | CT | LFG | MLG |  |  | mcf | 409929 | 386069 | 414942 | 299025 | 410401 | 399709 | 407560 | 392406 | 386941 | 373860 | 393098 | 417612 | 409929 | 386069 | 414942 | 299025 | 410401 | 399709 | 407560 | 392406 | 386941 | 373860 | 393098 | 417612 | 0.5 | 0.49 | 0.5 | 0.51 | 0.5 | 0.5 | 0.49 | 0.49 | 0.49 | 0.51 | 0.5 | 0.51 | 204965 | 189174 | 207471 | 152503 | 205201 | 199855 | 199704 | 192279 | 189601 | 190669 | 196549 | 212982 | 204965 | 189174 | 207471 | 152503 | 205201 | 199855 | 199704 | 192279 | 189601 | 190669 | 196549 | 212982 | 15699.45 | 14926.36 | 15972.99 | 13263.78 | 16658.78 | 15635.43 | 15688.78 | 15016.57 | 14713.93 | 14677.07 | 15227.06 | 16175.72 | 4691552 | 4691552 | 2340953 | 2340953 | 183655.92 | 2020
58034 | N | . | Nickel 1 Solar Facility | Altus Power America Management, LLC | 60281 | CA | PACC | WECC |  | 22 | 2 | NAICS-22 Non-Cogen | PV | SUN | SUN |  |  |  | 0 | 0 | 0 | 0 | 0 | 0 | 0 | 0 | 0 | 0 | 0 | 0 | 0 | 0 | 0 | 0 | 0 | 0 | 0 | 0 | 0 | 0 | 0 | 0 | 0 | 0 | 0 | 0 | 0 | 0 | 0 | 0 | 0 | 0 | 0 | 0 | 1040 | 1410 | 1379 | 1738 | 2275 | 2266 | 2475 | 2120 | 1665 | 1539 | 1217 | 963 | 1040 | 1410 | 1379 | 1738 | 2275 | 2266 | 2475 | 2120 | 1665 | 1539 | 1217 | 963 | 118.713 | 160.919 | 157.469 | 198.455 | 259.728 | 258.637 | 282.538 | 242.026 | 190.038 | 175.657 | 138.87 | 109.95 | 0 | 0 | 20087 | 20087 | 2293 | 2020
58039 | N | . | Axium Modesto Solar | Axium US Solar Holdings LLC | 60898 | CA | PACC | WECC |  | 22 | 2 | NAICS-22 Non-Cogen | PV | SUN | SUN |  |  |  | 0 | 0 | 0 | 0 | 0 | 0 | 0 | 0 | 0 | 0 | 0 | 0 | 0 | 0 | 0 | 0 | 0 | 0 | 0 | 0 | 0 | 0 | 0 | 0 | 0 | 0 | 0 | 0 | 0 | 0 | 0 | 0 | 0 | 0 | 0 | 0 | 27742 | 37605 | 36799 | 46377 | 60696 | 60441 | 66026 | 56559 | 44410 | 41049 | 32452 | 25694 | 27742 | 37605 | 36799 | 46377 | 60696 | 60441 | 66026 | 56559 | 44410 | 41049 | 32452 | 25694 | 3166.843 | 4292.81 | 4200.775 | 5294.159 | 6928.727 | 6899.63 | 7537.217 | 6456.49 | 5069.619 | 4685.986 | 3704.616 | 2933.128 | 0 | 0 | 535850 | 535850 | 61170 | 2020
58053 | N | . | Vitro Flat Glass LLC | Vitro Flat Glass LLC | 60608 | CA | PACC | WECC |  | 339 | 6 | Industrial NAICS Non-Cogen | IC | DFO | DFO |  |  | barrels | 0 | 0 | 0 | 0 | 0 | 0 | 0 | 0 | 0 | 0 | 0 | 0 | 0 | 0 | 0 | 0 | 0 | 0 | 0 | 0 | 0 | 0 | 0 | 0 | 0 | 0 | 0 | 0 | 0 | 0 | 0 | 0 | 0 | 0 | 0 | 0 | 0 | 0 | 0 | 0 | 0 | 0 | 0 | 0 | 0 | 0 | 0 | 0 | 0 | 0 | 0 | 0 | 0 | 0 | 0 | 0 | 0 | 0 | 0 | 0 | 0 | 0 | 0 | 0 | 0 | 0 | 0 | 0 | 0 | 0 | 0 | 0 | 0 | 0 | 0 | 0 | 0 | 2020
58056 | N | . | Irwindale Brew Yard, LLC | Irwindale Brew Yard, LLC | 63952 | CA | PACC | WECC |  | 312 | 6 | Industrial NAICS Non-Cogen | GT | NG | NG |  |  | mcf | 0 | 4 | 0 | 10056 | 316 | 1522 | 0 | 0 | 0 | 0 | 0 | 0 | 0 | 4 | 0 | 10056 | 316 | 1522 | 0 | 0 | 0 | 0 | 0 | 0 | 0 | 1 | 0 | 1.025 | 1 | 1 | 0 | 0 | 0 | 0 | 0 | 0 | 0 | 4 | 0 | 10307 | 316 | 1522 | 0 | 0 | 0 | 0 | 0 | 0 | 0 | 4 | 0 | 10307 | 316 | 1522 | 0 | 0 | 0 | 0 | 0 | 0 | 0 | 0 | 0 | 775 | 23 | 118 | 0 | 0 | 0 | 0 | 0 | 0 | 11898 | 11898 | 12149 | 12149 | 916 | 2020
58056 | N | . | Irwindale Brew Yard, LLC | Irwindale Brew Yard, LLC | 63952 | CA | PACC | WECC |  | 312 | 6 | Industrial NAICS Non-Cogen | IC | OBG | ORW |  |  | Mcf | 5348 | 3188 | 4470 | 5837 | 5031 | 3885 | 3145 | 2800 | 1067 | 0 | 0 | 0 | 5348 | 3188 | 4470 | 5837 | 5031 | 3885 | 3145 | 2800 | 1067 | 0 | 0 | 0 | 0.63 | 0.63 | 0.63 | 0.63 | 0.63 | 0.63 | 0.63 | 0.63 | 0.63 | 0 | 0 | 0 | 3369 | 2008 | 2816 | 3677 | 3170 | 2448 | 1981 | 1764 | 672 | 0 | 0 | 0 | 3369 | 2008 | 2816 | 3677 | 3170 | 2448 | 1981 | 1764 | 672 | 0 | 0 | 0 | 235 | 135 | 182 | 180 | 196 | 158 | 129 | 89 | 36 | 0 | 0 | 0 | 34771 | 34771 | 21905 | 21905 | 1340 | 2020
58056 | N | . | Irwindale Brew Yard, LLC | Irwindale Brew Yard, LLC | 63952 | CA | PACC | WECC |  | 312 | 6 | Industrial NAICS Non-Cogen | PV | SUN | SUN |  |  |  | 0 | 0 | 0 | 0 | 0 | 0 | 0 | 0 | 0 | 0 | 0 | 0 | 0 | 0 | 0 | 0 | 0 | 0 | 0 | 0 | 0 | 0 | 0 | 0 | 0 | 0 | 0 | 0 | 0 | 0 | 0 | 0 | 0 | 0 | 0 | 0 | 2996 | 3714 | 3495 | 2462 | 4739 | 3889 | 4555 | 3557 | 2567 | 2278 | 175 | 0 | 2996 | 3714 | 3495 | 2462 | 4739 | 3889 | 4555 | 3557 | 2567 | 2278 | 175 | 0 | 342 | 424 | 399 | 281 | 541 | 444 | 520 | 406 | 293 | 260 | 20 | 0 | 0 | 0 | 34427 | 34427 | 3930 | 2020
58062 | N | . | Imperial Valley Solar Company 1 LLC | Imperial Irrigation District | 9216 | CA | PACC | WECC |  | 22 | 1 | Electric Utility | PV | SUN | SUN |  |  |  | 0 | 0 | 0 | 0 | 0 | 0 | 0 | 0 | 0 | 0 | 0 | 0 | 0 | 0 | 0 | 0 | 0 | 0 | 0 | 0 | 0 | 0 | 0 | 0 | 0 | 0 | 0 | 0 | 0 | 0 | 0 | 0 | 0 | 0 | 0 | 0 | 19439 | 26351 | 25786 | 32498 | 42532 | 42353 | 46267 | 39633 | 31120 | 28765 | 22741 | 18005 | 19439 | 26351 | 25786 | 32498 | 42532 | 42353 | 46267 | 39633 | 31120 | 28765 | 22741 | 18005 | 2219.118 | 3008.125 | 2943.633 | 3709.806 | 4855.206 | 4834.817 | 5281.597 | 4524.293 | 3552.463 | 3283.637 | 2595.957 | 2055.348 | 0 | 0 | 375490 | 375490 | 42864 | 2020
58073 | N | . | SEPV 1 | CleanCapital | 62060 | CA | PACC | WECC |  | 22 | 2 | NAICS-22 Non-Cogen | PV | SUN | SUN |  |  |  | 0 | 0 | 0 | 0 | 0 | 0 | 0 | 0 | 0 | 0 | 0 | 0 | 0 | 0 | 0 | 0 | 0 | 0 | 0 | 0 | 0 | 0 | 0 | 0 | 0 | 0 | 0 | 0 | 0 | 0 | 0 | 0 | 0 | 0 | 0 | 0 | 1939 | 2628 | 2572 | 3241 | 4242 | 4224 | 4614 | 3953 | 3104 | 2869 | 2268 | 1796 | 1939 | 2628 | 2572 | 3241 | 4242 | 4224 | 4614 | 3953 | 3104 | 2869 | 2268 | 1796 | 221.324 | 300.012 | 293.58 | 369.994 | 484.229 | 482.196 | 526.755 | 451.226 | 354.301 | 327.49 | 258.905 | 204.988 | 0 | 0 | 37450 | 37450 | 4275 | 2020
58074 | N | . | SEPV 2 | CleanCapital | 62060 | CA | PACC | WECC |  | 22 | 2 | NAICS-22 Non-Cogen | PV | SUN | SUN |  |  |  | 0 | 0 | 0 | 0 | 0 | 0 | 0 | 0 | 0 | 0 | 0 | 0 | 0 | 0 | 0 | 0 | 0 | 0 | 0 | 0 | 0 | 0 | 0 | 0 | 0 | 0 | 0 | 0 | 0 | 0 | 0 | 0 | 0 | 0 | 0 | 0 | 1792 | 2429 | 2377 | 2995 | 3920 | 3904 | 4265 | 3653 | 2868 | 2651 | 2096 | 1660 | 1792 | 2429 | 2377 | 2995 | 3920 | 3904 | 4265 | 3653 | 2868 | 2651 | 2096 | 1660 | 204.549 | 277.275 | 271.33 | 341.952 | 447.53 | 445.65 | 486.832 | 417.028 | 327.449 | 302.67 | 239.283 | 189.452 | 0 | 0 | 34610 | 34610 | 3951 | 2020
58076 | N | . | Edwards Air Force Base | Ahana Renewables, LLC | 59622 | CA | PACC | WECC |  | 22 | 2 | NAICS-22 Non-Cogen | PV | SUN | SUN |  |  |  | 0 | 0 | 0 | 0 | 0 | 0 | 0 | 0 | 0 | 0 | 0 | 0 | 0 | 0 | 0 | 0 | 0 | 0 | 0 | 0 | 0 | 0 | 0 | 0 | 0 | 0 | 0 | 0 | 0 | 0 | 0 | 0 | 0 | 0 | 0 | 0 | 1089 | 1477 | 1445 | 1821 | 2383 | 2373 | 2593 | 2221 | 1744 | 1612 | 1274 | 1009 | 1089 | 1477 | 1445 | 1821 | 2383 | 2373 | 2593 | 2221 | 1744 | 1612 | 1274 | 1009 | 124.355 | 168.568 | 164.954 | 207.889 | 272.075 | 270.932 | 295.969 | 253.531 | 199.072 | 184.007 | 145.471 | 115.177 | 0 | 0 | 21041 | 21041 | 2402 | 2020
58083 | Y | . | Fullerton Mill CHP | Kimberly-Clark Worldwide Inc | 57463 | CA | PACC | WECC |  | 322 | 7 | Industrial NAICS Cogen | CA | NG | NG |  |  | mcf | 0 | 0 | 0 | 0 | 0 | 0 | 0 | 0 | 0 | 0 | 0 | 0 | 0 | 0 | 0 | 0 | 0 | 0 | 0 | 0 | 0 | 0 | 0 | 0 | 0 | 0 | 0 | 0 | 0 | 0 | 0 | 0 | 0 | 0 | 0 | 0 | 0 | 0 | 0 | 0 | 0 | 0 | 0 | 0 | 0 | 0 | 0 | 0 | 0 | 0 | 0 | 0 | 0 | 0 | 0 | 0 | 0 | 0 | 0 | 0 | 0 | 0 | 0 | 0 | 0 | 0 | 0 | 0 | 0 | 0 | 0 | 0 | 0 | 0 | 0 | 0 | 0 | 2020
58083 | Y | . | Fullerton Mill CHP | Kimberly-Clark Worldwide Inc | 57463 | CA | PACC | WECC |  | 322 | 7 | Industrial NAICS Cogen | CT | NG | NG |  |  | mcf | 70447 | 43373 | 0 | 0 | 0 | 0 | 0 | 0 | 0 | 0 | 0 | 0 | 25464 | 15330 | 0 | 0 | 0 | 0 | 0 | 0 | 0 | 0 | 0 | 0 | 1.038 | 1.036 | 0 | 0 | 0 | 0 | 0 | 0 | 0 | 0 | 0 | 0 | 73124 | 44934 | 0 | 0 | 0 | 0 | 0 | 0 | 0 | 0 | 0 | 0 | 26432 | 15882 | 0 | 0 | 0 | 0 | 0 | 0 | 0 | 0 | 0 | 0 | 4456 | 2644 | 0 | 0 | 0 | 0 | 0 | 0 | 0 | 0 | 0 | 0 | 113820 | 40794 | 118058 | 42314 | 7100 | 2020
58086 | N | . | Intel Folsom | Tesla Inc. | 60947 | CA | PACC | WECC |  | 22 | 2 | NAICS-22 Non-Cogen | PV | SUN | SUN |  |  |  | 0 | 0 | 0 | 0 | 0 | 0 | 0 | 0 | 0 | 0 | 0 | 0 | 0 | 0 | 0 | 0 | 0 | 0 | 0 | 0 | 0 | 0 | 0 | 0 | 0 | 0 | 0 | 0 | 0 | 0 | 0 | 0 | 0 | 0 | 0 | 0 | 653 | 885 | 866 | 1091 | 1428 | 1422 | 1553 | 1331 | 1045 | 966 | 763 | 604 | 653 | 885 | 866 | 1091 | 1428 | 1422 | 1553 | 1331 | 1045 | 966 | 763 | 604 | 74.497 | 100.987 | 98.822 | 124.543 | 162.996 | 162.311 | 177.31 | 151.886 | 119.261 | 110.236 | 87.15 | 69.001 | 0 | 0 | 12607 | 12607 | 1439 | 2020
58100 | N | . | Kern Oil & Refining Co | Kern Oil & Refining Co | 57477 | CA | PACC | WECC |  | 32411 | 6 | Industrial NAICS Non-Cogen | GT | NG | NG |  |  | mcf | 40003 | 35178 | 37174 | 37312 | 38930 | 40134 | 44358 | 39753 | 39489 | 42184 | 29797 | 36924 | 40003 | 35178 | 37174 | 37312 | 38930 | 40134 | 44358 | 39753 | 39489 | 42184 | 29797 | 36924 | 1.045 | 1.043 | 1.033 | 1.041 | 1.042 | 1.029 | 1.023 | 1.022 | 1.022 | 1.033 | 1.045 | 1.036 | 41803 | 36691 | 38401 | 38842 | 40565 | 41298 | 45378 | 40628 | 40358 | 43576 | 31138 | 38253 | 41803 | 36691 | 38401 | 38842 | 40565 | 41298 | 45378 | 40628 | 40358 | 43576 | 31138 | 38253 | 3040 | 2673 | 2824 | 2835 | 2958 | 3050 | 3372 | 3021 | 3001 | 3206 | 2264 | 2805 | 461236 | 461236 | 476931 | 476931 | 35049 | 2020
58101 | N | . | Foundation Cemex River Plant | Foundation CA Fund VI Manager LLC | 57476 | CA | PACC | WECC |  | 22 | 2 | NAICS-22 Non-Cogen | WT | WND | WND |  |  |  | 0 | 0 | 0 | 0 | 0 | 0 | 0 | 0 | 0 | 0 | 0 | 0 | 0 | 0 | 0 | 0 | 0 | 0 | 0 | 0 | 0 | 0 | 0 | 0 | 0 | 0 | 0 | 0 | 0 | 0 | 0 | 0 | 0 | 0 | 0 | 0 | 1438 | 1474 | 2137 | 2881 | 2940 | 3261 | 3201 | 2727 | 1510 | 1645 | 1259 | 1236 | 1438 | 1474 | 2137 | 2881 | 2940 | 3261 | 3201 | 2727 | 1510 | 1645 | 1259 | 1236 | 164.18 | 168.294 | 243.966 | 328.919 | 335.624 | 372.208 | 365.447 | 311.353 | 172.366 | 187.798 | 143.715 | 141.13 | 0 | 0 | 25709 | 25709 | 2935 | 2020
58102 | N | . | Foundation Cemex BMQ | Foundation CA Fund VI Manager LLC | 57476 | CA | PACC | WECC |  | 22 | 2 | NAICS-22 Non-Cogen | WT | WND | WND |  |  |  | 0 | 0 | 0 | 0 | 0 | 0 | 0 | 0 | 0 | 0 | 0 | 0 | 0 | 0 | 0 | 0 | 0 | 0 | 0 | 0 | 0 | 0 | 0 | 0 | 0 | 0 | 0 | 0 | 0 | 0 | 0 | 0 | 0 | 0 | 0 | 0 | 1707 | 1750 | 2537 | 3420 | 3490 | 3870 | 3800 | 3238 | 1792 | 1953 | 1494 | 1468 | 1707 | 1750 | 2537 | 3420 | 3490 | 3870 | 3800 | 3238 | 1792 | 1953 | 1494 | 1468 | 194.888 | 199.774 | 289.6 | 390.445 | 398.404 | 441.83 | 433.805 | 369.593 | 204.608 | 222.926 | 170.598 | 167.529 | 0 | 0 | 30519 | 30519 | 3484 | 2020
58104 | N | . | Foundation Superior Farms | Foundation CA Fund VI Manager LLC | 57476 | CA | PACC | WECC |  | 311 | 6 | Industrial NAICS Non-Cogen | WT | WND | WND |  |  |  | 0 | 0 | 0 | 0 | 0 | 0 | 0 | 0 | 0 | 0 | 0 | 0 | 0 | 0 | 0 | 0 | 0 | 0 | 0 | 0 | 0 | 0 | 0 | 0 | 0 | 0 | 0 | 0 | 0 | 0 | 0 | 0 | 0 | 0 | 0 | 0 | 482 | 1454 | 1007 | 1025 | 1156 | 1314 | 1209 | 823 | 596 | 999 | 806 | 823 | 482 | 1454 | 1007 | 1025 | 1156 | 1314 | 1209 | 823 | 596 | 999 | 806 | 823 | 55 | 166 | 115 | 117 | 132 | 150 | 138 | 94 | 68 | 114 | 92 | 94 | 0 | 0 | 11694 | 11694 | 1335 | 2020
58105 | N | . | Foundation Wal-Mart Red Bluff | Foundation CA Fund VI Manager LLC | 57476 | CA | PACC | WECC |  | 421 | 4 | Commercial NAICS Non-Cogen | WT | WND | WND |  |  |  | 0 | 0 | 0 | 0 | 0 | 0 | 0 | 0 | 0 | 0 | 0 | 0 | 0 | 0 | 0 | 0 | 0 | 0 | 0 | 0 | 0 | 0 | 0 | 0 | 0 | 0 | 0 | 0 | 0 | 0 | 0 | 0 | 0 | 0 | 0 | 0 | 1183 | 1682 | 1936 | 1130 | 1586 | 1349 | 526 | 543 | 981 | 1542 | 1419 | 1498 | 1183 | 1682 | 1936 | 1130 | 1586 | 1349 | 526 | 543 | 981 | 1542 | 1419 | 1498 | 135 | 192 | 221 | 129 | 181 | 154 | 60 | 62 | 112 | 176 | 162 | 171 | 0 | 0 | 15375 | 15375 | 1755 | 2020
58112 | N | . | Foundation Cemex Madison | Foundation CA Fund V Manager, LLC | 57484 | CA | PACC | WECC |  | 22 | 2 | NAICS-22 Non-Cogen | WT | WND | WND |  |  |  | 0 | 0 | 0 | 0 | 0 | 0 | 0 | 0 | 0 | 0 | 0 | 0 | 0 | 0 | 0 | 0 | 0 | 0 | 0 | 0 | 0 | 0 | 0 | 0 | 0 | 0 | 0 | 0 | 0 | 0 | 0 | 0 | 0 | 0 | 0 | 0 | 871 | 893 | 1295 | 1745 | 1781 | 1975 | 1939 | 1652 | 915 | 997 | 763 | 749 | 871 | 893 | 1295 | 1745 | 1781 | 1975 | 1939 | 1652 | 915 | 997 | 763 | 749 | 99.457 | 101.951 | 147.792 | 199.257 | 203.319 | 225.481 | 221.385 | 188.615 | 104.418 | 113.767 | 87.062 | 85.496 | 0 | 0 | 15575 | 15575 | 1778 | 2020
58113 | N | . | Foundation RRM | Foundation CA Fund V Manager, LLC | 57484 | CA | PACC | WECC |  | 22 | 2 | NAICS-22 Non-Cogen | WT | WND | WND |  |  |  | 0 | 0 | 0 | 0 | 0 | 0 | 0 | 0 | 0 | 0 | 0 | 0 | 0 | 0 | 0 | 0 | 0 | 0 | 0 | 0 | 0 | 0 | 0 | 0 | 0 | 0 | 0 | 0 | 0 | 0 | 0 | 0 | 0 | 0 | 0 | 0 | 4537 | 4650 | 6741 | 9089 | 9274 | 10285 | 10098 | 8603 | 4763 | 5189 | 3971 | 3900 | 4537 | 4650 | 6741 | 9089 | 9274 | 10285 | 10098 | 8603 | 4763 | 5189 | 3971 | 3900 | 517.874 | 530.858 | 769.552 | 1037.525 | 1058.675 | 1174.072 | 1152.745 | 982.116 | 543.703 | 592.38 | 453.327 | 445.173 | 0 | 0 | 81100 | 81100 | 9258 | 2020
58114 | N | . | Foundation NWNA | Foundation CA Fund V Manager, LLC | 57484 | CA | PACC | WECC |  | 22 | 2 | NAICS-22 Non-Cogen | WT | WND | WND |  |  |  | 0 | 0 | 0 | 0 | 0 | 0 | 0 | 0 | 0 | 0 | 0 | 0 | 0 | 0 | 0 | 0 | 0 | 0 | 0 | 0 | 0 | 0 | 0 | 0 | 0 | 0 | 0 | 0 | 0 | 0 | 0 | 0 | 0 | 0 | 0 | 0 | 9589 | 9830 | 14249 | 19211 | 19603 | 21740 | 21345 | 18185 | 10067 | 10969 | 8394 | 8243 | 9589 | 9830 | 14249 | 19211 | 19603 | 21740 | 21345 | 18185 | 10067 | 10969 | 8394 | 8243 | 1094.653 | 1122.095 | 1626.632 | 2193.057 | 2237.763 | 2481.681 | 2436.604 | 2075.937 | 1149.246 | 1252.136 | 958.216 | 940.98 | 0 | 0 | 171425 | 171425 | 19569 | 2020
58118 | N | . | La Joya Del Sol | CleanCapital | 62060 | CA | PACC | WECC |  | 22 | 2 | NAICS-22 Non-Cogen | PV | SUN | SUN |  |  |  | 0 | 0 | 0 | 0 | 0 | 0 | 0 | 0 | 0 | 0 | 0 | 0 | 0 | 0 | 0 | 0 | 0 | 0 | 0 | 0 | 0 | 0 | 0 | 0 | 0 | 0 | 0 | 0 | 0 | 0 | 0 | 0 | 0 | 0 | 0 | 0 | 658 | 892 | 873 | 1100 | 1440 | 1434 | 1566 | 1342 | 1053 | 974 | 770 | 609 | 658 | 892 | 873 | 1100 | 1440 | 1434 | 1566 | 1342 | 1053 | 974 | 770 | 609 | 75.119 | 101.829 | 99.646 | 125.582 | 164.355 | 163.665 | 178.789 | 153.153 | 120.255 | 111.155 | 87.876 | 69.576 | 0 | 0 | 12711 | 12711 | 1451 | 2020
58122 | N | . | Delano Energy Center | Wellhead Services, Inc | 20323 | CA | PACC | WECC |  | 22 | 2 | NAICS-22 Non-Cogen | GT | NG | NG |  |  | mcf | 5421 | 4794 | 5324 | 3764 | 3539 | 4979 | 6964 | 8655 | 7540 | 7833 | 6258 | 6938 | 5421 | 4794 | 5324 | 3764 | 3539 | 4979 | 6964 | 8655 | 7540 | 7833 | 6258 | 6938 | 1.026 | 1.026 | 1.026 | 1.026 | 1.026 | 1.026 | 1.026 | 1.026 | 1.026 | 1.026 | 1.026 | 1.026 | 5562 | 4919 | 5462 | 3862 | 3631 | 5108 | 7145 | 8880 | 7736 | 8037 | 6421 | 7118 | 5562 | 4919 | 5462 | 3862 | 3631 | 5108 | 7145 | 8880 | 7736 | 8037 | 6421 | 7118 | 465.56 | 411.863 | 457.401 | 323.324 | 303.998 | 427.684 | 598.288 | 743.531 | 647.771 | 672.897 | 537.636 | 596.047 | 72009 | 72009 | 73881 | 73881 | 6186 | 2020
58128 | N | . | Kaiser Downey | Bloom Energy 2009 PPA | 56778 | CA | PACC | WECC |  | 22 | 2 | NAICS-22 Non-Cogen | FC | LFG | MLG |  |  | mcf | 0 | 0 | 0 | 0 | 0 | 0 | 0 | 0 | 0 | 0 | 0 | 0 | 0 | 0 | 0 | 0 | 0 | 0 | 0 | 0 | 0 | 0 | 0 | 0 | 0 | 0 | 0 | 0 | 0 | 0 | 0 | 0 | 0 | 0 | 0 | 0 | 0 | 0 | 0 | 0 | 0 | 0 | 0 | 0 | 0 | 0 | 0 | 0 | 0 | 0 | 0 | 0 | 0 | 0 | 0 | 0 | 0 | 0 | 0 | 0 | 0 | 0 | 0 | 0 | 0 | 0 | 0 | 0 | 0 | 0 | 0 | 0 | 0 | 0 | 0 | 0 | 0 | 2020
58128 | N | . | Kaiser Downey | Bloom Energy 2009 PPA | 56778 | CA | PACC | WECC |  | 22 | 2 | NAICS-22 Non-Cogen | FC | NG | NG |  |  | mcf | 3989 | 3529 | 3919 | 2771 | 2605 | 3665 | 5127 | 6371 | 5551 | 5766 | 4607 | 5108 | 3989 | 3529 | 3919 | 2771 | 2605 | 3665 | 5127 | 6371 | 5551 | 5766 | 4607 | 5108 | 1.03 | 1.03 | 1.03 | 1.03 | 1.03 | 1.03 | 1.03 | 1.03 | 1.03 | 1.03 | 1.03 | 1.03 | 4109 | 3635 | 4037 | 2854 | 2683 | 3775 | 5281 | 6562 | 5718 | 5939 | 4745 | 5261 | 4109 | 3635 | 4037 | 2854 | 2683 | 3775 | 5281 | 6562 | 5718 | 5939 | 4745 | 5261 | 511.621 | 452.61 | 502.653 | 355.311 | 334.073 | 469.997 | 657.479 | 817.091 | 711.856 | 739.468 | 590.826 | 655.015 | 53008 | 53008 | 54599 | 54599 | 6798 | 2020
58132 | N | . | Kaiser Ontario | Bloom Energy 2009 PPA | 56778 | CA | PACC | WECC |  | 22 | 2 | NAICS-22 Non-Cogen | FC | NG | NG |  |  | mcf | 3860 | 3413 | 3790 | 2679 | 2519 | 3544 | 4958 | 6161 | 5368 | 5576 | 4455 | 4939 | 3860 | 3413 | 3790 | 2679 | 2519 | 3544 | 4958 | 6161 | 5368 | 5576 | 4455 | 4939 | 1.03 | 1.03 | 1.03 | 1.03 | 1.03 | 1.03 | 1.03 | 1.03 | 1.03 | 1.03 | 1.03 | 1.03 | 3976 | 3515 | 3904 | 2759 | 2595 | 3650 | 5107 | 6346 | 5529 | 5743 | 4589 | 5087 | 3976 | 3515 | 3904 | 2759 | 2595 | 3650 | 5107 | 6346 | 5529 | 5743 | 4589 | 5087 | 506.652 | 448.216 | 497.773 | 351.862 | 330.83 | 465.433 | 651.096 | 809.158 | 704.945 | 732.289 | 585.09 | 648.656 | 51262 | 51262 | 52800 | 52800 | 6732 | 2020
58132 | N | . | Kaiser Ontario | Bloom Energy 2009 PPA | 56778 | CA | PACC | WECC |  | 22 | 2 | NAICS-22 Non-Cogen | FC | OBG | ORW |  |  | Mcf | 0 | 0 | 0 | 0 | 0 | 0 | 0 | 0 | 0 | 0 | 0 | 0 | 0 | 0 | 0 | 0 | 0 | 0 | 0 | 0 | 0 | 0 | 0 | 0 | 0 | 0 | 0 | 0 | 0 | 0 | 0 | 0 | 0 | 0 | 0 | 0 | 0 | 0 | 0 | 0 | 0 | 0 | 0 | 0 | 0 | 0 | 0 | 0 | 0 | 0 | 0 | 0 | 0 | 0 | 0 | 0 | 0 | 0 | 0 | 0 | 0 | 0 | 0 | 0 | 0 | 0 | 0 | 0 | 0 | 0 | 0 | 0 | 0 | 0 | 0 | 0 | 0 | 2020
58148 | N | . | RE Kansas South LLC | RE Kansas South LLC | 58111 | CA | PACC | WECC |  | 22 | 2 | NAICS-22 Non-Cogen | PV | SUN | SUN |  |  |  | 0 | 0 | 0 | 0 | 0 | 0 | 0 | 0 | 0 | 0 | 0 | 0 | 0 | 0 | 0 | 0 | 0 | 0 | 0 | 0 | 0 | 0 | 0 | 0 | 0 | 0 | 0 | 0 | 0 | 0 | 0 | 0 | 0 | 0 | 0 | 0 | 18883 | 25597 | 25049 | 31568 | 41315 | 41142 | 44943 | 38499 | 30229 | 27942 | 22090 | 17490 | 18883 | 25597 | 25049 | 31568 | 41315 | 41142 | 44943 | 38499 | 30229 | 27942 | 22090 | 17490 | 2155.648 | 2922.087 | 2859.439 | 3603.698 | 4716.337 | 4696.531 | 5130.532 | 4394.888 | 3450.855 | 3189.718 | 2521.707 | 1996.56 | 0 | 0 | 364747 | 364747 | 41638 | 2020
58149 | N | . | TA-High Desert LLC | TA-High Desert LLC | 58112 | CA | PACC | WECC |  | 22 | 2 | NAICS-22 Non-Cogen | PV | SUN | SUN |  |  |  | 0 | 0 | 0 | 0 | 0 | 0 | 0 | 0 | 0 | 0 | 0 | 0 | 0 | 0 | 0 | 0 | 0 | 0 | 0 | 0 | 0 | 0 | 0 | 0 | 0 | 0 | 0 | 0 | 0 | 0 | 0 | 0 | 0 | 0 | 0 | 0 | 22556 | 30575 | 29920 | 37707 | 49349 | 49142 | 53683 | 45986 | 36108 | 33376 | 26386 | 20891 | 22556 | 30575 | 29920 | 37707 | 49349 | 49142 | 53683 | 45986 | 36108 | 33376 | 26386 | 20891 | 2574.84 | 3490.321 | 3415.49 | 4304.479 | 5633.485 | 5609.827 | 6128.224 | 5249.526 | 4121.914 | 3809.997 | 3012.082 | 2384.815 | 0 | 0 | 435679 | 435679 | 49735 | 2020
58154 | N | . | North Sky River Energy LLC | North Sky River Energy LLC | 58121 | CA | PACC | WECC |  | 22 | 2 | NAICS-22 Non-Cogen | WT | WND | WND |  |  |  | 0 | 0 | 0 | 0 | 0 | 0 | 0 | 0 | 0 | 0 | 0 | 0 | 0 | 0 | 0 | 0 | 0 | 0 | 0 | 0 | 0 | 0 | 0 | 0 | 0 | 0 | 0 | 0 | 0 | 0 | 0 | 0 | 0 | 0 | 0 | 0 | 209935 | 215197 | 311958 | 420588 | 429162 | 475941 | 467296 | 398127 | 220404 | 240137 | 183768 | 180463 | 209935 | 215197 | 311958 | 420588 | 429162 | 475941 | 467296 | 398127 | 220404 | 240137 | 183768 | 180463 | 23965.141 | 24565.903 | 35611.668 | 48012.361 | 48991.102 | 54331.183 | 53344.299 | 45448.256 | 25160.313 | 27412.882 | 20978.11 | 20600.782 | 0 | 0 | 3752976 | 3752976 | 428422 | 2020
58169 | Y | . | CSUF Trigeneration | California State University at Fullerton | 58104 | CA | PACC | WECC |  | 611 | 5 | Commercial NAICS Cogen | GT | NG | NG |  |  | mcf | 27097 | 27422 | 26830 | 21785 | 23130 | 17479 | 23294 | 28254 | 26934 | 28158 | 26151 | 25620 | 11808 | 12002 | 11473 | 8922 | 9291 | 7109 | 9782 | 12063 | 11519 | 11855 | 11057 | 10622 | 1.032 | 1.032 | 1.032 | 1.032 | 1.032 | 1.032 | 1.032 | 1.032 | 1.032 | 1.032 | 1.032 | 1.032 | 27964 | 28300 | 27689 | 22482 | 23870 | 18038 | 24039 | 29158 | 27796 | 29059 | 26988 | 26440 | 12186 | 12386 | 11840 | 9208 | 9588 | 7336 | 10095 | 12449 | 11888 | 12234 | 11411 | 10962 | 2475 | 2516 | 2404 | 1864 | 1940 | 1482 | 2045 | 2527 | 2413 | 2484 | 2315 | 2222 | 302154 | 127503 | 311823 | 131583 | 26687 | 2020
58169 | Y | . | CSUF Trigeneration | California State University at Fullerton | 58104 | CA | PACC | WECC |  | 611 | 5 | Commercial NAICS Cogen | PV | SUN | SUN |  |  |  | 0 | 0 | 0 | 0 | 0 | 0 | 0 | 0 | 0 | 0 | 0 | 0 | 0 | 0 | 0 | 0 | 0 | 0 | 0 | 0 | 0 | 0 | 0 | 0 | 0 | 0 | 0 | 0 | 0 | 0 | 0 | 0 | 0 | 0 | 0 | 0 | 3311 | 1910 | 4222 | 4187 | 6298 | 5685 | 6693 | 6114 | 4546 | 3846 | 3705 | 2251 | 3311 | 1910 | 4222 | 4187 | 6298 | 5685 | 6693 | 6114 | 4546 | 3846 | 3705 | 2251 | 378 | 218 | 482 | 478 | 719 | 649 | 764 | 698 | 519 | 439 | 423 | 257 | 0 | 0 | 52768 | 52768 | 6024 | 2020
58170 | N | . | Crafton Hills College Solar Farm | San Bernardino Comm College Dist | 58140 | CA | PACC | WECC |  | 611 | 4 | Commercial NAICS Non-Cogen | PV | SUN | SUN |  |  |  | 0 | 0 | 0 | 0 | 0 | 0 | 0 | 0 | 0 | 0 | 0 | 0 | 0 | 0 | 0 | 0 | 0 | 0 | 0 | 0 | 0 | 0 | 0 | 0 | 0 | 0 | 0 | 0 | 0 | 0 | 0 | 0 | 0 | 0 | 0 | 0 | 620 | 841 | 823 | 1037 | 1357 | 1352 | 1477 | 1265 | 993 | 918 | 726 | 575 | 620 | 841 | 823 | 1037 | 1357 | 1352 | 1477 | 1265 | 993 | 918 | 726 | 575 | 70.823 | 96.004 | 93.946 | 118.398 | 154.953 | 154.303 | 168.562 | 144.392 | 113.376 | 104.797 | 82.85 | 65.596 | 0 | 0 | 11984 | 11984 | 1368 | 2020
58198 | Y | . | Parnassus Central Utility Plant | University of California-San Francisco | 58171 | CA | PACC | WECC |  | 611 | 5 | Commercial NAICS Cogen | CA | DFO | DFO |  |  | barrels | 0 | 0 | 0 | 0 | 0 | 0 | 0 | 0 | 0 | 0 | 0 | 0 | 0 | 0 | 0 | 0 | 0 | 0 | 0 | 0 | 0 | 0 | 0 | 0 | 0 | 0 | 0 | 0 | 0 | 0 | 0 | 0 | 0 | 0 | 0 | 0 | 0 | 0 | 0 | 0 | 0 | 0 | 0 | 0 | 0 | 0 | 0 | 0 | 0 | 0 | 0 | 0 | 0 | 0 | 0 | 0 | 0 | 0 | 0 | 0 | 0 | 0 | 0 | 0 | 0 | 0 | 0 | 0.074 | 0.975 | 0 | 4.179 | 0 | 0 | 0 | 0 | 0 | 5.228 | 2020
58198 | Y | . | Parnassus Central Utility Plant | University of California-San Francisco | 58171 | CA | PACC | WECC |  | 611 | 5 | Commercial NAICS Cogen | CA | NG | NG |  |  | mcf | 10881 | 6366 | 9168 | 6369 | 2975 | 1539 | 2003 | 2737 | 837 | 4945 | 9302 | 12556 | 4264 | 3467 | 3998 | 3347 | 2613 | 1539 | 2003 | 2652 | 837 | 2406 | 3463 | 4015 | 1.031 | 1.031 | 1.031 | 1.033 | 1.034 | 1.024 | 1.024 | 1.027 | 1.029 | 1.032 | 1.035 | 1.031 | 11218 | 6563 | 9452 | 6579 | 3076 | 1576 | 2051 | 2811 | 861 | 5103 | 9628 | 12945 | 4396 | 3574 | 4122 | 3457 | 2702 | 1576 | 2051 | 2724 | 861 | 2483 | 3584 | 4139 | 783 | 637 | 734 | 616 | 480 | 417 | 459 | 483.926 | 438.025 | 442 | 637.821 | 737 | 69678 | 34604 | 71863 | 35669 | 6864.772 | 2020
58198 | Y | . | Parnassus Central Utility Plant | University of California-San Francisco | 58171 | CA | PACC | WECC |  | 611 | 5 | Commercial NAICS Cogen | CT | DFO | DFO |  |  | barrels | 0 | 0 | 0 | 0 | 0 | 0 | 0 | 2 | 29 | 0 | 89 | 0 | 0 | 0 | 0 | 0 | 0 | 0 | 0 | 1 | 13 | 0 | 42 | 0 | 0 | 0 | 0 | 0 | 0 | 0 | 0 | 5.863 | 5.863 | 0 | 5.863 | 0 | 0 | 0 | 0 | 0 | 0 | 0 | 0 | 12 | 170 | 0 | 522 | 0 | 0 | 0 | 0 | 0 | 0 | 0 | 0 | 5 | 79 | 0 | 244 | 0 | 0 | 0 | 0 | 0 | 0 | 0 | 0 | 0.849 | 12.226 | 0 | 36.774 | 0 | 120 | 56 | 704 | 328 | 49.849 | 2020
58198 | Y | . | Parnassus Central Utility Plant | University of California-San Francisco | 58171 | CA | PACC | WECC |  | 611 | 5 | Commercial NAICS Cogen | CT | NG | NG |  |  | mcf | 73341 | 69212 | 71486 | 68210 | 72423 | 71923 | 73021 | 72266 | 73372 | 63051 | 67646 | 71004 | 31032 | 29486 | 29801 | 28276 | 30650 | 31759 | 32213 | 31628 | 33462 | 27935 | 28672 | 30143 | 1.031 | 1.031 | 1.031 | 1.033 | 1.034 | 1.024 | 1.024 | 1.027 | 1.029 | 1.032 | 1.035 | 1.031 | 75615 | 71358 | 73702 | 70461 | 74885 | 73649 | 74774 | 74217 | 75500 | 65069 | 70014 | 73205 | 31994 | 30400 | 30725 | 29209 | 31692 | 32521 | 32986 | 32482 | 34432 | 28829 | 29676 | 31077 | 5290 | 5034 | 5061 | 4804 | 5228 | 5247 | 5362 | 5373.151 | 5428.774 | 4672 | 4934.226 | 5139 | 846955 | 365057 | 872449 | 376023 | 61573.151 | 2020
58202 | N | . | RE Victor Phelan Solar One LLC | Gamma Genco CV II LLC | 62949 | CA | PACC | WECC |  | 22 | 2 | NAICS-22 Non-Cogen | PV | SUN | SUN |  |  |  | 0 | 0 | 0 | 0 | 0 | 0 | 0 | 0 | 0 | 0 | 0 | 0 | 0 | 0 | 0 | 0 | 0 | 0 | 0 | 0 | 0 | 0 | 0 | 0 | 0 | 0 | 0 | 0 | 0 | 0 | 0 | 0 | 0 | 0 | 0 | 0 | 20004 | 27116 | 26535 | 33441 | 43766 | 43582 | 47610 | 40783 | 32023 | 29599 | 23401 | 18527 | 20004 | 27116 | 26535 | 33441 | 43766 | 43582 | 47610 | 40783 | 32023 | 29599 | 23401 | 18527 | 2283.524 | 3095.427 | 3029.063 | 3817.472 | 4996.114 | 4975.133 | 5434.879 | 4655.597 | 3655.562 | 3378.935 | 2671.296 | 2114.998 | 0 | 0 | 386387 | 386387 | 44108 | 2020
58204 | N | . | Grassland 3&4 Solar Project | Yolo County of | 56751 | CA | PACC | WECC |  | 22 | 2 | NAICS-22 Non-Cogen | PV | SUN | SUN |  |  |  | 0 | 0 | 0 | 0 | 0 | 0 | 0 | 0 | 0 | 0 | 0 | 0 | 0 | 0 | 0 | 0 | 0 | 0 | 0 | 0 | 0 | 0 | 0 | 0 | 0 | 0 | 0 | 0 | 0 | 0 | 0 | 0 | 0 | 0 | 0 | 0 | 2085 | 2827 | 2766 | 3486 | 4562 | 4543 | 4963 | 4251 | 3338 | 3086 | 2439 | 1931 | 2085 | 2827 | 2766 | 3486 | 4562 | 4543 | 4963 | 4251 | 3338 | 3086 | 2439 | 1931 | 238.044 | 322.68 | 315.762 | 397.949 | 520.816 | 518.628 | 566.554 | 485.319 | 381.071 | 352.234 | 278.467 | 220.476 | 0 | 0 | 40277 | 40277 | 4598 | 2020
58206 | N | . | West Gates Solar Station | Pacific Gas & Electric Co. | 14328 | CA | PACC | WECC |  | 22 | 1 | Electric Utility | PV | SUN | SUN |  |  |  | 0 | 0 | 0 | 0 | 0 | 0 | 0 | 0 | 0 | 0 | 0 | 0 | 0 | 0 | 0 | 0 | 0 | 0 | 0 | 0 | 0 | 0 | 0 | 0 | 0 | 0 | 0 | 0 | 0 | 0 | 0 | 0 | 0 | 0 | 0 | 0 | 8618 | 11682 | 11431 | 14407 | 18855 | 18775 | 20510 | 17570 | 13796 | 12752 | 10081 | 7982 | 8618 | 11682 | 11431 | 14407 | 18855 | 18775 | 20510 | 17570 | 13796 | 12752 | 10081 | 7982 | 983.756 | 1333.529 | 1304.939 | 1644.591 | 2152.357 | 2143.318 | 2341.38 | 2005.66 | 1574.839 | 1455.666 | 1150.811 | 911.154 | 0 | 0 | 166459 | 166459 | 19002 | 2020
58216 | N | . | J.R. Simplot Company | J.R. Simplot Company | 58183 | CA | PACC | WECC |  | 325311 | 6 | Industrial NAICS Non-Cogen | ST | WH | OTH |  |  |  | 0 | 0 | 0 | 0 | 0 | 0 | 0 | 0 | 0 | 0 | 0 | 0 | 0 | 0 | 0 | 0 | 0 | 0 | 0 | 0 | 0 | 0 | 0 | 0 | 0 | 0 | 0 | 0 | 0 | 0 | 0 | 0 | 0 | 0 | 0 | 0 | 8676 | 8191 | 3756 | 8 | 0 | 6653 | 1827 | 15414 | 1088 | 739 | 1096 | 59 | 8676 | 8191 | 3756 | 8 | 0 | 6653 | 1827 | 15414 | 1088 | 739 | 1096 | 59 | 990.37 | 935.08 | 428.74 | 0.97 | 0 | 759.51 | 208.55 | 1759.58 | 124.16 | 84.39 | 125.13 | 6.79 | 0 | 0 | 47507 | 47507 | 5423.27 | 2020
58217 | N | . | Grassland 1&2 Solar Project | Yolo County of | 56751 | CA | PACC | WECC |  | 22 | 2 | NAICS-22 Non-Cogen | PV | SUN | SUN |  |  |  | 0 | 0 | 0 | 0 | 0 | 0 | 0 | 0 | 0 | 0 | 0 | 0 | 0 | 0 | 0 | 0 | 0 | 0 | 0 | 0 | 0 | 0 | 0 | 0 | 0 | 0 | 0 | 0 | 0 | 0 | 0 | 0 | 0 | 0 | 0 | 0 | 1822 | 2470 | 2417 | 3046 | 3987 | 3970 | 4337 | 3715 | 2917 | 2696 | 2132 | 1688 | 1822 | 2470 | 2417 | 3046 | 3987 | 3970 | 4337 | 3715 | 2917 | 2696 | 2132 | 1688 | 208.015 | 281.977 | 275.931 | 347.751 | 455.119 | 453.208 | 495.088 | 424.1 | 333.002 | 307.803 | 243.341 | 192.665 | 0 | 0 | 35197 | 35197 | 4018 | 2020
58223 | Y | . | Hoag Hospital Cogen Plant | Hoag Memorial Presbyterian Hospital | 58195 | CA | PACC | WECC |  | 622 | 5 | Commercial NAICS Cogen | IC | NG | NG |  |  | mcf | 28166 | 28734 | 22934 | 21823 | 27825 | 31817 | 35155 | 34992 | 32422 | 31881 | 27580 | 28817 | 12931 | 12927 | 9369 | 8950 | 11512 | 13207 | 14725 | 13921 | 13290 | 13152 | 12063 | 12659 | 1.038 | 1.033 | 1.036 | 1.034 | 1.036 | 1.035 | 1.021 | 1.023 | 1.021 | 1.023 | 1.037 | 1.03 | 29236 | 29682 | 23760 | 22565 | 28827 | 32931 | 35893 | 35797 | 33103 | 32614 | 28600 | 29682 | 13422 | 13354 | 9706 | 9254 | 11926 | 13669 | 15034 | 14241 | 13569 | 13454 | 12509 | 13039 | 0 | 0 | 0 | 1727.74 | 0 | 0 | 0 | 0 | 2533.3 | 0 | 0 | 0 | 352146 | 148706 | 362690 | 153177 | 4261.04 | 2020
58226 | N | . | Newberry Solar 1 LLC | Newberry Solar 1 LLC | 58197 | CA | PACC | WECC |  | 22 | 2 | NAICS-22 Non-Cogen | PV | SUN | SUN |  |  |  | 0 | 0 | 0 | 0 | 0 | 0 | 0 | 0 | 0 | 0 | 0 | 0 | 0 | 0 | 0 | 0 | 0 | 0 | 0 | 0 | 0 | 0 | 0 | 0 | 0 | 0 | 0 | 0 | 0 | 0 | 0 | 0 | 0 | 0 | 0 | 0 | 1349 | 1829 | 1790 | 2256 | 2952 | 2940 | 3211 | 2751 | 2160 | 1996 | 1578 | 1250 | 1349 | 1829 | 1790 | 2256 | 2952 | 2940 | 3211 | 2751 | 2160 | 1996 | 1578 | 1250 | 154.019 | 208.781 | 204.304 | 257.481 | 336.978 | 335.563 | 366.572 | 314.011 | 246.561 | 227.903 | 180.174 | 142.653 | 0 | 0 | 26062 | 26062 | 2975 | 2020
58227 | N | . | SEPV9 Power Plant | Highlander Solar 2, LLC | 58198 | CA | PACC | WECC |  | 22 | 2 | NAICS-22 Non-Cogen | PV | SUN | SUN |  |  |  | 0 | 0 | 0 | 0 | 0 | 0 | 0 | 0 | 0 | 0 | 0 | 0 | 0 | 0 | 0 | 0 | 0 | 0 | 0 | 0 | 0 | 0 | 0 | 0 | 0 | 0 | 0 | 0 | 0 | 0 | 0 | 0 | 0 | 0 | 0 | 0 | 9367 | 12697 | 12425 | 15659 | 20494 | 20408 | 22294 | 19097 | 14995 | 13860 | 10958 | 8676 | 9367 | 12697 | 12425 | 15659 | 20494 | 20408 | 22294 | 19097 | 14995 | 13860 | 10958 | 8676 | 1069.283 | 1449.464 | 1418.388 | 1787.568 | 2339.479 | 2329.654 | 2544.935 | 2180.028 | 1711.753 | 1582.219 | 1250.861 | 990.368 | 0 | 0 | 180930 | 180930 | 20654 | 2020
58232 | N | . | Tahquitz High School | Sustainable Power Group, LLC | 58661 | CA | PACC | WECC |  | 611 | 4 | Commercial NAICS Non-Cogen | PV | SUN | SUN |  |  |  | 0 | 0 | 0 | 0 | 0 | 0 | 0 | 0 | 0 | 0 | 0 | 0 | 0 | 0 | 0 | 0 | 0 | 0 | 0 | 0 | 0 | 0 | 0 | 0 | 0 | 0 | 0 | 0 | 0 | 0 | 0 | 0 | 0 | 0 | 0 | 0 | 766 | 1038 | 1015 | 1280 | 1675 | 1668 | 1822 | 1561 | 1225 | 1133 | 896 | 709 | 766 | 1038 | 1015 | 1280 | 1675 | 1668 | 1822 | 1561 | 1225 | 1133 | 896 | 709 | 87.39 | 118.461 | 115.921 | 146.094 | 191.2 | 190.397 | 207.991 | 178.168 | 139.897 | 129.311 | 102.23 | 80.94 | 0 | 0 | 14788 | 14788 | 1688 | 2020
58233 | N | . | Wagner Wind LLC | Greenbacker Renewable Energy Corporation | 60025 | CA | PACC | WECC |  | 22 | 2 | NAICS-22 Non-Cogen | WT | WND | WND |  |  |  | 0 | 0 | 0 | 0 | 0 | 0 | 0 | 0 | 0 | 0 | 0 | 0 | 0 | 0 | 0 | 0 | 0 | 0 | 0 | 0 | 0 | 0 | 0 | 0 | 0 | 0 | 0 | 0 | 0 | 0 | 0 | 0 | 0 | 0 | 0 | 0 | 6682 | 6849 | 9929 | 13387 | 13660 | 15148 | 14873 | 12672 | 7015 | 7643 | 5849 | 5744 | 6682 | 6849 | 9929 | 13387 | 13660 | 15148 | 14873 | 12672 | 7015 | 7643 | 5849 | 5744 | 762.774 | 781.894 | 1133.463 | 1528.158 | 1559.31 | 1729.276 | 1697.865 | 1446.547 | 800.813 | 872.509 | 667.7 | 655.691 | 0 | 0 | 119451 | 119451 | 13636 | 2020
58234 | N | . | SEPV 8 | Highlander Solar 1, LLC | 58211 | CA | PACC | WECC |  | 22 | 2 | NAICS-22 Non-Cogen | PV | SUN | SUN |  |  |  | 0 | 0 | 0 | 0 | 0 | 0 | 0 | 0 | 0 | 0 | 0 | 0 | 0 | 0 | 0 | 0 | 0 | 0 | 0 | 0 | 0 | 0 | 0 | 0 | 0 | 0 | 0 | 0 | 0 | 0 | 0 | 0 | 0 | 0 | 0 | 0 | 12604 | 17085 | 16719 | 21070 | 27575 | 27460 | 29997 | 25696 | 20176 | 18650 | 14744 | 11673 | 12604 | 17085 | 16719 | 21070 | 27575 | 27460 | 29997 | 25696 | 20176 | 18650 | 14744 | 11673 | 1438.772 | 1950.327 | 1908.513 | 2405.263 | 3147.887 | 3134.668 | 3424.339 | 2933.338 | 2303.25 | 2128.956 | 1683.096 | 1332.591 | 0 | 0 | 243449 | 243449 | 27791 | 2020
58244 | N | . | West Valley High School Solar | Sustainable Power Group, LLC | 58661 | CA | PACC | WECC |  | 611 | 4 | Commercial NAICS Non-Cogen | PV | SUN | SUN |  |  |  | 0 | 0 | 0 | 0 | 0 | 0 | 0 | 0 | 0 | 0 | 0 | 0 | 0 | 0 | 0 | 0 | 0 | 0 | 0 | 0 | 0 | 0 | 0 | 0 | 0 | 0 | 0 | 0 | 0 | 0 | 0 | 0 | 0 | 0 | 0 | 0 | 661 | 896 | 877 | 1105 | 1447 | 1441 | 1574 | 1348 | 1059 | 978 | 774 | 612 | 661 | 896 | 877 | 1105 | 1447 | 1441 | 1574 | 1348 | 1059 | 978 | 774 | 612 | 75.484 | 102.32 | 100.126 | 126.187 | 165.148 | 164.454 | 179.651 | 153.892 | 120.835 | 111.691 | 88.3 | 69.912 | 0 | 0 | 12772 | 12772 | 1458 | 2020
58249 | N | . | VA Sepulveda Ambulatory Care Center | VA Sepulveda Ambulatory Care Center | 59553 | CA | PACC | WECC |  | 621 | 4 | Commercial NAICS Non-Cogen | PV | SUN | SUN |  |  |  | 0 | 0 | 0 | 0 | 0 | 0 | 0 | 0 | 0 | 0 | 0 | 0 | 0 | 0 | 0 | 0 | 0 | 0 | 0 | 0 | 0 | 0 | 0 | 0 | 0 | 0 | 0 | 0 | 0 | 0 | 0 | 0 | 0 | 0 | 0 | 0 | 1460 | 1979 | 1936 | 2441 | 3194 | 3181 | 3475 | 2976 | 2337 | 2160 | 1708 | 1352 | 1460 | 1979 | 1936 | 2441 | 3194 | 3181 | 3475 | 2976 | 2337 | 2160 | 1708 | 1352 | 166.652 | 225.904 | 221.061 | 278.599 | 364.616 | 363.085 | 396.637 | 339.765 | 266.783 | 246.595 | 194.951 | 154.352 | 0 | 0 | 28199 | 28199 | 3219 | 2020
58251 | Y | . | C&H Sugar Plant | C&H Sugar Company Inc | 58223 | CA | PACC | WECC |  | 311 | 7 | Industrial NAICS Cogen | ST | PUR | OTH |  |  |  | 0 | 0 | 0 | 0 | 0 | 0 | 0 | 0 | 0 | 0 | 0 | 0 | 0 | 0 | 0 | 0 | 0 | 0 | 0 | 0 | 0 | 0 | 0 | 0 | 0 | 0 | 0 | 0 | 0 | 0 | 0 | 0 | 0 | 0 | 0 | 0 | 37852 | 21585 | 31948 | 39534 | 37957 | 38334 | 37361 | 35460 | 41435 | 42696 | 40103 | 43213 | 37852 | 21585 | 31948 | 39534 | 37957 | 38334 | 37361 | 35460 | 41435 | 42696 | 40103 | 43213 | 4321 | 2464 | 3647 | 4513 | 4333 | 4376 | 4265 | 4048 | 4730 | 4874 | 4578 | 4933 | 0 | 0 | 447478 | 447478 | 51082 | 2020
58253 | N | . | CBS Television City | Televison City Studios, LLC. | 63330 | CA | PACC | WECC |  | 512 | 4 | Commercial NAICS Non-Cogen | FC | NG | NG |  |  | mcf | 4951 | 4380 | 4864 | 3438 | 3233 | 4548 | 6362 | 7907 | 6889 | 7156 | 5717 | 6338 | 4951 | 4380 | 4864 | 3438 | 3233 | 4548 | 6362 | 7907 | 6889 | 7156 | 5717 | 6338 | 0.98 | 0.98 | 0.98 | 0.98 | 0.98 | 0.98 | 0.98 | 0.98 | 0.98 | 0.98 | 0.98 | 0.98 | 4852 | 4292 | 4767 | 3369 | 3168 | 4457 | 6235 | 7749 | 6751 | 7013 | 5603 | 6211 | 4852 | 4292 | 4767 | 3369 | 3168 | 4457 | 6235 | 7749 | 6751 | 7013 | 5603 | 6211 | 476.181 | 421.257 | 467.833 | 330.698 | 310.931 | 437.439 | 611.934 | 760.489 | 662.545 | 688.244 | 549.898 | 609.641 | 65783 | 65783 | 64467 | 64467 | 6327.09 | 2020
58253 | N | . | CBS Television City | Televison City Studios, LLC. | 63330 | CA | PACC | WECC |  | 512 | 4 | Commercial NAICS Non-Cogen | PV | SUN | SUN |  |  |  | 0 | 0 | 0 | 0 | 0 | 0 | 0 | 0 | 0 | 0 | 0 | 0 | 0 | 0 | 0 | 0 | 0 | 0 | 0 | 0 | 0 | 0 | 0 | 0 | 0 | 0 | 0 | 0 | 0 | 0 | 0 | 0 | 0 | 0 | 0 | 0 | 529 | 717 | 701 | 884 | 1157 | 1152 | 1259 | 1078 | 847 | 782 | 619 | 490 | 529 | 717 | 701 | 884 | 1157 | 1152 | 1259 | 1078 | 847 | 782 | 619 | 490 | 60.365 | 81.828 | 80.074 | 100.915 | 132.073 | 131.518 | 143.672 | 123.071 | 96.635 | 89.323 | 70.616 | 55.91 | 0 | 0 | 10215 | 10215 | 1166 | 2020
58258 | Y | . | Central Utilities Plant LAX 2 | LAX Airport | 10810 | CA | PACC | WECC |  | 4881 | 5 | Commercial NAICS Cogen | GT | NG | NG |  |  | mcf | 33548 | 27249 | 31040 | 30280 | 35018 | 33592 | 53979 | 67077 | 57806 | 33706 | 32863 | 35503 | 11028 | 8508 | 9776 | 9619 | 10965 | 10577 | 16601 | 19136 | 16946 | 10027 | 10506 | 10871 | 1.035 | 1.035 | 1.035 | 1.035 | 1.035 | 1.035 | 1.035 | 1.035 | 1.035 | 1.035 | 1.035 | 1.035 | 34722 | 28203 | 32126 | 31340 | 36244 | 34768 | 55868 | 69425 | 59829 | 34886 | 34013 | 36746 | 11414 | 8806 | 10118 | 9956 | 11349 | 10947 | 17182 | 19806 | 17539 | 10378 | 10874 | 11251 | 2753.8 | 2124.64 | 2441.18 | 2401.98 | 2738.12 | 2641.1 | 4145.4 | 4778.48 | 4231.64 | 2503.9 | 2623.46 | 2714.6 | 471661 | 144560 | 488170 | 149620 | 36098.3 | 2020
58289 | N | . | Venable Solar 1 | Venable Solar, LLC | 59455 | CA | PACC | WECC |  | 22 | 2 | NAICS-22 Non-Cogen | PV | SUN | SUN |  |  |  | 0 | 0 | 0 | 0 | 0 | 0 | 0 | 0 | 0 | 0 | 0 | 0 | 0 | 0 | 0 | 0 | 0 | 0 | 0 | 0 | 0 | 0 | 0 | 0 | 0 | 0 | 0 | 0 | 0 | 0 | 0 | 0 | 0 | 0 | 0 | 0 | 1521 | 2061 | 2017 | 2542 | 3327 | 3313 | 3619 | 3100 | 2434 | 2250 | 1779 | 1408 | 1521 | 2061 | 2017 | 2542 | 3327 | 3313 | 3619 | 3100 | 2434 | 2250 | 1779 | 1408 | 173.591 | 235.308 | 230.263 | 290.196 | 379.794 | 378.199 | 413.148 | 353.909 | 277.888 | 256.86 | 203.066 | 160.778 | 0 | 0 | 29371 | 29371 | 3353 | 2020
58290 | N | . | Venable Solar 2 | Venable Solar, LLC | 59455 | CA | PACC | WECC |  | 22 | 2 | NAICS-22 Non-Cogen | PV | SUN | SUN |  |  |  | 0 | 0 | 0 | 0 | 0 | 0 | 0 | 0 | 0 | 0 | 0 | 0 | 0 | 0 | 0 | 0 | 0 | 0 | 0 | 0 | 0 | 0 | 0 | 0 | 0 | 0 | 0 | 0 | 0 | 0 | 0 | 0 | 0 | 0 | 0 | 0 | 1521 | 2062 | 2018 | 2543 | 3328 | 3314 | 3620 | 3101 | 2435 | 2251 | 1779 | 1409 | 1521 | 2062 | 2018 | 2543 | 3328 | 3314 | 3620 | 3101 | 2435 | 2251 | 1779 | 1409 | 173.641 | 235.378 | 230.332 | 290.283 | 379.908 | 378.312 | 413.272 | 354.014 | 277.971 | 256.936 | 203.127 | 160.826 | 0 | 0 | 29381 | 29381 | 3354 | 2020
58296 | N | . | Roll Delano 2 | Bloom Energy | 57128 | CA | PACC | WECC |  | 22 | 2 | NAICS-22 Non-Cogen | FC | NG | NG |  |  | mcf | 1761 | 1559 | 1731 | 1224 | 1151 | 1619 | 2264 | 2814 | 2452 | 2547 | 2035 | 2256 | 1761 | 1559 | 1731 | 1224 | 1151 | 1619 | 2264 | 2814 | 2452 | 2547 | 2035 | 2256 | 1.02 | 1.02 | 1.02 | 1.02 | 1.02 | 1.02 | 1.02 | 1.02 | 1.02 | 1.02 | 1.02 | 1.02 | 1796 | 1590 | 1766 | 1248 | 1174 | 1651 | 2309 | 2870 | 2501 | 2598 | 2076 | 2301 | 1796 | 1590 | 1766 | 1248 | 1174 | 1651 | 2309 | 2870 | 2501 | 2598 | 2076 | 2301 | 229.394 | 202.936 | 225.373 | 159.31 | 149.787 | 210.731 | 294.792 | 366.357 | 319.173 | 331.553 | 264.907 | 293.687 | 23413 | 23413 | 23880 | 23880 | 3048 | 2020
58297 | N | . | Roll Delano | Bloom Energy | 57128 | CA | PACC | WECC |  | 22 | 2 | NAICS-22 Non-Cogen | FC | NG | NG |  |  | mcf | 3377 | 2987 | 3318 | 2345 | 2205 | 3102 | 4339 | 5393 | 4698 | 4881 | 3900 | 4323 | 3377 | 2987 | 3318 | 2345 | 2205 | 3102 | 4339 | 5393 | 4698 | 4881 | 3900 | 4323 | 1.02 | 1.02 | 1.02 | 1.02 | 1.02 | 1.02 | 1.02 | 1.02 | 1.02 | 1.02 | 1.02 | 1.02 | 3445 | 3047 | 3384 | 2392 | 2249 | 3164 | 4426 | 5501 | 4792 | 4979 | 3978 | 4409 | 3445 | 3047 | 3384 | 2392 | 2249 | 3164 | 4426 | 5501 | 4792 | 4979 | 3978 | 4409 | 417.697 | 369.518 | 410.374 | 290.082 | 272.743 | 383.713 | 536.777 | 667.086 | 581.171 | 603.714 | 482.36 | 534.765 | 44868 | 44868 | 45766 | 45766 | 5550 | 2020
58298 | N | . | Roll Lost Hills | Bloom Energy | 57128 | CA | PACC | WECC |  | 22 | 2 | NAICS-22 Non-Cogen | FC | NG | NG |  |  | mcf | 1843 | 1630 | 1810 | 1279 | 1203 | 1692 | 2367 | 2942 | 2563 | 2662 | 2127 | 2358 | 1843 | 1630 | 1810 | 1279 | 1203 | 1692 | 2367 | 2942 | 2563 | 2662 | 2127 | 2358 | 1.02 | 1.02 | 1.02 | 1.02 | 1.02 | 1.02 | 1.02 | 1.02 | 1.02 | 1.02 | 1.02 | 1.02 | 1880 | 1663 | 1846 | 1305 | 1227 | 1726 | 2414 | 3001 | 2614 | 2715 | 2170 | 2405 | 1880 | 1663 | 1846 | 1305 | 1227 | 1726 | 2414 | 3001 | 2614 | 2715 | 2170 | 2405 | 224.351 | 198.475 | 220.419 | 155.808 | 146.495 | 206.099 | 288.312 | 358.303 | 312.157 | 324.265 | 259.084 | 287.232 | 24476 | 24476 | 24966 | 24966 | 2981 | 2020
58299 | N | . | Xilinx San Jose | Bloom Energy | 57128 | CA | PACC | WECC |  | 22 | 2 | NAICS-22 Non-Cogen | FC | NG | NG |  |  | mcf | 4247 | 3756 | 4171 | 2949 | 2772 | 3900 | 5456 | 6781 | 5908 | 6137 | 4903 | 5436 | 4247 | 3756 | 4171 | 2949 | 2772 | 3900 | 5456 | 6781 | 5908 | 6137 | 4903 | 5436 | 1.02 | 1.02 | 1.02 | 1.02 | 1.02 | 1.02 | 1.02 | 1.02 | 1.02 | 1.02 | 1.02 | 1.02 | 4332 | 3831 | 4254 | 3008 | 2827 | 3978 | 5565 | 6917 | 6026 | 6260 | 5001 | 5545 | 4332 | 3831 | 4254 | 3008 | 2827 | 3978 | 5565 | 6917 | 6026 | 6260 | 5001 | 5545 | 612.244 | 541.627 | 601.513 | 425.192 | 399.777 | 562.433 | 786.789 | 977.792 | 851.861 | 884.904 | 707.027 | 783.841 | 56416 | 56416 | 57544 | 57544 | 8135 | 2020
58300 | N | . | Honda Torrance | Bloom Energy | 57128 | CA | PACC | WECC |  | 22 | 2 | NAICS-22 Non-Cogen | FC | NG | NG |  |  | mcf | 3054 | 2701 | 3000 | 2121 | 1994 | 2805 | 3924 | 4877 | 4249 | 4413 | 3526 | 3909 | 3054 | 2701 | 3000 | 2121 | 1994 | 2805 | 3924 | 4877 | 4249 | 4413 | 3526 | 3909 | 1.02 | 1.02 | 1.02 | 1.02 | 1.02 | 1.02 | 1.02 | 1.02 | 1.02 | 1.02 | 1.02 | 1.02 | 3115 | 2755 | 3060 | 2163 | 2034 | 2861 | 4002 | 4975 | 4334 | 4501 | 3597 | 3987 | 3115 | 2755 | 3060 | 2163 | 2034 | 2861 | 4002 | 4975 | 4334 | 4501 | 3597 | 3987 | 398.052 | 352.141 | 391.076 | 276.44 | 259.917 | 365.668 | 511.534 | 635.715 | 553.841 | 575.323 | 459.676 | 509.617 | 40573 | 40573 | 41384 | 41384 | 5289 | 2020
58301 | N | . | Juniper Networks Sunnyvale | Bloom Energy | 57128 | CA | PACC | WECC |  | 22 | 2 | NAICS-22 Non-Cogen | FC | NG | NG |  |  | mcf | 3831 | 3389 | 3763 | 2660 | 2501 | 3519 | 4922 | 6117 | 5329 | 5536 | 4423 | 4904 | 3831 | 3389 | 3763 | 2660 | 2501 | 3519 | 4922 | 6117 | 5329 | 5536 | 4423 | 4904 | 1.02 | 1.02 | 1.02 | 1.02 | 1.02 | 1.02 | 1.02 | 1.02 | 1.02 | 1.02 | 1.02 | 1.02 | 3908 | 3457 | 3838 | 2713 | 2551 | 3589 | 5020 | 6239 | 5436 | 5647 | 4511 | 5002 | 3908 | 3457 | 3838 | 2713 | 2551 | 3589 | 5020 | 6239 | 5436 | 5647 | 4511 | 5002 | 534.046 | 472.451 | 524.688 | 370.887 | 348.718 | 490.6 | 686.3 | 852.909 | 743.062 | 771.884 | 616.726 | 683.729 | 50894 | 50894 | 51911 | 51911 | 7096 | 2020
58302 | N | . | Life Technologies Carlsbad | Bloom Energy | 57128 | CA | PACC | WECC |  | 22 | 2 | NAICS-22 Non-Cogen | FC | NG | NG |  |  | mcf | 3871 | 3423 | 3801 | 2687 | 2526 | 3554 | 4972 | 6179 | 5384 | 5592 | 4468 | 4954 | 3871 | 3423 | 3801 | 2687 | 2526 | 3554 | 4972 | 6179 | 5384 | 5592 | 4468 | 4954 | 1.02 | 1.02 | 1.02 | 1.02 | 1.02 | 1.02 | 1.02 | 1.02 | 1.02 | 1.02 | 1.02 | 1.02 | 3948 | 3491 | 3877 | 2741 | 2577 | 3625 | 5071 | 6303 | 5492 | 5704 | 4557 | 5053 | 3948 | 3491 | 3877 | 2741 | 2577 | 3625 | 5071 | 6303 | 5492 | 5704 | 4557 | 5053 | 593.806 | 525.315 | 583.397 | 412.387 | 387.737 | 545.495 | 763.093 | 948.344 | 826.206 | 858.253 | 685.733 | 760.234 | 51411 | 51411 | 52439 | 52439 | 7890 | 2020
58303 | N | . | Taylor Farms Salinas | Bloom Energy | 57128 | CA | PACC | WECC |  | 22 | 2 | NAICS-22 Non-Cogen | FC | NG | NG |  |  | mcf | 4310 | 3814 | 4235 | 2994 | 2815 | 3960 | 5540 | 6885 | 5998 | 6231 | 4978 | 5519 | 4310 | 3814 | 4235 | 2994 | 2815 | 3960 | 5540 | 6885 | 5998 | 6231 | 4978 | 5519 | 1.02 | 1.02 | 1.02 | 1.02 | 1.02 | 1.02 | 1.02 | 1.02 | 1.02 | 1.02 | 1.02 | 1.02 | 4396 | 3890 | 4320 | 3054 | 2871 | 4039 | 5651 | 7023 | 6118 | 6356 | 5078 | 5629 | 4396 | 3890 | 4320 | 3054 | 2871 | 4039 | 5651 | 7023 | 6118 | 6356 | 5078 | 5629 | 661.916 | 585.57 | 650.314 | 459.689 | 432.211 | 608.064 | 850.622 | 1057.121 | 920.973 | 956.697 | 764.389 | 847.434 | 57279 | 57279 | 58425 | 58425 | 8795 | 2020
58304 | N | . | Kingsburg Solar | Tulare PV II LLC | 58269 | CA | PACC | WECC |  | 22 | 2 | NAICS-22 Non-Cogen | PV | SUN | SUN |  |  |  | 0 | 0 | 0 | 0 | 0 | 0 | 0 | 0 | 0 | 0 | 0 | 0 | 0 | 0 | 0 | 0 | 0 | 0 | 0 | 0 | 0 | 0 | 0 | 0 | 0 | 0 | 0 | 0 | 0 | 0 | 0 | 0 | 0 | 0 | 0 | 0 | 3041 | 4123 | 4034 | 5084 | 6654 | 6626 | 7238 | 6200 | 4869 | 4500 | 3558 | 2817 | 3041 | 4123 | 4034 | 5084 | 6654 | 6626 | 7238 | 6200 | 4869 | 4500 | 3558 | 2817 | 347.177 | 470.616 | 460.526 | 580.393 | 759.589 | 756.399 | 826.297 | 707.818 | 555.777 | 513.719 | 406.133 | 321.556 | 0 | 0 | 58744 | 58744 | 6706 | 2020
58306 | N | . | Exeter Solar | Tulare PV I LLC | 58268 | CA | PACC | WECC |  | 22 | 2 | NAICS-22 Non-Cogen | PV | SUN | SUN |  |  |  | 0 | 0 | 0 | 0 | 0 | 0 | 0 | 0 | 0 | 0 | 0 | 0 | 0 | 0 | 0 | 0 | 0 | 0 | 0 | 0 | 0 | 0 | 0 | 0 | 0 | 0 | 0 | 0 | 0 | 0 | 0 | 0 | 0 | 0 | 0 | 0 | 3024 | 4099 | 4011 | 5055 | 6616 | 6589 | 7197 | 6165 | 4841 | 4475 | 3538 | 2801 | 3024 | 4099 | 4011 | 5055 | 6616 | 6589 | 7197 | 6165 | 4841 | 4475 | 3538 | 2801 | 345.209 | 467.949 | 457.917 | 577.104 | 755.285 | 752.113 | 821.615 | 703.807 | 552.627 | 510.808 | 403.832 | 319.734 | 0 | 0 | 58411 | 58411 | 6668 | 2020
58307 | N | . | Ivanhoe Solar | Tulare PV I LLC | 58268 | CA | PACC | WECC |  | 22 | 2 | NAICS-22 Non-Cogen | PV | SUN | SUN |  |  |  | 0 | 0 | 0 | 0 | 0 | 0 | 0 | 0 | 0 | 0 | 0 | 0 | 0 | 0 | 0 | 0 | 0 | 0 | 0 | 0 | 0 | 0 | 0 | 0 | 0 | 0 | 0 | 0 | 0 | 0 | 0 | 0 | 0 | 0 | 0 | 0 | 2921 | 3960 | 3875 | 4883 | 6391 | 6364 | 6952 | 5955 | 4676 | 4322 | 3417 | 2706 | 2921 | 3960 | 3875 | 4883 | 6391 | 6364 | 6952 | 5955 | 4676 | 4322 | 3417 | 2706 | 333.458 | 452.019 | 442.328 | 557.458 | 729.572 | 726.508 | 793.644 | 679.847 | 533.814 | 493.419 | 390.084 | 308.849 | 0 | 0 | 56422 | 56422 | 6441 | 2020
58308 | N | . | Lindsay Solar | Tulare PV I LLC | 58268 | CA | PACC | WECC |  | 22 | 2 | NAICS-22 Non-Cogen | PV | SUN | SUN |  |  |  | 0 | 0 | 0 | 0 | 0 | 0 | 0 | 0 | 0 | 0 | 0 | 0 | 0 | 0 | 0 | 0 | 0 | 0 | 0 | 0 | 0 | 0 | 0 | 0 | 0 | 0 | 0 | 0 | 0 | 0 | 0 | 0 | 0 | 0 | 0 | 0 | 3345 | 4534 | 4437 | 5591 | 7318 | 7287 | 7960 | 6819 | 5354 | 4949 | 3913 | 3098 | 3345 | 4534 | 4437 | 5591 | 7318 | 7287 | 7960 | 6819 | 5354 | 4949 | 3913 | 3098 | 381.814 | 517.565 | 506.469 | 638.294 | 835.366 | 831.858 | 908.729 | 778.431 | 611.222 | 564.969 | 446.649 | 353.634 | 0 | 0 | 64605 | 64605 | 7375 | 2020
58309 | N | . | Porterville Solar | Tulare PV I LLC | 58268 | CA | PACC | WECC |  | 22 | 2 | NAICS-22 Non-Cogen | PV | SUN | SUN |  |  |  | 0 | 0 | 0 | 0 | 0 | 0 | 0 | 0 | 0 | 0 | 0 | 0 | 0 | 0 | 0 | 0 | 0 | 0 | 0 | 0 | 0 | 0 | 0 | 0 | 0 | 0 | 0 | 0 | 0 | 0 | 0 | 0 | 0 | 0 | 0 | 0 | 2982 | 4043 | 3956 | 4986 | 6525 | 6498 | 7098 | 6080 | 4774 | 4413 | 3489 | 2762 | 2982 | 4043 | 3956 | 4986 | 6525 | 6498 | 7098 | 6080 | 4774 | 4413 | 3489 | 2762 | 340.445 | 461.493 | 451.599 | 569.142 | 744.864 | 741.736 | 810.279 | 694.096 | 545.003 | 503.761 | 398.26 | 315.322 | 0 | 0 | 57606 | 57606 | 6576 | 2020
58320 | N | . | G2 Energy Hay Rd | G2 Energy LLC | 56440 | CA | PACC | WECC |  | 22 | 2 | NAICS-22 Non-Cogen | IC | LFG | MLG |  |  | mcf | 24051 | 21633 | 22795 | 21334 | 22663 | 20888 | 23459 | 22398 | 22216 | 21381 | 21525 | 19225 | 24051 | 21633 | 22795 | 21334 | 22663 | 20888 | 23459 | 22398 | 22216 | 21381 | 21525 | 19225 | 0.493 | 0.493 | 0.493 | 0.493 | 0.493 | 0.493 | 0.493 | 0.493 | 0.493 | 0.493 | 0.493 | 0.493 | 11857 | 10665 | 11238 | 10518 | 11173 | 10298 | 11565 | 11042 | 10952 | 10541 | 10612 | 9478 | 11857 | 10665 | 11238 | 10518 | 11173 | 10298 | 11565 | 11042 | 10952 | 10541 | 10612 | 9478 | 1144.97 | 1029.919 | 1085.233 | 1015.679 | 1078.935 | 994.43 | 1116.862 | 1066.33 | 1057.677 | 1017.916 | 1024.777 | 915.272 | 263568 | 263568 | 129939 | 129939 | 12548 | 2020
58354 | N | . | Radiance Solar 4 | Greenbacker Renewable Energy Corporation | 60025 | CA | PACC | WECC |  | 22 | 2 | NAICS-22 Non-Cogen | PV | SUN | SUN |  |  |  | 0 | 0 | 0 | 0 | 0 | 0 | 0 | 0 | 0 | 0 | 0 | 0 | 0 | 0 | 0 | 0 | 0 | 0 | 0 | 0 | 0 | 0 | 0 | 0 | 0 | 0 | 0 | 0 | 0 | 0 | 0 | 0 | 0 | 0 | 0 | 0 | 1423 | 1929 | 1887 | 2378 | 3113 | 3100 | 3386 | 2901 | 2277 | 2105 | 1664 | 1318 | 1423 | 1929 | 1887 | 2378 | 3113 | 3100 | 3386 | 2901 | 2277 | 2105 | 1664 | 1318 | 162.405 | 220.15 | 215.43 | 271.502 | 355.328 | 353.836 | 386.533 | 331.11 | 259.987 | 240.313 | 189.985 | 150.421 | 0 | 0 | 27481 | 27481 | 3137 | 2020
58355 | N | . | Radiance Solar 5 | Greenbacker Renewable Energy Corporation | 60025 | CA | PACC | WECC |  | 22 | 2 | NAICS-22 Non-Cogen | PV | SUN | SUN |  |  |  | 0 | 0 | 0 | 0 | 0 | 0 | 0 | 0 | 0 | 0 | 0 | 0 | 0 | 0 | 0 | 0 | 0 | 0 | 0 | 0 | 0 | 0 | 0 | 0 | 0 | 0 | 0 | 0 | 0 | 0 | 0 | 0 | 0 | 0 | 0 | 0 | 1467 | 1988 | 1946 | 2452 | 3209 | 3195 | 3491 | 2990 | 2348 | 2170 | 1716 | 1358 | 1467 | 1988 | 1946 | 2452 | 3209 | 3195 | 3491 | 2990 | 2348 | 2170 | 1716 | 1358 | 167.426 | 226.957 | 222.091 | 279.897 | 366.315 | 364.777 | 398.486 | 341.349 | 268.026 | 247.744 | 195.86 | 155.072 | 0 | 0 | 28330 | 28330 | 3234 | 2020
58366 | N | . | Atwell Island | SPS Atwell Island LLC | 58355 | CA | PACC | WECC |  | 22 | 2 | NAICS-22 Non-Cogen | PV | SUN | SUN |  |  |  | 0 | 0 | 0 | 0 | 0 | 0 | 0 | 0 | 0 | 0 | 0 | 0 | 0 | 0 | 0 | 0 | 0 | 0 | 0 | 0 | 0 | 0 | 0 | 0 | 0 | 0 | 0 | 0 | 0 | 0 | 0 | 0 | 0 | 0 | 0 | 0 | 14881 | 20172 | 19740 | 24878 | 32559 | 32422 | 35418 | 30339 | 23822 | 22020 | 17408 | 13783 | 14881 | 20172 | 19740 | 24878 | 32559 | 32422 | 35418 | 30339 | 23822 | 22020 | 17408 | 13783 | 1698.767 | 2302.763 | 2253.393 | 2839.909 | 3716.729 | 3701.121 | 4043.137 | 3463.41 | 2719.46 | 2513.671 | 1987.242 | 1573.398 | 0 | 0 | 287442 | 287442 | 32813 | 2020
58373 | N | . | White River Solar | Consolidated Edison Development Inc. | 56769 | CA | PACC | WECC |  | 22 | 2 | NAICS-22 Non-Cogen | PV | SUN | SUN |  |  |  | 0 | 0 | 0 | 0 | 0 | 0 | 0 | 0 | 0 | 0 | 0 | 0 | 0 | 0 | 0 | 0 | 0 | 0 | 0 | 0 | 0 | 0 | 0 | 0 | 0 | 0 | 0 | 0 | 0 | 0 | 0 | 0 | 0 | 0 | 0 | 0 | 22386 | 30345 | 29694 | 37423 | 48977 | 48772 | 53278 | 45639 | 35836 | 33124 | 26187 | 20733 | 22386 | 30345 | 29694 | 37423 | 48977 | 48772 | 53278 | 45639 | 35836 | 33124 | 26187 | 20733 | 2555.425 | 3464.004 | 3389.738 | 4272.023 | 5591.008 | 5567.529 | 6082.018 | 5209.945 | 4090.835 | 3781.27 | 2989.371 | 2366.834 | 0 | 0 | 432394 | 432394 | 49360 | 2020
58374 | N | . | Corcoran Solar | Consolidated Edison Development Inc. | 56769 | CA | PACC | WECC |  | 22 | 2 | NAICS-22 Non-Cogen | PV | SUN | SUN |  |  |  | 0 | 0 | 0 | 0 | 0 | 0 | 0 | 0 | 0 | 0 | 0 | 0 | 0 | 0 | 0 | 0 | 0 | 0 | 0 | 0 | 0 | 0 | 0 | 0 | 0 | 0 | 0 | 0 | 0 | 0 | 0 | 0 | 0 | 0 | 0 | 0 | 22498 | 30498 | 29844 | 37612 | 49224 | 49018 | 53547 | 45869 | 36016 | 33291 | 26319 | 20838 | 22498 | 30498 | 29844 | 37612 | 49224 | 49018 | 53547 | 45869 | 36016 | 33291 | 26319 | 20838 | 2568.316 | 3481.478 | 3406.837 | 4293.574 | 5619.213 | 5595.615 | 6112.699 | 5236.227 | 4111.472 | 3800.344 | 3004.452 | 2378.773 | 0 | 0 | 434574 | 434574 | 49609 | 2020
58376 | N | . | Oakley Solar Project | Oakley Solar Project LLC | 58363 | CA | PACC | WECC |  | 22 | 2 | NAICS-22 Non-Cogen | PV | SUN | SUN |  |  |  | 0 | 0 | 0 | 0 | 0 | 0 | 0 | 0 | 0 | 0 | 0 | 0 | 0 | 0 | 0 | 0 | 0 | 0 | 0 | 0 | 0 | 0 | 0 | 0 | 0 | 0 | 0 | 0 | 0 | 0 | 0 | 0 | 0 | 0 | 0 | 0 | 1002 | 1358 | 1329 | 1675 | 2192 | 2183 | 2384 | 2042 | 1604 | 1482 | 1172 | 928 | 1002 | 1358 | 1329 | 1675 | 2192 | 2183 | 2384 | 2042 | 1604 | 1482 | 1172 | 928 | 114.362 | 155.024 | 151.7 | 191.185 | 250.213 | 249.163 | 272.188 | 233.16 | 183.076 | 169.223 | 133.783 | 105.923 | 0 | 0 | 19351 | 19351 | 2209 | 2020
58379 | N | . | Cold Canyon 1 | Toro Energy of California SLO | 58366 | CA | PACC | WECC |  | 22 | 2 | NAICS-22 Non-Cogen | IC | LFG | MLG |  |  | mcf | 41242 | 37100 | 39092 | 36587 | 38866 | 35822 | 40232 | 38412 | 38100 | 36668 | 36915 | 32970 | 41242 | 37100 | 39092 | 36587 | 38866 | 35822 | 40232 | 38412 | 38100 | 36668 | 36915 | 32970 | 0.52 | 0.52 | 0.52 | 0.52 | 0.52 | 0.52 | 0.52 | 0.52 | 0.52 | 0.52 | 0.52 | 0.52 | 21446 | 19292 | 20328 | 19025 | 20210 | 18627 | 20921 | 19974 | 19812 | 19067 | 19196 | 17144 | 21446 | 19292 | 20328 | 19025 | 20210 | 18627 | 20921 | 19974 | 19812 | 19067 | 19196 | 17144 | 989.942 | 890.468 | 938.292 | 878.156 | 932.847 | 859.784 | 965.639 | 921.949 | 914.467 | 880.09 | 886.022 | 791.344 | 452006 | 452006 | 235042 | 235042 | 10849 | 2020
58388 | N | . | Solar Star 1 | Solar Star California XIX, LLC | 59873 | CA | PACC | WECC |  | 22 | 2 | NAICS-22 Non-Cogen | PV | SUN | SUN |  |  |  | 0 | 0 | 0 | 0 | 0 | 0 | 0 | 0 | 0 | 0 | 0 | 0 | 0 | 0 | 0 | 0 | 0 | 0 | 0 | 0 | 0 | 0 | 0 | 0 | 0 | 0 | 0 | 0 | 0 | 0 | 0 | 0 | 0 | 0 | 0 | 0 | 442792 | 539634 | 496981 | 532731 | 710944 | 790739 | 935314 | 773622 | 619779 | 564442 | 456641 | 374946 | 442792 | 539634 | 496981 | 532731 | 710944 | 790739 | 935314 | 773622 | 619779 | 564442 | 456641 | 374946 | 50547 | 61602 | 56733 | 60814 | 81158 | 90267 | 106771 | 88313 | 70751 | 64434 | 52128 | 42802 | 0 | 0 | 7238565 | 7238565 | 826320 | 2020
58389 | N | . | Solar Star 2 | Solar Star California XX, LLC | 59872 | CA | PACC | WECC |  | 22 | 2 | NAICS-22 Non-Cogen | PV | SUN | SUN |  |  |  | 0 | 0 | 0 | 0 | 0 | 0 | 0 | 0 | 0 | 0 | 0 | 0 | 0 | 0 | 0 | 0 | 0 | 0 | 0 | 0 | 0 | 0 | 0 | 0 | 0 | 0 | 0 | 0 | 0 | 0 | 0 | 0 | 0 | 0 | 0 | 0 | 386535 | 463562 | 443519 | 478927 | 632183 | 691252 | 818184 | 678900 | 546212 | 505426 | 400025 | 331627 | 386535 | 463562 | 443519 | 478927 | 632183 | 691252 | 818184 | 678900 | 546212 | 505426 | 400025 | 331627 | 44125 | 52918 | 50630 | 54672 | 72167 | 78910 | 93400 | 77500 | 62353 | 57697 | 45665 | 37857 | 0 | 0 | 6376352 | 6376352 | 727894 | 2020
58394 | N | . | Alta Wind X | NRG Yield LLC | 60015 | CA | PACC | WECC |  | 22 | 2 | NAICS-22 Non-Cogen | WT | WND | WND |  |  |  | 0 | 0 | 0 | 0 | 0 | 0 | 0 | 0 | 0 | 0 | 0 | 0 | 0 | 0 | 0 | 0 | 0 | 0 | 0 | 0 | 0 | 0 | 0 | 0 | 0 | 0 | 0 | 0 | 0 | 0 | 0 | 0 | 0 | 0 | 0 | 0 | 170205 | 174472 | 252921 | 340994 | 347945 | 385871 | 378862 | 322783 | 178694 | 194692 | 148991 | 146311 | 170205 | 174472 | 252921 | 340994 | 347945 | 385871 | 378862 | 322783 | 178694 | 194692 | 148991 | 146311 | 19429.843 | 19916.913 | 28872.314 | 38926.231 | 39719.749 | 44049.243 | 43249.123 | 36847.371 | 20398.833 | 22225.113 | 17008.094 | 16702.173 | 0 | 0 | 3042741 | 3042741 | 347345 | 2020
58395 | N | . | Alta Wind XI | NRG Yield LLC | 60015 | CA | PACC | WECC |  | 22 | 2 | NAICS-22 Non-Cogen | WT | WND | WND |  |  |  | 0 | 0 | 0 | 0 | 0 | 0 | 0 | 0 | 0 | 0 | 0 | 0 | 0 | 0 | 0 | 0 | 0 | 0 | 0 | 0 | 0 | 0 | 0 | 0 | 0 | 0 | 0 | 0 | 0 | 0 | 0 | 0 | 0 | 0 | 0 | 0 | 105265 | 107904 | 156421 | 210890 | 215189 | 238645 | 234310 | 199627 | 110514 | 120409 | 92144 | 90487 | 105265 | 107904 | 156421 | 210890 | 215189 | 238645 | 234310 | 199627 | 110514 | 120409 | 92144 | 90487 | 12016.527 | 12317.757 | 17856.289 | 24074.206 | 24564.963 | 27242.569 | 26747.729 | 22788.52 | 12615.804 | 13745.28 | 10518.777 | 10329.579 | 0 | 0 | 1881805 | 1881805 | 214818 | 2020
58397 | N | . | Ameresco Johnson Canyon | Ameresco Johnson Canyon LLC | 58382 | CA | PACC | WECC |  | 22 | 2 | NAICS-22 Non-Cogen | IC | LFG | MLG |  |  | mcf | 21336 | 19192 | 20223 | 18927 | 20106 | 18531 | 20812 | 19871 | 19710 | 18969 | 19096 | 17056 | 21336 | 19192 | 20223 | 18927 | 20106 | 18531 | 20812 | 19871 | 19710 | 18969 | 19096 | 17056 | 0.485 | 0.485 | 0.485 | 0.485 | 0.485 | 0.485 | 0.485 | 0.485 | 0.485 | 0.485 | 0.485 | 0.485 | 10348 | 9308 | 9808 | 9180 | 9751 | 8988 | 10094 | 9637 | 9559 | 9200 | 9262 | 8272 | 10348 | 9308 | 9808 | 9180 | 9751 | 8988 | 10094 | 9637 | 9559 | 9200 | 9262 | 8272 | 964.483 | 867.568 | 914.163 | 855.573 | 908.858 | 837.673 | 940.806 | 898.239 | 890.95 | 857.457 | 863.237 | 770.993 | 233829 | 233829 | 113407 | 113407 | 10570 | 2020
58398 | N | . | Heber Solar | Axium US Solar Holdings LLC | 60898 | CA | PACC | WECC |  | 22 | 2 | NAICS-22 Non-Cogen | PV | SUN | SUN |  |  |  | 0 | 0 | 0 | 0 | 0 | 0 | 0 | 0 | 0 | 0 | 0 | 0 | 0 | 0 | 0 | 0 | 0 | 0 | 0 | 0 | 0 | 0 | 0 | 0 | 0 | 0 | 0 | 0 | 0 | 0 | 0 | 0 | 0 | 0 | 0 | 0 | 11128 | 15084 | 14761 | 18603 | 24347 | 24244 | 26485 | 22687 | 17814 | 16466 | 13018 | 10307 | 11128 | 15084 | 14761 | 18603 | 24347 | 24244 | 26485 | 22687 | 17814 | 16466 | 13018 | 10307 | 1270.31 | 1721.966 | 1685.048 | 2123.635 | 2779.307 | 2767.635 | 3023.389 | 2589.879 | 2033.566 | 1879.68 | 1486.025 | 1176.56 | 0 | 0 | 214944 | 214944 | 24537 | 2020
58417 | N | . | Lone Valley Solar Park I LLC | Lone Valley Solar Park I LLC | 58413 | CA | PACC | WECC |  | 22 | 2 | NAICS-22 Non-Cogen | PV | SUN | SUN |  |  |  | 0 | 0 | 0 | 0 | 0 | 0 | 0 | 0 | 0 | 0 | 0 | 0 | 0 | 0 | 0 | 0 | 0 | 0 | 0 | 0 | 0 | 0 | 0 | 0 | 0 | 0 | 0 | 0 | 0 | 0 | 0 | 0 | 0 | 0 | 0 | 0 | 10415 | 14119 | 13816 | 17412 | 22788 | 22692 | 24789 | 21235 | 16673 | 15412 | 12184 | 9647 | 10415 | 14119 | 13816 | 17412 | 22788 | 22692 | 24789 | 21235 | 16673 | 15412 | 12184 | 9647 | 1188.978 | 1611.716 | 1577.162 | 1987.668 | 2601.359 | 2590.435 | 2829.814 | 2424.06 | 1903.365 | 1759.332 | 1390.881 | 1101.23 | 0 | 0 | 201182 | 201182 | 22966 | 2020
58418 | N | . | Victor Dry Farm Ranch A | Sustainable Power Group, LLC | 58661 | CA | PACC | WECC |  | 22 | 2 | NAICS-22 Non-Cogen | PV | SUN | SUN |  |  |  | 0 | 0 | 0 | 0 | 0 | 0 | 0 | 0 | 0 | 0 | 0 | 0 | 0 | 0 | 0 | 0 | 0 | 0 | 0 | 0 | 0 | 0 | 0 | 0 | 0 | 0 | 0 | 0 | 0 | 0 | 0 | 0 | 0 | 0 | 0 | 0 | 4302 | 5831 | 5706 | 7191 | 9411 | 9372 | 10238 | 8770 | 6886 | 6365 | 5032 | 3984 | 4302 | 5831 | 5706 | 7191 | 9411 | 9372 | 10238 | 8770 | 6886 | 6365 | 5032 | 3984 | 491.051 | 665.642 | 651.371 | 820.91 | 1074.366 | 1069.854 | 1168.718 | 1001.141 | 786.093 | 726.607 | 574.437 | 454.81 | 0 | 0 | 83088 | 83088 | 9485 | 2020
58419 | N | . | Victor Dry Farm Ranch B | Sustainable Power Group, LLC | 58661 | CA | PACC | WECC |  | 22 | 2 | NAICS-22 Non-Cogen | PV | SUN | SUN |  |  |  | 0 | 0 | 0 | 0 | 0 | 0 | 0 | 0 | 0 | 0 | 0 | 0 | 0 | 0 | 0 | 0 | 0 | 0 | 0 | 0 | 0 | 0 | 0 | 0 | 0 | 0 | 0 | 0 | 0 | 0 | 0 | 0 | 0 | 0 | 0 | 0 | 4280 | 5802 | 5677 | 7155 | 9364 | 9324 | 10186 | 8726 | 6851 | 6333 | 5007 | 3964 | 4280 | 5802 | 5677 | 7155 | 9364 | 9324 | 10186 | 8726 | 6851 | 6333 | 5007 | 3964 | 488.566 | 662.273 | 648.074 | 816.756 | 1068.929 | 1064.44 | 1162.804 | 996.075 | 782.115 | 722.93 | 571.53 | 452.508 | 0 | 0 | 82669 | 82669 | 9437 | 2020
58422 | N | . | CSU Northridge Plant | California State University, Northridge | 58416 | CA | PACC | WECC |  | 611 | 4 | Commercial NAICS Non-Cogen | FC | NG | NG |  |  | mcf | 0 | 0 | 0 | 0 | 0 | 0 | 0 | 0 | 0 | 0 | 0 | 0 | 0 | 0 | 0 | 0 | 0 | 0 | 0 | 0 | 0 | 0 | 0 | 0 | 0 | 0 | 0 | 0 | 0 | 0 | 0 | 0 | 0 | 0 | 0 | 0 | 0 | 0 | 0 | 0 | 0 | 0 | 0 | 0 | 0 | 0 | 0 | 0 | 0 | 0 | 0 | 0 | 0 | 0 | 0 | 0 | 0 | 0 | 0 | 0 | 0 | 0 | 0 | 0 | 0 | 0 | 0 | 0 | 0 | 0 | 0 | 0 | 0 | 0 | 0 | 0 | 0 | 2020
58422 | N | . | CSU Northridge Plant | California State University, Northridge | 58416 | CA | PACC | WECC |  | 611 | 4 | Commercial NAICS Non-Cogen | PV | SUN | SUN |  |  |  | 0 | 0 | 0 | 0 | 0 | 0 | 0 | 0 | 0 | 0 | 0 | 0 | 0 | 0 | 0 | 0 | 0 | 0 | 0 | 0 | 0 | 0 | 0 | 0 | 0 | 0 | 0 | 0 | 0 | 0 | 0 | 0 | 0 | 0 | 0 | 0 | 337 | 456 | 446 | 563 | 736 | 733 | 801 | 686 | 539 | 498 | 394 | 312 | 337 | 456 | 446 | 563 | 736 | 733 | 801 | 686 | 539 | 498 | 394 | 312 | 38.416 | 52.072 | 50.956 | 64.219 | 84.046 | 83.693 | 91.427 | 78.318 | 61.495 | 56.842 | 44.937 | 35.579 | 0 | 0 | 6501 | 6501 | 742 | 2020
58429 | N | . | Sunshine Gas Producers | Sunshine Gas Producers LLC | 58426 | CA | PACC | WECC |  | 22 | 2 | NAICS-22 Non-Cogen | GT | LFG | MLG |  |  | mcf | 325191 | 280123 | 329483 | 335598 | 357607 | 367629 | 362096 | 356375 | 348462 | 347638 | 365656 | 228630 | 325191 | 280123 | 329483 | 335598 | 357607 | 367629 | 362096 | 356375 | 348462 | 347638 | 365656 | 228630 | 0.443 | 0.457 | 0.454 | 0.423 | 0.437 | 0.426 | 0.439 | 0.439 | 0.41 | 0.4 | 0.412 | 0.403 | 144060 | 128016 | 149585 | 141958 | 156274 | 156610 | 158960 | 156449 | 142869 | 139055 | 150650 | 92138 | 144060 | 128016 | 149585 | 141958 | 156274 | 156610 | 158960 | 156449 | 142869 | 139055 | 150650 | 92138 | 13145 | 10350 | 12036 | 11461 | 12368 | 12265 | 11960 | 11505 | 10868 | 10733 | 11980 | 7599 | 4004488 | 4004488 | 1716624 | 1716624 | 136270 | 2020
58430 | N | . | Centinela Solar Energy | CD Arevon USA, Inc. | 61230 | CA | PACC | WECC |  | 22 | 2 | NAICS-22 Non-Cogen | PV | SUN | SUN |  |  |  | 0 | 0 | 0 | 0 | 0 | 0 | 0 | 0 | 0 | 0 | 0 | 0 | 0 | 0 | 0 | 0 | 0 | 0 | 0 | 0 | 0 | 0 | 0 | 0 | 0 | 0 | 0 | 0 | 0 | 0 | 0 | 0 | 0 | 0 | 0 | 0 | 226302 | 306763 | 300187 | 378320 | 495126 | 493046 | 538608 | 461379 | 362274 | 334860 | 264731 | 209601 | 226302 | 306763 | 300187 | 378320 | 495126 | 493046 | 538608 | 461379 | 362274 | 334860 | 264731 | 209601 | 25833.559 | 35018.652 | 34267.872 | 43187.162 | 56521.176 | 56283.814 | 61484.936 | 52668.891 | 41355.475 | 38225.984 | 30220.45 | 23927.029 | 0 | 0 | 4371197 | 4371197 | 498995 | 2020
58435 | N | . | Ameresco Vasco Road | Ameresco Vasco Road, LLC | 58431 | CA | PACC | WECC |  | 22 | 2 | NAICS-22 Non-Cogen | IC | LFG | MLG |  |  | mcf | 63069 | 56732 | 59779 | 55947 | 59432 | 54777 | 61521 | 58737 | 58261 | 56070 | 56448 | 50416 | 63069 | 56732 | 59779 | 55947 | 59432 | 54777 | 61521 | 58737 | 58261 | 56070 | 56448 | 50416 | 0.504 | 0.504 | 0.504 | 0.504 | 0.504 | 0.504 | 0.504 | 0.504 | 0.504 | 0.504 | 0.504 | 0.504 | 31787 | 28593 | 30129 | 28197 | 29954 | 27608 | 31007 | 29603 | 29364 | 28259 | 28450 | 25410 | 31787 | 28593 | 30129 | 28197 | 29954 | 27608 | 31007 | 29603 | 29364 | 28259 | 28450 | 25410 | 3138.812 | 2823.413 | 2975.051 | 2784.376 | 2957.786 | 2726.123 | 3061.758 | 2923.229 | 2899.508 | 2790.507 | 2809.317 | 2509.12 | 691189 | 691189 | 348361 | 348361 | 34399 | 2020
58436 | N | . | Ameresco San Joaquin | Ameresco San Joaquin, LLC | 58432 | CA | PACC | WECC |  | 22 | 2 | NAICS-22 Non-Cogen | IC | LFG | MLG |  |  | mcf | 55021 | 49493 | 52151 | 48809 | 51848 | 47787 | 53671 | 51243 | 50827 | 48916 | 49246 | 43984 | 55021 | 49493 | 52151 | 48809 | 51848 | 47787 | 53671 | 51243 | 50827 | 48916 | 49246 | 43984 | 0.493 | 0.493 | 0.493 | 0.493 | 0.493 | 0.493 | 0.493 | 0.493 | 0.493 | 0.493 | 0.493 | 0.493 | 27125 | 24400 | 25710 | 24063 | 25561 | 23559 | 26460 | 25263 | 25058 | 24116 | 24278 | 21684 | 27125 | 24400 | 25710 | 24063 | 25561 | 23559 | 26460 | 25263 | 25058 | 24116 | 24278 | 21684 | 2691.7 | 2421.229 | 2551.266 | 2387.753 | 2536.461 | 2337.798 | 2625.623 | 2506.827 | 2486.485 | 2393.011 | 2409.141 | 2151.706 | 602996 | 602996 | 297277 | 297277 | 29499 | 2020
58437 | N | . | Ameresco Forward | Ameresco Forward, LLC | 58433 | CA | PACC | WECC |  | 22 | 2 | NAICS-22 Non-Cogen | IC | LFG | MLG |  |  | mcf | 61877 | 55659 | 58648 | 54889 | 58308 | 53741 | 60357 | 57627 | 57159 | 55010 | 55381 | 49463 | 61877 | 55659 | 58648 | 54889 | 58308 | 53741 | 60357 | 57627 | 57159 | 55010 | 55381 | 49463 | 0.478 | 0.478 | 0.478 | 0.478 | 0.478 | 0.478 | 0.478 | 0.478 | 0.478 | 0.478 | 0.478 | 0.478 | 29577 | 26605 | 28034 | 26237 | 27871 | 25688 | 28851 | 27546 | 27322 | 26295 | 26472 | 23643 | 29577 | 26605 | 28034 | 26237 | 27871 | 25688 | 28851 | 27546 | 27322 | 26295 | 26472 | 23643 | 2974.933 | 2676 | 2819.721 | 2639.001 | 2803.357 | 2583.79 | 2901.902 | 2770.605 | 2748.122 | 2644.813 | 2662.64 | 2378.116 | 678119 | 678119 | 324141 | 324141 | 32603 | 2020
58440 | N | . | CBS Studio Center | Crestmark Bank | 59413 | CA | PACC | WECC |  | 512 | 4 | Commercial NAICS Non-Cogen | FC | NG | NG |  |  | mcf | 6906 | 6754 | 6971 | 1815 | 6577 | 7124 | 6766 | 6442 | 4843 | 7020 | 3886 | 1734 | 6906 | 6754 | 6971 | 1815 | 6577 | 7124 | 6766 | 6442 | 4843 | 7020 | 3886 | 1734 | 1.026 | 1.028 | 1.028 | 1.028 | 1.028 | 1.028 | 1.028 | 1.028 | 1.029 | 1.028 | 1.028 | 1.028 | 7086 | 6943 | 7166 | 1866 | 6761 | 7323 | 6955 | 6622 | 4983 | 7217 | 3995 | 1783 | 7086 | 6943 | 7166 | 1866 | 6761 | 7323 | 6955 | 6622 | 4983 | 7217 | 3995 | 1783 | 795 | 751 | 790 | 307 | 700 | 752 | 710 | 678 | 582 | 741 | 423 | 207 | 66838 | 66838 | 68700 | 68700 | 7436 | 2020
58445 | N | . | Arrache 4006 | CD US Solar MT 2 LLC | 58440 | CA | PACC | WECC |  | 22 | 2 | NAICS-22 Non-Cogen | PV | SUN | SUN |  |  |  | 0 | 0 | 0 | 0 | 0 | 0 | 0 | 0 | 0 | 0 | 0 | 0 | 0 | 0 | 0 | 0 | 0 | 0 | 0 | 0 | 0 | 0 | 0 | 0 | 0 | 0 | 0 | 0 | 0 | 0 | 0 | 0 | 0 | 0 | 0 | 0 | 1063 | 1442 | 1411 | 1778 | 2327 | 2317 | 2531 | 2168 | 1702 | 1574 | 1244 | 985 | 1063 | 1442 | 1411 | 1778 | 2327 | 2317 | 2531 | 2168 | 1702 | 1574 | 1244 | 985 | 121.403 | 164.568 | 161.04 | 202.956 | 265.618 | 264.503 | 288.945 | 247.515 | 194.348 | 179.641 | 142.019 | 112.444 | 0 | 0 | 20542 | 20542 | 2345 | 2020
58446 | N | . | Arrache 4013 | CD US Solar MT 2 LLC | 58440 | CA | PACC | WECC |  | 22 | 2 | NAICS-22 Non-Cogen | PV | SUN | SUN |  |  |  | 0 | 0 | 0 | 0 | 0 | 0 | 0 | 0 | 0 | 0 | 0 | 0 | 0 | 0 | 0 | 0 | 0 | 0 | 0 | 0 | 0 | 0 | 0 | 0 | 0 | 0 | 0 | 0 | 0 | 0 | 0 | 0 | 0 | 0 | 0 | 0 | 1583 | 2146 | 2100 | 2646 | 3463 | 3448 | 3767 | 3227 | 2534 | 2342 | 1852 | 1466 | 1583 | 2146 | 2100 | 2646 | 3463 | 3448 | 3767 | 3227 | 2534 | 2342 | 1852 | 1466 | 180.682 | 244.922 | 239.671 | 302.054 | 395.312 | 393.652 | 430.029 | 368.369 | 289.243 | 267.355 | 211.364 | 167.347 | 0 | 0 | 30574 | 30574 | 3490 | 2020
58448 | N | . | Nunn | CD US Solar MT 2 LLC | 58440 | CA | PACC | WECC |  | 22 | 2 | NAICS-22 Non-Cogen | PV | SUN | SUN |  |  |  | 0 | 0 | 0 | 0 | 0 | 0 | 0 | 0 | 0 | 0 | 0 | 0 | 0 | 0 | 0 | 0 | 0 | 0 | 0 | 0 | 0 | 0 | 0 | 0 | 0 | 0 | 0 | 0 | 0 | 0 | 0 | 0 | 0 | 0 | 0 | 0 | 1194 | 1618 | 1583 | 1995 | 2612 | 2601 | 2841 | 2434 | 1911 | 1766 | 1396 | 1106 | 1194 | 1618 | 1583 | 1995 | 2612 | 2601 | 2841 | 2434 | 1911 | 1766 | 1396 | 1106 | 136.261 | 184.709 | 180.749 | 227.795 | 298.127 | 296.875 | 324.309 | 277.807 | 218.134 | 201.627 | 159.401 | 126.206 | 0 | 0 | 23057 | 23057 | 2632 | 2020
58449 | N | . | Rutan | CD US Solar MT 2 LLC | 58440 | CA | PACC | WECC |  | 22 | 2 | NAICS-22 Non-Cogen | PV | SUN | SUN |  |  |  | 0 | 0 | 0 | 0 | 0 | 0 | 0 | 0 | 0 | 0 | 0 | 0 | 0 | 0 | 0 | 0 | 0 | 0 | 0 | 0 | 0 | 0 | 0 | 0 | 0 | 0 | 0 | 0 | 0 | 0 | 0 | 0 | 0 | 0 | 0 | 0 | 1799 | 2439 | 2386 | 3008 | 3936 | 3920 | 4282 | 3668 | 2880 | 2662 | 2105 | 1666 | 1799 | 2439 | 2386 | 3008 | 3936 | 3920 | 4282 | 3668 | 2880 | 2662 | 2105 | 1666 | 205.376 | 278.398 | 272.429 | 343.337 | 449.342 | 447.455 | 488.804 | 418.717 | 328.775 | 303.896 | 240.252 | 190.219 | 0 | 0 | 34751 | 34751 | 3967 | 2020
58450 | N | . | Vinam | CD US Solar MT 2 LLC | 58440 | CA | PACC | WECC |  | 22 | 2 | NAICS-22 Non-Cogen | PV | SUN | SUN |  |  |  | 0 | 0 | 0 | 0 | 0 | 0 | 0 | 0 | 0 | 0 | 0 | 0 | 0 | 0 | 0 | 0 | 0 | 0 | 0 | 0 | 0 | 0 | 0 | 0 | 0 | 0 | 0 | 0 | 0 | 0 | 0 | 0 | 0 | 0 | 0 | 0 | 1812 | 2456 | 2403 | 3029 | 3964 | 3947 | 4312 | 3694 | 2900 | 2681 | 2119 | 1678 | 1812 | 2456 | 2403 | 3029 | 3964 | 3947 | 4312 | 3694 | 2900 | 2681 | 2119 | 1678 | 206.825 | 280.363 | 274.352 | 345.76 | 452.514 | 450.613 | 492.254 | 421.672 | 331.096 | 306.041 | 241.948 | 191.562 | 0 | 0 | 34995 | 34995 | 3995 | 2020
58451 | N | . | Ma | CD US Solar MT 2 LLC | 58440 | CA | PACC | WECC |  | 22 | 2 | NAICS-22 Non-Cogen | PV | SUN | SUN |  |  |  | 0 | 0 | 0 | 0 | 0 | 0 | 0 | 0 | 0 | 0 | 0 | 0 | 0 | 0 | 0 | 0 | 0 | 0 | 0 | 0 | 0 | 0 | 0 | 0 | 0 | 0 | 0 | 0 | 0 | 0 | 0 | 0 | 0 | 0 | 0 | 0 | 1631 | 2211 | 2163 | 2726 | 3568 | 3553 | 3881 | 3325 | 2611 | 2413 | 1908 | 1510 | 1631 | 2211 | 2163 | 2726 | 3568 | 3553 | 3881 | 3325 | 2611 | 2413 | 1908 | 1510 | 186.169 | 252.361 | 246.951 | 311.228 | 407.319 | 405.608 | 443.09 | 379.558 | 298.028 | 275.475 | 217.783 | 172.43 | 0 | 0 | 31500 | 31500 | 3596 | 2020
58452 | N | . | Horn | CD US Solar MT 2 LLC | 58440 | CA | PACC | WECC |  | 22 | 2 | NAICS-22 Non-Cogen | PV | SUN | SUN |  |  |  | 0 | 0 | 0 | 0 | 0 | 0 | 0 | 0 | 0 | 0 | 0 | 0 | 0 | 0 | 0 | 0 | 0 | 0 | 0 | 0 | 0 | 0 | 0 | 0 | 0 | 0 | 0 | 0 | 0 | 0 | 0 | 0 | 0 | 0 | 0 | 0 | 1602 | 2171 | 2125 | 2678 | 3505 | 3490 | 3812 | 3266 | 2564 | 2370 | 1874 | 1484 | 1602 | 2171 | 2125 | 2678 | 3505 | 3490 | 3812 | 3266 | 2564 | 2370 | 1874 | 1484 | 182.856 | 247.87 | 242.556 | 305.689 | 400.07 | 398.39 | 435.204 | 372.802 | 292.723 | 270.572 | 213.907 | 169.361 | 0 | 0 | 30941 | 30941 | 3532 | 2020
58454 | N | . | Watts 3115 | CD US Solar MT 2 LLC | 58440 | CA | PACC | WECC |  | 22 | 2 | NAICS-22 Non-Cogen | PV | SUN | SUN |  |  |  | 0 | 0 | 0 | 0 | 0 | 0 | 0 | 0 | 0 | 0 | 0 | 0 | 0 | 0 | 0 | 0 | 0 | 0 | 0 | 0 | 0 | 0 | 0 | 0 | 0 | 0 | 0 | 0 | 0 | 0 | 0 | 0 | 0 | 0 | 0 | 0 | 1498 | 2031 | 1988 | 2505 | 3278 | 3265 | 3566 | 3055 | 2399 | 2217 | 1753 | 1388 | 1498 | 2031 | 1988 | 2505 | 3278 | 3265 | 3566 | 3055 | 2399 | 2217 | 1753 | 1388 | 171.052 | 231.869 | 226.898 | 285.956 | 374.244 | 372.673 | 407.111 | 348.737 | 273.827 | 253.106 | 200.099 | 158.428 | 0 | 0 | 28943 | 28943 | 3304 | 2020
58462 | N | . | McCoy Solar Energy Project Hybrid | McCoy Solar, LLC | 58451 | CA | PACC | WECC |  | 22 | 2 | NAICS-22 Non-Cogen | PV | SUN | SUN |  |  |  | 0 | 0 | 0 | 0 | 0 | 0 | 0 | 0 | 0 | 0 | 0 | 0 | 0 | 0 | 0 | 0 | 0 | 0 | 0 | 0 | 0 | 0 | 0 | 0 | 0 | 0 | 0 | 0 | 0 | 0 | 0 | 0 | 0 | 0 | 0 | 0 | 258123 | 349899 | 342397 | 431517 | 564747 | 562376 | 614344 | 526256 | 413215 | 381946 | 301956 | 239074 | 258123 | 349899 | 342397 | 431517 | 564747 | 562376 | 614344 | 526256 | 413215 | 381946 | 301956 | 239074 | 29466.136 | 39942.787 | 39086.436 | 49259.909 | 64468.881 | 64198.142 | 70130.618 | 60074.908 | 47170.66 | 43601.117 | 34469.887 | 27291.519 | 0 | 0 | 4985850 | 4985850 | 569161 | 2020
58467 | N | . | Campo Verde Solar | Southern Power Co | 17650 | CA | PACC | WECC |  | 22 | 2 | NAICS-22 Non-Cogen | PV | SUN | SUN |  |  |  | 0 | 0 | 0 | 0 | 0 | 0 | 0 | 0 | 0 | 0 | 0 | 0 | 0 | 0 | 0 | 0 | 0 | 0 | 0 | 0 | 0 | 0 | 0 | 0 | 0 | 0 | 0 | 0 | 0 | 0 | 0 | 0 | 0 | 0 | 0 | 0 | 152071 | 206140 | 201721 | 254225 | 332717 | 331320 | 361936 | 310040 | 243443 | 225021 | 177895 | 140849 | 152071 | 206140 | 201721 | 254225 | 332717 | 331320 | 361936 | 310040 | 243443 | 225021 | 177895 | 140849 | 17359.756 | 23531.998 | 23027.485 | 29021.112 | 37981.365 | 37821.861 | 41316.936 | 35392.689 | 27790.246 | 25687.276 | 20307.679 | 16078.597 | 0 | 0 | 2937378 | 2937378 | 335317 | 2020
58498 | N | . | RE Rosamond One LLC | Gamma Genco CV II LLC | 62949 | CA | PACC | WECC |  | 22 | 2 | NAICS-22 Non-Cogen | PV | SUN | SUN |  |  |  | 0 | 0 | 0 | 0 | 0 | 0 | 0 | 0 | 0 | 0 | 0 | 0 | 0 | 0 | 0 | 0 | 0 | 0 | 0 | 0 | 0 | 0 | 0 | 0 | 0 | 0 | 0 | 0 | 0 | 0 | 0 | 0 | 0 | 0 | 0 | 0 | 25899 | 35108 | 34355 | 43297 | 56665 | 56427 | 61642 | 52803 | 41461 | 38323 | 30297 | 23988 | 25899 | 35108 | 34355 | 43297 | 56665 | 56427 | 61642 | 52803 | 41461 | 38323 | 30297 | 23988 | 2956.548 | 4007.746 | 3921.822 | 4942.6 | 6468.625 | 6441.459 | 7036.707 | 6027.746 | 4732.97 | 4374.812 | 3458.611 | 2738.354 | 0 | 0 | 500265 | 500265 | 57108 | 2020
58499 | N | . | RE Rosamond Two LLC | Gamma Genco CV II LLC | 62949 | CA | PACC | WECC |  | 22 | 2 | NAICS-22 Non-Cogen | PV | SUN | SUN |  |  |  | 0 | 0 | 0 | 0 | 0 | 0 | 0 | 0 | 0 | 0 | 0 | 0 | 0 | 0 | 0 | 0 | 0 | 0 | 0 | 0 | 0 | 0 | 0 | 0 | 0 | 0 | 0 | 0 | 0 | 0 | 0 | 0 | 0 | 0 | 0 | 0 | 19991 | 27098 | 26517 | 33419 | 43737 | 43554 | 47578 | 40756 | 32002 | 29580 | 23385 | 18515 | 19991 | 27098 | 26517 | 33419 | 43737 | 43554 | 47578 | 40756 | 32002 | 29580 | 23385 | 18515 | 2282.022 | 3093.392 | 3027.071 | 3814.962 | 4992.829 | 4971.862 | 5431.306 | 4652.536 | 3653.159 | 3376.714 | 2669.54 | 2113.607 | 0 | 0 | 386132 | 386132 | 44079 | 2020
58500 | N | . | RE Rio Grande Solar LLC | Gamma Genco CV II LLC | 62949 | CA | PACC | WECC |  | 22 | 2 | NAICS-22 Non-Cogen | PV | SUN | SUN |  |  |  | 0 | 0 | 0 | 0 | 0 | 0 | 0 | 0 | 0 | 0 | 0 | 0 | 0 | 0 | 0 | 0 | 0 | 0 | 0 | 0 | 0 | 0 | 0 | 0 | 0 | 0 | 0 | 0 | 0 | 0 | 0 | 0 | 0 | 0 | 0 | 0 | 4729 | 6410 | 6273 | 7905 | 10346 | 10303 | 11255 | 9641 | 7570 | 6997 | 5532 | 4380 | 4729 | 6410 | 6273 | 7905 | 10346 | 10303 | 11255 | 9641 | 7570 | 6997 | 5532 | 4380 | 539.818 | 731.75 | 716.061 | 902.439 | 1181.067 | 1176.107 | 1284.789 | 1100.569 | 864.164 | 798.77 | 631.487 | 499.979 | 0 | 0 | 91341 | 91341 | 10427 | 2020
58502 | N | . | RE Columbia 3 LLC | Gamma Genco CV II LLC | 62949 | CA | PACC | WECC |  | 22 | 2 | NAICS-22 Non-Cogen | PV | SUN | SUN |  |  |  | 0 | 0 | 0 | 0 | 0 | 0 | 0 | 0 | 0 | 0 | 0 | 0 | 0 | 0 | 0 | 0 | 0 | 0 | 0 | 0 | 0 | 0 | 0 | 0 | 0 | 0 | 0 | 0 | 0 | 0 | 0 | 0 | 0 | 0 | 0 | 0 | 10422 | 14127 | 13824 | 17423 | 22802 | 22706 | 24804 | 21248 | 16684 | 15421 | 12192 | 9653 | 10422 | 14127 | 13824 | 17423 | 22802 | 22706 | 24804 | 21248 | 16684 | 15421 | 12192 | 9653 | 1189.701 | 1612.699 | 1578.123 | 1988.88 | 2602.945 | 2592.014 | 2831.539 | 2425.538 | 1904.526 | 1760.405 | 1391.729 | 1101.901 | 0 | 0 | 201306 | 201306 | 22980 | 2020
58506 | N | . | Chuckawalla Solar | Altus Power America Management, LLC | 60281 | CA | PACC | WECC |  | 22 | 2 | NAICS-22 Non-Cogen | PV | SUN | SUN |  |  |  | 0 | 0 | 0 | 0 | 0 | 0 | 0 | 0 | 0 | 0 | 0 | 0 | 0 | 0 | 0 | 0 | 0 | 0 | 0 | 0 | 0 | 0 | 0 | 0 | 0 | 0 | 0 | 0 | 0 | 0 | 0 | 0 | 0 | 0 | 0 | 0 | 416 | 564 | 552 | 696 | 911 | 907 | 991 | 849 | 666 | 616 | 487 | 386 | 416 | 564 | 552 | 696 | 911 | 907 | 991 | 849 | 666 | 616 | 487 | 386 | 47.525 | 64.424 | 63.043 | 79.451 | 103.982 | 103.545 | 113.114 | 96.895 | 76.082 | 70.324 | 55.596 | 44.019 | 0 | 0 | 8041 | 8041 | 918 | 2020
58508 | N | . | Bear Creek Solar | Ecos Energy LLC | 58135 | CA | PACC | WECC |  | 22 | 2 | NAICS-22 Non-Cogen | PV | SUN | SUN |  |  |  | 0 | 0 | 0 | 0 | 0 | 0 | 0 | 0 | 0 | 0 | 0 | 0 | 0 | 0 | 0 | 0 | 0 | 0 | 0 | 0 | 0 | 0 | 0 | 0 | 0 | 0 | 0 | 0 | 0 | 0 | 0 | 0 | 0 | 0 | 0 | 0 | 1781 | 2414 | 2362 | 2977 | 3897 | 3880 | 4239 | 3631 | 2851 | 2635 | 2083 | 1650 | 1781 | 2414 | 2362 | 2977 | 3897 | 3880 | 4239 | 3631 | 2851 | 2635 | 2083 | 1650 | 203.307 | 275.59 | 269.682 | 339.875 | 444.811 | 442.943 | 483.875 | 414.495 | 325.46 | 300.832 | 237.829 | 188.301 | 0 | 0 | 34400 | 34400 | 3927 | 2020
58509 | N | . | Vintner Solar | Ecos Energy LLC | 58135 | CA | PACC | WECC |  | 22 | 2 | NAICS-22 Non-Cogen | PV | SUN | SUN |  |  |  | 0 | 0 | 0 | 0 | 0 | 0 | 0 | 0 | 0 | 0 | 0 | 0 | 0 | 0 | 0 | 0 | 0 | 0 | 0 | 0 | 0 | 0 | 0 | 0 | 0 | 0 | 0 | 0 | 0 | 0 | 0 | 0 | 0 | 0 | 0 | 0 | 1840 | 2494 | 2441 | 3076 | 4026 | 4009 | 4379 | 3751 | 2945 | 2723 | 2152 | 1704 | 1840 | 2494 | 2441 | 3076 | 4026 | 4009 | 4379 | 3751 | 2945 | 2723 | 2152 | 1704 | 210.035 | 284.714 | 278.61 | 351.126 | 459.536 | 457.607 | 499.894 | 428.216 | 336.234 | 310.79 | 245.703 | 194.535 | 0 | 0 | 35540 | 35540 | 4057 | 2020
58510 | N | . | Kettleman Solar Project | Ecos Energy LLC | 58135 | CA | PACC | WECC |  | 22 | 2 | NAICS-22 Non-Cogen | PV | SUN | SUN |  |  |  | 0 | 0 | 0 | 0 | 0 | 0 | 0 | 0 | 0 | 0 | 0 | 0 | 0 | 0 | 0 | 0 | 0 | 0 | 0 | 0 | 0 | 0 | 0 | 0 | 0 | 0 | 0 | 0 | 0 | 0 | 0 | 0 | 0 | 0 | 0 | 0 | 1160 | 1572 | 1538 | 1939 | 2537 | 2527 | 2760 | 2364 | 1856 | 1716 | 1357 | 1074 | 1160 | 1572 | 1538 | 1939 | 2537 | 2527 | 2760 | 2364 | 1856 | 1716 | 1357 | 1074 | 132.38 | 179.446 | 175.599 | 221.304 | 289.631 | 288.415 | 315.067 | 269.891 | 211.918 | 195.881 | 154.859 | 122.609 | 0 | 0 | 22400 | 22400 | 2557 | 2020
58513 | N | . | Ironwood Solar LLC | Altus Power America Management, LLC | 60281 | CA | PACC | WECC |  | 22 | 2 | NAICS-22 Non-Cogen | PV | SUN | SUN |  |  |  | 0 | 0 | 0 | 0 | 0 | 0 | 0 | 0 | 0 | 0 | 0 | 0 | 0 | 0 | 0 | 0 | 0 | 0 | 0 | 0 | 0 | 0 | 0 | 0 | 0 | 0 | 0 | 0 | 0 | 0 | 0 | 0 | 0 | 0 | 0 | 0 | 431 | 585 | 572 | 721 | 944 | 940 | 1026 | 879 | 690 | 638 | 505 | 399 | 431 | 585 | 572 | 721 | 944 | 940 | 1026 | 879 | 690 | 638 | 505 | 399 | 49.234 | 66.74 | 65.309 | 82.307 | 107.72 | 107.267 | 117.18 | 100.378 | 78.817 | 72.852 | 57.595 | 45.601 | 0 | 0 | 8330 | 8330 | 951 | 2020
58514 | N | . | Desert Hot Springs Solar | Consolidated Edison Solutions Inc | 57365 | CA | PACC | WECC |  | 22 | 2 | NAICS-22 Non-Cogen | PV | SUN | SUN |  |  |  | 0 | 0 | 0 | 0 | 0 | 0 | 0 | 0 | 0 | 0 | 0 | 0 | 0 | 0 | 0 | 0 | 0 | 0 | 0 | 0 | 0 | 0 | 0 | 0 | 0 | 0 | 0 | 0 | 0 | 0 | 0 | 0 | 0 | 0 | 0 | 0 | 2468 | 3345 | 3273 | 4125 | 5399 | 5376 | 5873 | 5031 | 3950 | 3651 | 2887 | 2285 | 2468 | 3345 | 3273 | 4125 | 5399 | 5376 | 5873 | 5031 | 3950 | 3651 | 2887 | 2285 | 281.688 | 381.84 | 373.654 | 470.909 | 616.302 | 613.714 | 670.427 | 574.297 | 450.937 | 416.813 | 329.521 | 260.898 | 0 | 0 | 47663 | 47663 | 5441 | 2020
58522 | N | . | Madera Community Hospital | Ahana Renewables, LLC | 59622 | CA | PACC | WECC |  | 22 | 2 | NAICS-22 Non-Cogen | PV | SUN | SUN |  |  |  | 0 | 0 | 0 | 0 | 0 | 0 | 0 | 0 | 0 | 0 | 0 | 0 | 0 | 0 | 0 | 0 | 0 | 0 | 0 | 0 | 0 | 0 | 0 | 0 | 0 | 0 | 0 | 0 | 0 | 0 | 0 | 0 | 0 | 0 | 0 | 0 | 843 | 1143 | 1118 | 1409 | 1845 | 1837 | 2007 | 1719 | 1350 | 1248 | 986 | 781 | 843 | 1143 | 1118 | 1409 | 1845 | 1837 | 2007 | 1719 | 1350 | 1248 | 986 | 781 | 96.243 | 130.462 | 127.665 | 160.893 | 210.569 | 209.685 | 229.061 | 196.217 | 154.069 | 142.41 | 112.586 | 89.14 | 0 | 0 | 16286 | 16286 | 1859 | 2020
58525 | Y | . | City of Hayward WWTP | City of Hayward | 58500 | CA | PACC | WECC |  | 22 | 3 | NAICS-22 Cogen | IC | NG | NG |  |  | mcf | 136 | 119 | 132 | 93 | 88 | 124 | 173 | 215 | 187 | 194 | 155 | 172 | 136 | 119 | 132 | 93 | 88 | 124 | 173 | 215 | 187 | 194 | 155 | 172 | 1.03 | 1.03 | 1.03 | 1.03 | 1.03 | 1.03 | 1.03 | 1.03 | 1.03 | 1.03 | 1.03 | 1.03 | 140 | 123 | 136 | 96 | 91 | 128 | 178 | 221 | 193 | 200 | 160 | 177 | 140 | 123 | 136 | 96 | 91 | 128 | 178 | 221 | 193 | 200 | 160 | 177 | 13.844 | 12.247 | 13.601 | 9.614 | 9.04 | 12.717 | 17.79 | 22.109 | 19.262 | 20.009 | 15.987 | 17.724 | 1788 | 1788 | 1843 | 1843 | 183.944 | 2020
58525 | Y | . | City of Hayward WWTP | City of Hayward | 58500 | CA | PACC | WECC |  | 22 | 3 | NAICS-22 Cogen | IC | OBG | ORW |  |  | Mcf | 10658 | 9587 | 10102 | 9454 | 10043 | 9257 | 10396 | 9926 | 9845 | 9475 | 9539 | 8520 | 10658 | 9587 | 10102 | 9453 | 10043 | 9256 | 10396 | 9926 | 9845 | 9475 | 9539 | 8519 | 0.62 | 0.62 | 0.62 | 0.62 | 0.62 | 0.62 | 0.62 | 0.62 | 0.62 | 0.62 | 0.62 | 0.62 | 6608 | 5944 | 6263 | 5861 | 6227 | 5739 | 6446 | 6154 | 6104 | 5875 | 5914 | 5282 | 6608 | 5944 | 6263 | 5861 | 6227 | 5739 | 6446 | 6154 | 6104 | 5875 | 5914 | 5282 | 659.996 | 593.677 | 625.562 | 585.469 | 621.932 | 573.22 | 643.794 | 614.666 | 609.678 | 586.758 | 590.713 | 527.591 | 116802 | 116799 | 72417 | 72417 | 7233.056 | 2020
58525 | Y | . | City of Hayward WWTP | City of Hayward | 58500 | CA | PACC | WECC |  | 22 | 3 | NAICS-22 Cogen | PV | SUN | SUN |  |  |  | 0 | 0 | 0 | 0 | 0 | 0 | 0 | 0 | 0 | 0 | 0 | 0 | 0 | 0 | 0 | 0 | 0 | 0 | 0 | 0 | 0 | 0 | 0 | 0 | 0 | 0 | 0 | 0 | 0 | 0 | 0 | 0 | 0 | 0 | 0 | 0 | 1623 | 2200 | 2152 | 2713 | 3550 | 3535 | 3862 | 3308 | 2598 | 2401 | 1898 | 1503 | 1623 | 2200 | 2152 | 2713 | 3550 | 3535 | 3862 | 3308 | 2598 | 2401 | 1898 | 1503 | 185.237 | 251.098 | 245.715 | 309.67 | 405.28 | 403.578 | 440.872 | 377.658 | 296.536 | 274.096 | 216.693 | 171.567 | 0 | 0 | 31343 | 31343 | 3578 | 2020
58527 | N | . | Crown Cooling Facility | Five Crowns Inc | 58501 | CA | PACC | WECC |  | 115 | 6 | Industrial NAICS Non-Cogen | PV | SUN | SUN |  |  |  | 0 | 0 | 0 | 0 | 0 | 0 | 0 | 0 | 0 | 0 | 0 | 0 | 0 | 0 | 0 | 0 | 0 | 0 | 0 | 0 | 0 | 0 | 0 | 0 | 0 | 0 | 0 | 0 | 0 | 0 | 0 | 0 | 0 | 0 | 0 | 0 | 480 | 651 | 637 | 802 | 1050 | 1046 | 1142 | 979 | 768 | 710 | 561 | 445 | 480 | 651 | 637 | 802 | 1050 | 1046 | 1142 | 979 | 768 | 710 | 561 | 445 | 54.791 | 74.27 | 72.678 | 91.595 | 119.875 | 119.371 | 130.402 | 111.705 | 87.71 | 81.073 | 64.094 | 50.746 | 0 | 0 | 9271 | 9271 | 1058.31 | 2020
58528 | N | . | Garnet Solar Generation Station I LLC | Garnet Solar Generation Station I LLC | 58503 | CA | PACC | WECC |  | 22 | 2 | NAICS-22 Non-Cogen | PV | SUN | SUN |  |  |  | 0 | 0 | 0 | 0 | 0 | 0 | 0 | 0 | 0 | 0 | 0 | 0 | 0 | 0 | 0 | 0 | 0 | 0 | 0 | 0 | 0 | 0 | 0 | 0 | 0 | 0 | 0 | 0 | 0 | 0 | 0 | 0 | 0 | 0 | 0 | 0 | 3252 | 4408 | 4314 | 5437 | 7115 | 7086 | 7740 | 6630 | 5206 | 4812 | 3804 | 3012 | 3252 | 4408 | 4314 | 5437 | 7115 | 7086 | 7740 | 6630 | 5206 | 4812 | 3804 | 3012 | 371.25 | 503.249 | 492.46 | 620.638 | 812.259 | 808.848 | 883.593 | 756.899 | 594.315 | 549.341 | 434.295 | 343.853 | 0 | 0 | 62816 | 62816 | 7171 | 2020
58542 | N | . | Desert Sunlight 250, LLC | NextEra Energy Desert Sunlight 250, LLC | 58290 | CA | PACC | WECC |  | 22 | 2 | NAICS-22 Non-Cogen | PV | SUN | SUN |  |  |  | 0 | 0 | 0 | 0 | 0 | 0 | 0 | 0 | 0 | 0 | 0 | 0 | 0 | 0 | 0 | 0 | 0 | 0 | 0 | 0 | 0 | 0 | 0 | 0 | 0 | 0 | 0 | 0 | 0 | 0 | 0 | 0 | 0 | 0 | 0 | 0 | 276945 | 375412 | 367363 | 462981 | 605927 | 603382 | 659140 | 564629 | 443345 | 409796 | 323974 | 256506 | 276945 | 375412 | 367363 | 462981 | 605927 | 603382 | 659140 | 564629 | 443345 | 409796 | 323974 | 256506 | 31614.692 | 42855.259 | 41936.467 | 52851.749 | 69169.7 | 68879.22 | 75244.269 | 64455.336 | 50610.16 | 46780.341 | 36983.297 | 29281.51 | 0 | 0 | 5349400 | 5349400 | 610662 | 2020
58545 | N | . | Community Solar 1 | NRG Solar Community 1 LLC | 58518 | CA | PACC | WECC |  | 22 | 2 | NAICS-22 Non-Cogen | PV | SUN | SUN |  |  |  | 0 | 0 | 0 | 0 | 0 | 0 | 0 | 0 | 0 | 0 | 0 | 0 | 0 | 0 | 0 | 0 | 0 | 0 | 0 | 0 | 0 | 0 | 0 | 0 | 0 | 0 | 0 | 0 | 0 | 0 | 0 | 0 | 0 | 0 | 0 | 0 | 6444 | 8736 | 8548 | 10773 | 14100 | 14041 | 15338 | 13139 | 10317 | 9536 | 7539 | 5969 | 6444 | 8736 | 8548 | 10773 | 14100 | 14041 | 15338 | 13139 | 10317 | 9536 | 7539 | 5969 | 735.667 | 997.235 | 975.854 | 1229.851 | 1609.567 | 1602.808 | 1750.921 | 1499.865 | 1177.69 | 1088.571 | 860.595 | 681.376 | 0 | 0 | 124480 | 124480 | 14210 | 2020
58578 | N | . | Sonora 1 | Greenbacker Renewable Energy Corporation | 60025 | CA | PACC | WECC |  | 22 | 2 | NAICS-22 Non-Cogen | PV | SUN | SUN |  |  |  | 0 | 0 | 0 | 0 | 0 | 0 | 0 | 0 | 0 | 0 | 0 | 0 | 0 | 0 | 0 | 0 | 0 | 0 | 0 | 0 | 0 | 0 | 0 | 0 | 0 | 0 | 0 | 0 | 0 | 0 | 0 | 0 | 0 | 0 | 0 | 0 | 1622 | 2199 | 2152 | 2712 | 3549 | 3534 | 3861 | 3307 | 2597 | 2400 | 1898 | 1503 | 1622 | 2199 | 2152 | 2712 | 3549 | 3534 | 3861 | 3307 | 2597 | 2400 | 1898 | 1503 | 185.186 | 251.028 | 245.646 | 309.583 | 405.167 | 403.465 | 440.749 | 377.552 | 296.453 | 274.019 | 216.633 | 171.519 | 0 | 0 | 31334 | 31334 | 3577 | 2020
58581 | N | . | Oltmans SCE at Champagne | California PV Energy LLC | 58540 | CA | PACC | WECC |  | 22 | 2 | NAICS-22 Non-Cogen | PV | SUN | SUN |  |  |  | 0 | 0 | 0 | 0 | 0 | 0 | 0 | 0 | 0 | 0 | 0 | 0 | 0 | 0 | 0 | 0 | 0 | 0 | 0 | 0 | 0 | 0 | 0 | 0 | 0 | 0 | 0 | 0 | 0 | 0 | 0 | 0 | 0 | 0 | 0 | 0 | 857 | 1162 | 1137 | 1433 | 1875 | 1867 | 2040 | 1748 | 1372 | 1268 | 1003 | 794 | 857 | 1162 | 1137 | 1433 | 1875 | 1867 | 2040 | 1748 | 1372 | 1268 | 1003 | 794 | 97.85 | 132.637 | 129.793 | 163.576 | 214.08 | 213.181 | 232.881 | 199.489 | 156.639 | 144.785 | 114.463 | 90.626 | 0 | 0 | 16556 | 16556 | 1890 | 2020
58582 | N | . | Oltmans SCE at Jurupa | California PV Energy LLC | 58540 | CA | PACC | WECC |  | 22 | 2 | NAICS-22 Non-Cogen | PV | SUN | SUN |  |  |  | 0 | 0 | 0 | 0 | 0 | 0 | 0 | 0 | 0 | 0 | 0 | 0 | 0 | 0 | 0 | 0 | 0 | 0 | 0 | 0 | 0 | 0 | 0 | 0 | 0 | 0 | 0 | 0 | 0 | 0 | 0 | 0 | 0 | 0 | 0 | 0 | 1330 | 1802 | 1764 | 2223 | 2909 | 2897 | 3165 | 2711 | 2129 | 1968 | 1556 | 1232 | 1330 | 1802 | 1764 | 2223 | 2909 | 2897 | 3165 | 2711 | 2129 | 1968 | 1556 | 1232 | 151.791 | 205.763 | 201.352 | 253.76 | 332.108 | 330.713 | 361.274 | 309.472 | 242.997 | 224.609 | 177.57 | 140.591 | 0 | 0 | 25686 | 25686 | 2932 | 2020
58585 | Y | . | Sierra Nevada Brewing Co Hybrid | Sierra Nevada Brewing Co | 58544 | CA | PACC | WECC |  | 312 | 7 | Industrial NAICS Cogen | BA | MWH | OTH |  |  | megawatthours | 6 | 4 | 7 | 6 | 6 | 5 | 6 | 6 | 6 | 7 | 7 | 6 | 6 | 4 | 7 | 6 | 6 | 5 | 6 | 6 | 6 | 7 | 7 | 6 | 0 | 0 | 0 | 0 | 0 | 0 | 0 | 0 | 0 | 0 | 0 | 0 | 0 | 0 | 0 | 0 | 0 | 0 | 0 | 0 | 0 | 0 | 0 | 0 | 0 | 0 | 0 | 0 | 0 | 0 | 0 | 0 | 0 | 0 | 0 | 0 | -1.485 | -1.147 | -1.76 | -1.561 | -1.512 | -1.343 | -1.588 | -1.583 | -1.711 | -1.827 | -1.801 | -1.682 | 72 | 72 | 0 | 0 | -19 | 2020
58585 | Y | . | Sierra Nevada Brewing Co Hybrid | Sierra Nevada Brewing Co | 58544 | CA | PACC | WECC |  | 312 | 7 | Industrial NAICS Cogen | GT | NG | NG |  |  | mcf | 7128 | 6306 | 7003 | 4950 | 4654 | 6548 | 9160 | 11384 | 9918 | 10302 | 8231 | 9126 | 2977 | 2634 | 2925 | 2068 | 1943 | 2735 | 3825 | 4754 | 4142 | 4303 | 3438 | 3811 | 1.007 | 1.007 | 1.007 | 1.007 | 1.007 | 1.007 | 1.007 | 1.007 | 1.007 | 1.007 | 1.007 | 1.007 | 7178 | 6350 | 7052 | 4985 | 4687 | 6594 | 9224 | 11464 | 9987 | 10374 | 8289 | 9190 | 2998 | 2652 | 2945 | 2082 | 1957 | 2754 | 3852 | 4787 | 4171 | 4333 | 3462 | 3838 | 516.738 | 457.138 | 507.681 | 358.865 | 337.415 | 474.698 | 664.056 | 825.264 | 718.977 | 746.865 | 596.736 | 661.567 | 94710 | 39555 | 95374 | 39831 | 6866 | 2020
58585 | Y | . | Sierra Nevada Brewing Co Hybrid | Sierra Nevada Brewing Co | 58544 | CA | PACC | WECC |  | 312 | 7 | Industrial NAICS Cogen | PV | SUN | SUN |  |  |  | 0 | 0 | 0 | 0 | 0 | 0 | 0 | 0 | 0 | 0 | 0 | 0 | 0 | 0 | 0 | 0 | 0 | 0 | 0 | 0 | 0 | 0 | 0 | 0 | 0 | 0 | 0 | 0 | 0 | 0 | 0 | 0 | 0 | 0 | 0 | 0 | 1109 | 1503 | 1471 | 1854 | 2426 | 2416 | 2639 | 2261 | 1775 | 1641 | 1297 | 1027 | 1109 | 1503 | 1471 | 1854 | 2426 | 2416 | 2639 | 2261 | 1775 | 1641 | 1297 | 1027 | 126.579 | 171.586 | 167.907 | 211.611 | 276.945 | 275.782 | 301.267 | 258.07 | 202.636 | 187.302 | 148.076 | 117.239 | 0 | 0 | 21419 | 21419 | 2445 | 2020
58590 | N | . | Cascade Solar | Cascade Solar LLC | 58546 | CA | PACC | WECC |  | 22 | 2 | NAICS-22 Non-Cogen | PV | SUN | SUN |  |  |  | 0 | 0 | 0 | 0 | 0 | 0 | 0 | 0 | 0 | 0 | 0 | 0 | 0 | 0 | 0 | 0 | 0 | 0 | 0 | 0 | 0 | 0 | 0 | 0 | 0 | 0 | 0 | 0 | 0 | 0 | 0 | 0 | 0 | 0 | 0 | 0 | 24292 | 32929 | 32223 | 40610 | 53149 | 52925 | 57816 | 49526 | 38888 | 35945 | 28417 | 22499 | 24292 | 32929 | 32223 | 40610 | 53149 | 52925 | 57816 | 49526 | 38888 | 35945 | 28417 | 22499 | 2773.072 | 3759.034 | 3678.442 | 4635.872 | 6067.196 | 6041.716 | 6600.024 | 5653.677 | 4439.252 | 4103.321 | 3243.977 | 2568.417 | 0 | 0 | 469219 | 469219 | 53564 | 2020
58592 | N | . | Solar Gen 2 Solar Facility | Southern Power Co | 17650 | CA | PACC | WECC |  | 22 | 2 | NAICS-22 Non-Cogen | PV | SUN | SUN |  |  |  | 0 | 0 | 0 | 0 | 0 | 0 | 0 | 0 | 0 | 0 | 0 | 0 | 0 | 0 | 0 | 0 | 0 | 0 | 0 | 0 | 0 | 0 | 0 | 0 | 0 | 0 | 0 | 0 | 0 | 0 | 0 | 0 | 0 | 0 | 0 | 0 | 179182 | 242890 | 237683 | 299547 | 392032 | 390386 | 426461 | 365313 | 286843 | 265136 | 209610 | 165958 | 179182 | 242890 | 237683 | 299547 | 392032 | 390386 | 426461 | 365313 | 286843 | 265136 | 209610 | 165958 | 20454.585 | 27727.19 | 27132.735 | 34194.882 | 44752.534 | 44564.595 | 48682.757 | 41702.358 | 32744.582 | 30266.703 | 23928.053 | 18945.026 | 0 | 0 | 3461041 | 3461041 | 395096 | 2020
58593 | Y | . | DGS Central Utility Plant | State of CA DGS BPM | 58548 | CA | PACC | WECC |  | 921 | 5 | Commercial NAICS Cogen | IC | DFO | DFO |  |  | barrels | 0 | 0 | 0 | 0 | 0 | 0 | 0 | 0 | 0 | 0 | 0 | 0 | 0 | 0 | 0 | 0 | 0 | 0 | 0 | 0 | 0 | 0 | 0 | 0 | 0 | 0 | 0 | 0 | 0 | 0 | 0 | 0 | 0 | 0 | 0 | 0 | 0 | 0 | 0 | 0 | 0 | 0 | 0 | 0 | 0 | 0 | 0 | 0 | 0 | 0 | 0 | 0 | 0 | 0 | 0 | 0 | 0 | 0 | 0 | 0 | 0 | 0 | 0 | 0 | 0 | 0 | 0 | 0 | 0 | 0 | 0 | 0 | 0 | 0 | 0 | 0 | 0 | 2020
58593 | Y | . | DGS Central Utility Plant | State of CA DGS BPM | 58548 | CA | PACC | WECC |  | 921 | 5 | Commercial NAICS Cogen | ST | DFO | DFO |  |  | barrels | 0 | 0 | 0 | 0 | 0 | 0 | 0 | 0 | 0 | 0 | 0 | 0 | 0 | 0 | 0 | 0 | 0 | 0 | 0 | 0 | 0 | 0 | 0 | 0 | 0 | 0 | 0 | 0 | 0 | 0 | 0 | 0 | 0 | 0 | 0 | 0 | 0 | 0 | 0 | 0 | 0 | 0 | 0 | 0 | 0 | 0 | 0 | 0 | 0 | 0 | 0 | 0 | 0 | 0 | 0 | 0 | 0 | 0 | 0 | 0 | 0 | 0 | 0 | 0 | 0 | 0 | 0 | 0 | 0 | 0 | 0 | 0 | 0 | 0 | 0 | 0 | 0 | 2020
58593 | Y | . | DGS Central Utility Plant | State of CA DGS BPM | 58548 | CA | PACC | WECC |  | 921 | 5 | Commercial NAICS Cogen | ST | NG | NG |  |  | mcf | 0 | 0 | 0 | 0 | 0 | 0 | 0 | 0 | 0 | 0 | 0 | 0 | 0 | 0 | 0 | 0 | 0 | 0 | 0 | 0 | 0 | 0 | 0 | 0 | 0 | 0 | 0 | 0 | 0 | 0 | 0 | 0 | 0 | 0 | 0 | 0 | 0 | 0 | 0 | 0 | 0 | 0 | 0 | 0 | 0 | 0 | 0 | 0 | 0 | 0 | 0 | 0 | 0 | 0 | 0 | 0 | 0 | 0 | 0 | 0 | 0 | 0 | 0 | 0 | 0 | 0 | 0 | 0 | 0 | 0 | 0 | 0 | 0 | 0 | 0 | 0 | 0 | 2020
58607 | Y | . | One Market Plaza | Paramount Group Inc | 58564 | CA | PACC | WECC |  | 53 | 5 | Commercial NAICS Cogen | IC | NG | NG |  |  | mcf | 938 | 828 | 920 | 650 | 611 | 860 | 1203 | 1495 | 1303 | 1353 | 1081 | 1199 | 389 | 344 | 382 | 270 | 254 | 358 | 500 | 621 | 541 | 562 | 449 | 498 | 1.037 | 1.037 | 1.037 | 1.037 | 1.037 | 1.037 | 1.037 | 1.037 | 1.037 | 1.037 | 1.037 | 1.037 | 973 | 859 | 954 | 674 | 634 | 892 | 1248 | 1550 | 1351 | 1403 | 1121 | 1243 | 403 | 357 | 396 | 280 | 263 | 371 | 518 | 644 | 561 | 583 | 466 | 516 | 74.131 | 65.581 | 72.832 | 51.483 | 48.406 | 68.1 | 95.266 | 118.393 | 103.145 | 107.146 | 85.608 | 94.909 | 12441 | 5168 | 12902 | 5358 | 985 | 2020
58609 | N | . | Industry Solar Power Generation Station 1 LLC | Sustainable Power Group, LLC | 58661 | CA | PACC | WECC |  | 22 | 2 | NAICS-22 Non-Cogen | PV | SUN | SUN |  |  |  | 0 | 0 | 0 | 0 | 0 | 0 | 0 | 0 | 0 | 0 | 0 | 0 | 0 | 0 | 0 | 0 | 0 | 0 | 0 | 0 | 0 | 0 | 0 | 0 | 0 | 0 | 0 | 0 | 0 | 0 | 0 | 0 | 0 | 0 | 0 | 0 | 1861 | 2523 | 2469 | 3111 | 4072 | 4055 | 4430 | 3795 | 2980 | 2754 | 2177 | 1724 | 1861 | 2523 | 2469 | 3111 | 4072 | 4055 | 4430 | 3795 | 2980 | 2754 | 2177 | 1724 | 212.469 | 288.012 | 281.837 | 355.194 | 464.86 | 462.908 | 505.685 | 433.177 | 340.129 | 314.391 | 248.549 | 196.789 | 0 | 0 | 35951 | 35951 | 4104 | 2020
58610 | N | . | Navajo Solar Power Generation Station 1 LLC | Sustainable Power Group, LLC | 58661 | CA | PACC | WECC |  | 22 | 2 | NAICS-22 Non-Cogen | PV | SUN | SUN |  |  |  | 0 | 0 | 0 | 0 | 0 | 0 | 0 | 0 | 0 | 0 | 0 | 0 | 0 | 0 | 0 | 0 | 0 | 0 | 0 | 0 | 0 | 0 | 0 | 0 | 0 | 0 | 0 | 0 | 0 | 0 | 0 | 0 | 0 | 0 | 0 | 0 | 1932 | 2620 | 2563 | 3231 | 4228 | 4210 | 4599 | 3940 | 3094 | 2859 | 2261 | 1790 | 1932 | 2620 | 2563 | 3231 | 4228 | 4210 | 4599 | 3940 | 3094 | 2859 | 2261 | 1790 | 220.597 | 299.03 | 292.619 | 368.782 | 482.644 | 480.617 | 525.03 | 449.748 | 353.141 | 326.418 | 258.057 | 204.317 | 0 | 0 | 37327 | 37327 | 4261 | 2020
58611 | N | . | Powhatan Solar Power Generation Station 1 LLC | Sustainable Power Group, LLC | 58661 | CA | PACC | WECC |  | 22 | 2 | NAICS-22 Non-Cogen | PV | SUN | SUN |  |  |  | 0 | 0 | 0 | 0 | 0 | 0 | 0 | 0 | 0 | 0 | 0 | 0 | 0 | 0 | 0 | 0 | 0 | 0 | 0 | 0 | 0 | 0 | 0 | 0 | 0 | 0 | 0 | 0 | 0 | 0 | 0 | 0 | 0 | 0 | 0 | 0 | 1985 | 2690 | 2633 | 3318 | 4342 | 4324 | 4723 | 4046 | 3177 | 2937 | 2322 | 1838 | 1985 | 2690 | 2633 | 3318 | 4342 | 4324 | 4723 | 4046 | 3177 | 2937 | 2322 | 1838 | 226.55 | 307.101 | 300.516 | 378.735 | 495.67 | 493.588 | 539.2 | 461.887 | 362.672 | 335.228 | 265.022 | 209.831 | 0 | 0 | 38335 | 38335 | 4376 | 2020
58612 | N | . | Otoe Solar Power Generation Station 1 LLC | Sustainable Power Group, LLC | 58661 | CA | PACC | WECC |  | 22 | 2 | NAICS-22 Non-Cogen | PV | SUN | SUN |  |  |  | 0 | 0 | 0 | 0 | 0 | 0 | 0 | 0 | 0 | 0 | 0 | 0 | 0 | 0 | 0 | 0 | 0 | 0 | 0 | 0 | 0 | 0 | 0 | 0 | 0 | 0 | 0 | 0 | 0 | 0 | 0 | 0 | 0 | 0 | 0 | 0 | 1568 | 2125 | 2080 | 2621 | 3430 | 3416 | 3731 | 3196 | 2510 | 2320 | 1834 | 1452 | 1568 | 2125 | 2080 | 2621 | 3430 | 3416 | 3731 | 3196 | 2510 | 2320 | 1834 | 1452 | 178.973 | 242.607 | 237.405 | 299.197 | 391.574 | 389.93 | 425.963 | 364.886 | 286.508 | 264.827 | 209.365 | 165.765 | 0 | 0 | 30283 | 30283 | 3457 | 2020
58616 | N | . | Westlands Solar PV Farm | Westlands Solar Farms, LLC | 58568 | CA | PACC | WECC |  | 22 | 2 | NAICS-22 Non-Cogen | PV | SUN | SUN |  |  |  | 0 | 0 | 0 | 0 | 0 | 0 | 0 | 0 | 0 | 0 | 0 | 0 | 0 | 0 | 0 | 0 | 0 | 0 | 0 | 0 | 0 | 0 | 0 | 0 | 0 | 0 | 0 | 0 | 0 | 0 | 0 | 0 | 0 | 0 | 0 | 0 | 19304 | 26168 | 25607 | 32272 | 42236 | 42059 | 45945 | 39357 | 30903 | 28565 | 22582 | 17880 | 19304 | 26168 | 25607 | 32272 | 42236 | 42059 | 45945 | 39357 | 30903 | 28565 | 22582 | 17880 | 2203.692 | 2987.212 | 2923.168 | 3684.014 | 4821.452 | 4801.204 | 5244.878 | 4492.839 | 3527.765 | 3260.809 | 2577.909 | 2041.058 | 0 | 0 | 372878 | 372878 | 42566 | 2020
58619 | Y | . | Transamerica Pyramid | Transamerica Pyramid Properties LLC | 58573 | CA | PACC | WECC |  | 53 | 5 | Commercial NAICS Cogen | IC | NG | NG |  |  | mcf | 1241 | 1099 | 1220 | 862 | 811 | 1141 | 1596 | 1983 | 1728 | 1795 | 1434 | 1590 | 573 | 507 | 563 | 398 | 374 | 526 | 736 | 915 | 797 | 828 | 662 | 733 | 1 | 1 | 1 | 1 | 1 | 1 | 1 | 1 | 1 | 1 | 1 | 1 | 1241 | 1099 | 1220 | 862 | 811 | 1141 | 1596 | 1983 | 1728 | 1795 | 1434 | 1590 | 573 | 507 | 563 | 398 | 374 | 526 | 736 | 915 | 797 | 828 | 662 | 733 | 90.914 | 80.429 | 89.321 | 63.139 | 59.365 | 83.518 | 116.834 | 145.196 | 126.496 | 131.403 | 104.989 | 116.396 | 16500 | 7612 | 16500 | 7612 | 1208 | 2020
58621 | N | . | Sol Orchard El Centro PV | Sol Orchard Imperial 1, LLC | 58575 | CA | PACC | WECC |  | 22 | 2 | NAICS-22 Non-Cogen | PV | SUN | SUN |  |  |  | 0 | 0 | 0 | 0 | 0 | 0 | 0 | 0 | 0 | 0 | 0 | 0 | 0 | 0 | 0 | 0 | 0 | 0 | 0 | 0 | 0 | 0 | 0 | 0 | 0 | 0 | 0 | 0 | 0 | 0 | 0 | 0 | 0 | 0 | 0 | 0 | 18707 | 25358 | 24815 | 31273 | 40929 | 40757 | 44524 | 38140 | 29947 | 27681 | 21884 | 17326 | 18707 | 25358 | 24815 | 31273 | 40929 | 40757 | 44524 | 38140 | 29947 | 27681 | 21884 | 17326 | 2135.51 | 2894.787 | 2832.725 | 3570.03 | 4672.275 | 4652.654 | 5082.6 | 4353.829 | 3418.615 | 3159.919 | 2498.148 | 1977.908 | 0 | 0 | 361341 | 361341 | 41249 | 2020
58625 | Y | . | Santa Rita Jail Hybrid | County of Alameda GSA | 58549 | CA | PACC | WECC |  | 22 | 3 | NAICS-22 Cogen | BA | MWH | OTH |  |  | megawatthours | 0 | 0 | 0 | 0 | 0 | 0 | 0 | 0 | 0 | 0 | 0 | 0 | 0 | 0 | 0 | 0 | 0 | 0 | 0 | 0 | 0 | 0 | 0 | 0 | 0 | 0 | 0 | 0 | 0 | 0 | 0 | 0 | 0 | 0 | 0 | 0 | 0 | 0 | 0 | 0 | 0 | 0 | 0 | 0 | 0 | 0 | 0 | 0 | 0 | 0 | 0 | 0 | 0 | 0 | 0 | 0 | 0 | 0 | 0 | 0 | 0 | 0 | 0 | 0 | 0 | 0 | 0 | 0 | 0 | 0 | 0 | 0 | 0 | 0 | 0 | 0 | 0 | 2020
58625 | Y | . | Santa Rita Jail Hybrid | County of Alameda GSA | 58549 | CA | PACC | WECC |  | 22 | 3 | NAICS-22 Cogen | FC | NG | NG |  |  | mcf | 6913 | 6113 | 6789 | 4799 | 4512 | 6348 | 8881 | 11036 | 9615 | 9988 | 7980 | 8847 | 6913 | 6113 | 6789 | 4799 | 4512 | 6348 | 8881 | 11036 | 9615 | 9988 | 7980 | 8847 | 0.8 | 0.8 | 0.8 | 0.8 | 0.8 | 0.8 | 0.8 | 0.8 | 0.8 | 0.8 | 0.8 | 0.8 | 5530 | 4890 | 5431 | 3839 | 3610 | 5078 | 7105 | 8829 | 7692 | 7990 | 6384 | 7078 | 5530 | 4890 | 5431 | 3839 | 3610 | 5078 | 7105 | 8829 | 7692 | 7990 | 6384 | 7078 | 698.041 | 617.528 | 685.806 | 484.777 | 455.8 | 641.25 | 897.046 | 1114.815 | 971.237 | 1008.91 | 806.106 | 893.684 | 91821 | 91821 | 73456 | 73456 | 9275 | 2020
58625 | Y | . | Santa Rita Jail Hybrid | County of Alameda GSA | 58549 | CA | PACC | WECC |  | 22 | 3 | NAICS-22 Cogen | PV | SUN | SUN |  |  |  | 0 | 0 | 0 | 0 | 0 | 0 | 0 | 0 | 0 | 0 | 0 | 0 | 0 | 0 | 0 | 0 | 0 | 0 | 0 | 0 | 0 | 0 | 0 | 0 | 0 | 0 | 0 | 0 | 0 | 0 | 0 | 0 | 0 | 0 | 0 | 0 | 1179 | 1598 | 1564 | 1971 | 2580 | 2569 | 2806 | 2404 | 1888 | 1745 | 1379 | 1092 | 1179 | 1598 | 1564 | 1971 | 2580 | 2569 | 2806 | 2404 | 1888 | 1745 | 1379 | 1092 | 134.604 | 182.464 | 178.552 | 225.026 | 294.502 | 293.265 | 320.366 | 274.43 | 215.482 | 199.175 | 157.463 | 124.671 | 0 | 0 | 22775 | 22775 | 2600 | 2020
58626 | N | . | Western Antelope Blue Sky Ranch A | Sustainable Power Group, LLC | 58661 | CA | PACC | WECC |  | 22 | 2 | NAICS-22 Non-Cogen | PV | SUN | SUN |  |  |  | 0 | 0 | 0 | 0 | 0 | 0 | 0 | 0 | 0 | 0 | 0 | 0 | 0 | 0 | 0 | 0 | 0 | 0 | 0 | 0 | 0 | 0 | 0 | 0 | 0 | 0 | 0 | 0 | 0 | 0 | 0 | 0 | 0 | 0 | 0 | 0 | 20610 | 27938 | 27340 | 34455 | 45094 | 44904 | 49054 | 42020 | 32994 | 30497 | 24110 | 19089 | 20610 | 27938 | 27340 | 34455 | 45094 | 44904 | 49054 | 42020 | 32994 | 30497 | 24110 | 19089 | 2352.793 | 3189.326 | 3120.949 | 3933.273 | 5147.67 | 5126.052 | 5599.744 | 4796.822 | 3766.452 | 3481.434 | 2752.329 | 2179.156 | 0 | 0 | 398105 | 398105 | 45446 | 2020
58627 | N | . | Western Antelope Dry Ranch | Sustainable Power Group, LLC | 58661 | CA | PACC | WECC |  | 22 | 2 | NAICS-22 Non-Cogen | PV | SUN | SUN |  |  |  | 0 | 0 | 0 | 0 | 0 | 0 | 0 | 0 | 0 | 0 | 0 | 0 | 0 | 0 | 0 | 0 | 0 | 0 | 0 | 0 | 0 | 0 | 0 | 0 | 0 | 0 | 0 | 0 | 0 | 0 | 0 | 0 | 0 | 0 | 0 | 0 | 11779 | 15967 | 15624 | 19691 | 25771 | 25662 | 28034 | 24014 | 18856 | 17429 | 13779 | 10909 | 11779 | 15967 | 15624 | 19691 | 25771 | 25662 | 28034 | 24014 | 18856 | 17429 | 13779 | 10909 | 1344.601 | 1822.672 | 1783.595 | 2247.832 | 2941.849 | 2929.495 | 3200.206 | 2741.343 | 2152.495 | 1989.61 | 1572.933 | 1245.369 | 0 | 0 | 227515 | 227515 | 25972 | 2020
58633 | N | . | Monterey Regional Water Pollution Control Agency | Tesla Inc. | 60947 | CA | PACC | WECC |  | 22 | 2 | NAICS-22 Non-Cogen | PV | SUN | SUN |  |  |  | 0 | 0 | 0 | 0 | 0 | 0 | 0 | 0 | 0 | 0 | 0 | 0 | 0 | 0 | 0 | 0 | 0 | 0 | 0 | 0 | 0 | 0 | 0 | 0 | 0 | 0 | 0 | 0 | 0 | 0 | 0 | 0 | 0 | 0 | 0 | 0 | 557 | 755 | 739 | 931 | 1218 | 1213 | 1325 | 1135 | 892 | 824 | 651 | 516 | 557 | 755 | 739 | 931 | 1218 | 1213 | 1325 | 1135 | 892 | 824 | 651 | 516 | 63.576 | 86.179 | 84.331 | 106.281 | 139.096 | 138.511 | 151.311 | 129.615 | 101.774 | 94.072 | 74.371 | 58.883 | 0 | 0 | 10756 | 10756 | 1228 | 2020
58634 | N | . | Lancaster Baptist Church | Tesla Inc. | 60947 | CA | PACC | WECC |  | 22 | 2 | NAICS-22 Non-Cogen | PV | SUN | SUN |  |  |  | 0 | 0 | 0 | 0 | 0 | 0 | 0 | 0 | 0 | 0 | 0 | 0 | 0 | 0 | 0 | 0 | 0 | 0 | 0 | 0 | 0 | 0 | 0 | 0 | 0 | 0 | 0 | 0 | 0 | 0 | 0 | 0 | 0 | 0 | 0 | 0 | 850 | 1153 | 1128 | 1422 | 1860 | 1853 | 2024 | 1734 | 1361 | 1258 | 995 | 788 | 850 | 1153 | 1128 | 1422 | 1860 | 1853 | 2024 | 1734 | 1361 | 1258 | 995 | 788 | 97.073 | 131.584 | 128.763 | 162.278 | 212.381 | 211.489 | 231.033 | 197.906 | 155.395 | 143.636 | 113.555 | 89.907 | 0 | 0 | 16426 | 16426 | 1875 | 2020
58636 | N | . | Sacramento Fairbain Water Treatment Plant | Tesla Inc. | 60947 | CA | PACC | WECC |  | 22 | 2 | NAICS-22 Non-Cogen | PV | SUN | SUN |  |  |  | 0 | 0 | 0 | 0 | 0 | 0 | 0 | 0 | 0 | 0 | 0 | 0 | 0 | 0 | 0 | 0 | 0 | 0 | 0 | 0 | 0 | 0 | 0 | 0 | 0 | 0 | 0 | 0 | 0 | 0 | 0 | 0 | 0 | 0 | 0 | 0 | 568 | 770 | 753 | 949 | 1242 | 1237 | 1351 | 1158 | 909 | 840 | 664 | 526 | 568 | 770 | 753 | 949 | 1242 | 1237 | 1351 | 1158 | 909 | 840 | 664 | 526 | 64.817 | 87.863 | 85.98 | 108.358 | 141.814 | 141.219 | 154.268 | 132.149 | 103.763 | 95.911 | 75.824 | 60.034 | 0 | 0 | 10967 | 10967 | 1252 | 2020
58642 | N | . | Tulare 1 and 2 | CD Arevon USA, Inc. | 61230 | CA | PACC | WECC |  | 22 | 2 | NAICS-22 Non-Cogen | PV | SUN | SUN |  |  |  | 0 | 0 | 0 | 0 | 0 | 0 | 0 | 0 | 0 | 0 | 0 | 0 | 0 | 0 | 0 | 0 | 0 | 0 | 0 | 0 | 0 | 0 | 0 | 0 | 0 | 0 | 0 | 0 | 0 | 0 | 0 | 0 | 0 | 0 | 0 | 0 | 2114 | 2866 | 2805 | 3535 | 4626 | 4606 | 5032 | 4311 | 3385 | 3129 | 2473 | 1958 | 2114 | 2866 | 2805 | 3535 | 4626 | 4606 | 5032 | 4311 | 3385 | 3129 | 2473 | 1958 | 241.357 | 327.172 | 320.157 | 403.488 | 528.065 | 525.847 | 574.44 | 492.074 | 386.375 | 357.137 | 282.343 | 223.545 | 0 | 0 | 40840 | 40840 | 4662 | 2020
58646 | N | . | Stateline Solar | Southern Power Co | 17650 | CA | PACC | WECC |  | 22 | 2 | NAICS-22 Non-Cogen | PV | SUN | SUN |  |  |  | 0 | 0 | 0 | 0 | 0 | 0 | 0 | 0 | 0 | 0 | 0 | 0 | 0 | 0 | 0 | 0 | 0 | 0 | 0 | 0 | 0 | 0 | 0 | 0 | 0 | 0 | 0 | 0 | 0 | 0 | 0 | 0 | 0 | 0 | 0 | 0 | 296348 | 401714 | 393102 | 495419 | 648379 | 645656 | 705320 | 604188 | 474406 | 438507 | 346672 | 274477 | 296348 | 401714 | 393102 | 495419 | 648379 | 645656 | 705320 | 604188 | 474406 | 438507 | 346672 | 274477 | 33829.669 | 45857.77 | 44874.606 | 56554.631 | 74015.845 | 73705.014 | 80516.008 | 68971.185 | 54155.992 | 50057.85 | 39574.408 | 31333.022 | 0 | 0 | 5724188 | 5724188 | 653446 | 2020
58711 | N | . | Lost Hills/Blackwell | Southern Power Co | 17650 | CA | PACC | WECC |  | 22 | 2 | NAICS-22 Non-Cogen | PV | SUN | SUN |  |  |  | 0 | 0 | 0 | 0 | 0 | 0 | 0 | 0 | 0 | 0 | 0 | 0 | 0 | 0 | 0 | 0 | 0 | 0 | 0 | 0 | 0 | 0 | 0 | 0 | 0 | 0 | 0 | 0 | 0 | 0 | 0 | 0 | 0 | 0 | 0 | 0 | 38256 | 51858 | 50746 | 63954 | 83700 | 83348 | 91050 | 77995 | 61242 | 56607 | 44752 | 35433 | 38256 | 51858 | 50746 | 63954 | 83700 | 83348 | 91050 | 77995 | 61242 | 56607 | 44752 | 35433 | 4367.107 | 5919.826 | 5792.908 | 7300.694 | 9554.78 | 9514.654 | 10393.892 | 8903.559 | 6991.051 | 6462.018 | 5108.7 | 4044.811 | 0 | 0 | 738941 | 738941 | 84354 | 2020
58713 | N | . | North Star Solar | Southern Power Co | 17650 | CA | PACC | WECC |  | 22 | 2 | NAICS-22 Non-Cogen | PV | SUN | SUN |  |  |  | 0 | 0 | 0 | 0 | 0 | 0 | 0 | 0 | 0 | 0 | 0 | 0 | 0 | 0 | 0 | 0 | 0 | 0 | 0 | 0 | 0 | 0 | 0 | 0 | 0 | 0 | 0 | 0 | 0 | 0 | 0 | 0 | 0 | 0 | 0 | 0 | 64770 | 87799 | 85916 | 108279 | 141710 | 141114 | 154155 | 132051 | 103686 | 95840 | 75769 | 59990 | 64770 | 87799 | 85916 | 108279 | 141710 | 141114 | 154155 | 132051 | 103686 | 95840 | 75769 | 59990 | 7393.803 | 10022.663 | 9807.783 | 12360.567 | 16176.885 | 16108.95 | 17597.559 | 15074.326 | 11836.321 | 10940.632 | 8649.373 | 6848.138 | 0 | 0 | 1251079 | 1251079 | 142817 | 2020
58718 | N | . | Orion Solar I | Orion Solar I LLC | 58654 | CA | PACC | WECC |  | 22 | 2 | NAICS-22 Non-Cogen | PV | SUN | SUN |  |  |  | 0 | 0 | 0 | 0 | 0 | 0 | 0 | 0 | 0 | 0 | 0 | 0 | 0 | 0 | 0 | 0 | 0 | 0 | 0 | 0 | 0 | 0 | 0 | 0 | 0 | 0 | 0 | 0 | 0 | 0 | 0 | 0 | 0 | 0 | 0 | 0 | 11752 | 15930 | 15589 | 19646 | 25712 | 25604 | 27970 | 23960 | 18813 | 17389 | 13748 | 10885 | 11752 | 15930 | 15589 | 19646 | 25712 | 25604 | 27970 | 23960 | 18813 | 17389 | 13748 | 10885 | 1341.545 | 1818.532 | 1779.544 | 2242.726 | 2935.166 | 2922.84 | 3192.936 | 2735.116 | 2147.606 | 1985.09 | 1569.359 | 1242.54 | 0 | 0 | 226998 | 226998 | 25913 | 2020
58721 | N | . | Orion Solar II | Orion Solar II, LLC | 58655 | CA | PACC | WECC |  | 22 | 2 | NAICS-22 Non-Cogen | PV | SUN | SUN |  |  |  | 0 | 0 | 0 | 0 | 0 | 0 | 0 | 0 | 0 | 0 | 0 | 0 | 0 | 0 | 0 | 0 | 0 | 0 | 0 | 0 | 0 | 0 | 0 | 0 | 0 | 0 | 0 | 0 | 0 | 0 | 0 | 0 | 0 | 0 | 0 | 0 | 7606 | 10311 | 10090 | 12716 | 16642 | 16572 | 18103 | 15508 | 12177 | 11255 | 8898 | 7045 | 7606 | 10311 | 10090 | 12716 | 16642 | 16572 | 18103 | 15508 | 12177 | 11255 | 8898 | 7045 | 868.305 | 1177.031 | 1151.797 | 1451.588 | 1899.765 | 1891.787 | 2066.605 | 1770.284 | 1390.022 | 1284.835 | 1015.756 | 804.225 | 0 | 0 | 146923 | 146923 | 16772 | 2020
58748 | N | . | North Bay Solar 1 | Sustainable Power Group, LLC | 58661 | CA | PACC | WECC |  | 22131 | 4 | Commercial NAICS Non-Cogen | PV | SUN | SUN |  |  |  | 0 | 0 | 0 | 0 | 0 | 0 | 0 | 0 | 0 | 0 | 0 | 0 | 0 | 0 | 0 | 0 | 0 | 0 | 0 | 0 | 0 | 0 | 0 | 0 | 0 | 0 | 0 | 0 | 0 | 0 | 0 | 0 | 0 | 0 | 0 | 0 | 896 | 1214 | 1188 | 1497 | 1960 | 1951 | 2132 | 1826 | 1434 | 1325 | 1048 | 830 | 896 | 1214 | 1188 | 1497 | 1960 | 1951 | 2132 | 1826 | 1434 | 1325 | 1048 | 830 | 102.248 | 138.602 | 135.631 | 170.933 | 223.708 | 222.769 | 243.355 | 208.461 | 163.683 | 151.297 | 119.611 | 94.702 | 0 | 0 | 17301 | 17301 | 1975 | 2020
58750 | N | . | Lancaster Dry Farm Ranch B | Sustainable Power Group, LLC | 58661 | CA | PACC | WECC |  | 22 | 2 | NAICS-22 Non-Cogen | PV | SUN | SUN |  |  |  | 0 | 0 | 0 | 0 | 0 | 0 | 0 | 0 | 0 | 0 | 0 | 0 | 0 | 0 | 0 | 0 | 0 | 0 | 0 | 0 | 0 | 0 | 0 | 0 | 0 | 0 | 0 | 0 | 0 | 0 | 0 | 0 | 0 | 0 | 0 | 0 | 5425 | 7354 | 7196 | 9069 | 11869 | 11819 | 12912 | 11060 | 8684 | 8027 | 6346 | 5025 | 5425 | 7354 | 7196 | 9069 | 11869 | 11819 | 12912 | 11060 | 8684 | 8027 | 6346 | 5025 | 619.287 | 839.474 | 821.476 | 1035.291 | 1354.936 | 1349.246 | 1473.928 | 1262.588 | 991.381 | 916.36 | 724.45 | 573.583 | 0 | 0 | 104786 | 104786 | 11962 | 2020
58751 | N | . | Rodeo Solar C2 | Sustainable Power Group, LLC | 58661 | CA | PACC | WECC |  | 22 | 2 | NAICS-22 Non-Cogen | PV | SUN | SUN |  |  |  | 0 | 0 | 0 | 0 | 0 | 0 | 0 | 0 | 0 | 0 | 0 | 0 | 0 | 0 | 0 | 0 | 0 | 0 | 0 | 0 | 0 | 0 | 0 | 0 | 0 | 0 | 0 | 0 | 0 | 0 | 0 | 0 | 0 | 0 | 0 | 0 | 1361 | 1844 | 1805 | 2274 | 2977 | 2964 | 3238 | 2774 | 2178 | 2013 | 1592 | 1260 | 1361 | 1844 | 1805 | 2274 | 2977 | 2964 | 3238 | 2774 | 2178 | 2013 | 1592 | 1260 | 155.313 | 210.535 | 206.021 | 259.645 | 339.81 | 338.383 | 369.653 | 316.65 | 248.633 | 229.818 | 181.688 | 143.851 | 0 | 0 | 26280 | 26280 | 3000 | 2020
58752 | N | . | Rodeo Solar D2 | Sustainable Power Group, LLC | 58661 | CA | PACC | WECC |  | 22 | 2 | NAICS-22 Non-Cogen | PV | SUN | SUN |  |  |  | 0 | 0 | 0 | 0 | 0 | 0 | 0 | 0 | 0 | 0 | 0 | 0 | 0 | 0 | 0 | 0 | 0 | 0 | 0 | 0 | 0 | 0 | 0 | 0 | 0 | 0 | 0 | 0 | 0 | 0 | 0 | 0 | 0 | 0 | 0 | 0 | 1721 | 2333 | 2283 | 2877 | 3766 | 3750 | 4096 | 3509 | 2755 | 2547 | 2013 | 1594 | 1721 | 2333 | 2283 | 2877 | 3766 | 3750 | 4096 | 3509 | 2755 | 2547 | 2013 | 1594 | 196.47 | 266.327 | 260.617 | 328.451 | 429.86 | 428.055 | 467.611 | 400.562 | 314.52 | 290.72 | 229.835 | 181.972 | 0 | 0 | 33244 | 33244 | 3795 | 2020
58753 | N | . | Summer Solar A2 | Sustainable Power Group, LLC | 58661 | CA | PACC | WECC |  | 22 | 2 | NAICS-22 Non-Cogen | PV | SUN | SUN |  |  |  | 0 | 0 | 0 | 0 | 0 | 0 | 0 | 0 | 0 | 0 | 0 | 0 | 0 | 0 | 0 | 0 | 0 | 0 | 0 | 0 | 0 | 0 | 0 | 0 | 0 | 0 | 0 | 0 | 0 | 0 | 0 | 0 | 0 | 0 | 0 | 0 | 1707 | 2315 | 2265 | 2854 | 3736 | 3720 | 4064 | 3481 | 2733 | 2527 | 1997 | 1581 | 1707 | 2315 | 2265 | 2854 | 3736 | 3720 | 4064 | 3481 | 2733 | 2527 | 1997 | 1581 | 194.918 | 264.222 | 258.557 | 325.854 | 426.462 | 424.671 | 463.914 | 397.396 | 312.034 | 288.421 | 228.018 | 180.533 | 0 | 0 | 32980 | 32980 | 3765 | 2020
58754 | N | . | Summer Solar B2 | Sustainable Power Group, LLC | 58661 | CA | PACC | WECC |  | 22 | 2 | NAICS-22 Non-Cogen | PV | SUN | SUN |  |  |  | 0 | 0 | 0 | 0 | 0 | 0 | 0 | 0 | 0 | 0 | 0 | 0 | 0 | 0 | 0 | 0 | 0 | 0 | 0 | 0 | 0 | 0 | 0 | 0 | 0 | 0 | 0 | 0 | 0 | 0 | 0 | 0 | 0 | 0 | 0 | 0 | 1692 | 2294 | 2245 | 2829 | 3702 | 3687 | 4027 | 3450 | 2709 | 2504 | 1979 | 1567 | 1692 | 2294 | 2245 | 2829 | 3702 | 3687 | 4027 | 3450 | 2709 | 2504 | 1979 | 1567 | 193.158 | 261.835 | 256.222 | 322.912 | 422.61 | 420.836 | 459.725 | 393.807 | 309.216 | 285.817 | 225.959 | 178.903 | 0 | 0 | 32685 | 32685 | 3731 | 2020
58755 | N | . | Summer Solar C2 | Sustainable Power Group, LLC | 58661 | CA | PACC | WECC |  | 22 | 2 | NAICS-22 Non-Cogen | PV | SUN | SUN |  |  |  | 0 | 0 | 0 | 0 | 0 | 0 | 0 | 0 | 0 | 0 | 0 | 0 | 0 | 0 | 0 | 0 | 0 | 0 | 0 | 0 | 0 | 0 | 0 | 0 | 0 | 0 | 0 | 0 | 0 | 0 | 0 | 0 | 0 | 0 | 0 | 0 | 1667 | 2259 | 2211 | 2786 | 3646 | 3631 | 3967 | 3398 | 2668 | 2466 | 1950 | 1544 | 1667 | 2259 | 2211 | 2786 | 3646 | 3631 | 3967 | 3398 | 2668 | 2466 | 1950 | 1544 | 190.26 | 257.905 | 252.376 | 318.065 | 416.267 | 414.519 | 452.824 | 387.896 | 304.575 | 281.527 | 222.568 | 176.218 | 0 | 0 | 32193 | 32193 | 3675 | 2020
58756 | N | . | Summer Solar D2 | Sustainable Power Group, LLC | 58661 | CA | PACC | WECC |  | 22 | 2 | NAICS-22 Non-Cogen | PV | SUN | SUN |  |  |  | 0 | 0 | 0 | 0 | 0 | 0 | 0 | 0 | 0 | 0 | 0 | 0 | 0 | 0 | 0 | 0 | 0 | 0 | 0 | 0 | 0 | 0 | 0 | 0 | 0 | 0 | 0 | 0 | 0 | 0 | 0 | 0 | 0 | 0 | 0 | 0 | 1028 | 1394 | 1364 | 1719 | 2249 | 2240 | 2447 | 2096 | 1646 | 1521 | 1203 | 952 | 1028 | 1394 | 1364 | 1719 | 2249 | 2240 | 2447 | 2096 | 1646 | 1521 | 1203 | 952 | 117.366 | 159.094 | 155.683 | 196.205 | 256.783 | 255.705 | 279.334 | 239.282 | 187.883 | 173.666 | 137.295 | 108.704 | 0 | 0 | 19859 | 19859 | 2267 | 2020
58757 | N | . | Summer North Solar | Sustainable Power Group, LLC | 58661 | CA | PACC | WECC |  | 22 | 2 | NAICS-22 Non-Cogen | PV | SUN | SUN |  |  |  | 0 | 0 | 0 | 0 | 0 | 0 | 0 | 0 | 0 | 0 | 0 | 0 | 0 | 0 | 0 | 0 | 0 | 0 | 0 | 0 | 0 | 0 | 0 | 0 | 0 | 0 | 0 | 0 | 0 | 0 | 0 | 0 | 0 | 0 | 0 | 0 | 6337 | 8591 | 8407 | 10595 | 13866 | 13807 | 15083 | 12921 | 10145 | 9378 | 7414 | 5870 | 6337 | 8591 | 8407 | 10595 | 13866 | 13807 | 15083 | 12921 | 10145 | 9378 | 7414 | 5870 | 723.451 | 980.672 | 959.647 | 1209.426 | 1582.835 | 1576.188 | 1721.842 | 1474.955 | 1158.131 | 1070.492 | 846.302 | 670.059 | 0 | 0 | 122414 | 122414 | 13974 | 2020
58761 | N | . | Expressway Solar A | Sustainable Power Group, LLC | 58661 | CA | PACC | WECC |  | 22 | 2 | NAICS-22 Non-Cogen | PV | SUN | SUN |  |  |  | 0 | 0 | 0 | 0 | 0 | 0 | 0 | 0 | 0 | 0 | 0 | 0 | 0 | 0 | 0 | 0 | 0 | 0 | 0 | 0 | 0 | 0 | 0 | 0 | 0 | 0 | 0 | 0 | 0 | 0 | 0 | 0 | 0 | 0 | 0 | 0 | 2148 | 2912 | 2850 | 3591 | 4700 | 4681 | 5113 | 4380 | 3439 | 3179 | 2513 | 1990 | 2148 | 2912 | 2850 | 3591 | 4700 | 4681 | 5113 | 4380 | 3439 | 3179 | 2513 | 1990 | 245.241 | 332.435 | 325.308 | 409.979 | 536.56 | 534.307 | 583.681 | 499.99 | 392.591 | 362.882 | 286.885 | 227.141 | 0 | 0 | 41496 | 41496 | 4737 | 2020
58762 | N | . | Expressway Solar B | Sustainable Power Group, LLC | 58661 | CA | PACC | WECC |  | 22 | 2 | NAICS-22 Non-Cogen | PV | SUN | SUN |  |  |  | 0 | 0 | 0 | 0 | 0 | 0 | 0 | 0 | 0 | 0 | 0 | 0 | 0 | 0 | 0 | 0 | 0 | 0 | 0 | 0 | 0 | 0 | 0 | 0 | 0 | 0 | 0 | 0 | 0 | 0 | 0 | 0 | 0 | 0 | 0 | 0 | 1859 | 2519 | 2465 | 3107 | 4066 | 4049 | 4423 | 3789 | 2975 | 2750 | 2174 | 1721 | 1859 | 2519 | 2465 | 3107 | 4066 | 4049 | 4423 | 3789 | 2975 | 2750 | 2174 | 1721 | 212.158 | 287.591 | 281.425 | 354.675 | 464.181 | 462.231 | 504.945 | 432.544 | 339.632 | 313.931 | 248.186 | 196.501 | 0 | 0 | 35897 | 35897 | 4098 | 2020
58763 | N | . | Expressway Solar C2 | Sustainable Power Group, LLC | 58661 | CA | PACC | WECC |  | 22 | 2 | NAICS-22 Non-Cogen | PV | SUN | SUN |  |  |  | 0 | 0 | 0 | 0 | 0 | 0 | 0 | 0 | 0 | 0 | 0 | 0 | 0 | 0 | 0 | 0 | 0 | 0 | 0 | 0 | 0 | 0 | 0 | 0 | 0 | 0 | 0 | 0 | 0 | 0 | 0 | 0 | 0 | 0 | 0 | 0 | 1644 | 2229 | 2181 | 2748 | 3597 | 3582 | 3913 | 3352 | 2632 | 2433 | 1923 | 1523 | 1644 | 2229 | 2181 | 2748 | 3597 | 3582 | 3913 | 3352 | 2632 | 2433 | 1923 | 1523 | 187.668 | 254.397 | 248.942 | 313.738 | 410.604 | 408.88 | 446.664 | 382.619 | 300.431 | 277.697 | 219.54 | 173.82 | 0 | 0 | 31757 | 31757 | 3625 | 2020
58814 | N | . | Shasta Solar Farm | Ignite Solar Holdings LLC | 58696 | CA | PACC | WECC |  | 22 | 2 | NAICS-22 Non-Cogen | PV | SUN | SUN |  |  |  | 0 | 0 | 0 | 0 | 0 | 0 | 0 | 0 | 0 | 0 | 0 | 0 | 0 | 0 | 0 | 0 | 0 | 0 | 0 | 0 | 0 | 0 | 0 | 0 | 0 | 0 | 0 | 0 | 0 | 0 | 0 | 0 | 0 | 0 | 0 | 0 | 3091 | 4190 | 4100 | 5167 | 6762 | 6734 | 7356 | 6301 | 4948 | 4573 | 3616 | 2863 | 3091 | 4190 | 4100 | 5167 | 6762 | 6734 | 7356 | 6301 | 4948 | 4573 | 3616 | 2863 | 352.82 | 478.266 | 468.012 | 589.827 | 771.935 | 768.693 | 839.728 | 719.323 | 564.81 | 522.07 | 412.734 | 326.782 | 0 | 0 | 59701 | 59701 | 6815 | 2020
58831 | N | . | Redcrest Solar Farm | Sustainable Power Group, LLC | 58661 | CA | PACC | WECC |  | 22 | 2 | NAICS-22 Non-Cogen | PV | SUN | SUN |  |  |  | 0 | 0 | 0 | 0 | 0 | 0 | 0 | 0 | 0 | 0 | 0 | 0 | 0 | 0 | 0 | 0 | 0 | 0 | 0 | 0 | 0 | 0 | 0 | 0 | 0 | 0 | 0 | 0 | 0 | 0 | 0 | 0 | 0 | 0 | 0 | 0 | 15351 | 20809 | 20363 | 25663 | 33587 | 33445 | 36536 | 31297 | 24575 | 22715 | 17958 | 14218 | 15351 | 20809 | 20363 | 25663 | 33587 | 33445 | 36536 | 31297 | 24575 | 22715 | 17958 | 14218 | 1752.403 | 2375.467 | 2324.539 | 2929.573 | 3834.077 | 3817.976 | 4170.79 | 3572.76 | 2805.322 | 2593.035 | 2049.984 | 1623.074 | 0 | 0 | 296517 | 296517 | 33849 | 2020
58906 | N | . | Valley Center 1 | Goldman Sachs Renewable Power Group | 61944 | CA | PACC | WECC |  | 22 | 2 | NAICS-22 Non-Cogen | PV | SUN | SUN |  |  |  | 0 | 0 | 0 | 0 | 0 | 0 | 0 | 0 | 0 | 0 | 0 | 0 | 0 | 0 | 0 | 0 | 0 | 0 | 0 | 0 | 0 | 0 | 0 | 0 | 0 | 0 | 0 | 0 | 0 | 0 | 0 | 0 | 0 | 0 | 0 | 0 | 2660 | 3606 | 3529 | 4447 | 5821 | 5796 | 6332 | 5424 | 4259 | 3936 | 3112 | 2464 | 2660 | 3606 | 3529 | 4447 | 5821 | 5796 | 6332 | 5424 | 4259 | 3936 | 3112 | 2464 | 303.691 | 411.666 | 402.84 | 507.692 | 664.442 | 661.652 | 722.794 | 619.156 | 486.16 | 449.37 | 355.26 | 281.277 | 0 | 0 | 51386 | 51386 | 5866 | 2020
58907 | N | . | Valley Center 2 | Goldman Sachs Renewable Power Group | 61944 | CA | PACC | WECC |  | 22 | 2 | NAICS-22 Non-Cogen | PV | SUN | SUN |  |  |  | 0 | 0 | 0 | 0 | 0 | 0 | 0 | 0 | 0 | 0 | 0 | 0 | 0 | 0 | 0 | 0 | 0 | 0 | 0 | 0 | 0 | 0 | 0 | 0 | 0 | 0 | 0 | 0 | 0 | 0 | 0 | 0 | 0 | 0 | 0 | 0 | 5306 | 7192 | 7038 | 8870 | 11608 | 11560 | 12628 | 10817 | 8494 | 7851 | 6207 | 4914 | 5306 | 7192 | 7038 | 8870 | 11608 | 11560 | 12628 | 10817 | 8494 | 7851 | 6207 | 4914 | 605.671 | 821.017 | 803.415 | 1012.528 | 1325.146 | 1319.581 | 1441.522 | 1234.829 | 969.584 | 896.213 | 708.522 | 560.972 | 0 | 0 | 102485 | 102485 | 11699 | 2020
58909 | N | . | Ramona 1 | Goldman Sachs Renewable Power Group | 61944 | CA | PACC | WECC |  | 22 | 2 | NAICS-22 Non-Cogen | PV | SUN | SUN |  |  |  | 0 | 0 | 0 | 0 | 0 | 0 | 0 | 0 | 0 | 0 | 0 | 0 | 0 | 0 | 0 | 0 | 0 | 0 | 0 | 0 | 0 | 0 | 0 | 0 | 0 | 0 | 0 | 0 | 0 | 0 | 0 | 0 | 0 | 0 | 0 | 0 | 3993 | 5413 | 5297 | 6676 | 8737 | 8700 | 9504 | 8141 | 6392 | 5909 | 4671 | 3699 | 3993 | 5413 | 5297 | 6676 | 8737 | 8700 | 9504 | 8141 | 6392 | 5909 | 4671 | 3699 | 455.845 | 617.92 | 604.673 | 762.058 | 997.343 | 993.154 | 1084.93 | 929.367 | 729.737 | 674.515 | 533.254 | 422.204 | 0 | 0 | 77132 | 77132 | 8805 | 2020
58912 | N | . | Santa Fe Springs Rooftop Solar BLDG M | Golden Springs Development Company LLC | 57104 | CA | PACC | WECC |  | 22 | 2 | NAICS-22 Non-Cogen | PV | SUN | SUN |  |  |  | 0 | 0 | 0 | 0 | 0 | 0 | 0 | 0 | 0 | 0 | 0 | 0 | 0 | 0 | 0 | 0 | 0 | 0 | 0 | 0 | 0 | 0 | 0 | 0 | 0 | 0 | 0 | 0 | 0 | 0 | 0 | 0 | 0 | 0 | 0 | 0 | 1327 | 1798 | 1760 | 2218 | 2902 | 2890 | 3157 | 2705 | 2124 | 1963 | 1552 | 1229 | 1327 | 1798 | 1760 | 2218 | 2902 | 2890 | 3157 | 2705 | 2124 | 1963 | 1552 | 1229 | 151.43 | 205.272 | 200.871 | 253.154 | 331.315 | 329.923 | 360.411 | 308.734 | 242.417 | 224.072 | 177.146 | 140.255 | 0 | 0 | 25625 | 25625 | 2925 | 2020
58913 | N | . | Santa Fe Springs Rooftop Solar BLDG H | Golden Springs Development Company LLC | 57104 | CA | PACC | WECC |  | 22 | 2 | NAICS-22 Non-Cogen | PV | SUN | SUN |  |  |  | 0 | 0 | 0 | 0 | 0 | 0 | 0 | 0 | 0 | 0 | 0 | 0 | 0 | 0 | 0 | 0 | 0 | 0 | 0 | 0 | 0 | 0 | 0 | 0 | 0 | 0 | 0 | 0 | 0 | 0 | 0 | 0 | 0 | 0 | 0 | 0 | 1225 | 1661 | 1625 | 2049 | 2681 | 2670 | 2917 | 2498 | 1962 | 1813 | 1433 | 1135 | 1225 | 1661 | 1625 | 2049 | 2681 | 2670 | 2917 | 2498 | 1962 | 1813 | 1433 | 1135 | 139.886 | 189.622 | 185.557 | 233.853 | 306.056 | 304.77 | 332.934 | 285.196 | 223.935 | 206.989 | 163.64 | 129.562 | 0 | 0 | 23669 | 23669 | 2702 | 2020
58918 | N | . | 2081 Terzian Solar Project | Solarenewal LLC | 61315 | CA | PACC | WECC |  | 22 | 2 | NAICS-22 Non-Cogen | PV | SUN | SUN |  |  |  | 0 | 0 | 0 | 0 | 0 | 0 | 0 | 0 | 0 | 0 | 0 | 0 | 0 | 0 | 0 | 0 | 0 | 0 | 0 | 0 | 0 | 0 | 0 | 0 | 0 | 0 | 0 | 0 | 0 | 0 | 0 | 0 | 0 | 0 | 0 | 0 | 1091 | 1479 | 1447 | 1824 | 2387 | 2377 | 2597 | 2225 | 1747 | 1615 | 1276 | 1011 | 1091 | 1479 | 1447 | 1824 | 2387 | 2377 | 2597 | 2225 | 1747 | 1615 | 1276 | 1011 | 124.562 | 168.849 | 165.229 | 208.235 | 272.528 | 271.383 | 296.461 | 253.953 | 199.403 | 184.314 | 145.714 | 115.369 | 0 | 0 | 21076 | 21076 | 2406 | 2020
58919 | N | . | 2127 Harris Solar Project | Solarenewal LLC | 61315 | CA | PACC | WECC |  | 22 | 2 | NAICS-22 Non-Cogen | PV | SUN | SUN |  |  |  | 0 | 0 | 0 | 0 | 0 | 0 | 0 | 0 | 0 | 0 | 0 | 0 | 0 | 0 | 0 | 0 | 0 | 0 | 0 | 0 | 0 | 0 | 0 | 0 | 0 | 0 | 0 | 0 | 0 | 0 | 0 | 0 | 0 | 0 | 0 | 0 | 1075 | 1458 | 1426 | 1798 | 2353 | 2343 | 2559 | 2192 | 1721 | 1591 | 1258 | 996 | 1075 | 1458 | 1426 | 1798 | 2353 | 2343 | 2559 | 2192 | 1721 | 1591 | 1258 | 996 | 122.749 | 166.393 | 162.826 | 205.206 | 268.563 | 267.435 | 292.149 | 250.259 | 196.503 | 181.633 | 143.594 | 113.69 | 0 | 0 | 20770 | 20770 | 2371 | 2020
58920 | N | . | 2097 Helton Solar Project | Solarenewal LLC | 61315 | CA | PACC | WECC |  | 22 | 2 | NAICS-22 Non-Cogen | PV | SUN | SUN |  |  |  | 0 | 0 | 0 | 0 | 0 | 0 | 0 | 0 | 0 | 0 | 0 | 0 | 0 | 0 | 0 | 0 | 0 | 0 | 0 | 0 | 0 | 0 | 0 | 0 | 0 | 0 | 0 | 0 | 0 | 0 | 0 | 0 | 0 | 0 | 0 | 0 | 1654 | 2242 | 2194 | 2765 | 3619 | 3604 | 3937 | 3372 | 2648 | 2447 | 1935 | 1532 | 1654 | 2242 | 2194 | 2765 | 3619 | 3604 | 3937 | 3372 | 2648 | 2447 | 1935 | 1532 | 188.81 | 255.94 | 250.453 | 315.642 | 413.096 | 411.361 | 449.374 | 384.941 | 302.254 | 279.382 | 220.872 | 174.875 | 0 | 0 | 31949 | 31949 | 3647 | 2020
58949 | N | . | Cloverdale Solar I | Altus Power America Management, LLC | 60281 | CA | PACC | WECC |  | 22 | 2 | NAICS-22 Non-Cogen | PV | SUN | SUN |  |  |  | 0 | 0 | 0 | 0 | 0 | 0 | 0 | 0 | 0 | 0 | 0 | 0 | 0 | 0 | 0 | 0 | 0 | 0 | 0 | 0 | 0 | 0 | 0 | 0 | 0 | 0 | 0 | 0 | 0 | 0 | 0 | 0 | 0 | 0 | 0 | 0 | 57 | 77 | 76 | 96 | 125 | 124 | 136 | 116 | 91 | 85 | 67 | 53 | 57 | 77 | 76 | 96 | 125 | 124 | 136 | 116 | 91 | 85 | 67 | 53 | 6.524 | 8.842 | 8.653 | 10.905 | 14.272 | 14.212 | 15.525 | 13.299 | 10.443 | 9.652 | 7.631 | 6.042 | 0 | 0 | 1103 | 1103 | 126 | 2020
58954 | N | . | Intel Folsom Phase 2 | Tesla Inc. | 60947 | CA | PACC | WECC |  | 22 | 2 | NAICS-22 Non-Cogen | PV | SUN | SUN |  |  |  | 0 | 0 | 0 | 0 | 0 | 0 | 0 | 0 | 0 | 0 | 0 | 0 | 0 | 0 | 0 | 0 | 0 | 0 | 0 | 0 | 0 | 0 | 0 | 0 | 0 | 0 | 0 | 0 | 0 | 0 | 0 | 0 | 0 | 0 | 0 | 0 | 717 | 973 | 952 | 1199 | 1570 | 1563 | 1708 | 1463 | 1149 | 1062 | 839 | 665 | 717 | 973 | 952 | 1199 | 1570 | 1563 | 1708 | 1463 | 1149 | 1062 | 839 | 665 | 81.902 | 111.022 | 108.642 | 136.919 | 179.193 | 178.441 | 194.93 | 166.98 | 131.112 | 121.191 | 95.81 | 75.858 | 0 | 0 | 13860 | 13860 | 1582 | 2020
58960 | Y | . | Laguna Water Reclamation Facility | City of Santa Rosa | 58824 | CA | PACC | WECC |  | 22132 | 5 | Commercial NAICS Cogen | IC | NG | NG |  |  | mcf | 3169 | 2805 | 3115 | 2202 | 2070 | 2913 | 4075 | 5064 | 4412 | 4583 | 3662 | 4059 | 1809 | 1600 | 1777 | 1256 | 1181 | 1662 | 2325 | 2889 | 2516 | 2614 | 2089 | 2316 | 1.032 | 1.032 | 1.032 | 1.032 | 1.032 | 1.032 | 1.032 | 1.032 | 1.032 | 1.032 | 1.032 | 1.032 | 3270 | 2895 | 3215 | 2272 | 2136 | 3006 | 4205 | 5226 | 4553 | 4730 | 3779 | 4189 | 1867 | 1651 | 1834 | 1296 | 1219 | 1715 | 2399 | 2981 | 2597 | 2698 | 2156 | 2390 | 313.069 | 276.96 | 307.582 | 217.421 | 204.425 | 287.599 | 402.323 | 499.992 | 435.597 | 452.494 | 361.537 | 400.815 | 42129 | 24034 | 43476 | 24803 | 4159.814 | 2020
58960 | Y | . | Laguna Water Reclamation Facility | City of Santa Rosa | 58824 | CA | PACC | WECC |  | 22132 | 5 | Commercial NAICS Cogen | IC | OBG | ORW |  |  | Mcf | 16981 | 15273 | 16094 | 15062 | 16000 | 14747 | 16563 | 15813 | 15685 | 15095 | 15197 | 13573 | 9687 | 8712 | 9180 | 8592 | 9127 | 8413 | 9448 | 9021 | 8948 | 8611 | 8669 | 7742 | 0.632 | 0.632 | 0.632 | 0.632 | 0.632 | 0.632 | 0.632 | 0.632 | 0.632 | 0.632 | 0.632 | 0.632 | 10732 | 9653 | 10171 | 9519 | 10112 | 9320 | 10468 | 9994 | 9913 | 9540 | 9605 | 8578 | 6122 | 5506 | 5802 | 5430 | 5768 | 5317 | 5971 | 5701 | 5655 | 5442 | 5479 | 4893 | 1026.731 | 923.561 | 973.163 | 910.791 | 967.515 | 891.736 | 1001.525 | 956.212 | 948.452 | 912.797 | 918.95 | 820.753 | 186083 | 106150 | 117605 | 67086 | 11252.186 | 2020
58973 | N | . | White River Solar 2 | Consolidated Edison Development Inc. | 56769 | CA | PACC | WECC |  | 22 | 2 | NAICS-22 Non-Cogen | PV | SUN | SUN |  |  |  | 0 | 0 | 0 | 0 | 0 | 0 | 0 | 0 | 0 | 0 | 0 | 0 | 0 | 0 | 0 | 0 | 0 | 0 | 0 | 0 | 0 | 0 | 0 | 0 | 0 | 0 | 0 | 0 | 0 | 0 | 0 | 0 | 0 | 0 | 0 | 0 | 22380 | 30337 | 29687 | 37414 | 48965 | 48760 | 53266 | 45628 | 35827 | 33116 | 26181 | 20728 | 22380 | 30337 | 29687 | 37414 | 48965 | 48760 | 53266 | 45628 | 35827 | 33116 | 26181 | 20728 | 2554.804 | 3463.162 | 3388.914 | 4270.985 | 5589.649 | 5566.175 | 6080.539 | 5208.678 | 4089.841 | 3780.35 | 2988.645 | 2366.258 | 0 | 0 | 432289 | 432289 | 49348 | 2020
58975 | N | . | Henrietta Solar Project | Southern Power Co | 17650 | CA | PACC | WECC |  | 22 | 2 | NAICS-22 Non-Cogen | PV | SUN | SUN |  |  |  | 0 | 0 | 0 | 0 | 0 | 0 | 0 | 0 | 0 | 0 | 0 | 0 | 0 | 0 | 0 | 0 | 0 | 0 | 0 | 0 | 0 | 0 | 0 | 0 | 0 | 0 | 0 | 0 | 0 | 0 | 0 | 0 | 0 | 0 | 0 | 0 | 109414 | 148316 | 145137 | 182913 | 239387 | 238382 | 260410 | 223071 | 175155 | 161901 | 127994 | 101339 | 109414 | 148316 | 145137 | 182913 | 239387 | 238382 | 260410 | 223071 | 175155 | 161901 | 127994 | 101339 | 12490.211 | 16931.091 | 16568.098 | 20880.466 | 27327.3 | 27212.538 | 29727.217 | 25464.767 | 19994.868 | 18481.798 | 14611.219 | 11568.427 | 0 | 0 | 2113419 | 2113419 | 241258 | 2020
58978 | N | . | Central Valley Ag Power | Central Valley Ag Power LLC | 58839 | CA | PACC | WECC |  | 22 | 2 | NAICS-22 Non-Cogen | IC | OBG | ORW |  |  | Mcf | 0 | 0 | 0 | 0 | 0 | 0 | 0 | 0 | 0 | 0 | 0 | 0 | 0 | 0 | 0 | 0 | 0 | 0 | 0 | 0 | 0 | 0 | 0 | 0 | 0 | 0 | 0 | 0 | 0 | 0 | 0 | 0 | 0 | 0 | 0 | 0 | 0 | 0 | 0 | 0 | 0 | 0 | 0 | 0 | 0 | 0 | 0 | 0 | 0 | 0 | 0 | 0 | 0 | 0 | 0 | 0 | 0 | 0 | 0 | 0 | 0 | 0 | 0 | 0 | 0 | 0 | 0 | 0 | 0 | 0 | 0 | 0 | 0 | 0 | 0 | 0 | 0 | 2020
58983 | N | . | RE Camelot LLC | Dominion Renewable Energy | 58468 | CA | PACC | WECC |  | 22 | 2 | NAICS-22 Non-Cogen | PV | SUN | SUN |  |  |  | 0 | 0 | 0 | 0 | 0 | 0 | 0 | 0 | 0 | 0 | 0 | 0 | 0 | 0 | 0 | 0 | 0 | 0 | 0 | 0 | 0 | 0 | 0 | 0 | 0 | 0 | 0 | 0 | 0 | 0 | 0 | 0 | 0 | 0 | 0 | 0 | 56214 | 76201 | 74567 | 93976 | 122991 | 122474 | 133792 | 114608 | 89990 | 83180 | 65760 | 52066 | 56214 | 76201 | 74567 | 93976 | 122991 | 122474 | 133792 | 114608 | 89990 | 83180 | 65760 | 52066 | 6417.142 | 8698.748 | 8512.252 | 10727.833 | 14040.046 | 13981.085 | 15273.06 | 13083.126 | 10272.836 | 9495.46 | 7506.859 | 5943.553 | 0 | 0 | 1085819 | 1085819 | 123952 | 2020
58984 | N | . | RE Adams East, LLC | Dominion Renewable Energy | 58468 | CA | PACC | WECC |  | 22 | 2 | NAICS-22 Non-Cogen | PV | SUN | SUN |  |  |  | 0 | 0 | 0 | 0 | 0 | 0 | 0 | 0 | 0 | 0 | 0 | 0 | 0 | 0 | 0 | 0 | 0 | 0 | 0 | 0 | 0 | 0 | 0 | 0 | 0 | 0 | 0 | 0 | 0 | 0 | 0 | 0 | 0 | 0 | 0 | 0 | 19716 | 26726 | 26153 | 32960 | 43137 | 42956 | 46925 | 40197 | 31562 | 29174 | 23064 | 18261 | 19716 | 26726 | 26153 | 32960 | 43137 | 42956 | 46925 | 40197 | 31562 | 29174 | 23064 | 18261 | 2250.701 | 3050.934 | 2985.524 | 3762.6 | 4924.301 | 4903.621 | 5356.759 | 4588.678 | 3603.018 | 3330.367 | 2632.9 | 2084.597 | 0 | 0 | 380831 | 380831 | 43474 | 2020
58985 | N | . | RE Kansas Solar, LLC | Dominion Renewable Energy | 58468 | CA | PACC | WECC |  | 22 | 2 | NAICS-22 Non-Cogen | PV | SUN | SUN |  |  |  | 0 | 0 | 0 | 0 | 0 | 0 | 0 | 0 | 0 | 0 | 0 | 0 | 0 | 0 | 0 | 0 | 0 | 0 | 0 | 0 | 0 | 0 | 0 | 0 | 0 | 0 | 0 | 0 | 0 | 0 | 0 | 0 | 0 | 0 | 0 | 0 | 20423 | 27684 | 27090 | 34142 | 44683 | 44495 | 48607 | 41637 | 32694 | 30220 | 23891 | 18916 | 20423 | 27684 | 27090 | 34142 | 44683 | 44495 | 48607 | 41637 | 32694 | 30220 | 23891 | 18916 | 2331.36 | 3160.272 | 3092.518 | 3897.442 | 5100.776 | 5079.355 | 5548.732 | 4753.125 | 3732.141 | 3449.719 | 2727.256 | 2159.304 | 0 | 0 | 394482 | 394482 | 45032 | 2020
58986 | N | . | RE Old River One, LLC | Dominion Renewable Energy | 58468 | CA | PACC | WECC |  | 22 | 2 | NAICS-22 Non-Cogen | PV | SUN | SUN |  |  |  | 0 | 0 | 0 | 0 | 0 | 0 | 0 | 0 | 0 | 0 | 0 | 0 | 0 | 0 | 0 | 0 | 0 | 0 | 0 | 0 | 0 | 0 | 0 | 0 | 0 | 0 | 0 | 0 | 0 | 0 | 0 | 0 | 0 | 0 | 0 | 0 | 21366 | 28963 | 28342 | 35719 | 46748 | 46551 | 50853 | 43562 | 34204 | 31616 | 24995 | 19790 | 21366 | 28963 | 28342 | 35719 | 46748 | 46551 | 50853 | 43562 | 34204 | 31616 | 24995 | 19790 | 2439.096 | 3306.313 | 3235.428 | 4077.549 | 5336.491 | 5314.08 | 5805.148 | 4972.774 | 3904.609 | 3609.136 | 2853.287 | 2259.089 | 0 | 0 | 412709 | 412709 | 47113 | 2020
58990 | N | . | RE Columbia Two, LLC | Dominion Renewable Energy | 58468 | CA | PACC | WECC |  | 22 | 2 | NAICS-22 Non-Cogen | PV | SUN | SUN |  |  |  | 0 | 0 | 0 | 0 | 0 | 0 | 0 | 0 | 0 | 0 | 0 | 0 | 0 | 0 | 0 | 0 | 0 | 0 | 0 | 0 | 0 | 0 | 0 | 0 | 0 | 0 | 0 | 0 | 0 | 0 | 0 | 0 | 0 | 0 | 0 | 0 | 19326 | 26197 | 25636 | 32308 | 42284 | 42106 | 45997 | 39402 | 30938 | 28597 | 22608 | 17900 | 19326 | 26197 | 25636 | 32308 | 42284 | 42106 | 45997 | 39402 | 30938 | 28597 | 22608 | 17900 | 2206.177 | 2990.581 | 2926.464 | 3688.169 | 4826.889 | 4806.618 | 5250.792 | 4497.905 | 3531.743 | 3264.486 | 2580.816 | 2043.36 | 0 | 0 | 373299 | 373299 | 42614 | 2020
58991 | N | . | RE Kent South, LLC | Dominion Renewable Energy | 58468 | CA | PACC | WECC |  | 22 | 2 | NAICS-22 Non-Cogen | PV | SUN | SUN |  |  |  | 0 | 0 | 0 | 0 | 0 | 0 | 0 | 0 | 0 | 0 | 0 | 0 | 0 | 0 | 0 | 0 | 0 | 0 | 0 | 0 | 0 | 0 | 0 | 0 | 0 | 0 | 0 | 0 | 0 | 0 | 0 | 0 | 0 | 0 | 0 | 0 | 21876 | 29654 | 29018 | 36571 | 47862 | 47661 | 52065 | 44600 | 35020 | 32370 | 25591 | 20261 | 21876 | 29654 | 29018 | 36571 | 47862 | 47661 | 52065 | 44600 | 35020 | 32370 | 25591 | 20261 | 2497.236 | 3385.123 | 3312.548 | 4174.743 | 5463.693 | 5440.748 | 5943.521 | 5091.307 | 3997.681 | 3695.164 | 2921.299 | 2312.937 | 0 | 0 | 422549 | 422549 | 48236 | 2020
59002 | N | . | Carlsbad Energy Center | NRG California Peaker Operations LLC | 58847 | CA | PACC | WECC |  | 22 | 2 | NAICS-22 Non-Cogen | GT | NG | NG |  |  | mcf | 184710 | 310860 | 378907 | 106105 | 266882 | 165631 | 386852 | 600576 | 575673 | 593873 | 541222 | 213808 | 184710 | 310860 | 378907 | 106105 | 266882 | 165631 | 386852 | 600576 | 575673 | 593873 | 541222 | 213808 | 1.033 | 1.032 | 1.029 | 1.036 | 1.034 | 1.02 | 1.018 | 1.017 | 1.022 | 1.018 | 1.019 | 1.027 | 190805 | 320808 | 389895 | 109925 | 275956 | 168944 | 393815 | 610786 | 588338 | 604563 | 551505 | 219581 | 190805 | 320808 | 389895 | 109925 | 275956 | 168944 | 393815 | 610786 | 588338 | 604563 | 551505 | 219581 | 17364 | 27840 | 35599 | 10227 | 25658 | 13879 | 38060 | 56759 | 51353 | 50141 | 43790 | 17372 | 4325099 | 4325099 | 4424921 | 4424921 | 388042 | 2020
59008 | N | . | Woodmere Solar Farm | Sustainable Power Group, LLC | 58661 | CA | PACC | WECC |  | 22 | 2 | NAICS-22 Non-Cogen | PV | SUN | SUN |  |  |  | 0 | 0 | 0 | 0 | 0 | 0 | 0 | 0 | 0 | 0 | 0 | 0 | 0 | 0 | 0 | 0 | 0 | 0 | 0 | 0 | 0 | 0 | 0 | 0 | 0 | 0 | 0 | 0 | 0 | 0 | 0 | 0 | 0 | 0 | 0 | 0 | 16177 | 21929 | 21459 | 27044 | 35394 | 35246 | 38503 | 32982 | 25897 | 23938 | 18924 | 14983 | 16177 | 21929 | 21459 | 27044 | 35394 | 35246 | 38503 | 32982 | 25897 | 23938 | 18924 | 14983 | 1846.73 | 2503.332 | 2449.662 | 3087.264 | 4040.455 | 4023.487 | 4395.293 | 3765.072 | 2956.324 | 2732.611 | 2160.33 | 1710.44 | 0 | 0 | 312476 | 312476 | 35671 | 2020
59009 | N | . | Hayworth Solar | Sustainable Power Group, LLC | 58661 | CA | PACC | WECC |  | 22 | 2 | NAICS-22 Non-Cogen | PV | SUN | SUN |  |  |  | 0 | 0 | 0 | 0 | 0 | 0 | 0 | 0 | 0 | 0 | 0 | 0 | 0 | 0 | 0 | 0 | 0 | 0 | 0 | 0 | 0 | 0 | 0 | 0 | 0 | 0 | 0 | 0 | 0 | 0 | 0 | 0 | 0 | 0 | 0 | 0 | 22016 | 29844 | 29204 | 36805 | 48169 | 47966 | 52399 | 44886 | 35244 | 32577 | 25755 | 20391 | 22016 | 29844 | 29204 | 36805 | 48169 | 47966 | 52399 | 44886 | 35244 | 32577 | 25755 | 20391 | 2513.231 | 3406.809 | 3333.769 | 4201.487 | 5498.693 | 5475.601 | 5981.595 | 5123.922 | 4023.29 | 3718.836 | 2940.013 | 2327.754 | 0 | 0 | 425256 | 425256 | 48545 | 2020
59058 | N | . | Vacaville | Janssen Pharmaceutical Co | 57130 | CA | PACC | WECC |  | 22 | 2 | NAICS-22 Non-Cogen | PV | SUN | SUN |  |  |  | 0 | 0 | 0 | 0 | 0 | 0 | 0 | 0 | 0 | 0 | 0 | 0 | 0 | 0 | 0 | 0 | 0 | 0 | 0 | 0 | 0 | 0 | 0 | 0 | 0 | 0 | 0 | 0 | 0 | 0 | 0 | 0 | 0 | 0 | 0 | 0 | 885 | 1200 | 1174 | 1480 | 1937 | 1929 | 2107 | 1805 | 1417 | 1310 | 1036 | 820 | 885 | 1200 | 1174 | 1480 | 1937 | 1929 | 2107 | 1805 | 1417 | 1310 | 1036 | 820 | 101.058 | 136.988 | 134.051 | 168.942 | 221.103 | 220.175 | 240.521 | 206.033 | 161.777 | 149.535 | 118.218 | 93.599 | 0 | 0 | 17100 | 17100 | 1952 | 2020
59074 | N | . | SC 1 Data Center, Phase 2 | Xeres Ventures LLC | 58893 | CA | PACC | WECC |  | 53 | 4 | Commercial NAICS Non-Cogen | IC | DFO | DFO |  |  | barrels | 7 | 34 | 23 | 5 | 6 | 44 | 15 | 40 | 34 | 61 | 42 | 3 | 7 | 34 | 23 | 5 | 6 | 44 | 15 | 40 | 34 | 61 | 42 | 3 | 6.1 | 6.1 | 6.1 | 6.1 | 6.1 | 6.1 | 6.1 | 6.1 | 6.1 | 6.1 | 6.1 | 6.1 | 43 | 207 | 140 | 31 | 37 | 268 | 92 | 244 | 207 | 372 | 256 | 18 | 43 | 207 | 140 | 31 | 37 | 268 | 92 | 244 | 207 | 372 | 256 | 18 | 3 | 15 | 10 | 2 | 3 | 19 | 7 | 17 | 15 | 27 | 19 | 0.98 | 314 | 314 | 1915 | 1915 | 137.98 | 2020
59086 | N | . | Cottonwood Solar, LLC (Goose Lake) | Dominion Renewable Energy | 58468 | CA | PACC | WECC |  | 22 | 2 | NAICS-22 Non-Cogen | PV | SUN | SUN |  |  |  | 0 | 0 | 0 | 0 | 0 | 0 | 0 | 0 | 0 | 0 | 0 | 0 | 0 | 0 | 0 | 0 | 0 | 0 | 0 | 0 | 0 | 0 | 0 | 0 | 0 | 0 | 0 | 0 | 0 | 0 | 0 | 0 | 0 | 0 | 0 | 0 | 14249 | 19315 | 18901 | 23820 | 31174 | 31043 | 33912 | 29050 | 22810 | 21084 | 16668 | 13197 | 14249 | 19315 | 18901 | 23820 | 31174 | 31043 | 33912 | 29050 | 22810 | 21084 | 16668 | 13197 | 1626.545 | 2204.864 | 2157.593 | 2719.174 | 3558.718 | 3543.773 | 3871.249 | 3316.168 | 2603.846 | 2406.806 | 1902.757 | 1506.507 | 0 | 0 | 275223 | 275223 | 31418 | 2020
59087 | N | . | Cottonwood Solar, LLC (City of Corcoran) | Dominion Renewable Energy | 58468 | CA | PACC | WECC |  | 22 | 2 | NAICS-22 Non-Cogen | PV | SUN | SUN |  |  |  | 0 | 0 | 0 | 0 | 0 | 0 | 0 | 0 | 0 | 0 | 0 | 0 | 0 | 0 | 0 | 0 | 0 | 0 | 0 | 0 | 0 | 0 | 0 | 0 | 0 | 0 | 0 | 0 | 0 | 0 | 0 | 0 | 0 | 0 | 0 | 0 | 11969 | 16224 | 15876 | 20009 | 26186 | 26076 | 28486 | 24402 | 19160 | 17710 | 14001 | 11085 | 11969 | 16224 | 15876 | 20009 | 26186 | 26076 | 28486 | 24402 | 19160 | 17710 | 14001 | 11085 | 1366.293 | 1852.077 | 1812.37 | 2284.096 | 2989.309 | 2976.756 | 3251.834 | 2785.568 | 2187.221 | 2021.708 | 1598.308 | 1265.46 | 0 | 0 | 231184 | 231184 | 26391 | 2020
59088 | N | . | Calipatria Solar Farm | Southern Power Co | 17650 | CA | PACC | WECC |  | 22 | 2 | NAICS-22 Non-Cogen | PV | SUN | SUN |  |  |  | 0 | 0 | 0 | 0 | 0 | 0 | 0 | 0 | 0 | 0 | 0 | 0 | 0 | 0 | 0 | 0 | 0 | 0 | 0 | 0 | 0 | 0 | 0 | 0 | 0 | 0 | 0 | 0 | 0 | 0 | 0 | 0 | 0 | 0 | 0 | 0 | 18965 | 25708 | 25157 | 31705 | 41494 | 41319 | 45138 | 38666 | 30360 | 28063 | 22186 | 17565 | 18965 | 25708 | 25157 | 31705 | 41494 | 41319 | 45138 | 38666 | 30360 | 28063 | 22186 | 17565 | 2164.968 | 2934.719 | 2871.8 | 3619.276 | 4736.726 | 4716.834 | 5152.711 | 4413.887 | 3465.773 | 3203.507 | 2532.608 | 2005.191 | 0 | 0 | 366326 | 366326 | 41818 | 2020
59094 | N | . | Division 1 | Tesla Inc. | 60947 | CA | PACC | WECC |  | 22 | 2 | NAICS-22 Non-Cogen | PV | SUN | SUN |  |  |  | 0 | 0 | 0 | 0 | 0 | 0 | 0 | 0 | 0 | 0 | 0 | 0 | 0 | 0 | 0 | 0 | 0 | 0 | 0 | 0 | 0 | 0 | 0 | 0 | 0 | 0 | 0 | 0 | 0 | 0 | 0 | 0 | 0 | 0 | 0 | 0 | 1293 | 1753 | 1716 | 2162 | 2830 | 2818 | 3078 | 2637 | 2071 | 1914 | 1513 | 1198 | 1293 | 1753 | 1716 | 2162 | 2830 | 2818 | 3078 | 2637 | 2071 | 1914 | 1513 | 1198 | 147.651 | 200.149 | 195.858 | 246.836 | 323.046 | 321.689 | 351.416 | 301.028 | 236.367 | 218.48 | 172.725 | 136.755 | 0 | 0 | 24983 | 24983 | 2852 | 2020
59095 | N | . | Division 2 | Tesla Inc. | 60947 | CA | PACC | WECC |  | 22 | 2 | NAICS-22 Non-Cogen | PV | SUN | SUN |  |  |  | 0 | 0 | 0 | 0 | 0 | 0 | 0 | 0 | 0 | 0 | 0 | 0 | 0 | 0 | 0 | 0 | 0 | 0 | 0 | 0 | 0 | 0 | 0 | 0 | 0 | 0 | 0 | 0 | 0 | 0 | 0 | 0 | 0 | 0 | 0 | 0 | 925 | 1254 | 1227 | 1547 | 2024 | 2016 | 2202 | 1886 | 1481 | 1369 | 1082 | 857 | 925 | 1254 | 1227 | 1547 | 2024 | 2016 | 2202 | 1886 | 1481 | 1369 | 1082 | 857 | 105.612 | 143.164 | 140.095 | 176.559 | 231.071 | 230.1 | 251.364 | 215.322 | 169.07 | 156.276 | 123.548 | 97.819 | 0 | 0 | 17870 | 17870 | 2040 | 2020
59096 | N | . | Division 3 | Tesla Inc. | 60947 | CA | PACC | WECC |  | 22 | 2 | NAICS-22 Non-Cogen | PV | SUN | SUN |  |  |  | 0 | 0 | 0 | 0 | 0 | 0 | 0 | 0 | 0 | 0 | 0 | 0 | 0 | 0 | 0 | 0 | 0 | 0 | 0 | 0 | 0 | 0 | 0 | 0 | 0 | 0 | 0 | 0 | 0 | 0 | 0 | 0 | 0 | 0 | 0 | 0 | 862 | 1168 | 1143 | 1441 | 1885 | 1877 | 2051 | 1757 | 1379 | 1275 | 1008 | 798 | 862 | 1168 | 1143 | 1441 | 1885 | 1877 | 2051 | 1757 | 1379 | 1275 | 1008 | 798 | 98.366 | 133.339 | 130.48 | 164.442 | 215.213 | 214.309 | 234.113 | 200.545 | 157.467 | 145.551 | 115.069 | 91.106 | 0 | 0 | 16644 | 16644 | 1900 | 2020
59098 | N | . | Kettering Solar 1 | Tesla Inc. | 60947 | CA | PACC | WECC |  | 22 | 2 | NAICS-22 Non-Cogen | PV | SUN | SUN |  |  |  | 0 | 0 | 0 | 0 | 0 | 0 | 0 | 0 | 0 | 0 | 0 | 0 | 0 | 0 | 0 | 0 | 0 | 0 | 0 | 0 | 0 | 0 | 0 | 0 | 0 | 0 | 0 | 0 | 0 | 0 | 0 | 0 | 0 | 0 | 0 | 0 | 834 | 1131 | 1107 | 1395 | 1826 | 1818 | 1986 | 1701 | 1336 | 1235 | 976 | 773 | 834 | 1131 | 1107 | 1395 | 1826 | 1818 | 1986 | 1701 | 1336 | 1235 | 976 | 773 | 95.258 | 129.128 | 126.36 | 159.249 | 208.417 | 207.542 | 226.72 | 194.212 | 152.495 | 140.955 | 111.435 | 88.229 | 0 | 0 | 16118 | 16118 | 1840 | 2020
59099 | N | . | Kettering Solar 2 | Tesla Inc. | 60947 | CA | PACC | WECC |  | 22 | 2 | NAICS-22 Non-Cogen | PV | SUN | SUN |  |  |  | 0 | 0 | 0 | 0 | 0 | 0 | 0 | 0 | 0 | 0 | 0 | 0 | 0 | 0 | 0 | 0 | 0 | 0 | 0 | 0 | 0 | 0 | 0 | 0 | 0 | 0 | 0 | 0 | 0 | 0 | 0 | 0 | 0 | 0 | 0 | 0 | 927 | 1256 | 1229 | 1549 | 2027 | 2019 | 2205 | 1889 | 1483 | 1371 | 1084 | 858 | 927 | 1256 | 1229 | 1549 | 2027 | 2019 | 2205 | 1889 | 1483 | 1371 | 1084 | 858 | 105.768 | 143.374 | 140.301 | 176.818 | 231.411 | 230.439 | 251.733 | 215.639 | 169.319 | 156.506 | 123.729 | 97.963 | 0 | 0 | 17897 | 17897 | 2043 | 2020
59122 | N | . | Enerparc CA1 LLC | Enerparc CA 1, LLC | 58944 | CA | PACC | WECC |  | 22 | 2 | NAICS-22 Non-Cogen | PV | SUN | SUN |  |  |  | 0 | 0 | 0 | 0 | 0 | 0 | 0 | 0 | 0 | 0 | 0 | 0 | 0 | 0 | 0 | 0 | 0 | 0 | 0 | 0 | 0 | 0 | 0 | 0 | 0 | 0 | 0 | 0 | 0 | 0 | 0 | 0 | 0 | 0 | 0 | 0 | 1426 | 1933 | 1892 | 2384 | 3121 | 3108 | 3395 | 2908 | 2283 | 2111 | 1669 | 1321 | 1426 | 1933 | 1892 | 2384 | 3121 | 3108 | 3395 | 2908 | 2283 | 2111 | 1669 | 1321 | 162.821 | 220.711 | 215.979 | 272.194 | 356.234 | 354.738 | 387.519 | 331.955 | 260.65 | 240.926 | 190.469 | 150.804 | 0 | 0 | 27551 | 27551 | 3145 | 2020
59129 | N | . | CSD 2- Freedom High | Ahana Renewables, LLC | 59622 | CA | PACC | WECC |  | 22 | 2 | NAICS-22 Non-Cogen | PV | SUN | SUN |  |  |  | 0 | 0 | 0 | 0 | 0 | 0 | 0 | 0 | 0 | 0 | 0 | 0 | 0 | 0 | 0 | 0 | 0 | 0 | 0 | 0 | 0 | 0 | 0 | 0 | 0 | 0 | 0 | 0 | 0 | 0 | 0 | 0 | 0 | 0 | 0 | 0 | 550 | 745 | 729 | 919 | 1203 | 1198 | 1308 | 1121 | 880 | 813 | 643 | 509 | 550 | 745 | 729 | 919 | 1203 | 1198 | 1308 | 1121 | 880 | 813 | 643 | 509 | 62.745 | 85.056 | 83.233 | 104.897 | 137.283 | 136.707 | 149.34 | 127.927 | 100.448 | 92.846 | 73.402 | 58.116 | 0 | 0 | 10618 | 10618 | 1212 | 2020
59130 | N | . | CSD 2 - Heritage High | Ahana Renewables, LLC | 59622 | CA | PACC | WECC |  | 22 | 2 | NAICS-22 Non-Cogen | PV | SUN | SUN |  |  |  | 0 | 0 | 0 | 0 | 0 | 0 | 0 | 0 | 0 | 0 | 0 | 0 | 0 | 0 | 0 | 0 | 0 | 0 | 0 | 0 | 0 | 0 | 0 | 0 | 0 | 0 | 0 | 0 | 0 | 0 | 0 | 0 | 0 | 0 | 0 | 0 | 857 | 1161 | 1136 | 1432 | 1874 | 1866 | 2039 | 1747 | 1371 | 1268 | 1002 | 793 | 857 | 1161 | 1136 | 1432 | 1874 | 1866 | 2039 | 1747 | 1371 | 1268 | 1002 | 793 | 97.794 | 132.567 | 129.725 | 163.49 | 213.967 | 213.069 | 232.758 | 199.384 | 156.556 | 144.709 | 114.403 | 90.578 | 0 | 0 | 16546 | 16546 | 1889 | 2020
59132 | N | . | EAFB - North Base | Ahana Renewables, LLC | 59622 | CA | PACC | WECC |  | 22 | 2 | NAICS-22 Non-Cogen | PV | SUN | SUN |  |  |  | 0 | 0 | 0 | 0 | 0 | 0 | 0 | 0 | 0 | 0 | 0 | 0 | 0 | 0 | 0 | 0 | 0 | 0 | 0 | 0 | 0 | 0 | 0 | 0 | 0 | 0 | 0 | 0 | 0 | 0 | 0 | 0 | 0 | 0 | 0 | 0 | 1125 | 1525 | 1493 | 1881 | 2462 | 2451 | 2678 | 2294 | 1801 | 1665 | 1316 | 1042 | 1125 | 1525 | 1493 | 1881 | 2462 | 2451 | 2678 | 2294 | 1801 | 1665 | 1316 | 1042 | 128.444 | 174.113 | 170.38 | 214.726 | 281.023 | 279.843 | 305.703 | 261.869 | 205.619 | 190.059 | 150.256 | 118.965 | 0 | 0 | 21733 | 21733 | 2481 | 2020
59133 | N | . | EAFB - South Base | Ahana Renewables, LLC | 59622 | CA | PACC | WECC |  | 22 | 2 | NAICS-22 Non-Cogen | PV | SUN | SUN |  |  |  | 0 | 0 | 0 | 0 | 0 | 0 | 0 | 0 | 0 | 0 | 0 | 0 | 0 | 0 | 0 | 0 | 0 | 0 | 0 | 0 | 0 | 0 | 0 | 0 | 0 | 0 | 0 | 0 | 0 | 0 | 0 | 0 | 0 | 0 | 0 | 0 | 990 | 1341 | 1313 | 1654 | 2165 | 2156 | 2355 | 2018 | 1584 | 1464 | 1158 | 917 | 990 | 1341 | 1313 | 1654 | 2165 | 2156 | 2355 | 2018 | 1584 | 1464 | 1158 | 917 | 112.965 | 153.129 | 149.846 | 188.848 | 247.155 | 246.117 | 268.861 | 230.31 | 180.839 | 167.154 | 132.148 | 104.628 | 0 | 0 | 19115 | 19115 | 2182 | 2020
59150 | N | . | RE Mustang LLC | Goldman Sachs Renewable Power Group | 61944 | CA | PACC | WECC |  | 22 | 2 | NAICS-22 Non-Cogen | PV | SUN | SUN |  |  |  | 0 | 0 | 0 | 0 | 0 | 0 | 0 | 0 | 0 | 0 | 0 | 0 | 0 | 0 | 0 | 0 | 0 | 0 | 0 | 0 | 0 | 0 | 0 | 0 | 0 | 0 | 0 | 0 | 0 | 0 | 0 | 0 | 0 | 0 | 0 | 0 | 104887 | 142179 | 139131 | 175344 | 229482 | 228518 | 249635 | 213841 | 167907 | 155201 | 122698 | 97146 | 104887 | 142179 | 139131 | 175344 | 229482 | 228518 | 249635 | 213841 | 167907 | 155201 | 122698 | 97146 | 11973.38 | 16230.501 | 15882.528 | 20016.455 | 26196.525 | 26086.512 | 28497.136 | 24411.062 | 19167.501 | 17717.04 | 14006.622 | 11089.738 | 0 | 0 | 2025969 | 2025969 | 231275 | 2020
59167 | N | . | Lancaster Solar 1 | PsomasFMG Lancaster Solar Crest, LLC | 58976 | CA | PACC | WECC |  | 22 | 2 | NAICS-22 Non-Cogen | PV | SUN | SUN |  |  |  | 0 | 0 | 0 | 0 | 0 | 0 | 0 | 0 | 0 | 0 | 0 | 0 | 0 | 0 | 0 | 0 | 0 | 0 | 0 | 0 | 0 | 0 | 0 | 0 | 0 | 0 | 0 | 0 | 0 | 0 | 0 | 0 | 0 | 0 | 0 | 0 | 1453 | 1969 | 1927 | 2428 | 3178 | 3165 | 3457 | 2962 | 2325 | 2149 | 1699 | 1345 | 1453 | 1969 | 1927 | 2428 | 3178 | 3165 | 3457 | 2962 | 2325 | 2149 | 1699 | 1345 | 165.824 | 224.781 | 219.962 | 277.214 | 362.804 | 361.28 | 394.666 | 338.076 | 265.457 | 245.369 | 193.982 | 153.585 | 0 | 0 | 28057 | 28057 | 3203 | 2020
59169 | N | . | Lancaster Solar 2 | PsomasFMG Lancaster Solar Crest, LLC | 58976 | CA | PACC | WECC |  | 22 | 2 | NAICS-22 Non-Cogen | PV | SUN | SUN |  |  |  | 0 | 0 | 0 | 0 | 0 | 0 | 0 | 0 | 0 | 0 | 0 | 0 | 0 | 0 | 0 | 0 | 0 | 0 | 0 | 0 | 0 | 0 | 0 | 0 | 0 | 0 | 0 | 0 | 0 | 0 | 0 | 0 | 0 | 0 | 0 | 0 | 1531 | 2075 | 2031 | 2560 | 3350 | 3336 | 3644 | 3122 | 2451 | 2266 | 1791 | 1418 | 1531 | 2075 | 2031 | 2560 | 3350 | 3336 | 3644 | 3122 | 2451 | 2266 | 1791 | 1418 | 174.778 | 236.922 | 231.843 | 292.187 | 382.4 | 380.794 | 415.982 | 356.337 | 279.795 | 258.622 | 204.459 | 161.881 | 0 | 0 | 29575 | 29575 | 3376 | 2020
59182 | N | . | Hesperia | SunEdison LLC | 59139 | CA | PACC | WECC |  | 22 | 2 | NAICS-22 Non-Cogen | PV | SUN | SUN |  |  |  | 0 | 0 | 0 | 0 | 0 | 0 | 0 | 0 | 0 | 0 | 0 | 0 | 0 | 0 | 0 | 0 | 0 | 0 | 0 | 0 | 0 | 0 | 0 | 0 | 0 | 0 | 0 | 0 | 0 | 0 | 0 | 0 | 0 | 0 | 0 | 0 | 1262 | 1710 | 1674 | 2109 | 2760 | 2749 | 3003 | 2572 | 2020 | 1867 | 1476 | 1169 | 1262 | 1710 | 1674 | 2109 | 2760 | 2749 | 3003 | 2572 | 2020 | 1867 | 1476 | 1169 | 144.029 | 195.236 | 191.05 | 240.777 | 315.117 | 313.794 | 342.791 | 293.64 | 230.565 | 213.118 | 168.485 | 133.398 | 0 | 0 | 24371 | 24371 | 2782 | 2020
59183 | N | . | CID Solar, LLC | Dominion Renewable Energy | 58468 | CA | PACC | WECC |  | 22 | 2 | NAICS-22 Non-Cogen | PV | SUN | SUN |  |  |  | 0 | 0 | 0 | 0 | 0 | 0 | 0 | 0 | 0 | 0 | 0 | 0 | 0 | 0 | 0 | 0 | 0 | 0 | 0 | 0 | 0 | 0 | 0 | 0 | 0 | 0 | 0 | 0 | 0 | 0 | 0 | 0 | 0 | 0 | 0 | 0 | 21569 | 29237 | 28611 | 36057 | 47190 | 46992 | 51335 | 43974 | 34528 | 31915 | 25231 | 19977 | 21569 | 29237 | 28611 | 36057 | 47190 | 46992 | 51335 | 43974 | 34528 | 31915 | 25231 | 19977 | 2462.185 | 3337.613 | 3266.056 | 4116.15 | 5387.009 | 5364.386 | 5860.103 | 5019.85 | 3941.573 | 3643.302 | 2880.298 | 2280.475 | 0 | 0 | 416616 | 416616 | 47559 | 2020
59203 | N | . | Farmersville | CD Arevon USA, Inc. | 61230 | CA | PACC | WECC |  | 22 | 2 | NAICS-22 Non-Cogen | PV | SUN | SUN |  |  |  | 0 | 0 | 0 | 0 | 0 | 0 | 0 | 0 | 0 | 0 | 0 | 0 | 0 | 0 | 0 | 0 | 0 | 0 | 0 | 0 | 0 | 0 | 0 | 0 | 0 | 0 | 0 | 0 | 0 | 0 | 0 | 0 | 0 | 0 | 0 | 0 | 3493 | 4734 | 4633 | 5839 | 7641 | 7609 | 8312 | 7120 | 5591 | 5168 | 4086 | 3235 | 3493 | 4734 | 4633 | 5839 | 7641 | 7609 | 8312 | 7120 | 5591 | 5168 | 4086 | 3235 | 398.691 | 540.444 | 528.857 | 666.508 | 872.292 | 868.629 | 948.898 | 812.84 | 638.24 | 589.942 | 466.393 | 369.266 | 0 | 0 | 67461 | 67461 | 7701 | 2020
59219 | N | . | Porterville 6 and 7 | CD Arevon USA, Inc. | 61230 | CA | PACC | WECC |  | 22 | 2 | NAICS-22 Non-Cogen | PV | SUN | SUN |  |  |  | 0 | 0 | 0 | 0 | 0 | 0 | 0 | 0 | 0 | 0 | 0 | 0 | 0 | 0 | 0 | 0 | 0 | 0 | 0 | 0 | 0 | 0 | 0 | 0 | 0 | 0 | 0 | 0 | 0 | 0 | 0 | 0 | 0 | 0 | 0 | 0 | 2198 | 2980 | 2916 | 3675 | 4809 | 4789 | 5232 | 4482 | 3519 | 3253 | 2571 | 2036 | 2198 | 2980 | 2916 | 3675 | 4809 | 4789 | 5232 | 4482 | 3519 | 3253 | 2571 | 2036 | 250.934 | 340.155 | 332.862 | 419.5 | 549.02 | 546.714 | 597.235 | 511.601 | 401.707 | 371.309 | 293.547 | 232.416 | 0 | 0 | 42460 | 42460 | 4847 | 2020
59235 | N | . | Rising Tree Wind Farm II | Rising Tree Wind Farm II LLC | 59040 | CA | PACC | WECC |  | 22 | 2 | NAICS-22 Non-Cogen | WT | WND | WND |  |  |  | 0 | 0 | 0 | 0 | 0 | 0 | 0 | 0 | 0 | 0 | 0 | 0 | 0 | 0 | 0 | 0 | 0 | 0 | 0 | 0 | 0 | 0 | 0 | 0 | 0 | 0 | 0 | 0 | 0 | 0 | 0 | 0 | 0 | 0 | 0 | 0 | 26079 | 26733 | 38752 | 52247 | 53312 | 59123 | 58049 | 49457 | 27379 | 29831 | 22828 | 22418 | 26079 | 26733 | 38752 | 52247 | 53312 | 59123 | 58049 | 49457 | 27379 | 29831 | 22828 | 22418 | 2977.03 | 3051.658 | 4423.799 | 5964.255 | 6085.837 | 6749.199 | 6626.606 | 5645.733 | 3125.497 | 3405.319 | 2605.97 | 2559.097 | 0 | 0 | 466208 | 466208 | 53220 | 2020
59236 | N | . | Rising Tree Wind Farm III | Rising Tree Wind Farm III LLC | 59042 | CA | PACC | WECC |  | 22 | 2 | NAICS-22 Non-Cogen | WT | WND | WND |  |  |  | 0 | 0 | 0 | 0 | 0 | 0 | 0 | 0 | 0 | 0 | 0 | 0 | 0 | 0 | 0 | 0 | 0 | 0 | 0 | 0 | 0 | 0 | 0 | 0 | 0 | 0 | 0 | 0 | 0 | 0 | 0 | 0 | 0 | 0 | 0 | 0 | 121561 | 124609 | 180637 | 243539 | 248504 | 275591 | 270585 | 230533 | 127624 | 139050 | 106410 | 104496 | 121561 | 124609 | 180637 | 243539 | 248504 | 275591 | 270585 | 230533 | 127624 | 139050 | 106410 | 104496 | 13876.862 | 14224.728 | 20620.707 | 27801.248 | 28367.982 | 31460.121 | 30888.673 | 26316.52 | 14568.917 | 15873.253 | 12147.239 | 11928.75 | 0 | 0 | 2173139 | 2173139 | 248075 | 2020
59237 | N | . | Lone Valley Solar Park II LLC | Lone Valley Solar Park II LLC | 59041 | CA | PACC | WECC |  | 22 | 2 | NAICS-22 Non-Cogen | PV | SUN | SUN |  |  |  | 0 | 0 | 0 | 0 | 0 | 0 | 0 | 0 | 0 | 0 | 0 | 0 | 0 | 0 | 0 | 0 | 0 | 0 | 0 | 0 | 0 | 0 | 0 | 0 | 0 | 0 | 0 | 0 | 0 | 0 | 0 | 0 | 0 | 0 | 0 | 0 | 20874 | 28295 | 27688 | 34895 | 45669 | 45477 | 49680 | 42556 | 33415 | 30887 | 24418 | 19333 | 20874 | 28295 | 27688 | 34895 | 45669 | 45477 | 49680 | 42556 | 33415 | 30887 | 24418 | 19333 | 2382.822 | 3230.029 | 3160.779 | 3983.471 | 5213.366 | 5191.473 | 5671.21 | 4858.041 | 3814.521 | 3525.865 | 2787.456 | 2206.967 | 0 | 0 | 403187 | 403187 | 46026 | 2020
59249 | N | . | Rio Bravo Solar 1 LLC | Rio Bravo Solar I, LLC | 60605 | CA | PACC | WECC |  | 22 | 2 | NAICS-22 Non-Cogen | PV | SUN | SUN |  |  |  | 0 | 0 | 0 | 0 | 0 | 0 | 0 | 0 | 0 | 0 | 0 | 0 | 0 | 0 | 0 | 0 | 0 | 0 | 0 | 0 | 0 | 0 | 0 | 0 | 0 | 0 | 0 | 0 | 0 | 0 | 0 | 0 | 0 | 0 | 0 | 0 | 20607 | 27934 | 27335 | 34449 | 45086 | 44896 | 49045 | 42013 | 32988 | 30492 | 24106 | 19086 | 20607 | 27934 | 27335 | 34449 | 45086 | 44896 | 49045 | 42013 | 32988 | 30492 | 24106 | 19086 | 2352.38 | 3188.764 | 3120.399 | 3932.581 | 5146.763 | 5125.149 | 5598.759 | 4795.978 | 3765.789 | 3480.821 | 2751.845 | 2178.772 | 0 | 0 | 398037 | 398037 | 45438 | 2020
59250 | N | . | Rio Bravo Solar II LLC | Rio Bravo Solar II, LLC | 60606 | CA | PACC | WECC |  | 22 | 2 | NAICS-22 Non-Cogen | PV | SUN | SUN |  |  |  | 0 | 0 | 0 | 0 | 0 | 0 | 0 | 0 | 0 | 0 | 0 | 0 | 0 | 0 | 0 | 0 | 0 | 0 | 0 | 0 | 0 | 0 | 0 | 0 | 0 | 0 | 0 | 0 | 0 | 0 | 0 | 0 | 0 | 0 | 0 | 0 | 20797 | 28191 | 27587 | 34767 | 45501 | 45310 | 49497 | 42400 | 33293 | 30773 | 24328 | 19262 | 20797 | 28191 | 27587 | 34767 | 45501 | 45310 | 49497 | 42400 | 33293 | 30773 | 24328 | 19262 | 2374.07 | 3218.169 | 3149.173 | 3968.845 | 5194.224 | 5172.41 | 5650.387 | 4840.204 | 3800.515 | 3512.919 | 2777.221 | 2198.863 | 0 | 0 | 401706 | 401706 | 45857 | 2020
59253 | N | . | Wildwood Solar II | Wildwood Solar II, LLC | 60607 | CA | PACC | WECC |  | 22 | 2 | NAICS-22 Non-Cogen | PV | SUN | SUN |  |  |  | 0 | 0 | 0 | 0 | 0 | 0 | 0 | 0 | 0 | 0 | 0 | 0 | 0 | 0 | 0 | 0 | 0 | 0 | 0 | 0 | 0 | 0 | 0 | 0 | 0 | 0 | 0 | 0 | 0 | 0 | 0 | 0 | 0 | 0 | 0 | 0 | 15978 | 21659 | 21195 | 26712 | 34959 | 34812 | 38029 | 32576 | 25579 | 23643 | 18692 | 14799 | 15978 | 21659 | 21195 | 26712 | 34959 | 34812 | 38029 | 32576 | 25579 | 23643 | 18692 | 14799 | 1824.002 | 2472.524 | 2419.515 | 3049.269 | 3990.73 | 3973.97 | 4341.2 | 3718.735 | 2919.941 | 2698.981 | 2133.743 | 1689.39 | 0 | 0 | 308633 | 308633 | 35232 | 2020
59256 | N | . | Vaca Dixon Battery Storage System | Pacific Gas & Electric Co. | 14328 | CA | PACC | WECC |  | 22 | 1 | Electric Utility | BA | MWH | OTH |  |  | megawatthours | 59 | 61 | 64 | 53 | 54 | 52 | 48 | 77 | 58 | 93 | 110 | 153 | 59 | 61 | 64 | 53 | 54 | 52 | 48 | 77 | 58 | 93 | 110 | 153 | 0 | 0 | 0 | 0 | 0 | 0 | 0 | 0 | 0 | 0 | 0 | 0 | 0 | 0 | 0 | 0 | 0 | 0 | 0 | 0 | 0 | 0 | 0 | 0 | 0 | 0 | 0 | 0 | 0 | 0 | 0 | 0 | 0 | 0 | 0 | 0 | -59 | -61 | -60 | -53 | -54 | -52 | -46 | -57 | -58 | -59 | -59 | -67 | 882 | 882 | 0 | 0 | -685 | 2020
59257 | N | . | Yerba Buena | Pacific Gas & Electric Co. | 14328 | CA | PACC | WECC |  | 22 | 1 | Electric Utility | BA | MWH | OTH |  |  | megawatthours | 211 | 196 | 209 | 201 | 204 | 196 | 204 | 300 | 267 | 278 | 251 | 338 | 211 | 196 | 209 | 201 | 204 | 196 | 204 | 300 | 267 | 278 | 251 | 338 | 0 | 0 | 0 | 0 | 0 | 0 | 0 | 0 | 0 | 0 | 0 | 0 | 0 | 0 | 0 | 0 | 0 | 0 | 0 | 0 | 0 | 0 | 0 | 0 | 0 | 0 | 0 | 0 | 0 | 0 | 0 | 0 | 0 | 0 | 0 | 0 | -211 | -196 | -209 | -201 | -204 | -196 | -203 | -158 | -160 | -161 | -157 | -221 | 2855 | 2855 | 0 | 0 | -2277 | 2020
59261 | N | . | Verizon-Torrance | Bloom Energy | 57128 | CA | PACC | WECC |  | 22 | 2 | NAICS-22 Non-Cogen | FC | NG | NG |  |  | mcf | 2282 | 2020 | 2243 | 1586 | 1491 | 2097 | 2934 | 3646 | 3177 | 3300 | 2636 | 2923 | 2282 | 2020 | 2243 | 1586 | 1491 | 2097 | 2934 | 3646 | 3177 | 3300 | 2636 | 2923 | 1.02 | 1.02 | 1.02 | 1.02 | 1.02 | 1.02 | 1.02 | 1.02 | 1.02 | 1.02 | 1.02 | 1.02 | 2328 | 2060 | 2288 | 1618 | 1521 | 2139 | 2993 | 3719 | 3241 | 3366 | 2689 | 2981 | 2328 | 2060 | 2288 | 1618 | 1521 | 2139 | 2993 | 3719 | 3241 | 3366 | 2689 | 2981 | 286.216 | 253.203 | 281.199 | 198.772 | 186.89 | 262.93 | 367.813 | 457.104 | 398.233 | 413.68 | 330.525 | 366.435 | 30335 | 30335 | 30943 | 30943 | 3803 | 2020
59262 | N | . | Lancaster Little Rock | Sustainable Power Group, LLC | 58661 | CA | PACC | WECC |  | 22 | 2 | NAICS-22 Non-Cogen | PV | SUN | SUN |  |  |  | 0 | 0 | 0 | 0 | 0 | 0 | 0 | 0 | 0 | 0 | 0 | 0 | 0 | 0 | 0 | 0 | 0 | 0 | 0 | 0 | 0 | 0 | 0 | 0 | 0 | 0 | 0 | 0 | 0 | 0 | 0 | 0 | 0 | 0 | 0 | 0 | 5125 | 6947 | 6798 | 8568 | 11213 | 11166 | 12198 | 10449 | 8205 | 7584 | 5996 | 4747 | 5125 | 6947 | 6798 | 8568 | 11213 | 11166 | 12198 | 10449 | 8205 | 7584 | 5996 | 4747 | 585.066 | 793.086 | 776.082 | 978.082 | 1280.065 | 1274.689 | 1392.481 | 1192.82 | 936.599 | 865.724 | 684.418 | 541.888 | 0 | 0 | 98996 | 98996 | 11301 | 2020
59265 | N | . | Merced Solar LLC | Merced Solar LLC | 59089 | CA | PACC | WECC |  | 22 | 2 | NAICS-22 Non-Cogen | PV | SUN | SUN |  |  |  | 0 | 0 | 0 | 0 | 0 | 0 | 0 | 0 | 0 | 0 | 0 | 0 | 0 | 0 | 0 | 0 | 0 | 0 | 0 | 0 | 0 | 0 | 0 | 0 | 0 | 0 | 0 | 0 | 0 | 0 | 0 | 0 | 0 | 0 | 0 | 0 | 1754 | 2378 | 2327 | 2933 | 3838 | 3822 | 4175 | 3576 | 2808 | 2596 | 2052 | 1625 | 1754 | 2378 | 2327 | 2933 | 3838 | 3822 | 4175 | 3576 | 2808 | 2596 | 2052 | 1625 | 200.252 | 271.45 | 265.63 | 334.769 | 438.128 | 436.289 | 476.605 | 408.267 | 320.57 | 296.312 | 234.256 | 185.472 | 0 | 0 | 33884 | 33884 | 3868 | 2020
59267 | N | . | Mission Solar LLC | Mission Solar LLC | 59090 | CA | PACC | WECC |  | 22 | 2 | NAICS-22 Non-Cogen | PV | SUN | SUN |  |  |  | 0 | 0 | 0 | 0 | 0 | 0 | 0 | 0 | 0 | 0 | 0 | 0 | 0 | 0 | 0 | 0 | 0 | 0 | 0 | 0 | 0 | 0 | 0 | 0 | 0 | 0 | 0 | 0 | 0 | 0 | 0 | 0 | 0 | 0 | 0 | 0 | 1815 | 2460 | 2408 | 3034 | 3971 | 3954 | 4320 | 3700 | 2905 | 2686 | 2123 | 1681 | 1815 | 2460 | 2408 | 3034 | 3971 | 3954 | 4320 | 3700 | 2905 | 2686 | 2123 | 1681 | 207.187 | 280.854 | 274.832 | 346.366 | 453.307 | 451.403 | 493.117 | 422.411 | 331.676 | 306.577 | 242.372 | 191.898 | 0 | 0 | 35057 | 35057 | 4002 | 2020
59268 | N | . | Hollister Solar LLC | Hollister Solar LLC | 59091 | CA | PACC | WECC |  | 22 | 2 | NAICS-22 Non-Cogen | PV | SUN | SUN |  |  |  | 0 | 0 | 0 | 0 | 0 | 0 | 0 | 0 | 0 | 0 | 0 | 0 | 0 | 0 | 0 | 0 | 0 | 0 | 0 | 0 | 0 | 0 | 0 | 0 | 0 | 0 | 0 | 0 | 0 | 0 | 0 | 0 | 0 | 0 | 0 | 0 | 1727 | 2342 | 2291 | 2888 | 3779 | 3764 | 4111 | 3522 | 2765 | 2556 | 2021 | 1600 | 1727 | 2342 | 2291 | 2888 | 3779 | 3764 | 4111 | 3522 | 2765 | 2556 | 2021 | 1600 | 197.196 | 267.309 | 261.578 | 329.662 | 431.446 | 429.634 | 469.336 | 402.04 | 315.681 | 291.792 | 230.683 | 182.643 | 0 | 0 | 33366 | 33366 | 3809 | 2020
59269 | N | . | Victor Mesa Linda B2 | Sustainable Power Group, LLC | 58661 | CA | PACC | WECC |  | 22 | 2 | NAICS-22 Non-Cogen | PV | SUN | SUN |  |  |  | 0 | 0 | 0 | 0 | 0 | 0 | 0 | 0 | 0 | 0 | 0 | 0 | 0 | 0 | 0 | 0 | 0 | 0 | 0 | 0 | 0 | 0 | 0 | 0 | 0 | 0 | 0 | 0 | 0 | 0 | 0 | 0 | 0 | 0 | 0 | 0 | 1666 | 2259 | 2210 | 2785 | 3646 | 3630 | 3966 | 3397 | 2667 | 2466 | 1949 | 1543 | 1666 | 2259 | 2210 | 2785 | 3646 | 3630 | 3966 | 3397 | 2667 | 2466 | 1949 | 1543 | 190.21 | 257.835 | 252.307 | 317.978 | 416.154 | 414.406 | 452.701 | 387.79 | 304.492 | 281.45 | 222.507 | 176.17 | 0 | 0 | 32184 | 32184 | 3674 | 2020
59270 | N | . | Victor Mesa Linda C2 | Sustainable Power Group, LLC | 58661 | CA | PACC | WECC |  | 22 | 2 | NAICS-22 Non-Cogen | PV | SUN | SUN |  |  |  | 0 | 0 | 0 | 0 | 0 | 0 | 0 | 0 | 0 | 0 | 0 | 0 | 0 | 0 | 0 | 0 | 0 | 0 | 0 | 0 | 0 | 0 | 0 | 0 | 0 | 0 | 0 | 0 | 0 | 0 | 0 | 0 | 0 | 0 | 0 | 0 | 1653 | 2240 | 2192 | 2763 | 3616 | 3601 | 3933 | 3369 | 2646 | 2445 | 1933 | 1531 | 1653 | 2240 | 2192 | 2763 | 3616 | 3601 | 3933 | 3369 | 2646 | 2445 | 1933 | 1531 | 188.654 | 255.73 | 250.247 | 315.382 | 412.756 | 411.023 | 449.005 | 384.624 | 302.006 | 279.152 | 220.69 | 174.731 | 0 | 0 | 31922 | 31922 | 3644 | 2020
59271 | N | . | Victor Mesa Linda D2 | Sustainable Power Group, LLC | 58661 | CA | PACC | WECC |  | 22 | 2 | NAICS-22 Non-Cogen | PV | SUN | SUN |  |  |  | 0 | 0 | 0 | 0 | 0 | 0 | 0 | 0 | 0 | 0 | 0 | 0 | 0 | 0 | 0 | 0 | 0 | 0 | 0 | 0 | 0 | 0 | 0 | 0 | 0 | 0 | 0 | 0 | 0 | 0 | 0 | 0 | 0 | 0 | 0 | 0 | 1649 | 2236 | 2188 | 2757 | 3609 | 3594 | 3926 | 3363 | 2640 | 2441 | 1930 | 1528 | 1649 | 2236 | 2188 | 2757 | 3609 | 3594 | 3926 | 3363 | 2640 | 2441 | 1930 | 1528 | 188.291 | 255.239 | 249.767 | 314.776 | 411.963 | 410.233 | 448.142 | 383.885 | 301.426 | 278.616 | 220.266 | 174.396 | 0 | 0 | 31861 | 31861 | 3637 | 2020
59272 | N | . | Victor Mesa Linda E2 | Sustainable Power Group, LLC | 58661 | CA | PACC | WECC |  | 22 | 2 | NAICS-22 Non-Cogen | PV | SUN | SUN |  |  |  | 0 | 0 | 0 | 0 | 0 | 0 | 0 | 0 | 0 | 0 | 0 | 0 | 0 | 0 | 0 | 0 | 0 | 0 | 0 | 0 | 0 | 0 | 0 | 0 | 0 | 0 | 0 | 0 | 0 | 0 | 0 | 0 | 0 | 0 | 0 | 0 | 1631 | 2211 | 2163 | 2726 | 3568 | 3553 | 3881 | 3325 | 2611 | 2413 | 1908 | 1510 | 1631 | 2211 | 2163 | 2726 | 3568 | 3553 | 3881 | 3325 | 2611 | 2413 | 1908 | 1510 | 186.169 | 252.361 | 246.951 | 311.228 | 407.319 | 405.608 | 443.09 | 379.558 | 298.028 | 275.475 | 217.783 | 172.43 | 0 | 0 | 31500 | 31500 | 3596 | 2020
59273 | N | . | SEPV Palmdale East | Sustainable Power Group, LLC | 58661 | CA | PACC | WECC |  | 22 | 2 | NAICS-22 Non-Cogen | PV | SUN | SUN |  |  |  | 0 | 0 | 0 | 0 | 0 | 0 | 0 | 0 | 0 | 0 | 0 | 0 | 0 | 0 | 0 | 0 | 0 | 0 | 0 | 0 | 0 | 0 | 0 | 0 | 0 | 0 | 0 | 0 | 0 | 0 | 0 | 0 | 0 | 0 | 0 | 0 | 11155 | 15121 | 14797 | 18648 | 24405 | 24303 | 26549 | 22742 | 17857 | 16506 | 13049 | 10331 | 11155 | 15121 | 14797 | 18648 | 24405 | 24303 | 26549 | 22742 | 17857 | 16506 | 13049 | 10331 | 1273.363 | 1726.107 | 1689.1 | 2128.742 | 2785.99 | 2774.29 | 3030.659 | 2596.106 | 2038.456 | 1884.2 | 1489.598 | 1179.389 | 0 | 0 | 215463 | 215463 | 24596 | 2020
59279 | N | . | Life Technologies - Pleasanton | Bloom Energy | 57128 | CA | PACC | WECC |  | 22 | 2 | NAICS-22 Non-Cogen | FC | NG | NG |  |  | mcf | 3986 | 3526 | 3915 | 2768 | 2602 | 3661 | 5121 | 6365 | 5545 | 5760 | 4602 | 5102 | 3986 | 3526 | 3915 | 2768 | 2602 | 3661 | 5121 | 6365 | 5545 | 5760 | 4602 | 5102 | 1.02 | 1.02 | 1.02 | 1.02 | 1.02 | 1.02 | 1.02 | 1.02 | 1.02 | 1.02 | 1.02 | 1.02 | 4066 | 3597 | 3993 | 2823 | 2654 | 3734 | 5223 | 6492 | 5656 | 5875 | 4694 | 5204 | 4066 | 3597 | 3993 | 2823 | 2654 | 3734 | 5223 | 6492 | 5656 | 5875 | 4694 | 5204 | 602.233 | 532.772 | 591.679 | 418.241 | 393.241 | 553.238 | 773.926 | 961.806 | 837.934 | 870.436 | 695.468 | 771.026 | 52953 | 52953 | 54011 | 54011 | 8002 | 2020
59280 | N | . | Kellogg's - San Jose | Bloom Energy | 57128 | CA | PACC | WECC |  | 22 | 2 | NAICS-22 Non-Cogen | FC | NG | NG |  |  | mcf | 3449 | 3051 | 3389 | 2395 | 2252 | 3168 | 4432 | 5508 | 4799 | 4985 | 3983 | 4416 | 3449 | 3051 | 3389 | 2395 | 2252 | 3168 | 4432 | 5508 | 4799 | 4985 | 3983 | 4416 | 1.02 | 1.02 | 1.02 | 1.02 | 1.02 | 1.02 | 1.02 | 1.02 | 1.02 | 1.02 | 1.02 | 1.02 | 3518 | 3112 | 3457 | 2443 | 2297 | 3231 | 4521 | 5618 | 4895 | 5085 | 4063 | 4504 | 3518 | 3112 | 3457 | 2443 | 2297 | 3231 | 4521 | 5618 | 4895 | 5085 | 4063 | 4504 | 452.841 | 400.611 | 444.905 | 314.491 | 295.693 | 416 | 581.943 | 723.218 | 630.074 | 654.513 | 522.948 | 579.763 | 45827 | 45827 | 46744 | 46744 | 6017 | 2020
59283 | N | . | California PV Energy at ISD WWTP | California PV Energy LLC | 58540 | CA | PACC | WECC |  | 22 | 2 | NAICS-22 Non-Cogen | PV | SUN | SUN |  |  |  | 0 | 0 | 0 | 0 | 0 | 0 | 0 | 0 | 0 | 0 | 0 | 0 | 0 | 0 | 0 | 0 | 0 | 0 | 0 | 0 | 0 | 0 | 0 | 0 | 0 | 0 | 0 | 0 | 0 | 0 | 0 | 0 | 0 | 0 | 0 | 0 | 225 | 305 | 298 | 376 | 492 | 490 | 535 | 459 | 360 | 333 | 263 | 208 | 225 | 305 | 298 | 376 | 492 | 490 | 535 | 459 | 360 | 333 | 263 | 208 | 25.679 | 34.808 | 34.062 | 42.928 | 56.182 | 55.946 | 61.116 | 52.353 | 41.107 | 37.997 | 30.039 | 23.783 | 0 | 0 | 4344 | 4344 | 496 | 2020
59299 | N | . | Waste Mangement Redwood LFGTE | WM Renewable Energy LLC | 54842 | CA | PACC | WECC |  | 22 | 2 | NAICS-22 Non-Cogen | IC | LFG | MLG |  |  | mcf | 50112 | 45077 | 47498 | 44454 | 47222 | 43523 | 48882 | 46670 | 46292 | 44551 | 44852 | 40059 | 50112 | 45077 | 47498 | 44454 | 47222 | 43523 | 48882 | 46670 | 46292 | 44551 | 44852 | 40059 | 0.52 | 0.52 | 0.52 | 0.52 | 0.52 | 0.52 | 0.52 | 0.52 | 0.52 | 0.52 | 0.52 | 0.52 | 26058 | 23440 | 24699 | 23116 | 24555 | 22632 | 25419 | 24268 | 24072 | 23167 | 23323 | 20831 | 26058 | 23440 | 24699 | 23116 | 24555 | 22632 | 25419 | 24268 | 24072 | 23167 | 23323 | 20831 | 2329.541 | 2095.46 | 2208.001 | 2066.488 | 2195.188 | 2023.254 | 2272.354 | 2169.541 | 2151.936 | 2071.039 | 2084.998 | 1862.2 | 549192 | 549192 | 285580 | 285580 | 25530 | 2020
59300 | N | . | Hanford 1 and 2 | CD Arevon USA, Inc. | 61230 | CA | PACC | WECC |  | 22 | 2 | NAICS-22 Non-Cogen | PV | SUN | SUN |  |  |  | 0 | 0 | 0 | 0 | 0 | 0 | 0 | 0 | 0 | 0 | 0 | 0 | 0 | 0 | 0 | 0 | 0 | 0 | 0 | 0 | 0 | 0 | 0 | 0 | 0 | 0 | 0 | 0 | 0 | 0 | 0 | 0 | 0 | 0 | 0 | 0 | 2588 | 3508 | 3433 | 4326 | 5662 | 5638 | 6159 | 5276 | 4143 | 3829 | 3027 | 2397 | 2588 | 3508 | 3433 | 4326 | 5662 | 5638 | 6159 | 5276 | 4143 | 3829 | 3027 | 2397 | 295.405 | 400.438 | 391.853 | 493.845 | 646.319 | 643.605 | 703.079 | 602.268 | 472.899 | 437.114 | 345.57 | 273.605 | 0 | 0 | 49986 | 49986 | 5706 | 2020
59308 | N | . | Beacon Solar Plant Site 5 | CD Global Solar Holdings, LLC | 60865 | CA | PACC | WECC |  | 22 | 2 | NAICS-22 Non-Cogen | PV | SUN | SUN |  |  |  | 0 | 0 | 0 | 0 | 0 | 0 | 0 | 0 | 0 | 0 | 0 | 0 | 0 | 0 | 0 | 0 | 0 | 0 | 0 | 0 | 0 | 0 | 0 | 0 | 0 | 0 | 0 | 0 | 0 | 0 | 0 | 0 | 0 | 0 | 0 | 0 | 46743 | 61189 | 75047 | 80820 | 99391 | 101362 | 107406 | 88161 | 70001 | 64176 | 49441 | 39893 | 46743 | 61189 | 75047 | 80820 | 99391 | 101362 | 107406 | 88161 | 70001 | 64176 | 49441 | 39893 | 5336 | 6985 | 8567 | 9226 | 11346 | 11571 | 12261 | 10064 | 7991 | 7326 | 5644 | 4554 | 0 | 0 | 883630 | 883630 | 100871 | 2020
59309 | N | . | Beacon Solar Plant Site 2 | CD Global Solar Holdings, LLC | 60865 | CA | PACC | WECC |  | 22 | 2 | NAICS-22 Non-Cogen | PV | SUN | SUN |  |  |  | 0 | 0 | 0 | 0 | 0 | 0 | 0 | 0 | 0 | 0 | 0 | 0 | 0 | 0 | 0 | 0 | 0 | 0 | 0 | 0 | 0 | 0 | 0 | 0 | 0 | 0 | 0 | 0 | 0 | 0 | 0 | 0 | 0 | 0 | 0 | 0 | 59664 | 76992 | 97131 | 104559 | 126512 | 126293 | 134904 | 89527 | 85314 | 79129 | 62415 | 51115 | 59664 | 76992 | 97131 | 104559 | 126512 | 126293 | 134904 | 89527 | 85314 | 79129 | 62415 | 51115 | 6811 | 8789 | 11088 | 11936 | 14442 | 14417 | 15400 | 10220 | 9739 | 9033 | 7125 | 5835 | 0 | 0 | 1093555 | 1093555 | 124835 | 2020
59315 | N | . | Hecate Energy Beacon Solar 1 | Sustainable Power Group, LLC | 58661 | CA | PACC | WECC |  | 22 | 2 | NAICS-22 Non-Cogen | PV | SUN | SUN |  |  |  | 0 | 0 | 0 | 0 | 0 | 0 | 0 | 0 | 0 | 0 | 0 | 0 | 0 | 0 | 0 | 0 | 0 | 0 | 0 | 0 | 0 | 0 | 0 | 0 | 0 | 0 | 0 | 0 | 0 | 0 | 0 | 0 | 0 | 0 | 0 | 0 | 65919 | 84516 | 102439 | 116622 | 141202 | 140545 | 145985 | 119775 | 91892 | 86680 | 69020 | 56721 | 65919 | 84516 | 102439 | 116622 | 141202 | 140545 | 145985 | 119775 | 91892 | 86680 | 69020 | 56721 | 7525 | 9648 | 11694 | 13313 | 16119 | 16044 | 16665 | 13673 | 10490 | 9895 | 7879 | 6475 | 0 | 0 | 1221316 | 1221316 | 139420 | 2020
59316 | N | . | Hecate Energy Beacon Solar 3 | Sustainable Power Group, LLC | 58661 | CA | PACC | WECC |  | 22 | 2 | NAICS-22 Non-Cogen | PV | SUN | SUN |  |  |  | 0 | 0 | 0 | 0 | 0 | 0 | 0 | 0 | 0 | 0 | 0 | 0 | 0 | 0 | 0 | 0 | 0 | 0 | 0 | 0 | 0 | 0 | 0 | 0 | 0 | 0 | 0 | 0 | 0 | 0 | 0 | 0 | 0 | 0 | 0 | 0 | 65595 | 83474 | 101248 | 115816 | 145390 | 137103 | 144855 | 119259 | 91367 | 85401 | 67496 | 55538 | 65595 | 83474 | 101248 | 115816 | 145390 | 137103 | 144855 | 119259 | 91367 | 85401 | 67496 | 55538 | 7488 | 9529 | 11558 | 13221 | 16597 | 15651 | 16536 | 13614 | 10430 | 9749 | 7705 | 6340 | 0 | 0 | 1212542 | 1212542 | 138418 | 2020
59317 | N | . | Hecate Energy Beacon Solar 4 | Sustainable Power Group, LLC | 58661 | CA | PACC | WECC |  | 22 | 2 | NAICS-22 Non-Cogen | PV | SUN | SUN |  |  |  | 0 | 0 | 0 | 0 | 0 | 0 | 0 | 0 | 0 | 0 | 0 | 0 | 0 | 0 | 0 | 0 | 0 | 0 | 0 | 0 | 0 | 0 | 0 | 0 | 0 | 0 | 0 | 0 | 0 | 0 | 0 | 0 | 0 | 0 | 0 | 0 | 57579 | 71823 | 89273 | 103018 | 126503 | 124331 | 130104 | 106618 | 82940 | 76764 | 60032 | 48951 | 57579 | 71823 | 89273 | 103018 | 126503 | 124331 | 130104 | 106618 | 82940 | 76764 | 60032 | 48951 | 6573 | 8199 | 10191 | 11760 | 14441 | 14193 | 14852 | 12171 | 9468 | 8763 | 6853 | 5588 | 0 | 0 | 1077936 | 1077936 | 123052 | 2020
59322 | N | . | Pumpjack Solar I | Pumpjack Solar I, LLC | 59121 | CA | PACC | WECC |  | 22 | 2 | NAICS-22 Non-Cogen | PV | SUN | SUN |  |  |  | 0 | 0 | 0 | 0 | 0 | 0 | 0 | 0 | 0 | 0 | 0 | 0 | 0 | 0 | 0 | 0 | 0 | 0 | 0 | 0 | 0 | 0 | 0 | 0 | 0 | 0 | 0 | 0 | 0 | 0 | 0 | 0 | 0 | 0 | 0 | 0 | 20442 | 27710 | 27116 | 34173 | 44724 | 44537 | 48652 | 41676 | 32724 | 30248 | 23913 | 18933 | 20442 | 27710 | 27116 | 34173 | 44724 | 44537 | 48652 | 41676 | 32724 | 30248 | 23913 | 18933 | 2333.535 | 3163.22 | 3095.402 | 3901.077 | 5105.533 | 5084.092 | 5553.907 | 4757.558 | 3735.622 | 3452.936 | 2729.8 | 2161.318 | 0 | 0 | 394848 | 394848 | 45074 | 2020
59328 | N | . | Golden Acorn Casino | Foundation CA Fund VII Manager, LLC | 59129 | CA | PACC | WECC |  | 713 | 4 | Commercial NAICS Non-Cogen | WT | WND | WND |  |  |  | 0 | 0 | 0 | 0 | 0 | 0 | 0 | 0 | 0 | 0 | 0 | 0 | 0 | 0 | 0 | 0 | 0 | 0 | 0 | 0 | 0 | 0 | 0 | 0 | 0 | 0 | 0 | 0 | 0 | 0 | 0 | 0 | 0 | 0 | 0 | 0 | 4108 | 3189 | 3960 | 3811 | 3075 | 2978 | 2409 | 2032 | 1515 | 2777 | 3951 | 4652 | 4108 | 3189 | 3960 | 3811 | 3075 | 2978 | 2409 | 2032 | 1515 | 2777 | 3951 | 4652 | 469 | 364 | 452 | 435 | 351 | 340 | 275 | 232 | 173 | 317 | 451 | 531 | 0 | 0 | 38457 | 38457 | 4390 | 2020
59329 | N | . | City of Soledad Water Reclamation | Foundation CA Fund VII Manager, LLC | 59129 | CA | PACC | WECC |  | 22 | 2 | NAICS-22 Non-Cogen | WT | WND | WND |  |  |  | 0 | 0 | 0 | 0 | 0 | 0 | 0 | 0 | 0 | 0 | 0 | 0 | 0 | 0 | 0 | 0 | 0 | 0 | 0 | 0 | 0 | 0 | 0 | 0 | 0 | 0 | 0 | 0 | 0 | 0 | 0 | 0 | 0 | 0 | 0 | 0 | 1700 | 1743 | 2527 | 3407 | 3476 | 3855 | 3785 | 3225 | 1785 | 1945 | 1488 | 1462 | 1700 | 1743 | 2527 | 3407 | 3476 | 3855 | 3785 | 3225 | 1785 | 1945 | 1488 | 1462 | 194.105 | 198.971 | 288.436 | 388.876 | 396.803 | 440.055 | 432.062 | 368.108 | 203.786 | 222.03 | 169.912 | 166.856 | 0 | 0 | 30398 | 30398 | 3470 | 2020
59330 | N | . | Taylor Farms | Foundation CA Fund VII Manager, LLC | 59129 | CA | PACC | WECC |  | 22 | 2 | NAICS-22 Non-Cogen | WT | WND | WND |  |  |  | 0 | 0 | 0 | 0 | 0 | 0 | 0 | 0 | 0 | 0 | 0 | 0 | 0 | 0 | 0 | 0 | 0 | 0 | 0 | 0 | 0 | 0 | 0 | 0 | 0 | 0 | 0 | 0 | 0 | 0 | 0 | 0 | 0 | 0 | 0 | 0 | 1718 | 1762 | 2554 | 3443 | 3513 | 3896 | 3825 | 3259 | 1804 | 1966 | 1504 | 1477 | 1718 | 1762 | 2554 | 3443 | 3513 | 3896 | 3825 | 3259 | 1804 | 1966 | 1504 | 1477 | 196.174 | 201.093 | 291.512 | 393.022 | 401.034 | 444.747 | 436.669 | 372.033 | 205.959 | 224.398 | 171.724 | 168.635 | 0 | 0 | 30721 | 30721 | 3507 | 2020
59331 | N | . | Anheuser-Busch #2 | Foundation CA Fund VII Manager, LLC | 59129 | CA | PACC | WECC |  | 312 | 6 | Industrial NAICS Non-Cogen | WT | WND | WND |  |  |  | 0 | 0 | 0 | 0 | 0 | 0 | 0 | 0 | 0 | 0 | 0 | 0 | 0 | 0 | 0 | 0 | 0 | 0 | 0 | 0 | 0 | 0 | 0 | 0 | 0 | 0 | 0 | 0 | 0 | 0 | 0 | 0 | 0 | 0 | 0 | 0 | 867 | 1568 | 1857 | 2996 | 3285 | 3881 | 4923 | 4765 | 2742 | 1218 | 1077 | 604 | 867 | 1568 | 1857 | 2996 | 3285 | 3881 | 4923 | 4765 | 2742 | 1218 | 1077 | 604 | 99 | 179 | 212 | 342 | 375 | 443 | 562 | 544 | 313 | 139 | 123 | 69 | 0 | 0 | 29783 | 29783 | 3400 | 2020
59334 | N | . | Catalina Solar 2, LLC | Dominion Renewable Energy | 58468 | CA | PACC | WECC |  | 22 | 2 | NAICS-22 Non-Cogen | PV | SUN | SUN |  |  |  | 0 | 0 | 0 | 0 | 0 | 0 | 0 | 0 | 0 | 0 | 0 | 0 | 0 | 0 | 0 | 0 | 0 | 0 | 0 | 0 | 0 | 0 | 0 | 0 | 0 | 0 | 0 | 0 | 0 | 0 | 0 | 0 | 0 | 0 | 0 | 0 | 21848 | 29616 | 28981 | 36525 | 47801 | 47601 | 51999 | 44543 | 34975 | 32329 | 25558 | 20236 | 21848 | 29616 | 28981 | 36525 | 47801 | 47601 | 51999 | 44543 | 34975 | 32329 | 25558 | 20236 | 2494.077 | 3380.843 | 3308.359 | 4169.464 | 5456.783 | 5433.868 | 5936.005 | 5084.868 | 3992.625 | 3690.491 | 2917.605 | 2310.012 | 0 | 0 | 422012 | 422012 | 48175 | 2020
59339 | N | . | Quinto Solar PV Project | CD Arevon USA, Inc. | 61230 | CA | PACC | WECC |  | 22 | 2 | NAICS-22 Non-Cogen | PV | SUN | SUN |  |  |  | 0 | 0 | 0 | 0 | 0 | 0 | 0 | 0 | 0 | 0 | 0 | 0 | 0 | 0 | 0 | 0 | 0 | 0 | 0 | 0 | 0 | 0 | 0 | 0 | 0 | 0 | 0 | 0 | 0 | 0 | 0 | 0 | 0 | 0 | 0 | 0 | 120672 | 163577 | 160070 | 201733 | 264018 | 262909 | 287204 | 246023 | 193177 | 178558 | 141164 | 111766 | 120672 | 163577 | 160070 | 201733 | 264018 | 262909 | 287204 | 246023 | 193177 | 178558 | 141164 | 111766 | 13775.326 | 18673.129 | 18272.788 | 23028.855 | 30139.002 | 30012.432 | 32785.846 | 28084.833 | 22052.137 | 20383.387 | 16114.565 | 12758.7 | 0 | 0 | 2330871 | 2330871 | 266081 | 2020
59359 | N | . | SCE-Snowline-Duncan Road (North) | SunEdison LLC | 59139 | CA | PACC | WECC |  | 22 | 2 | NAICS-22 Non-Cogen | PV | SUN | SUN |  |  |  | 0 | 0 | 0 | 0 | 0 | 0 | 0 | 0 | 0 | 0 | 0 | 0 | 0 | 0 | 0 | 0 | 0 | 0 | 0 | 0 | 0 | 0 | 0 | 0 | 0 | 0 | 0 | 0 | 0 | 0 | 0 | 0 | 0 | 0 | 0 | 0 | 1351 | 1831 | 1792 | 2258 | 2955 | 2943 | 3214 | 2754 | 2162 | 1998 | 1580 | 1251 | 1351 | 1831 | 1792 | 2258 | 2955 | 2943 | 3214 | 2754 | 2162 | 1998 | 1580 | 1251 | 154.173 | 208.991 | 204.511 | 257.741 | 337.318 | 335.902 | 366.942 | 314.328 | 246.809 | 228.133 | 180.356 | 142.796 | 0 | 0 | 26089 | 26089 | 2978 | 2020
59360 | N | . | SCE-Snowline-Duncan Road (South) | SunEdison LLC | 59139 | CA | PACC | WECC |  | 22 | 2 | NAICS-22 Non-Cogen | PV | SUN | SUN |  |  |  | 0 | 0 | 0 | 0 | 0 | 0 | 0 | 0 | 0 | 0 | 0 | 0 | 0 | 0 | 0 | 0 | 0 | 0 | 0 | 0 | 0 | 0 | 0 | 0 | 0 | 0 | 0 | 0 | 0 | 0 | 0 | 0 | 0 | 0 | 0 | 0 | 1100 | 1491 | 1459 | 1839 | 2407 | 2397 | 2619 | 2243 | 1761 | 1628 | 1287 | 1019 | 1100 | 1491 | 1459 | 1839 | 2407 | 2397 | 2619 | 2243 | 1761 | 1628 | 1287 | 1019 | 125.596 | 170.253 | 166.603 | 209.966 | 274.793 | 273.639 | 298.926 | 256.064 | 201.061 | 185.846 | 146.925 | 116.328 | 0 | 0 | 21250 | 21250 | 2426 | 2020
59380 | N | . | Wildwood Solar I, LLC | Wildwood Solar I, LLC | 59158 | CA | PACC | WECC |  | 22 | 2 | NAICS-22 Non-Cogen | PV | SUN | SUN |  |  |  | 0 | 0 | 0 | 0 | 0 | 0 | 0 | 0 | 0 | 0 | 0 | 0 | 0 | 0 | 0 | 0 | 0 | 0 | 0 | 0 | 0 | 0 | 0 | 0 | 0 | 0 | 0 | 0 | 0 | 0 | 0 | 0 | 0 | 0 | 0 | 0 | 19936 | 27024 | 26445 | 33328 | 43618 | 43435 | 47449 | 40645 | 31915 | 29499 | 23322 | 18465 | 19936 | 27024 | 26445 | 33328 | 43618 | 43435 | 47449 | 40645 | 31915 | 29499 | 23322 | 18465 | 2275.808 | 3084.971 | 3018.831 | 3804.576 | 4979.237 | 4958.327 | 5416.52 | 4639.87 | 3643.213 | 3367.521 | 2662.273 | 2107.853 | 0 | 0 | 385081 | 385081 | 43959 | 2020
59405 | N | . | Diamond Valley Solar Project | Diamond Valley Solar LLC | 59176 | CA | PACC | WECC |  | 22 | 2 | NAICS-22 Non-Cogen | PV | SUN | SUN |  |  |  | 0 | 0 | 0 | 0 | 0 | 0 | 0 | 0 | 0 | 0 | 0 | 0 | 0 | 0 | 0 | 0 | 0 | 0 | 0 | 0 | 0 | 0 | 0 | 0 | 0 | 0 | 0 | 0 | 0 | 0 | 0 | 0 | 0 | 0 | 0 | 0 | 1143 | 1549 | 1516 | 1911 | 2500 | 2490 | 2720 | 2330 | 1830 | 1691 | 1337 | 1059 | 1143 | 1549 | 1516 | 1911 | 2500 | 2490 | 2720 | 2330 | 1830 | 1691 | 1337 | 1059 | 130.464 | 176.849 | 173.058 | 218.102 | 285.44 | 284.242 | 310.508 | 265.986 | 208.851 | 193.047 | 152.618 | 120.835 | 0 | 0 | 22076 | 22076 | 2520 | 2020
59408 | N | . | Shafter Solar LLC | Shafter Solar LLC | 59183 | CA | PACC | WECC |  | 22 | 2 | NAICS-22 Non-Cogen | PV | SUN | SUN |  |  |  | 0 | 0 | 0 | 0 | 0 | 0 | 0 | 0 | 0 | 0 | 0 | 0 | 0 | 0 | 0 | 0 | 0 | 0 | 0 | 0 | 0 | 0 | 0 | 0 | 0 | 0 | 0 | 0 | 0 | 0 | 0 | 0 | 0 | 0 | 0 | 0 | 22582 | 30611 | 29955 | 37751 | 49407 | 49199 | 53746 | 46039 | 36150 | 33414 | 26417 | 20915 | 22582 | 30611 | 29955 | 37751 | 49407 | 49199 | 53746 | 46039 | 36150 | 33414 | 26417 | 20915 | 2577.843 | 3494.391 | 3419.473 | 4309.499 | 5640.054 | 5616.369 | 6135.371 | 5255.648 | 4126.721 | 3814.44 | 3015.595 | 2387.596 | 0 | 0 | 436186 | 436186 | 49793 | 2020
59409 | N | . | Madelyn Solar, LLC | CD US Solar PO 3, LLC | 59185 | CA | PACC | WECC |  | 22 | 2 | NAICS-22 Non-Cogen | PV | SUN | SUN |  |  |  | 0 | 0 | 0 | 0 | 0 | 0 | 0 | 0 | 0 | 0 | 0 | 0 | 0 | 0 | 0 | 0 | 0 | 0 | 0 | 0 | 0 | 0 | 0 | 0 | 0 | 0 | 0 | 0 | 0 | 0 | 0 | 0 | 0 | 0 | 0 | 0 | 991 | 1344 | 1315 | 1657 | 2169 | 2160 | 2360 | 2021 | 1587 | 1467 | 1160 | 918 | 991 | 1344 | 1315 | 1657 | 2169 | 2160 | 2360 | 2021 | 1587 | 1467 | 1160 | 918 | 113.171 | 153.41 | 150.121 | 189.195 | 247.608 | 246.568 | 269.354 | 230.732 | 181.17 | 167.461 | 132.39 | 104.82 | 0 | 0 | 19149 | 19149 | 2186 | 2020
59410 | N | . | Rudy Solar, LLC | CD US Solar PO 3, LLC | 59185 | CA | PACC | WECC |  | 22 | 2 | NAICS-22 Non-Cogen | PV | SUN | SUN |  |  |  | 0 | 0 | 0 | 0 | 0 | 0 | 0 | 0 | 0 | 0 | 0 | 0 | 0 | 0 | 0 | 0 | 0 | 0 | 0 | 0 | 0 | 0 | 0 | 0 | 0 | 0 | 0 | 0 | 0 | 0 | 0 | 0 | 0 | 0 | 0 | 0 | 1688 | 2289 | 2240 | 2823 | 3694 | 3679 | 4019 | 3442 | 2703 | 2498 | 1975 | 1564 | 1688 | 2289 | 2240 | 2823 | 3694 | 3679 | 4019 | 3442 | 2703 | 2498 | 1975 | 1564 | 192.746 | 261.274 | 255.672 | 322.219 | 421.704 | 419.933 | 458.739 | 392.962 | 308.553 | 285.204 | 225.475 | 178.519 | 0 | 0 | 32614 | 32614 | 3723 | 2020
59411 | N | . | Mitchell Solar, LLC | CD US Solar PO 3, LLC | 59185 | CA | PACC | WECC |  | 22 | 2 | NAICS-22 Non-Cogen | PV | SUN | SUN |  |  |  | 0 | 0 | 0 | 0 | 0 | 0 | 0 | 0 | 0 | 0 | 0 | 0 | 0 | 0 | 0 | 0 | 0 | 0 | 0 | 0 | 0 | 0 | 0 | 0 | 0 | 0 | 0 | 0 | 0 | 0 | 0 | 0 | 0 | 0 | 0 | 0 | 1643 | 2227 | 2180 | 2747 | 3595 | 3580 | 3911 | 3350 | 2630 | 2431 | 1922 | 1522 | 1643 | 2227 | 2180 | 2747 | 3595 | 3580 | 3911 | 3350 | 2630 | 2431 | 1922 | 1522 | 187.57 | 254.256 | 248.805 | 313.564 | 410.377 | 408.654 | 446.417 | 382.407 | 300.265 | 277.543 | 219.418 | 173.724 | 0 | 0 | 31738 | 31738 | 3623 | 2020
59412 | N | . | Algonquin SKIC20 Solar LLC | Algonquin Power Co | 59050 | CA | PACC | WECC |  | 22 | 2 | NAICS-22 Non-Cogen | PV | SUN | SUN |  |  |  | 0 | 0 | 0 | 0 | 0 | 0 | 0 | 0 | 0 | 0 | 0 | 0 | 0 | 0 | 0 | 0 | 0 | 0 | 0 | 0 | 0 | 0 | 0 | 0 | 0 | 0 | 0 | 0 | 0 | 0 | 0 | 0 | 0 | 0 | 0 | 0 | 21057 | 28543 | 27931 | 35202 | 46070 | 45876 | 50116 | 42930 | 33709 | 31158 | 24632 | 19503 | 21057 | 28543 | 27931 | 35202 | 46070 | 45876 | 50116 | 42930 | 33709 | 31158 | 24632 | 19503 | 2403.736 | 3258.381 | 3188.524 | 4018.437 | 5259.127 | 5237.041 | 5720.99 | 4900.684 | 3848.004 | 3556.814 | 2811.923 | 2226.339 | 0 | 0 | 406727 | 406727 | 46430 | 2020
59413 | N | . | Corcoran Solar 2 | Consolidated Edison Development Inc. | 56769 | CA | PACC | WECC |  | 22 | 2 | NAICS-22 Non-Cogen | PV | SUN | SUN |  |  |  | 0 | 0 | 0 | 0 | 0 | 0 | 0 | 0 | 0 | 0 | 0 | 0 | 0 | 0 | 0 | 0 | 0 | 0 | 0 | 0 | 0 | 0 | 0 | 0 | 0 | 0 | 0 | 0 | 0 | 0 | 0 | 0 | 0 | 0 | 0 | 0 | 21781 | 29526 | 28893 | 36413 | 47656 | 47455 | 51841 | 44408 | 34869 | 32230 | 25480 | 20174 | 21781 | 29526 | 28893 | 36413 | 47656 | 47455 | 51841 | 44408 | 34869 | 32230 | 25480 | 20174 | 2486.467 | 3370.526 | 3298.264 | 4156.741 | 5440.133 | 5417.287 | 5917.892 | 5069.352 | 3980.442 | 3679.23 | 2908.702 | 2302.964 | 0 | 0 | 420726 | 420726 | 48028 | 2020
59414 | N | . | Atwell Island West Solar | Consolidated Edison Development Inc. | 56769 | CA | PACC | WECC |  | 22 | 2 | NAICS-22 Non-Cogen | PV | SUN | SUN |  |  |  | 0 | 0 | 0 | 0 | 0 | 0 | 0 | 0 | 0 | 0 | 0 | 0 | 0 | 0 | 0 | 0 | 0 | 0 | 0 | 0 | 0 | 0 | 0 | 0 | 0 | 0 | 0 | 0 | 0 | 0 | 0 | 0 | 0 | 0 | 0 | 0 | 23442 | 31777 | 31096 | 39189 | 51289 | 51074 | 55793 | 47793 | 37527 | 34688 | 27423 | 21712 | 23442 | 31777 | 31096 | 39189 | 51289 | 51074 | 55793 | 47793 | 37527 | 34688 | 27423 | 21712 | 2676.051 | 3627.52 | 3549.748 | 4473.681 | 5854.928 | 5830.34 | 6369.115 | 5455.876 | 4283.94 | 3959.761 | 3130.482 | 2478.558 | 0 | 0 | 452803 | 452803 | 51690 | 2020
59416 | N | . | Anaheim Solar Energy Plant | Anaheim Public Utilities | 59187 | CA | PACC | WECC |  | 22 | 1 | Electric Utility | PV | SUN | SUN |  |  |  | 0 | 0 | 0 | 0 | 0 | 0 | 0 | 0 | 0 | 0 | 0 | 0 | 0 | 0 | 0 | 0 | 0 | 0 | 0 | 0 | 0 | 0 | 0 | 0 | 0 | 0 | 0 | 0 | 0 | 0 | 0 | 0 | 0 | 0 | 0 | 0 | 1465 | 1986 | 1943 | 2449 | 3205 | 3191 | 3486 | 2987 | 2345 | 2168 | 1714 | 1357 | 1465 | 1986 | 1943 | 2449 | 3205 | 3191 | 3486 | 2987 | 2345 | 2168 | 1714 | 1357 | 167.222 | 226.676 | 221.816 | 279.551 | 365.862 | 364.326 | 397.993 | 340.926 | 267.694 | 247.437 | 195.617 | 154.88 | 0 | 0 | 28296 | 28296 | 3230 | 2020
59421 | N | . | SCE-Snowline-White Road (South) | SunEdison LLC | 59139 | CA | PACC | WECC |  | 22 | 2 | NAICS-22 Non-Cogen | PV | SUN | SUN |  |  |  | 0 | 0 | 0 | 0 | 0 | 0 | 0 | 0 | 0 | 0 | 0 | 0 | 0 | 0 | 0 | 0 | 0 | 0 | 0 | 0 | 0 | 0 | 0 | 0 | 0 | 0 | 0 | 0 | 0 | 0 | 0 | 0 | 0 | 0 | 0 | 0 | 1315 | 1782 | 1744 | 2198 | 2877 | 2864 | 3129 | 2680 | 2105 | 1945 | 1538 | 1218 | 1315 | 1782 | 1744 | 2198 | 2877 | 2864 | 3129 | 2680 | 2105 | 1945 | 1538 | 1218 | 150.085 | 203.447 | 199.085 | 250.903 | 328.37 | 326.991 | 357.208 | 305.989 | 240.262 | 222.081 | 175.571 | 139.008 | 0 | 0 | 25395 | 25395 | 2899 | 2020
59422 | N | . | SCE-Snowline-White Road (North) | SunEdison LLC | 59139 | CA | PACC | WECC |  | 22 | 2 | NAICS-22 Non-Cogen | PV | SUN | SUN |  |  |  | 0 | 0 | 0 | 0 | 0 | 0 | 0 | 0 | 0 | 0 | 0 | 0 | 0 | 0 | 0 | 0 | 0 | 0 | 0 | 0 | 0 | 0 | 0 | 0 | 0 | 0 | 0 | 0 | 0 | 0 | 0 | 0 | 0 | 0 | 0 | 0 | 1631 | 2211 | 2164 | 2727 | 3569 | 3554 | 3883 | 3326 | 2611 | 2414 | 1908 | 1511 | 1631 | 2211 | 2164 | 2727 | 3569 | 3554 | 3883 | 3326 | 2611 | 2414 | 1908 | 1511 | 186.221 | 252.432 | 247.02 | 311.314 | 407.432 | 405.721 | 443.213 | 379.663 | 298.11 | 275.552 | 217.844 | 172.478 | 0 | 0 | 31509 | 31509 | 3597 | 2020
59423 | N | . | SCE-Snowline-White Rd (Central) | SunEdison LLC | 59139 | CA | PACC | WECC |  | 22 | 2 | NAICS-22 Non-Cogen | PV | SUN | SUN |  |  |  | 0 | 0 | 0 | 0 | 0 | 0 | 0 | 0 | 0 | 0 | 0 | 0 | 0 | 0 | 0 | 0 | 0 | 0 | 0 | 0 | 0 | 0 | 0 | 0 | 0 | 0 | 0 | 0 | 0 | 0 | 0 | 0 | 0 | 0 | 0 | 0 | 1737 | 2354 | 2303 | 2903 | 3799 | 3783 | 4133 | 3540 | 2780 | 2570 | 2031 | 1608 | 1737 | 2354 | 2303 | 2903 | 3799 | 3783 | 4133 | 3540 | 2780 | 2570 | 2031 | 1608 | 198.232 | 268.713 | 262.952 | 331.393 | 433.711 | 431.89 | 471.8 | 404.151 | 317.338 | 293.324 | 231.894 | 183.602 | 0 | 0 | 33541 | 33541 | 3829 | 2020
59431 | N | . | Sierra Solar Greenworks | Sustainable Power Group, LLC | 58661 | CA | PACC | WECC |  | 22 | 2 | NAICS-22 Non-Cogen | PV | SUN | SUN |  |  |  | 0 | 0 | 0 | 0 | 0 | 0 | 0 | 0 | 0 | 0 | 0 | 0 | 0 | 0 | 0 | 0 | 0 | 0 | 0 | 0 | 0 | 0 | 0 | 0 | 0 | 0 | 0 | 0 | 0 | 0 | 0 | 0 | 0 | 0 | 0 | 0 | 18464 | 25028 | 24492 | 30866 | 40396 | 40227 | 43944 | 37643 | 29557 | 27321 | 21599 | 17101 | 18464 | 25028 | 24492 | 30866 | 40396 | 40227 | 43944 | 37643 | 29557 | 27321 | 21599 | 17101 | 2107.71 | 2857.101 | 2795.847 | 3523.554 | 4611.449 | 4592.083 | 5016.432 | 4297.149 | 3374.11 | 3118.781 | 2465.626 | 1952.158 | 0 | 0 | 356638 | 356638 | 40712 | 2020
59440 | N | . | Adelanto Solar II, LLC | Adelanto Solar II, LLC | 59212 | CA | PACC | WECC |  | 22 | 2 | NAICS-22 Non-Cogen | PV | SUN | SUN |  |  |  | 0 | 0 | 0 | 0 | 0 | 0 | 0 | 0 | 0 | 0 | 0 | 0 | 0 | 0 | 0 | 0 | 0 | 0 | 0 | 0 | 0 | 0 | 0 | 0 | 0 | 0 | 0 | 0 | 0 | 0 | 0 | 0 | 0 | 0 | 0 | 0 | 7440 | 10085 | 9869 | 12438 | 16278 | 16209 | 17707 | 15168 | 11910 | 11009 | 8703 | 6891 | 7440 | 10085 | 9869 | 12438 | 16278 | 16209 | 17707 | 15168 | 11910 | 11009 | 8703 | 6891 | 849.305 | 1151.276 | 1126.593 | 1419.825 | 1858.195 | 1850.391 | 2021.384 | 1731.547 | 1359.606 | 1256.721 | 993.53 | 786.627 | 0 | 0 | 143707 | 143707 | 16405 | 2020
59441 | N | . | Adelanto Solar, LLC | Adelanto Solar, LLC | 59211 | CA | PACC | WECC |  | 22 | 2 | NAICS-22 Non-Cogen | PV | SUN | SUN |  |  |  | 0 | 0 | 0 | 0 | 0 | 0 | 0 | 0 | 0 | 0 | 0 | 0 | 0 | 0 | 0 | 0 | 0 | 0 | 0 | 0 | 0 | 0 | 0 | 0 | 0 | 0 | 0 | 0 | 0 | 0 | 0 | 0 | 0 | 0 | 0 | 0 | 24698 | 33479 | 32761 | 41288 | 54036 | 53809 | 58781 | 50353 | 39537 | 36545 | 28892 | 22875 | 24698 | 33479 | 32761 | 41288 | 54036 | 53809 | 58781 | 50353 | 39537 | 36545 | 28892 | 22875 | 2819.353 | 3821.773 | 3739.837 | 4713.247 | 6168.459 | 6142.554 | 6710.181 | 5748.039 | 4513.345 | 4171.807 | 3298.12 | 2611.285 | 0 | 0 | 477054 | 477054 | 54458 | 2020
59443 | N | . | TA-Acacia, LLC | Dominion Renewable Energy | 58468 | CA | PACC | WECC |  | 22 | 2 | NAICS-22 Non-Cogen | PV | SUN | SUN |  |  |  | 0 | 0 | 0 | 0 | 0 | 0 | 0 | 0 | 0 | 0 | 0 | 0 | 0 | 0 | 0 | 0 | 0 | 0 | 0 | 0 | 0 | 0 | 0 | 0 | 0 | 0 | 0 | 0 | 0 | 0 | 0 | 0 | 0 | 0 | 0 | 0 | 26267 | 35606 | 34842 | 43911 | 57469 | 57228 | 62516 | 53552 | 42049 | 38867 | 30727 | 24328 | 26267 | 35606 | 34842 | 43911 | 57469 | 57228 | 62516 | 53552 | 42049 | 38867 | 30727 | 24328 | 2998.485 | 4064.59 | 3977.448 | 5012.704 | 6560.373 | 6532.823 | 7136.513 | 6113.241 | 4800.101 | 4436.863 | 3507.666 | 2777.193 | 0 | 0 | 507362 | 507362 | 57918 | 2020
59456 | Y | . | P Plant | Qualcomm Incorporated | 59222 | CA | PACC | WECC |  | 541 | 5 | Commercial NAICS Cogen | GT | NG | NG |  |  | mcf | 37112 | 32704 | 31151 | 29771 | 31643 | 30769 | 31812 | 33269 | 31166 | 31373 | 31332 | 30370 | 23928 | 21297 | 20464 | 19734 | 21160 | 20739 | 21353 | 22558 | 21118 | 21311 | 20994 | 20189 | 1.032 | 1.032 | 1.032 | 1.032 | 1.032 | 1.032 | 1.032 | 1.032 | 1.032 | 1.032 | 1.032 | 1.032 | 38300 | 33751 | 32148 | 30724 | 32656 | 31754 | 32830 | 34334 | 32163 | 32377 | 32335 | 31342 | 24694 | 21979 | 21119 | 20365 | 21837 | 21403 | 22036 | 23280 | 21794 | 21993 | 21666 | 20835 | 3404 | 3032 | 2906 | 2803 | 3020 | 2958 | 3039 | 3210 | 3003 | 3036 | 2993 | 2886 | 382472 | 254845 | 394714 | 263001 | 36290 | 2020
59457 | Y | . | Q Plant | Qualcomm Incorporated | 59222 | CA | PACC | WECC |  | 541 | 5 | Commercial NAICS Cogen | GT | NG | NG |  |  | mcf | 27528 | 30095 | 32068 | 28625 | 31614 | 30552 | 31345 | 27393 | 29983 | 30385 | 30765 | 31947 | 13931 | 15224 | 16205 | 14427 | 15910 | 15359 | 15695 | 13620 | 14938 | 15153 | 15434 | 16065 | 1.032 | 1.032 | 1.032 | 1.032 | 1.032 | 1.032 | 1.032 | 1.032 | 1.032 | 1.032 | 1.032 | 1.032 | 28409 | 31058 | 33094 | 29541 | 32626 | 31530 | 32348 | 28270 | 30942 | 31357 | 31749 | 32969 | 14377 | 15711 | 16724 | 14889 | 16419 | 15850 | 16197 | 14056 | 15416 | 15638 | 15928 | 16579 | 2763 | 3020 | 3215 | 2861 | 3156 | 3047 | 3114 | 2701 | 2963 | 3006 | 3061 | 3187 | 362300 | 181961 | 373893 | 187784 | 36094 | 2020
59458 | Y | . | W Plant | Qualcomm Incorporated | 59222 | CA | PACC | WECC |  | 541 | 5 | Commercial NAICS Cogen | GT | NG | NG |  |  | mcf | 26869 | 29055 | 30131 | 29734 | 29661 | 28778 | 22006 | 30031 | 29093 | 30153 | 29550 | 30057 | 15853 | 17123 | 17737 | 17465 | 17349 | 16809 | 12819 | 17459 | 16902 | 17535 | 17233 | 17558 | 1.032 | 1.032 | 1.032 | 1.032 | 1.032 | 1.032 | 1.032 | 1.032 | 1.032 | 1.032 | 1.032 | 1.032 | 27729 | 29985 | 31095 | 30685 | 30610 | 29699 | 22710 | 30992 | 30024 | 31118 | 30496 | 31019 | 16360 | 17671 | 18305 | 18024 | 17904 | 17347 | 13229 | 18018 | 17443 | 18096 | 17784 | 18120 | 2708 | 2926 | 3030 | 2984 | 2964 | 2872 | 2189 | 2982 | 2888 | 2995 | 2945 | 3002 | 345118 | 201842 | 356162 | 208301 | 34485 | 2020
59461 | N | . | Bowerman Power LFG, LLC | Bowerman Power LFG, LLC | 59228 | CA | PACC | WECC |  | 22 | 2 | NAICS-22 Non-Cogen | IC | LFG | MLG |  |  | mcf | 267740 | 240837 | 253771 | 237507 | 252299 | 232538 | 261168 | 249351 | 247328 | 238030 | 239634 | 214028 | 267740 | 240837 | 253771 | 237507 | 252299 | 232538 | 261168 | 249351 | 247328 | 238030 | 239634 | 214028 | 0.503 | 0.503 | 0.503 | 0.503 | 0.503 | 0.503 | 0.503 | 0.503 | 0.503 | 0.503 | 0.503 | 0.503 | 134673 | 121141 | 127647 | 119466 | 126906 | 116967 | 131368 | 125424 | 124406 | 119729 | 120536 | 107656 | 134673 | 121141 | 127647 | 119466 | 126906 | 116967 | 131368 | 125424 | 124406 | 119729 | 120536 | 107656 | 13177.375 | 11853.263 | 12489.867 | 11689.376 | 12417.385 | 11444.818 | 12853.885 | 12272.312 | 12172.724 | 11715.118 | 11794.083 | 10533.794 | 2934231 | 2934231 | 1475919 | 1475919 | 144414 | 2020
59469 | N | . | Alamo Solar | Dominion Renewable Energy | 58468 | CA | PACC | WECC |  | 22 | 2 | NAICS-22 Non-Cogen | PV | SUN | SUN |  |  |  | 0 | 0 | 0 | 0 | 0 | 0 | 0 | 0 | 0 | 0 | 0 | 0 | 0 | 0 | 0 | 0 | 0 | 0 | 0 | 0 | 0 | 0 | 0 | 0 | 0 | 0 | 0 | 0 | 0 | 0 | 0 | 0 | 0 | 0 | 0 | 0 | 18852 | 25555 | 25007 | 31516 | 41247 | 41073 | 44869 | 38435 | 30179 | 27896 | 22054 | 17461 | 18852 | 25555 | 25007 | 31516 | 41247 | 41073 | 44869 | 38435 | 30179 | 27896 | 22054 | 17461 | 2152.076 | 2917.244 | 2854.7 | 3597.726 | 4708.522 | 4688.748 | 5122.03 | 4387.605 | 3445.136 | 3184.433 | 2517.528 | 1993.252 | 0 | 0 | 364144 | 364144 | 41569 | 2020
59473 | N | . | Apple Campus 2 PV | Apple, Inc | 57369 | CA | PACC | WECC |  | 334 | 6 | Industrial NAICS Non-Cogen | PV | SUN | SUN |  |  |  | 0 | 0 | 0 | 0 | 0 | 0 | 0 | 0 | 0 | 0 | 0 | 0 | 0 | 0 | 0 | 0 | 0 | 0 | 0 | 0 | 0 | 0 | 0 | 0 | 0 | 0 | 0 | 0 | 0 | 0 | 0 | 0 | 0 | 0 | 0 | 0 | 7305 | 9902 | 9690 | 12212 | 15982 | 15915 | 17386 | 14893 | 11694 | 10809 | 8545 | 6766 | 7305 | 9902 | 9690 | 12212 | 15982 | 15915 | 17386 | 14893 | 11694 | 10809 | 8545 | 6766 | 833.878 | 1130.363 | 1106.129 | 1394.033 | 1824.44 | 1816.779 | 1984.665 | 1700.093 | 1334.908 | 1233.892 | 975.482 | 772.338 | 0 | 0 | 141099 | 141099 | 16107 | 2020
59522 | N | . | Giffen Solar Park | Giffen Solar Park, LLC | 59257 | CA | PACC | WECC |  | 22 | 2 | NAICS-22 Non-Cogen | PV | SUN | SUN |  |  |  | 0 | 0 | 0 | 0 | 0 | 0 | 0 | 0 | 0 | 0 | 0 | 0 | 0 | 0 | 0 | 0 | 0 | 0 | 0 | 0 | 0 | 0 | 0 | 0 | 0 | 0 | 0 | 0 | 0 | 0 | 0 | 0 | 0 | 0 | 0 | 0 | 13652 | 18506 | 18109 | 22822 | 29869 | 29743 | 32492 | 27833 | 21854 | 20200 | 15970 | 12644 | 13652 | 18506 | 18109 | 22822 | 29869 | 29743 | 32492 | 27833 | 21854 | 20200 | 15970 | 12644 | 1558.417 | 2112.509 | 2067.218 | 2605.277 | 3409.654 | 3395.335 | 3709.094 | 3177.264 | 2494.78 | 2305.992 | 1823.056 | 1443.404 | 0 | 0 | 263694 | 263694 | 30102 | 2020
59523 | N | . | Five Points Solar Park | Five Points Solar Park, LLC | 59258 | CA | PACC | WECC |  | 22 | 2 | NAICS-22 Non-Cogen | PV | SUN | SUN |  |  |  | 0 | 0 | 0 | 0 | 0 | 0 | 0 | 0 | 0 | 0 | 0 | 0 | 0 | 0 | 0 | 0 | 0 | 0 | 0 | 0 | 0 | 0 | 0 | 0 | 0 | 0 | 0 | 0 | 0 | 0 | 0 | 0 | 0 | 0 | 0 | 0 | 61085 | 82804 | 81029 | 102119 | 133649 | 133087 | 145386 | 124540 | 97788 | 90388 | 71458 | 56577 | 61085 | 82804 | 81029 | 102119 | 133649 | 133087 | 145386 | 124540 | 97788 | 90388 | 71458 | 56577 | 6973.215 | 9452.534 | 9249.877 | 11657.448 | 15256.68 | 15192.609 | 16596.54 | 14216.838 | 11163.024 | 10318.285 | 8157.362 | 6458.588 | 0 | 0 | 1179910 | 1179910 | 134693 | 2020
59524 | N | . | Blackwell Solar Park | Consolidated Edison Development Inc. | 56769 | CA | PACC | WECC |  | 22 | 2 | NAICS-22 Non-Cogen | PV | SUN | SUN |  |  |  | 0 | 0 | 0 | 0 | 0 | 0 | 0 | 0 | 0 | 0 | 0 | 0 | 0 | 0 | 0 | 0 | 0 | 0 | 0 | 0 | 0 | 0 | 0 | 0 | 0 | 0 | 0 | 0 | 0 | 0 | 0 | 0 | 0 | 0 | 0 | 0 | 20894 | 28323 | 27716 | 34930 | 45715 | 45523 | 49729 | 42599 | 33449 | 30917 | 24443 | 19352 | 20894 | 28323 | 27716 | 34930 | 45715 | 45523 | 49729 | 42599 | 33449 | 30917 | 24443 | 19352 | 2385.201 | 3233.258 | 3163.938 | 3987.453 | 5218.577 | 5196.661 | 5676.878 | 4862.897 | 3818.334 | 3529.389 | 2790.241 | 2209.173 | 0 | 0 | 403590 | 403590 | 46072 | 2020
59525 | N | . | Wright Solar Park | Wright Solar Park LLC | 59260 | CA | PACC | WECC |  | 22 | 2 | NAICS-22 Non-Cogen | PV | SUN | SUN |  |  |  | 0 | 0 | 0 | 0 | 0 | 0 | 0 | 0 | 0 | 0 | 0 | 0 | 0 | 0 | 0 | 0 | 0 | 0 | 0 | 0 | 0 | 0 | 0 | 0 | 0 | 0 | 0 | 0 | 0 | 0 | 0 | 0 | 0 | 0 | 0 | 0 | 183469 | 324199 | 275423 | 362752 | 487275 | 558564 | 111970 | 460811 | 332617 | 278805 | 230309 | 183706 | 183469 | 324199 | 275423 | 362752 | 487275 | 558564 | 111970 | 460811 | 332617 | 278805 | 230309 | 183706 | 20944 | 37009 | 31441 | 41410 | 55625 | 63763 | 12782 | 52604 | 37970 | 31827 | 26291 | 20971 | 0 | 0 | 3789900 | 3789900 | 432637 | 2020
59528 | N | . | Solar Oasis LLC | NRG Solar Oasis, LLC | 59262 | CA | PACC | WECC |  | 22 | 2 | NAICS-22 Non-Cogen | PV | SUN | SUN |  |  |  | 0 | 0 | 0 | 0 | 0 | 0 | 0 | 0 | 0 | 0 | 0 | 0 | 0 | 0 | 0 | 0 | 0 | 0 | 0 | 0 | 0 | 0 | 0 | 0 | 0 | 0 | 0 | 0 | 0 | 0 | 0 | 0 | 0 | 0 | 0 | 0 | 23056 | 31254 | 30584 | 38544 | 50445 | 50233 | 54875 | 47007 | 36909 | 34116 | 26972 | 21355 | 23056 | 31254 | 30584 | 38544 | 50445 | 50233 | 54875 | 47007 | 36909 | 34116 | 26972 | 21355 | 2631.995 | 3567.798 | 3491.306 | 4400.028 | 5758.535 | 5734.352 | 6264.256 | 5366.053 | 4213.411 | 3894.57 | 3078.944 | 2437.752 | 0 | 0 | 445350 | 445350 | 50839 | 2020
59531 | N | . | Borden Solar Farm | 41MB 8me, LLC | 59272 | CA | PACC | WECC |  | 22 | 2 | NAICS-22 Non-Cogen | PV | SUN | SUN |  |  |  | . | . | . | . | 0 | 0 | 0 | 0 | 0 | 0 | 0 | 0 | . | . | . | . | 0 | 0 | 0 | 0 | 0 | 0 | 0 | 0 | . | . | . | . | 0 | 0 | 0 | 0 | 0 | 0 | 0 | 0 | . | . | . | . | 140388 | 75809 | 115282 | 100503 | 67960 | 74118 | 58876 | 41960 | . | . | . | . | 140388 | 75809 | 115282 | 100503 | 67960 | 74118 | 58876 | 41960 | . | . | . | . | 16026 | 8654 | 13160 | 11473 | 7758 | 8461 | 6721 | 4790 | 0 | 0 | 674896 | 674896 | 77043 | 2020
59532 | N | . | Springbok Solar Farm 1 | 62SK 8me, LLC | 59273 | CA | PACC | WECC |  | 22 | 2 | NAICS-22 Non-Cogen | PV | SUN | SUN |  |  |  | 0 | 0 | 0 | 0 | 0 | 0 | 0 | 0 | 0 | 0 | 0 | 0 | 0 | 0 | 0 | 0 | 0 | 0 | 0 | 0 | 0 | 0 | 0 | 0 | 0 | 0 | 0 | 0 | 0 | 0 | 0 | 0 | 0 | 0 | 0 | 0 | 133614 | 181121 | 177238 | 223369 | 292334 | 291107 | 318008 | 272410 | 213896 | 197709 | 156304 | 123753 | 133614 | 181121 | 177238 | 223369 | 292334 | 291107 | 318008 | 272410 | 213896 | 197709 | 156304 | 123753 | 15252.773 | 20675.879 | 20232.6 | 25498.769 | 33371.502 | 33231.357 | 36302.228 | 31097.017 | 24417.296 | 22569.567 | 17842.902 | 14127.11 | 0 | 0 | 2580863 | 2580863 | 294619 | 2020
59536 | N | . | Coronus Adelanto West 1 | CF SBC Master Tenant One LLC | 59275 | CA | PACC | WECC |  | 22 | 2 | NAICS-22 Non-Cogen | PV | SUN | SUN |  |  |  | 0 | 0 | 0 | 0 | 0 | 0 | 0 | 0 | 0 | 0 | 0 | 0 | 0 | 0 | 0 | 0 | 0 | 0 | 0 | 0 | 0 | 0 | 0 | 0 | 0 | 0 | 0 | 0 | 0 | 0 | 0 | 0 | 0 | 0 | 0 | 0 | 920 | 1247 | 1220 | 1538 | 2012 | 2004 | 2189 | 1875 | 1472 | 1361 | 1076 | 852 | 920 | 1247 | 1220 | 1538 | 2012 | 2004 | 2189 | 1875 | 1472 | 1361 | 1076 | 852 | 104.992 | 142.322 | 139.27 | 175.52 | 229.712 | 228.747 | 249.885 | 214.055 | 168.076 | 155.357 | 122.821 | 97.243 | 0 | 0 | 17766 | 17766 | 2028 | 2020
59537 | N | . | Coronus Adelanto West 2 | CF SBC Master Tenant One LLC | 59275 | CA | PACC | WECC |  | 22 | 2 | NAICS-22 Non-Cogen | PV | SUN | SUN |  |  |  | 0 | 0 | 0 | 0 | 0 | 0 | 0 | 0 | 0 | 0 | 0 | 0 | 0 | 0 | 0 | 0 | 0 | 0 | 0 | 0 | 0 | 0 | 0 | 0 | 0 | 0 | 0 | 0 | 0 | 0 | 0 | 0 | 0 | 0 | 0 | 0 | 960 | 1301 | 1273 | 1604 | 2100 | 2091 | 2284 | 1956 | 1536 | 1420 | 1123 | 889 | 960 | 1301 | 1273 | 1604 | 2100 | 2091 | 2284 | 1956 | 1536 | 1420 | 1123 | 889 | 109.548 | 148.497 | 145.314 | 183.136 | 239.679 | 238.673 | 260.728 | 223.344 | 175.369 | 162.098 | 128.151 | 101.463 | 0 | 0 | 18537 | 18537 | 2116 | 2020
59539 | N | . | Park Meridian #1 | Kona Solar, LLC | 59284 | CA | PACC | WECC |  | 22 | 2 | NAICS-22 Non-Cogen | PV | SUN | SUN |  |  |  | 0 | 0 | 0 | 0 | 0 | 0 | 0 | 0 | 0 | 0 | 0 | 0 | 0 | 0 | 0 | 0 | 0 | 0 | 0 | 0 | 0 | 0 | 0 | 0 | 0 | 0 | 0 | 0 | 0 | 0 | 0 | 0 | 0 | 0 | 0 | 0 | 1324 | 1795 | 1757 | 2214 | 2897 | 2885 | 3152 | 2700 | 2120 | 1960 | 1549 | 1227 | 1324 | 1795 | 1757 | 2214 | 2897 | 2885 | 3152 | 2700 | 2120 | 1960 | 1549 | 1227 | 151.174 | 204.921 | 200.527 | 252.721 | 330.748 | 329.359 | 359.795 | 308.206 | 242.002 | 223.689 | 176.843 | 140.015 | 0 | 0 | 25580 | 25580 | 2920 | 2020
59540 | N | . | Rancho Cucamonga Dist #1 | Kona Solar, LLC | 59284 | CA | PACC | WECC |  | 22 | 2 | NAICS-22 Non-Cogen | PV | SUN | SUN |  |  |  | 0 | 0 | 0 | 0 | 0 | 0 | 0 | 0 | 0 | 0 | 0 | 0 | 0 | 0 | 0 | 0 | 0 | 0 | 0 | 0 | 0 | 0 | 0 | 0 | 0 | 0 | 0 | 0 | 0 | 0 | 0 | 0 | 0 | 0 | 0 | 0 | 1396 | 1892 | 1852 | 2334 | 3054 | 3041 | 3322 | 2846 | 2235 | 2066 | 1633 | 1293 | 1396 | 1892 | 1852 | 2334 | 3054 | 3041 | 3322 | 2846 | 2235 | 2066 | 1633 | 1293 | 159.351 | 216.009 | 211.378 | 266.396 | 348.645 | 347.181 | 379.264 | 324.883 | 255.097 | 235.793 | 186.412 | 147.591 | 0 | 0 | 26964 | 26964 | 3078 | 2020
59541 | N | . | Terra Francesco | Kona Solar, LLC | 59284 | CA | PACC | WECC |  | 22 | 2 | NAICS-22 Non-Cogen | PV | SUN | SUN |  |  |  | 0 | 0 | 0 | 0 | 0 | 0 | 0 | 0 | 0 | 0 | 0 | 0 | 0 | 0 | 0 | 0 | 0 | 0 | 0 | 0 | 0 | 0 | 0 | 0 | 0 | 0 | 0 | 0 | 0 | 0 | 0 | 0 | 0 | 0 | 0 | 0 | 1297 | 1759 | 1721 | 2169 | 2839 | 2827 | 3088 | 2645 | 2077 | 1920 | 1518 | 1202 | 1297 | 1759 | 1721 | 2169 | 2839 | 2827 | 3088 | 2645 | 2077 | 1920 | 1518 | 1202 | 148.116 | 200.78 | 196.476 | 247.615 | 324.066 | 322.705 | 352.525 | 301.978 | 237.113 | 219.17 | 173.27 | 137.186 | 0 | 0 | 25062 | 25062 | 2861 | 2020
59550 | N | . | Putah Creek Solar Farm | Solvida Energy Group/Blue Oak Energy | 59290 | CA | PACC | WECC |  | 22 | 2 | NAICS-22 Non-Cogen | PV | SUN | SUN |  |  |  | 0 | 0 | 0 | 0 | 0 | 0 | 0 | 0 | 0 | 0 | 0 | 0 | 0 | 0 | 0 | 0 | 0 | 0 | 0 | 0 | 0 | 0 | 0 | 0 | 0 | 0 | 0 | 0 | 0 | 0 | 0 | 0 | 0 | 0 | 0 | 0 | 2189 | 2967 | 2903 | 3659 | 4789 | 4768 | 5209 | 4462 | 3504 | 3239 | 2560 | 2027 | 2189 | 2967 | 2903 | 3659 | 4789 | 4768 | 5209 | 4462 | 3504 | 3239 | 2560 | 2027 | 249.847 | 338.681 | 331.42 | 417.682 | 546.641 | 544.346 | 594.648 | 509.384 | 399.967 | 369.7 | 292.275 | 231.409 | 0 | 0 | 42276 | 42276 | 4826 | 2020
59555 | N | . | Vega Solar | Vega Solar, LLC | 59298 | CA | PACC | WECC |  | 22 | 2 | NAICS-22 Non-Cogen | PV | SUN | SUN |  |  |  | 0 | 0 | 0 | 0 | 0 | 0 | 0 | 0 | 0 | 0 | 0 | 0 | 0 | 0 | 0 | 0 | 0 | 0 | 0 | 0 | 0 | 0 | 0 | 0 | 0 | 0 | 0 | 0 | 0 | 0 | 0 | 0 | 0 | 0 | 0 | 0 | 19539 | 26486 | 25918 | 32664 | 42749 | 42569 | 46503 | 39835 | 31279 | 28912 | 22857 | 18097 | 19539 | 26486 | 25918 | 32664 | 42749 | 42569 | 46503 | 39835 | 31279 | 28912 | 22857 | 18097 | 2230.457 | 3023.494 | 2958.672 | 3728.76 | 4880.013 | 4859.519 | 5308.581 | 4547.408 | 3570.613 | 3300.414 | 2609.22 | 2065.849 | 0 | 0 | 377408 | 377408 | 43083 | 2020
59557 | N | . | Apple Campus 2 Fuel Cell | Apple, Inc | 57369 | CA | PACC | WECC |  | 334 | 6 | Industrial NAICS Non-Cogen | FC | LFG | MLG |  |  | mcf | 31742 | 28551 | 30084 | 28156 | 29910 | 27567 | 30961 | 29560 | 29320 | 28218 | 28408 | 25373 | 31742 | 28551 | 30084 | 28156 | 29910 | 27567 | 30961 | 29560 | 29320 | 28218 | 28408 | 25373 | 0.6 | 0.6 | 0.6 | 0.6 | 0.6 | 0.6 | 0.6 | 0.6 | 0.6 | 0.6 | 0.6 | 0.6 | 19045 | 17131 | 18050 | 16894 | 17946 | 16540 | 18577 | 17736 | 17592 | 16931 | 17045 | 15224 | 19045 | 17131 | 18050 | 16894 | 17946 | 16540 | 18577 | 17736 | 17592 | 16931 | 17045 | 15224 | 1889.913 | 1700.007 | 1791.309 | 1676.502 | 1780.914 | 1641.427 | 1843.517 | 1760.107 | 1745.824 | 1680.194 | 1691.519 | 1510.767 | 347850 | 347850 | 208711 | 208711 | 20712 | 2020
59557 | N | . | Apple Campus 2 Fuel Cell | Apple, Inc | 57369 | CA | PACC | WECC |  | 334 | 6 | Industrial NAICS Non-Cogen | FC | OBG | ORW |  |  | Mcf | 0 | 0 | 0 | 0 | 0 | 0 | 0 | 0 | 0 | 0 | 0 | 0 | 0 | 0 | 0 | 0 | 0 | 0 | 0 | 0 | 0 | 0 | 0 | 0 | 0 | 0 | 0 | 0 | 0 | 0 | 0 | 0 | 0 | 0 | 0 | 0 | 0 | 0 | 0 | 0 | 0 | 0 | 0 | 0 | 0 | 0 | 0 | 0 | 0 | 0 | 0 | 0 | 0 | 0 | 0 | 0 | 0 | 0 | 0 | 0 | 0 | 0 | 0 | 0 | 0 | 0 | 0 | 0 | 0 | 0 | 0 | 0 | 0 | 0 | 0 | 0 | 0 | 2020
59597 | N | . | Colton Solar One, LLC | Colton Solar One, LLC | 59345 | CA | PACC | WECC |  | 22 | 2 | NAICS-22 Non-Cogen | PV | SUN | SUN |  |  |  | 0 | 0 | 0 | 0 | 0 | 0 | 0 | 0 | 0 | 0 | 0 | 0 | 0 | 0 | 0 | 0 | 0 | 0 | 0 | 0 | 0 | 0 | 0 | 0 | 0 | 0 | 0 | 0 | 0 | 0 | 0 | 0 | 0 | 0 | 0 | 0 | 1983 | 2688 | 2631 | 3315 | 4339 | 4321 | 4720 | 4043 | 3175 | 2935 | 2320 | 1837 | 1983 | 2688 | 2631 | 3315 | 4339 | 4321 | 4720 | 4043 | 3175 | 2935 | 2320 | 1837 | 226.396 | 306.89 | 300.31 | 378.476 | 495.33 | 493.25 | 538.83 | 461.57 | 362.423 | 334.998 | 264.84 | 209.687 | 0 | 0 | 38307 | 38307 | 4373 | 2020
59598 | N | . | Colton Solar Two, LLC | Colton Solar Two, LLC | 59346 | CA | PACC | WECC |  | 22 | 2 | NAICS-22 Non-Cogen | PV | SUN | SUN |  |  |  | 0 | 0 | 0 | 0 | 0 | 0 | 0 | 0 | 0 | 0 | 0 | 0 | 0 | 0 | 0 | 0 | 0 | 0 | 0 | 0 | 0 | 0 | 0 | 0 | 0 | 0 | 0 | 0 | 0 | 0 | 0 | 0 | 0 | 0 | 0 | 0 | 747 | 1013 | 991 | 1249 | 1634 | 1627 | 1778 | 1523 | 1196 | 1105 | 874 | 692 | 747 | 1013 | 991 | 1249 | 1634 | 1627 | 1778 | 1523 | 1196 | 1105 | 874 | 692 | 85.267 | 115.584 | 113.106 | 142.545 | 186.556 | 185.772 | 202.939 | 173.841 | 136.499 | 126.17 | 99.747 | 78.974 | 0 | 0 | 14429 | 14429 | 1647 | 2020
59599 | N | . | Tropico Solar PV Plant | CD Arevon USA, Inc. | 61230 | CA | PACC | WECC |  | 22 | 2 | NAICS-22 Non-Cogen | PV | SUN | SUN |  |  |  | 0 | 0 | 0 | 0 | 0 | 0 | 0 | 0 | 0 | 0 | 0 | 0 | 0 | 0 | 0 | 0 | 0 | 0 | 0 | 0 | 0 | 0 | 0 | 0 | 0 | 0 | 0 | 0 | 0 | 0 | 0 | 0 | 0 | 0 | 0 | 0 | 14811 | 20078 | 19647 | 24761 | 32406 | 32270 | 35252 | 30197 | 23711 | 21916 | 17327 | 13718 | 14811 | 20078 | 19647 | 24761 | 32406 | 32270 | 35252 | 30197 | 23711 | 21916 | 17327 | 13718 | 1690.795 | 2291.955 | 2242.817 | 2826.58 | 3699.286 | 3683.751 | 4024.162 | 3447.155 | 2706.697 | 2501.874 | 1977.915 | 1566.013 | 0 | 0 | 286094 | 286094 | 32659 | 2020
59600 | N | . | Nicolis Solar PV Plant | CD Arevon USA, Inc. | 61230 | CA | PACC | WECC |  | 22 | 2 | NAICS-22 Non-Cogen | PV | SUN | SUN |  |  |  | 0 | 0 | 0 | 0 | 0 | 0 | 0 | 0 | 0 | 0 | 0 | 0 | 0 | 0 | 0 | 0 | 0 | 0 | 0 | 0 | 0 | 0 | 0 | 0 | 0 | 0 | 0 | 0 | 0 | 0 | 0 | 0 | 0 | 0 | 0 | 0 | 21390 | 28995 | 28373 | 35758 | 46798 | 46602 | 50908 | 43609 | 34241 | 31650 | 25022 | 19811 | 21390 | 28995 | 28373 | 35758 | 46798 | 46602 | 50908 | 43609 | 34241 | 31650 | 25022 | 19811 | 2441.738 | 3309.892 | 3238.93 | 4081.963 | 5342.267 | 5319.832 | 5811.432 | 4978.157 | 3908.836 | 3613.043 | 2856.376 | 2261.534 | 0 | 0 | 413157 | 413157 | 47164 | 2020
59607 | N | . | Maricopa West Solar PV, LLC | Dominion Renewable Energy | 58468 | CA | PACC | WECC |  | 22 | 2 | NAICS-22 Non-Cogen | PV | SUN | SUN |  |  |  | 0 | 0 | 0 | 0 | 0 | 0 | 0 | 0 | 0 | 0 | 0 | 0 | 0 | 0 | 0 | 0 | 0 | 0 | 0 | 0 | 0 | 0 | 0 | 0 | 0 | 0 | 0 | 0 | 0 | 0 | 0 | 0 | 0 | 0 | 0 | 0 | 18900 | 25620 | 25071 | 31596 | 41352 | 41178 | 44983 | 38533 | 30256 | 27967 | 22110 | 17505 | 18900 | 25620 | 25071 | 31596 | 41352 | 41178 | 44983 | 38533 | 30256 | 27967 | 22110 | 17505 | 2157.564 | 2924.683 | 2861.98 | 3606.9 | 4720.528 | 4700.704 | 5135.091 | 4398.794 | 3453.921 | 3192.553 | 2523.948 | 1998.334 | 0 | 0 | 365071 | 365071 | 41675 | 2020
59610 | N | . | AP North Lake I, LP | AP North Lake I, LP | 59353 | CA | PACC | WECC |  | 22 | 2 | NAICS-22 Non-Cogen | PV | SUN | SUN |  |  |  | 0 | 0 | 0 | 0 | 0 | 0 | 0 | 0 | 0 | 0 | 0 | 0 | 0 | 0 | 0 | 0 | 0 | 0 | 0 | 0 | 0 | 0 | 0 | 0 | 0 | 0 | 0 | 0 | 0 | 0 | 0 | 0 | 0 | 0 | 0 | 0 | 19673 | 26668 | 26096 | 32888 | 43043 | 42862 | 46823 | 40109 | 31493 | 29110 | 23014 | 18221 | 19673 | 26668 | 26096 | 32888 | 43043 | 42862 | 46823 | 40109 | 31493 | 29110 | 23014 | 18221 | 2245.782 | 3044.267 | 2979 | 3754.378 | 4913.54 | 4892.906 | 5345.054 | 4578.651 | 3595.145 | 3323.089 | 2627.146 | 2080.042 | 0 | 0 | 380000 | 380000 | 43379 | 2020
59633 | N | . | Kettleman Solar -Centaurus | EE Kettleman California LLC | 59381 | CA | PACC | WECC |  | 22 | 2 | NAICS-22 Non-Cogen | PV | SUN | SUN |  |  |  | 0 | 0 | 0 | 0 | 0 | 0 | 0 | 0 | 0 | 0 | 0 | 0 | 0 | 0 | 0 | 0 | 0 | 0 | 0 | 0 | 0 | 0 | 0 | 0 | 0 | 0 | 0 | 0 | 0 | 0 | 0 | 0 | 0 | 0 | 0 | 0 | 21872 | 29648 | 29013 | 36564 | 47853 | 47652 | 52056 | 44592 | 35013 | 32364 | 25586 | 20258 | 21872 | 29648 | 29013 | 36564 | 47853 | 47652 | 52056 | 44592 | 35013 | 32364 | 25586 | 20258 | 2496.768 | 3384.492 | 3311.93 | 4173.964 | 5462.674 | 5439.733 | 5942.412 | 5090.357 | 3996.935 | 3694.475 | 2920.754 | 2312.506 | 0 | 0 | 422471 | 422471 | 48227 | 2020
59638 | N | . | Coronal Lost Hills | CD Arevon USA, Inc. | 61230 | CA | PACC | WECC |  | 22 | 2 | NAICS-22 Non-Cogen | PV | SUN | SUN |  |  |  | 0 | 0 | 0 | 0 | 0 | 0 | 0 | 0 | 0 | 0 | 0 | 0 | 0 | 0 | 0 | 0 | 0 | 0 | 0 | 0 | 0 | 0 | 0 | 0 | 0 | 0 | 0 | 0 | 0 | 0 | 0 | 0 | 0 | 0 | 0 | 0 | 21025 | 28501 | 27890 | 35149 | 46001 | 45808 | 50041 | 42866 | 33658 | 31111 | 24596 | 19474 | 21025 | 28501 | 27890 | 35149 | 46001 | 45808 | 50041 | 42866 | 33658 | 31111 | 24596 | 19474 | 2400.164 | 3253.539 | 3183.785 | 4012.465 | 5251.312 | 5229.259 | 5712.488 | 4893.401 | 3842.285 | 3551.528 | 2807.744 | 2223.03 | 0 | 0 | 406120 | 406120 | 46361 | 2020
59651 | N | . | Forever 21 Retail, Inc. | Los Angeles Department of Water & Power | 11208 | CA | PACC | WECC |  | 22 | 2 | NAICS-22 Non-Cogen | PV | SUN | SUN |  |  |  | 0 | 0 | 0 | 0 | 0 | 0 | 0 | 0 | 0 | 0 | 0 | 0 | 0 | 0 | 0 | 0 | 0 | 0 | 0 | 0 | 0 | 0 | 0 | 0 | 0 | 0 | 0 | 0 | 0 | 0 | 0 | 0 | 0 | 0 | 0 | 0 | 984 | 1334 | 1305 | 1645 | 2153 | 2144 | 2342 | 2006 | 1575 | 1456 | 1151 | 911 | 984 | 1334 | 1305 | 1645 | 2153 | 2144 | 2342 | 2006 | 1575 | 1456 | 1151 | 911 | 112.344 | 152.287 | 149.022 | 187.81 | 245.796 | 244.764 | 267.382 | 229.043 | 179.844 | 166.235 | 131.421 | 104.052 | 0 | 0 | 19006 | 19006 | 2170 | 2020
59652 | N | . | Nordhoff Place | Los Angeles Department of Water & Power | 11208 | CA | PACC | WECC |  | 22 | 2 | NAICS-22 Non-Cogen | PV | SUN | SUN |  |  |  | 0 | 0 | 0 | 0 | 0 | 0 | 0 | 0 | 0 | 0 | 0 | 0 | 0 | 0 | 0 | 0 | 0 | 0 | 0 | 0 | 0 | 0 | 0 | 0 | 0 | 0 | 0 | 0 | 0 | 0 | 0 | 0 | 0 | 0 | 0 | 0 | 588 | 797 | 780 | 983 | 1287 | 1282 | 1400 | 1199 | 942 | 870 | 688 | 545 | 588 | 797 | 780 | 983 | 1287 | 1282 | 1400 | 1199 | 942 | 870 | 688 | 545 | 67.148 | 91.021 | 89.07 | 112.253 | 146.911 | 146.294 | 159.813 | 136.898 | 107.492 | 99.358 | 78.55 | 62.192 | 0 | 0 | 11361 | 11361 | 1297 | 2020
59657 | N | . | Imperial Valley Solar Co (IVSC) 2, LLC | Dominion Renewable Energy | 58468 | CA | PACC | WECC |  | 22 | 2 | NAICS-22 Non-Cogen | PV | SUN | SUN |  |  |  | 0 | 0 | 0 | 0 | 0 | 0 | 0 | 0 | 0 | 0 | 0 | 0 | 0 | 0 | 0 | 0 | 0 | 0 | 0 | 0 | 0 | 0 | 0 | 0 | 0 | 0 | 0 | 0 | 0 | 0 | 0 | 0 | 0 | 0 | 0 | 0 | 19951 | 27044 | 26464 | 33352 | 43650 | 43467 | 47483 | 40675 | 31938 | 29521 | 23338 | 18478 | 19951 | 27044 | 26464 | 33352 | 43650 | 43467 | 47483 | 40675 | 31938 | 29521 | 23338 | 18478 | 2277.465 | 3087.216 | 3021.028 | 3807.346 | 4982.862 | 4961.936 | 5420.463 | 4643.247 | 3645.866 | 3369.972 | 2664.211 | 2109.388 | 0 | 0 | 385361 | 385361 | 43991 | 2020
59658 | Y | . | SPI Anderson 2 | Sierra Pacific Industries Inc | 17164 | CA | PACC | WECC |  | 321 | 7 | Industrial NAICS Cogen | ST | NG | NG |  |  | mcf | 150 | 11 | 30 | 917 | 10 | 5 | 0 | 2 | 0 | 95 | 3309 | 300 | 35 | 3 | 7 | 217 | 2 | 1 | 0 | 0 | 0 | 22 | 718 | 71 | 1 | 1 | 1 | 1 | 1 | 1 | 0 | 1 | 0 | 1 | 1 | 1 | 150 | 11 | 30 | 917 | 10 | 5 | 0 | 2 | 0 | 95 | 3309 | 300 | 35 | 3 | 7 | 217 | 2 | 1 | 0 | 0 | 0 | 22 | 718 | 71 | 7.562 | 0.577 | 1.504 | 46.297 | 0.513 | 0.253 | 0 | 0.107 | 0 | 4.669 | 154.888 | 15.27 | 4829 | 1076 | 4829 | 1076 | 231.64 | 2020
59658 | Y | . | SPI Anderson 2 | Sierra Pacific Industries Inc | 17164 | CA | PACC | WECC |  | 321 | 7 | Industrial NAICS Cogen | ST | WDS | WWW |  |  | short tons | 14249 | 14797 | 14563 | 5221 | 16383 | 15163 | 16233 | 16880 | 14872 | 13901 | 8624 | 14992 | 3330 | 3575 | 3387 | 1237 | 3919 | 3600 | 4018 | 4227 | 3629 | 3191 | 1871 | 3530 | 18 | 18 | 18 | 18 | 18 | 18 | 18 | 18 | 18 | 18 | 18 | 18 | 256482 | 266346 | 262134 | 93978 | 294894 | 272934 | 292194 | 303840 | 267696 | 250218 | 155232 | 269856 | 59939 | 64352 | 60974 | 22259 | 70541 | 64793 | 72317 | 76083 | 65314 | 57432 | 33679 | 63533 | 12930.438 | 13972.423 | 13139.496 | 4744.703 | 15126.487 | 13794.747 | 15496 | 16231.893 | 14002 | 12297.331 | 7266.112 | 13735.73 | 165878 | 39514 | 2985804 | 711216 | 152737.36 | 2020
59661 | N | . | Tehachapi Energy Storage Project | Southern California Edison Co | 17609 | CA | PACC | WECC |  | 22 | 1 | Electric Utility | BA | MWH | OTH |  |  | megawatthours | 0 | 0 | 0 | 0 | 0 | 0 | 0 | 0 | 0 | 0 | 0 | 0 | 0 | 0 | 0 | 0 | 0 | 0 | 0 | 0 | 0 | 0 | 0 | 0 | 0 | 0 | 0 | 0 | 0 | 0 | 0 | 0 | 0 | 0 | 0 | 0 | 0 | 0 | 0 | 0 | 0 | 0 | 0 | 0 | 0 | 0 | 0 | 0 | 0 | 0 | 0 | 0 | 0 | 0 | 0 | 0 | 0 | 0 | 0 | 0 | 0 | 0 | 0 | 0 | 0 | 0 | 0 | 0 | 0 | 0 | 0 | 0 | 0 | 0 | 0 | 0 | 0 | 2020
59687 | N | . | Sun Harvest Solar NDP1 | Altus Power America Management, LLC | 60281 | CA | PACC | WECC |  | 22 | 2 | NAICS-22 Non-Cogen | PV | SUN | SUN |  |  |  | 0 | 0 | 0 | 0 | 0 | 0 | 0 | 0 | 0 | 0 | 0 | 0 | 0 | 0 | 0 | 0 | 0 | 0 | 0 | 0 | 0 | 0 | 0 | 0 | 0 | 0 | 0 | 0 | 0 | 0 | 0 | 0 | 0 | 0 | 0 | 0 | 78 | 105 | 103 | 130 | 170 | 169 | 185 | 158 | 124 | 115 | 91 | 72 | 78 | 105 | 103 | 130 | 170 | 169 | 185 | 158 | 124 | 115 | 91 | 72 | 8.853 | 12 | 11.743 | 14.8 | 19.369 | 19.288 | 21.07 | 18.049 | 14.172 | 13.1 | 10.356 | 8.2 | 0 | 0 | 1500 | 1500 | 171 | 2020
59703 | N | . | Cottonwood Solar, LLC Cottonwood Carport | Dominion Renewable Energy | 58468 | CA | PACC | WECC |  | 22 | 2 | NAICS-22 Non-Cogen | PV | SUN | SUN |  |  |  | 0 | 0 | 0 | 0 | 0 | 0 | 0 | 0 | 0 | 0 | 0 | 0 | 0 | 0 | 0 | 0 | 0 | 0 | 0 | 0 | 0 | 0 | 0 | 0 | 0 | 0 | 0 | 0 | 0 | 0 | 0 | 0 | 0 | 0 | 0 | 0 | 542 | 735 | 719 | 907 | 1187 | 1182 | 1291 | 1106 | 868 | 803 | 635 | 502 | 542 | 735 | 719 | 907 | 1187 | 1182 | 1291 | 1106 | 868 | 803 | 635 | 502 | 61.917 | 83.933 | 82.134 | 103.512 | 135.471 | 134.902 | 147.368 | 126.238 | 99.122 | 91.621 | 72.433 | 57.349 | 0 | 0 | 10477 | 10477 | 1196 | 2020
59722 | N | . | Seville 1 | Seville Solar One LLC | 59491 | CA | PACC | WECC |  | 22 | 2 | NAICS-22 Non-Cogen | PV | SUN | SUN |  |  |  | 0 | 0 | 0 | 0 | 0 | 0 | 0 | 0 | 0 | 0 | 0 | 0 | 0 | 0 | 0 | 0 | 0 | 0 | 0 | 0 | 0 | 0 | 0 | 0 | 0 | 0 | 0 | 0 | 0 | 0 | 0 | 0 | 0 | 0 | 0 | 0 | 23355 | 31658 | 30980 | 39043 | 51098 | 50883 | 55585 | 47615 | 37387 | 34558 | 27321 | 21631 | 23355 | 31658 | 30980 | 39043 | 51098 | 50883 | 55585 | 47615 | 37387 | 34558 | 27321 | 21631 | 2666.06 | 3613.975 | 3536.494 | 4456.977 | 5833.067 | 5808.57 | 6345.334 | 5435.505 | 4267.944 | 3944.976 | 3118.794 | 2469.304 | 0 | 0 | 451114 | 451114 | 51497 | 2020
59723 | N | . | Seville 2 | Seville Solar Two LLC | 59492 | CA | PACC | WECC |  | 22 | 2 | NAICS-22 Non-Cogen | PV | SUN | SUN |  |  |  | 0 | 0 | 0 | 0 | 0 | 0 | 0 | 0 | 0 | 0 | 0 | 0 | 0 | 0 | 0 | 0 | 0 | 0 | 0 | 0 | 0 | 0 | 0 | 0 | 0 | 0 | 0 | 0 | 0 | 0 | 0 | 0 | 0 | 0 | 0 | 0 | 36244 | 49130 | 48077 | 60590 | 79297 | 78964 | 86261 | 73893 | 58020 | 53630 | 42398 | 33569 | 36244 | 49130 | 48077 | 60590 | 79297 | 78964 | 86261 | 73893 | 58020 | 53630 | 42398 | 33569 | 4137.398 | 5608.444 | 5488.202 | 6916.679 | 9052.201 | 9014.186 | 9847.176 | 8435.234 | 6623.324 | 6122.117 | 4839.984 | 3832.055 | 0 | 0 | 700073 | 700073 | 79917 | 2020
59730 | N | . | SEPV 18 | Sustainable Power Group, LLC | 58661 | CA | PACC | WECC |  | 22 | 2 | NAICS-22 Non-Cogen | PV | SUN | SUN |  |  |  | 0 | 0 | 0 | 0 | 0 | 0 | 0 | 0 | 0 | 0 | 0 | 0 | 0 | 0 | 0 | 0 | 0 | 0 | 0 | 0 | 0 | 0 | 0 | 0 | 0 | 0 | 0 | 0 | 0 | 0 | 0 | 0 | 0 | 0 | 0 | 0 | 2395 | 3247 | 3178 | 4005 | 5241 | 5219 | 5701 | 4884 | 3835 | 3545 | 2802 | 2219 | 2395 | 3247 | 3178 | 4005 | 5241 | 5219 | 5701 | 4884 | 3835 | 3545 | 2802 | 2219 | 273.455 | 370.682 | 362.735 | 457.148 | 598.292 | 595.78 | 650.835 | 557.515 | 437.759 | 404.633 | 319.892 | 253.274 | 0 | 0 | 46271 | 46271 | 5282 | 2020
59737 | N | . | Aspiration G | Sustainable Power Group, LLC | 58661 | CA | PACC | WECC |  | 22 | 2 | NAICS-22 Non-Cogen | PV | SUN | SUN |  |  |  | 0 | 0 | 0 | 0 | 0 | 0 | 0 | 0 | 0 | 0 | 0 | 0 | 0 | 0 | 0 | 0 | 0 | 0 | 0 | 0 | 0 | 0 | 0 | 0 | 0 | 0 | 0 | 0 | 0 | 0 | 0 | 0 | 0 | 0 | 0 | 0 | 9562 | 12962 | 12684 | 15986 | 20921 | 20834 | 22759 | 19496 | 15308 | 14149 | 11186 | 8857 | 9562 | 12962 | 12684 | 15986 | 20921 | 20834 | 22759 | 19496 | 15308 | 14149 | 11186 | 8857 | 1091.595 | 1479.711 | 1447.987 | 1824.871 | 2388.298 | 2378.269 | 2598.042 | 2225.52 | 1747.473 | 1615.236 | 1276.963 | 1011.035 | 0 | 0 | 184704 | 184704 | 21085 | 2020
59738 | N | . | Citizen B | Sustainable Power Group, LLC | 58661 | CA | PACC | WECC |  | 22 | 2 | NAICS-22 Non-Cogen | PV | SUN | SUN |  |  |  | 0 | 0 | 0 | 0 | 0 | 0 | 0 | 0 | 0 | 0 | 0 | 0 | 0 | 0 | 0 | 0 | 0 | 0 | 0 | 0 | 0 | 0 | 0 | 0 | 0 | 0 | 0 | 0 | 0 | 0 | 0 | 0 | 0 | 0 | 0 | 0 | 4684 | 6349 | 6213 | 7830 | 10248 | 10205 | 11148 | 9549 | 7498 | 6931 | 5479 | 4338 | 4684 | 6349 | 6213 | 7830 | 10248 | 10205 | 11148 | 9549 | 7498 | 6931 | 5479 | 4338 | 534.692 | 724.802 | 709.263 | 893.871 | 1169.853 | 1164.94 | 1272.591 | 1090.12 | 855.959 | 791.186 | 625.491 | 495.232 | 0 | 0 | 90472 | 90472 | 10328 | 2020
59739 | N | . | Lancaster WAD B | Sustainable Power Group, LLC | 58661 | CA | PACC | WECC |  | 22 | 2 | NAICS-22 Non-Cogen | PV | SUN | SUN |  |  |  | 0 | 0 | 0 | 0 | 0 | 0 | 0 | 0 | 0 | 0 | 0 | 0 | 0 | 0 | 0 | 0 | 0 | 0 | 0 | 0 | 0 | 0 | 0 | 0 | 0 | 0 | 0 | 0 | 0 | 0 | 0 | 0 | 0 | 0 | 0 | 0 | 3335 | 4521 | 4424 | 5576 | 7297 | 7266 | 7938 | 6800 | 5339 | 4935 | 3902 | 3089 | 3335 | 4521 | 4424 | 5576 | 7297 | 7266 | 7938 | 6800 | 5339 | 4935 | 3902 | 3089 | 380.724 | 516.092 | 505.027 | 636.476 | 832.988 | 829.49 | 906.142 | 776.214 | 609.481 | 563.36 | 445.378 | 352.628 | 0 | 0 | 64422 | 64422 | 7354 | 2020
59740 | N | . | SEPV Mojave West | Sustainable Power Group, LLC | 58661 | CA | PACC | WECC |  | 22 | 2 | NAICS-22 Non-Cogen | PV | SUN | SUN |  |  |  | 0 | 0 | 0 | 0 | 0 | 0 | 0 | 0 | 0 | 0 | 0 | 0 | 0 | 0 | 0 | 0 | 0 | 0 | 0 | 0 | 0 | 0 | 0 | 0 | 0 | 0 | 0 | 0 | 0 | 0 | 0 | 0 | 0 | 0 | 0 | 0 | 23966 | 32487 | 31791 | 40065 | 52435 | 52215 | 57040 | 48861 | 38366 | 35463 | 28036 | 22197 | 23966 | 32487 | 31791 | 40065 | 52435 | 52215 | 57040 | 48861 | 38366 | 35463 | 28036 | 22197 | 2735.849 | 3708.576 | 3629.066 | 4573.644 | 5985.754 | 5960.617 | 6511.431 | 5577.786 | 4379.663 | 4048.241 | 3200.432 | 2533.941 | 0 | 0 | 462922 | 462922 | 52845 | 2020
59798 | N | . | Colon PV | Los Angeles Department of Water & Power | 11208 | CA | PACC | WECC |  | 22 | 2 | NAICS-22 Non-Cogen | PV | SUN | SUN |  |  |  | 0 | 0 | 0 | 0 | 0 | 0 | 0 | 0 | 0 | 0 | 0 | 0 | 0 | 0 | 0 | 0 | 0 | 0 | 0 | 0 | 0 | 0 | 0 | 0 | 0 | 0 | 0 | 0 | 0 | 0 | 0 | 0 | 0 | 0 | 0 | 0 | 909 | 1233 | 1206 | 1520 | 1989 | 1981 | 2164 | 1854 | 1456 | 1345 | 1064 | 842 | 909 | 1233 | 1206 | 1520 | 1989 | 1981 | 2164 | 1854 | 1456 | 1345 | 1064 | 842 | 103.801 | 140.708 | 137.691 | 173.529 | 227.106 | 226.153 | 247.051 | 211.628 | 166.169 | 153.595 | 121.428 | 96.141 | 0 | 0 | 17563 | 17563 | 2005 | 2020
59800 | N | . | Amazon San Bernardino | Bloom Energy | 57128 | CA | PACC | WECC |  | 22 | 2 | NAICS-22 Non-Cogen | FC | NG | NG |  |  | mcf | 3447 | 3049 | 3386 | 2393 | 2250 | 3166 | 4429 | 5504 | 4795 | 4981 | 3980 | 4412 | 3447 | 3049 | 3386 | 2393 | 2250 | 3166 | 4429 | 5504 | 4795 | 4981 | 3980 | 4412 | 1.02 | 1.02 | 1.02 | 1.02 | 1.02 | 1.02 | 1.02 | 1.02 | 1.02 | 1.02 | 1.02 | 1.02 | 3516 | 3110 | 3454 | 2441 | 2295 | 3229 | 4518 | 5614 | 4891 | 5081 | 4060 | 4500 | 3516 | 3110 | 3454 | 2441 | 2295 | 3229 | 4518 | 5614 | 4891 | 5081 | 4060 | 4500 | 462.023 | 408.734 | 453.926 | 320.867 | 301.688 | 424.435 | 593.743 | 737.882 | 642.849 | 667.784 | 533.551 | 591.518 | 45792 | 45792 | 46709 | 46709 | 6139 | 2020
59802 | N | . | Maxim | Bloom Energy | 57128 | CA | PACC | WECC |  | 22 | 2 | NAICS-22 Non-Cogen | FC | NG | NG |  |  | mcf | 4007 | 3547 | 3939 | 2784 | 2618 | 3683 | 5152 | 6403 | 5578 | 5794 | 4630 | 5133 | 4007 | 3547 | 3939 | 2784 | 2618 | 3683 | 5152 | 6403 | 5578 | 5794 | 4630 | 5133 | 1.02 | 1.02 | 1.02 | 1.02 | 1.02 | 1.02 | 1.02 | 1.02 | 1.02 | 1.02 | 1.02 | 1.02 | 4087 | 3618 | 4018 | 2840 | 2670 | 3757 | 5255 | 6531 | 5690 | 5910 | 4723 | 5236 | 4087 | 3618 | 4018 | 2840 | 2670 | 3757 | 5255 | 6531 | 5690 | 5910 | 4723 | 5236 | 535.63 | 473.849 | 526.24 | 371.984 | 349.75 | 492.051 | 688.331 | 855.433 | 745.261 | 774.168 | 618.551 | 685.752 | 53268 | 53268 | 54335 | 54335 | 7117 | 2020
59803 | N | . | Pixar - Emeryville | Bloom Energy | 57128 | CA | PACC | WECC |  | 22 | 2 | NAICS-22 Non-Cogen | FC | NG | NG |  |  | mcf | 3701 | 3276 | 3638 | 2572 | 2418 | 3402 | 4759 | 5914 | 5152 | 5352 | 4276 | 4741 | 3701 | 3276 | 3638 | 2572 | 2418 | 3402 | 4759 | 5914 | 5152 | 5352 | 4276 | 4741 | 1.02 | 1.02 | 1.02 | 1.02 | 1.02 | 1.02 | 1.02 | 1.02 | 1.02 | 1.02 | 1.02 | 1.02 | 3775 | 3342 | 3711 | 2623 | 2466 | 3470 | 4854 | 6032 | 5255 | 5459 | 4362 | 4836 | 3775 | 3342 | 3711 | 2623 | 2466 | 3470 | 4854 | 6032 | 5255 | 5459 | 4362 | 4836 | 515.533 | 456.072 | 506.498 | 358.029 | 336.629 | 473.592 | 662.508 | 823.341 | 717.302 | 745.125 | 595.345 | 660.026 | 49201 | 49201 | 50185 | 50185 | 6850 | 2020
59804 | N | . | Starbucks - Evolution Fresh | Bloom Energy | 57128 | CA | PACC | WECC |  | 22 | 2 | NAICS-22 Non-Cogen | FC | NG | NG |  |  | mcf | 3512 | 3107 | 3450 | 2439 | 2293 | 3226 | 4513 | 5609 | 4886 | 5076 | 4055 | 4496 | 3512 | 3107 | 3450 | 2439 | 2293 | 3226 | 4513 | 5609 | 4886 | 5076 | 4055 | 4496 | 1.02 | 1.02 | 1.02 | 1.02 | 1.02 | 1.02 | 1.02 | 1.02 | 1.02 | 1.02 | 1.02 | 1.02 | 3582 | 3169 | 3519 | 2488 | 2339 | 3291 | 4603 | 5721 | 4984 | 5178 | 4136 | 4586 | 3582 | 3169 | 3519 | 2488 | 2339 | 3291 | 4603 | 5721 | 4984 | 5178 | 4136 | 4586 | 480.389 | 424.979 | 471.967 | 333.62 | 313.679 | 441.305 | 617.342 | 767.209 | 668.399 | 694.326 | 554.757 | 615.028 | 46662 | 46662 | 47596 | 47596 | 6383 | 2020
59805 | N | . | Yahoo! - HQ | Bloom Energy | 57128 | CA | PACC | WECC |  | 22 | 2 | NAICS-22 Non-Cogen | FC | NG | NG |  |  | mcf | 3295 | 2913 | 3235 | 2287 | 2150 | 3025 | 4232 | 5259 | 4582 | 4760 | 3803 | 4216 | 3295 | 2913 | 3235 | 2287 | 2150 | 3025 | 4232 | 5259 | 4582 | 4760 | 3803 | 4216 | 1.02 | 1.02 | 1.02 | 1.02 | 1.02 | 1.02 | 1.02 | 1.02 | 1.02 | 1.02 | 1.02 | 1.02 | 3361 | 2971 | 3300 | 2333 | 2193 | 3086 | 4317 | 5364 | 4674 | 4855 | 3879 | 4300 | 3361 | 2971 | 3300 | 2333 | 2193 | 3086 | 4317 | 5364 | 4674 | 4855 | 3879 | 4300 | 431.167 | 381.436 | 423.61 | 299.438 | 281.539 | 396.089 | 554.089 | 688.601 | 599.916 | 623.185 | 497.917 | 552.013 | 43757 | 43757 | 44633 | 44633 | 5729 | 2020
59840 | N | . | Springbok Solar Farm 2 | 63SU 8me, LLC | 59616 | CA | PACC | WECC |  | 22 | 2 | NAICS-22 Non-Cogen | PV | SUN | SUN |  |  |  | 0 | 0 | 0 | 0 | 0 | 0 | 0 | 0 | 0 | 0 | 0 | 0 | 0 | 0 | 0 | 0 | 0 | 0 | 0 | 0 | 0 | 0 | 0 | 0 | 0 | 0 | 0 | 0 | 0 | 0 | 0 | 0 | 0 | 0 | 0 | 0 | 186394 | 252667 | 247250 | 311604 | 407812 | 406099 | 443626 | 380017 | 298388 | 275808 | 218047 | 172638 | 186394 | 252667 | 247250 | 311604 | 407812 | 406099 | 443626 | 380017 | 298388 | 275808 | 218047 | 172638 | 21277.903 | 28843.237 | 28224.854 | 35571.259 | 46553.867 | 46358.363 | 50642.285 | 43380.919 | 34062.583 | 31484.968 | 24891.18 | 19707.582 | 0 | 0 | 3600350 | 3600350 | 410999 | 2020
59868 | N | . | Kingbird A Solar LLC | CD Arevon USA, Inc. | 61230 | CA | PACC | WECC |  | 22 | 2 | NAICS-22 Non-Cogen | PV | SUN | SUN |  |  |  | 0 | 0 | 0 | 0 | 0 | 0 | 0 | 0 | 0 | 0 | 0 | 0 | 0 | 0 | 0 | 0 | 0 | 0 | 0 | 0 | 0 | 0 | 0 | 0 | 0 | 0 | 0 | 0 | 0 | 0 | 0 | 0 | 0 | 0 | 0 | 0 | 25583 | 34679 | 33936 | 42769 | 55974 | 55738 | 60889 | 52159 | 40955 | 37856 | 29928 | 23695 | 25583 | 34679 | 33936 | 42769 | 55974 | 55738 | 60889 | 52159 | 40955 | 37856 | 29928 | 23695 | 2920.462 | 3958.832 | 3873.957 | 4882.275 | 6389.675 | 6362.842 | 6950.825 | 5954.178 | 4675.205 | 4321.418 | 3416.399 | 2704.932 | 0 | 0 | 494161 | 494161 | 56411 | 2020
59870 | N | . | Little Bear Solar 1, LLC | Longroad Energy Services LLC | 61219 | CA | PACC | WECC |  | 22 | 2 | NAICS-22 Non-Cogen | PV | SUN | SUN |  |  |  | . | . | . | . | . | . | . | . | . | . | . | 0 | . | . | . | . | . | . | . | . | . | . | . | 0 | . | . | . | . | . | . | . | . | . | . | . | 0 | . | . | . | . | . | . | . | . | . | . | . | 40839 | . | . | . | . | . | . | . | . | . | . | . | 40839 | . | . | . | . | . | . | . | . | . | . | . | 4662 | 0 | 0 | 40839 | 40839 | 4662 | 2020
59872 | N | . | UC Davis South Campus | Solar Star California XXXII, LLC | 59660 | CA | PACC | WECC |  | 92 | 4 | Commercial NAICS Non-Cogen | PV | SUN | SUN |  |  |  | 0 | 0 | 0 | 0 | 0 | 0 | 0 | 0 | 0 | 0 | 0 | 0 | 0 | 0 | 0 | 0 | 0 | 0 | 0 | 0 | 0 | 0 | 0 | 0 | 0 | 0 | 0 | 0 | 0 | 0 | 0 | 0 | 0 | 0 | 0 | 0 | 12605 | 17086 | 16720 | 21072 | 27577 | 27462 | 29999 | 25698 | 20178 | 18651 | 14745 | 11674 | 12605 | 17086 | 16720 | 21072 | 27577 | 27462 | 29999 | 25698 | 20178 | 18651 | 14745 | 11674 | 1438.877 | 1950.467 | 1908.65 | 2405.437 | 3148.114 | 3134.893 | 3424.585 | 2933.549 | 2303.415 | 2129.109 | 1683.217 | 1332.687 | 0 | 0 | 243467 | 243467 | 27793 | 2020
59878 | N | . | Windhub Solar A LLC | EDP Renewables North America LLC | 61785 | CA | PACC | WECC |  | 22 | 2 | NAICS-22 Non-Cogen | PV | SUN | SUN |  |  |  | 0 | 0 | 0 | 0 | 0 | 0 | 0 | 0 | 0 | 0 | 0 | 0 | 0 | 0 | 0 | 0 | 0 | 0 | 0 | 0 | 0 | 0 | 0 | 0 | 0 | 0 | 0 | 0 | 0 | 0 | 0 | 0 | 0 | 0 | 0 | 0 | 22464 | 30451 | 29798 | 37554 | 49149 | 48942 | 53465 | 45799 | 35961 | 33240 | 26279 | 20806 | 22464 | 30451 | 29798 | 37554 | 49149 | 48942 | 53465 | 45799 | 35961 | 33240 | 26279 | 20806 | 2564.383 | 3476.145 | 3401.618 | 4286.996 | 5610.604 | 5587.042 | 6103.334 | 5228.205 | 4105.173 | 3794.522 | 2999.849 | 2375.129 | 0 | 0 | 433908 | 433908 | 49533 | 2020
59879 | N | . | North Rosamond Solar LLC | North Rosamond Solar, LLC | 61943 | CA | PACC | WECC |  | 22 | 2 | NAICS-22 Non-Cogen | PV | SUN | SUN |  |  |  | 0 | 0 | 0 | 0 | 0 | 0 | 0 | 0 | 0 | 0 | 0 | 0 | 0 | 0 | 0 | 0 | 0 | 0 | 0 | 0 | 0 | 0 | 0 | 0 | 0 | 0 | 0 | 0 | 0 | 0 | 0 | 0 | 0 | 0 | 0 | 0 | 179230 | 236608 | 201769 | 193719 | 300669 | 325635 | 421268 | 350286 | 272532 | 255687 | 197047 | 168753 | 179230 | 236608 | 201769 | 193719 | 300669 | 325635 | 421268 | 350286 | 272532 | 255687 | 197047 | 168753 | 20460 | 27010 | 23033 | 22114 | 34323 | 37173 | 48090 | 39987 | 31111 | 29188 | 22494 | 19264 | 0 | 0 | 3103203 | 3103203 | 354247 | 2020
59900 | N | . | Corcoran Solar 3 | Consolidated Edison Development Inc. | 56769 | CA | PACC | WECC |  | 22 | 2 | NAICS-22 Non-Cogen | PV | SUN | SUN |  |  |  | 0 | 0 | 0 | 0 | 0 | 0 | 0 | 0 | 0 | 0 | 0 | 0 | 0 | 0 | 0 | 0 | 0 | 0 | 0 | 0 | 0 | 0 | 0 | 0 | 0 | 0 | 0 | 0 | 0 | 0 | 0 | 0 | 0 | 0 | 0 | 0 | 21195 | 28732 | 28116 | 35434 | 46374 | 46179 | 50446 | 43213 | 33931 | 31363 | 24795 | 19631 | 21195 | 28732 | 28116 | 35434 | 46374 | 46179 | 50446 | 43213 | 33931 | 31363 | 24795 | 19631 | 2419.576 | 3279.856 | 3209.538 | 4044.921 | 5293.788 | 5271.557 | 5758.695 | 4932.982 | 3873.364 | 3580.256 | 2830.455 | 2241.012 | 0 | 0 | 409409 | 409409 | 46736 | 2020
59915 | N | . | Oro Loma | Consolidated Edison Development Inc. | 56769 | CA | PACC | WECC |  | 22 | 2 | NAICS-22 Non-Cogen | PV | SUN | SUN |  |  |  | 0 | 0 | 0 | 0 | 0 | 0 | 0 | 0 | 0 | 0 | 0 | 0 | 0 | 0 | 0 | 0 | 0 | 0 | 0 | 0 | 0 | 0 | 0 | 0 | 0 | 0 | 0 | 0 | 0 | 0 | 0 | 0 | 0 | 0 | 0 | 0 | 23211 | 31464 | 30790 | 38804 | 50784 | 50571 | 55244 | 47323 | 37158 | 34346 | 27153 | 21498 | 23211 | 31464 | 30790 | 38804 | 50784 | 50571 | 55244 | 47323 | 37158 | 34346 | 27153 | 21498 | 2649.701 | 3591.799 | 3514.793 | 4429.628 | 5797.273 | 5772.927 | 6306.397 | 5402.151 | 4241.755 | 3920.769 | 3099.656 | 2454.151 | 0 | 0 | 448346 | 448346 | 51181 | 2020
59916 | N | . | SunE- E Philadelphia Ontario | SunEdison LLC | 59139 | CA | PACC | WECC |  | 22 | 2 | NAICS-22 Non-Cogen | PV | SUN | SUN |  |  |  | 0 | 0 | 0 | 0 | 0 | 0 | 0 | 0 | 0 | 0 | 0 | 0 | 0 | 0 | 0 | 0 | 0 | 0 | 0 | 0 | 0 | 0 | 0 | 0 | 0 | 0 | 0 | 0 | 0 | 0 | 0 | 0 | 0 | 0 | 0 | 0 | 746 | 1011 | 990 | 1247 | 1632 | 1625 | 1776 | 1521 | 1194 | 1104 | 873 | 691 | 746 | 1011 | 990 | 1247 | 1632 | 1625 | 1776 | 1521 | 1194 | 1104 | 873 | 691 | 85.163 | 115.443 | 112.968 | 142.372 | 186.329 | 185.547 | 202.693 | 173.63 | 136.334 | 126.017 | 99.626 | 78.878 | 0 | 0 | 14410 | 14410 | 1645 | 2020
59939 | N | . | RE Tranquillity | Southern Power Co | 17650 | CA | PACC | WECC |  | 22 | 2 | NAICS-22 Non-Cogen | PV | SUN | SUN |  |  |  | 0 | 0 | 0 | 0 | 0 | 0 | 0 | 0 | 0 | 0 | 0 | 0 | 0 | 0 | 0 | 0 | 0 | 0 | 0 | 0 | 0 | 0 | 0 | 0 | 0 | 0 | 0 | 0 | 0 | 0 | 0 | 0 | 0 | 0 | 0 | 0 | 194154 | 263185 | 257542 | 324576 | 424788 | 423004 | 462094 | 395836 | 310809 | 287290 | 227124 | 179825 | 194154 | 263185 | 257542 | 324576 | 424788 | 423004 | 462094 | 395836 | 310809 | 287290 | 227124 | 179825 | 22163.656 | 30043.918 | 29399.794 | 37052.014 | 48491.804 | 48288.161 | 52750.414 | 45186.773 | 35480.535 | 32795.619 | 25927.346 | 20527.966 | 0 | 0 | 3750227 | 3750227 | 428108 | 2020
59940 | N | . | Great Valley Solar Portfolio Holdings, LLC | Consolidated Edison Development Inc. | 56769 | CA | PACC | WECC |  | 22 | 2 | NAICS-22 Non-Cogen | PV | SUN | SUN |  |  |  | 0 | 0 | 0 | 0 | 0 | 0 | 0 | 0 | 0 | 0 | 0 | 0 | 0 | 0 | 0 | 0 | 0 | 0 | 0 | 0 | 0 | 0 | 0 | 0 | 0 | 0 | 0 | 0 | 0 | 0 | 0 | 0 | 0 | 0 | 0 | 0 | 212036 | 341544 | 341745 | 430037 | 552414 | 579334 | 606288 | 458954 | 347965 | 312723 | 249809 | 214550 | 212036 | 341544 | 341745 | 430037 | 552414 | 579334 | 606288 | 458954 | 347965 | 312723 | 249809 | 214550 | 24205 | 38989 | 39012 | 49091 | 63061 | 66134 | 69211 | 52392 | 39722 | 35699 | 28517 | 24492 | 0 | 0 | 4647399 | 4647399 | 530525 | 2020
59948 | N | . | Bakersfield 111 | Bakersfield 111 LLC | 59711 | CA | PACC | WECC |  | 22 | 2 | NAICS-22 Non-Cogen | PV | SUN | SUN |  |  |  | 0 | 0 | 0 | 0 | 0 | 0 | 0 | 0 | 0 | 0 | 0 | 0 | 0 | 0 | 0 | 0 | 0 | 0 | 0 | 0 | 0 | 0 | 0 | 0 | 0 | 0 | 0 | 0 | 0 | 0 | 0 | 0 | 0 | 0 | 0 | 0 | 1428 | 1936 | 1894 | 2387 | 3125 | 3111 | 3399 | 2912 | 2286 | 2113 | 1671 | 1323 | 1428 | 1936 | 1894 | 2387 | 3125 | 3111 | 3399 | 2912 | 2286 | 2113 | 1671 | 1323 | 163.027 | 220.992 | 216.254 | 272.541 | 356.687 | 355.189 | 388.012 | 332.377 | 260.981 | 241.232 | 190.712 | 150.996 | 0 | 0 | 27585 | 27585 | 3149 | 2020
59952 | N | . | Potrero Hills Energy Producers | Potrero Hills Energy Producers, LLC | 59713 | CA | PACC | WECC |  | 22 | 2 | NAICS-22 Non-Cogen | IC | LFG | MLG |  |  | mcf | 114332 | 102843 | 108367 | 101421 | 107738 | 99299 | 111525 | 106479 | 105615 | 101645 | 102330 | 91395 | 114332 | 102843 | 108367 | 101421 | 107738 | 99299 | 111525 | 106479 | 105615 | 101645 | 102330 | 91395 | 0.528 | 0.528 | 0.528 | 0.528 | 0.528 | 0.528 | 0.528 | 0.528 | 0.528 | 0.528 | 0.528 | 0.528 | 60367 | 54301 | 57218 | 53550 | 56886 | 52430 | 58885 | 56221 | 55765 | 53669 | 54030 | 48257 | 60367 | 54301 | 57218 | 53550 | 56886 | 52430 | 58885 | 56221 | 55765 | 53669 | 54030 | 48257 | 5799.856 | 5217.064 | 5497.258 | 5144.931 | 5465.355 | 5037.292 | 5657.475 | 5401.503 | 5357.671 | 5156.261 | 5191.017 | 4636.317 | 1252989 | 1252989 | 661579 | 661579 | 63562 | 2020
59961 | N | . | Western Antelope Blue Sky B | Sustainable Power Group, LLC | 58661 | CA | PACC | WECC |  | 22 | 2 | NAICS-22 Non-Cogen | PV | SUN | SUN |  |  |  | 0 | 0 | 0 | 0 | 0 | 0 | 0 | 0 | 0 | 0 | 0 | 0 | 0 | 0 | 0 | 0 | 0 | 0 | 0 | 0 | 0 | 0 | 0 | 0 | 0 | 0 | 0 | 0 | 0 | 0 | 0 | 0 | 0 | 0 | 0 | 0 | 24975 | 33854 | 33129 | 41751 | 54642 | 54412 | 59441 | 50918 | 39980 | 36955 | 29216 | 23132 | 24975 | 33854 | 33129 | 41751 | 54642 | 54412 | 59441 | 50918 | 39980 | 36955 | 29216 | 23132 | 2850.986 | 3864.652 | 3781.796 | 4766.128 | 6237.667 | 6211.472 | 6785.467 | 5812.53 | 4563.983 | 4218.613 | 3335.123 | 2640.583 | 0 | 0 | 482405 | 482405 | 55069 | 2020
59962 | N | . | North Lancaster Ranch | Sustainable Power Group, LLC | 58661 | CA | PACC | WECC |  | 22 | 2 | NAICS-22 Non-Cogen | PV | SUN | SUN |  |  |  | 0 | 0 | 0 | 0 | 0 | 0 | 0 | 0 | 0 | 0 | 0 | 0 | 0 | 0 | 0 | 0 | 0 | 0 | 0 | 0 | 0 | 0 | 0 | 0 | 0 | 0 | 0 | 0 | 0 | 0 | 0 | 0 | 0 | 0 | 0 | 0 | 15275 | 20706 | 20262 | 25536 | 33420 | 33279 | 36355 | 31142 | 24453 | 22602 | 17869 | 14148 | 15275 | 20706 | 20262 | 25536 | 33420 | 33279 | 36355 | 31142 | 24453 | 22602 | 17869 | 14148 | 1743.705 | 2363.677 | 2313.002 | 2915.033 | 3815.048 | 3799.026 | 4150.09 | 3555.027 | 2791.398 | 2580.165 | 2039.81 | 1615.019 | 0 | 0 | 295047 | 295047 | 33681 | 2020
59963 | N | . | Central Antelope Dry Ranch C | Sustainable Power Group, LLC | 58661 | CA | PACC | WECC |  | 22 | 2 | NAICS-22 Non-Cogen | PV | SUN | SUN |  |  |  | 0 | 0 | 0 | 0 | 0 | 0 | 0 | 0 | 0 | 0 | 0 | 0 | 0 | 0 | 0 | 0 | 0 | 0 | 0 | 0 | 0 | 0 | 0 | 0 | 0 | 0 | 0 | 0 | 0 | 0 | 0 | 0 | 0 | 0 | 0 | 0 | 14836 | 20111 | 19680 | 24803 | 32460 | 32324 | 35311 | 30248 | 23751 | 21953 | 17356 | 13741 | 14836 | 20111 | 19680 | 24803 | 32460 | 32324 | 35311 | 30248 | 23751 | 21953 | 17356 | 13741 | 1693.64 | 2295.815 | 2246.594 | 2831.341 | 3705.516 | 3689.954 | 4030.939 | 3452.961 | 2711.256 | 2506.087 | 1981.246 | 1568.651 | 0 | 0 | 286574 | 286574 | 32714 | 2020
59964 | N | . | Elevation Solar C | Sustainable Power Group, LLC | 58661 | CA | PACC | WECC |  | 22 | 2 | NAICS-22 Non-Cogen | PV | SUN | SUN |  |  |  | 0 | 0 | 0 | 0 | 0 | 0 | 0 | 0 | 0 | 0 | 0 | 0 | 0 | 0 | 0 | 0 | 0 | 0 | 0 | 0 | 0 | 0 | 0 | 0 | 0 | 0 | 0 | 0 | 0 | 0 | 0 | 0 | 0 | 0 | 0 | 0 | 57010 | 69362 | 66094 | 88108 | 110770 | 109228 | 117533 | 94757 | 78183 | 72393 | 56274 | 48189 | 57010 | 69362 | 66094 | 88108 | 110770 | 109228 | 117533 | 94757 | 78183 | 72393 | 56274 | 48189 | 6508 | 7918 | 7545 | 10058 | 12645 | 12469 | 13417 | 10817 | 8925 | 8264 | 6424 | 5501 | 0 | 0 | 967901 | 967901 | 110491 | 2020
59976 | N | . | RE Astoria | RE Astoria LLC | 59727 | CA | PACC | WECC |  | 22 | 2 | NAICS-22 Non-Cogen | PV | SUN | SUN |  |  |  | 0 | 0 | 0 | 0 | 0 | 0 | 0 | 0 | 0 | 0 | 0 | 0 | 0 | 0 | 0 | 0 | 0 | 0 | 0 | 0 | 0 | 0 | 0 | 0 | 0 | 0 | 0 | 0 | 0 | 0 | 0 | 0 | 0 | 0 | 0 | 0 | 140966 | 173833 | 167658 | 220656 | 282317 | 277683 | 309789 | 260628 | 209925 | 190512 | 153475 | 126337 | 140966 | 173833 | 167658 | 220656 | 282317 | 277683 | 309789 | 260628 | 209925 | 190512 | 153475 | 126337 | 16092 | 19844 | 19139 | 25189 | 32228 | 31699 | 35364 | 29752 | 23964 | 21748 | 17520 | 14422 | 0 | 0 | 2513779 | 2513779 | 286961 | 2020
59977 | N | . | RE Astoria 2 | RE Astoria 2 LLC | 59728 | CA | PACC | WECC |  | 22 | 2 | NAICS-22 Non-Cogen | PV | SUN | SUN |  |  |  | 0 | 0 | 0 | 0 | 0 | 0 | 0 | 0 | 0 | 0 | 0 | 0 | 0 | 0 | 0 | 0 | 0 | 0 | 0 | 0 | 0 | 0 | 0 | 0 | 0 | 0 | 0 | 0 | 0 | 0 | 0 | 0 | 0 | 0 | 0 | 0 | 108475 | 138723 | 131514 | 172239 | 217537 | 216810 | 234076 | 196583 | 159195 | 148149 | 116709 | 96912 | 108475 | 138723 | 131514 | 172239 | 217537 | 216810 | 234076 | 196583 | 159195 | 148149 | 116709 | 96912 | 12383 | 15836 | 15013 | 19662 | 24833 | 24750 | 26721 | 22441 | 18173 | 16912 | 13323 | 11063 | 0 | 0 | 1936922 | 1936922 | 221110 | 2020
59978 | N | . | Enerparc CA2, LLC | Adapture Renewables, Inc. | 60496 | CA | PACC | WECC |  | 22 | 2 | NAICS-22 Non-Cogen | PV | SUN | SUN |  |  |  | 0 | 0 | 0 | 0 | 0 | 0 | 0 | 0 | 0 | 0 | 0 | 0 | 0 | 0 | 0 | 0 | 0 | 0 | 0 | 0 | 0 | 0 | 0 | 0 | 0 | 0 | 0 | 0 | 0 | 0 | 0 | 0 | 0 | 0 | 0 | 0 | 1582 | 2144 | 2098 | 2644 | 3461 | 3446 | 3765 | 3225 | 2532 | 2341 | 1850 | 1465 | 1582 | 2144 | 2098 | 2644 | 3461 | 3446 | 3765 | 3225 | 2532 | 2341 | 1850 | 1465 | 180.578 | 244.782 | 239.534 | 301.88 | 395.086 | 393.427 | 429.783 | 368.158 | 289.077 | 267.202 | 211.242 | 167.251 | 0 | 0 | 30553 | 30553 | 3488 | 2020
59979 | N | . | Columbia Solar Energy, LLC | Columbia Solar Energy LLC | 59736 | CA | PACC | WECC |  | 22 | 2 | NAICS-22 Non-Cogen | PV | SUN | SUN |  |  |  | 0 | 0 | 0 | 0 | 0 | 0 | 0 | 0 | 0 | 0 | 0 | 0 | 0 | 0 | 0 | 0 | 0 | 0 | 0 | 0 | 0 | 0 | 0 | 0 | 0 | 0 | 0 | 0 | 0 | 0 | 0 | 0 | 0 | 0 | 0 | 0 | 15147 | 20532 | 20092 | 25321 | 33139 | 33000 | 36049 | 30880 | 24247 | 22412 | 17719 | 14029 | 15147 | 20532 | 20092 | 25321 | 33139 | 33000 | 36049 | 30880 | 24247 | 22412 | 17719 | 14029 | 1729.053 | 2343.817 | 2293.567 | 2890.54 | 3782.992 | 3767.106 | 4115.219 | 3525.157 | 2767.944 | 2558.485 | 2022.671 | 1601.449 | 0 | 0 | 292567 | 292567 | 33398 | 2020
60007 | N | . | Morelos del Sol | Southern Power Co | 17650 | CA | PACC | WECC |  | 22 | 2 | NAICS-22 Non-Cogen | PV | SUN | SUN |  |  |  | 0 | 0 | 0 | 0 | 0 | 0 | 0 | 0 | 0 | 0 | 0 | 0 | 0 | 0 | 0 | 0 | 0 | 0 | 0 | 0 | 0 | 0 | 0 | 0 | 0 | 0 | 0 | 0 | 0 | 0 | 0 | 0 | 0 | 0 | 0 | 0 | 16132 | 21867 | 21398 | 26968 | 35294 | 35146 | 38394 | 32889 | 25824 | 23870 | 18871 | 14941 | 16132 | 21867 | 21398 | 26968 | 35294 | 35146 | 38394 | 32889 | 25824 | 23870 | 18871 | 14941 | 1841.5 | 2496.244 | 2442.726 | 3078.523 | 4029.015 | 4012.095 | 4382.848 | 3754.411 | 2947.954 | 2724.874 | 2154.213 | 1705.597 | 0 | 0 | 311594 | 311594 | 35570 | 2020
60027 | N | . | Adera Solar | Sustainable Power Group, LLC | 58661 | CA | PACC | WECC |  | 22 | 2 | NAICS-22 Non-Cogen | PV | SUN | SUN |  |  |  | 0 | 0 | 0 | 0 | 0 | 0 | 0 | 0 | 0 | 0 | 0 | 0 | 0 | 0 | 0 | 0 | 0 | 0 | 0 | 0 | 0 | 0 | 0 | 0 | 0 | 0 | 0 | 0 | 0 | 0 | 0 | 0 | 0 | 0 | 0 | 0 | 16742 | 22695 | 22209 | 27989 | 36631 | 36477 | 39848 | 34134 | 26802 | 24774 | 19586 | 15507 | 16742 | 22695 | 22209 | 27989 | 36631 | 36477 | 39848 | 34134 | 26802 | 24774 | 19586 | 15507 | 1911.235 | 2590.775 | 2535.23 | 3195.103 | 4181.59 | 4164.029 | 4548.822 | 3896.587 | 3059.59 | 2828.062 | 2235.791 | 1770.186 | 0 | 0 | 323394 | 323394 | 36917 | 2020
60033 | N | . | CA Flats Solar 130, LLC | California Flats Solar 130, LLC | 61423 | CA | PACC | WECC |  | 22 | 2 | NAICS-22 Non-Cogen | PV | SUN | SUN |  |  |  | 0 | 0 | 0 | 0 | 0 | 0 | 0 | 0 | 0 | 0 | 0 | 0 | 0 | 0 | 0 | 0 | 0 | 0 | 0 | 0 | 0 | 0 | 0 | 0 | 0 | 0 | 0 | 0 | 0 | 0 | 0 | 0 | 0 | 0 | 0 | 0 | 158460 | 217896 | 191949 | 260995 | 356742 | 360343 | 376803 | 301029 | 238018 | 203372 | 169357 | 150803 | 158460 | 217896 | 191949 | 260995 | 356742 | 360343 | 376803 | 301029 | 238018 | 203372 | 169357 | 150803 | 18089 | 24874 | 21912 | 29794 | 40724 | 41135 | 43014 | 34364 | 27171 | 23216 | 19333 | 17215 | 0 | 0 | 2985767 | 2985767 | 340841 | 2020
60034 | N | . | CA Flats Solar 150, LLC | CD Arevon USA, Inc. | 61230 | CA | PACC | WECC |  | 22 | 2 | NAICS-22 Non-Cogen | PV | SUN | SUN |  |  |  | 0 | 0 | 0 | 0 | 0 | 0 | 0 | 0 | 0 | 0 | 0 | 0 | 0 | 0 | 0 | 0 | 0 | 0 | 0 | 0 | 0 | 0 | 0 | 0 | 0 | 0 | 0 | 0 | 0 | 0 | 0 | 0 | 0 | 0 | 0 | 0 | 166440 | 230546 | 209110 | 284358 | 389102 | 390144 | 423826 | 319758 | 257360 | 225281 | 182918 | 162875 | 166440 | 230546 | 209110 | 284358 | 389102 | 390144 | 423826 | 319758 | 257360 | 225281 | 182918 | 162875 | 19000 | 26318 | 23871 | 32461 | 44418 | 44537 | 48382 | 36502 | 29379 | 25717 | 20881 | 18593 | 0 | 0 | 3241718 | 3241718 | 370059 | 2020
60035 | N | . | Tequesquite Landfill Solar PV Project | Solar Star California XXXI, LLC | 59775 | CA | PACC | WECC |  | 22 | 2 | NAICS-22 Non-Cogen | PV | SUN | SUN |  |  |  | 0 | 0 | 0 | 0 | 0 | 0 | 0 | 0 | 0 | 0 | 0 | 0 | 0 | 0 | 0 | 0 | 0 | 0 | 0 | 0 | 0 | 0 | 0 | 0 | 0 | 0 | 0 | 0 | 0 | 0 | 0 | 0 | 0 | 0 | 0 | 0 | 6309 | 8553 | 8369 | 10548 | 13804 | 13746 | 15016 | 12863 | 10100 | 9336 | 7381 | 5844 | 6309 | 8553 | 8369 | 10548 | 13804 | 13746 | 15016 | 12863 | 10100 | 9336 | 7381 | 5844 | 720.241 | 976.321 | 955.39 | 1204.06 | 1575.813 | 1569.195 | 1714.202 | 1468.411 | 1152.992 | 1065.742 | 842.547 | 667.086 | 0 | 0 | 121869 | 121869 | 13912 | 2020
60039 | N | . | Frontier Solar LLC | Frontier Solar, LLC | 59776 | CA | PACC | WECC |  | 22 | 2 | NAICS-22 Non-Cogen | PV | SUN | SUN |  |  |  | 0 | 0 | 0 | 0 | 0 | 0 | 0 | 0 | 0 | 0 | 0 | 0 | 0 | 0 | 0 | 0 | 0 | 0 | 0 | 0 | 0 | 0 | 0 | 0 | 0 | 0 | 0 | 0 | 0 | 0 | 0 | 0 | 0 | 0 | 0 | 0 | 22501 | 30501 | 29847 | 37616 | 49229 | 49023 | 53553 | 45874 | 36020 | 33294 | 26322 | 20840 | 22501 | 30501 | 29847 | 37616 | 49229 | 49023 | 53553 | 45874 | 36020 | 33294 | 26322 | 20840 | 2568.575 | 3481.829 | 3407.181 | 4294.007 | 5619.779 | 5596.179 | 6113.315 | 5236.755 | 4111.886 | 3800.727 | 3004.754 | 2379.013 | 0 | 0 | 434620 | 434620 | 49614 | 2020
60043 | N | . | Cuyama Solar, LLC | Cuyama Solar, LLC | 61112 | CA | PACC | WECC |  | 22 | 2 | NAICS-22 Non-Cogen | PV | SUN | SUN |  |  |  | 0 | 0 | 0 | 0 | 0 | 0 | 0 | 0 | 0 | 0 | 0 | 0 | 0 | 0 | 0 | 0 | 0 | 0 | 0 | 0 | 0 | 0 | 0 | 0 | 0 | 0 | 0 | 0 | 0 | 0 | 0 | 0 | 0 | 0 | 0 | 0 | 49871 | 70465 | 69108 | 56388 | 85988 | 93977 | 98182 | 72603 | 55784 | 65428 | 56625 | 42381 | 49871 | 70465 | 69108 | 56388 | 85988 | 93977 | 98182 | 72603 | 55784 | 65428 | 56625 | 42381 | 5693 | 8044 | 7889 | 6437 | 9816 | 10728 | 11208 | 8288 | 6368 | 7469 | 6464 | 4838 | 0 | 0 | 816800 | 816800 | 93242 | 2020
60049 | N | . | Golden Hills Wind | Golden Hills Wind, LLC | 59780 | CA | PACC | WECC |  | 22 | 2 | NAICS-22 Non-Cogen | WT | WND | WND |  |  |  | 0 | 0 | 0 | 0 | 0 | 0 | 0 | 0 | 0 | 0 | 0 | 0 | 0 | 0 | 0 | 0 | 0 | 0 | 0 | 0 | 0 | 0 | 0 | 0 | 0 | 0 | 0 | 0 | 0 | 0 | 0 | 0 | 0 | 0 | 0 | 0 | 128708 | 131935 | 191258 | 257857 | 263114 | 291793 | 286493 | 244086 | 135127 | 147225 | 112666 | 110639 | 128708 | 131935 | 191258 | 257857 | 263114 | 291793 | 286493 | 244086 | 135127 | 147225 | 112666 | 110639 | 14692.721 | 15061.038 | 21833.054 | 29435.759 | 30035.812 | 33309.747 | 32704.702 | 27863.739 | 15425.463 | 16806.484 | 12861.408 | 12630.073 | 0 | 0 | 2300901 | 2300901 | 262660 | 2020
60060 | N | . | Lindberg FIeld Solar | Lindberg Field Solar I LLC | 59791 | CA | PACC | WECC |  | 22 | 2 | NAICS-22 Non-Cogen | PV | SUN | SUN |  |  |  | 0 | 0 | 0 | 0 | 0 | 0 | 0 | 0 | 0 | 0 | 0 | 0 | 0 | 0 | 0 | 0 | 0 | 0 | 0 | 0 | 0 | 0 | 0 | 0 | 0 | 0 | 0 | 0 | 0 | 0 | 0 | 0 | 0 | 0 | 0 | 0 | 2396 | 3248 | 3179 | 4006 | 5243 | 5221 | 5703 | 4886 | 3836 | 3546 | 2803 | 2220 | 2396 | 3248 | 3179 | 4006 | 5243 | 5221 | 5703 | 4886 | 3836 | 3546 | 2803 | 2220 | 273.56 | 370.822 | 362.872 | 457.321 | 598.519 | 596.005 | 651.081 | 557.726 | 437.925 | 404.786 | 320.013 | 253.37 | 0 | 0 | 46287 | 46287 | 5284 | 2020
60077 | N | . | CED Avenal | Consolidated Edison Development Inc. | 56769 | CA | PACC | WECC |  | 22 | 2 | NAICS-22 Non-Cogen | PV | SUN | SUN |  |  |  | 0 | 0 | 0 | 0 | 0 | 0 | 0 | 0 | 0 | 0 | 0 | 0 | 0 | 0 | 0 | 0 | 0 | 0 | 0 | 0 | 0 | 0 | 0 | 0 | 0 | 0 | 0 | 0 | 0 | 0 | 0 | 0 | 0 | 0 | 0 | 0 | 18458 | 25020 | 24484 | 30856 | 40383 | 40214 | 43930 | 37631 | 29548 | 27312 | 21592 | 17095 | 18458 | 25020 | 24484 | 30856 | 40383 | 40214 | 43930 | 37631 | 29548 | 27312 | 21592 | 17095 | 2107.035 | 2856.189 | 2794.954 | 3522.429 | 4609.977 | 4590.617 | 5014.831 | 4295.777 | 3373.033 | 3117.785 | 2464.838 | 1951.535 | 0 | 0 | 356523 | 356523 | 40699 | 2020
60078 | N | . | CED Ducor 1 | Consolidated Edison Development Inc. | 56769 | CA | PACC | WECC |  | 22 | 2 | NAICS-22 Non-Cogen | PV | SUN | SUN |  |  |  | 0 | 0 | 0 | 0 | 0 | 0 | 0 | 0 | 0 | 0 | 0 | 0 | 0 | 0 | 0 | 0 | 0 | 0 | 0 | 0 | 0 | 0 | 0 | 0 | 0 | 0 | 0 | 0 | 0 | 0 | 0 | 0 | 0 | 0 | 0 | 0 | 22570 | 30595 | 29939 | 37732 | 49381 | 49174 | 53718 | 46015 | 36131 | 33397 | 26403 | 20904 | 22570 | 30595 | 29939 | 37732 | 49381 | 49174 | 53718 | 46015 | 36131 | 33397 | 26403 | 20904 | 2576.497 | 3492.567 | 3417.688 | 4307.249 | 5637.109 | 5613.436 | 6132.167 | 5252.904 | 4124.566 | 3812.448 | 3014.02 | 2386.349 | 0 | 0 | 435959 | 435959 | 49767 | 2020
60079 | N | . | CED Ducor 2 | Consolidated Edison Development Inc. | 56769 | CA | PACC | WECC |  | 22 | 2 | NAICS-22 Non-Cogen | PV | SUN | SUN |  |  |  | 0 | 0 | 0 | 0 | 0 | 0 | 0 | 0 | 0 | 0 | 0 | 0 | 0 | 0 | 0 | 0 | 0 | 0 | 0 | 0 | 0 | 0 | 0 | 0 | 0 | 0 | 0 | 0 | 0 | 0 | 0 | 0 | 0 | 0 | 0 | 0 | 22860 | 30988 | 30324 | 38217 | 50016 | 49806 | 54409 | 46607 | 36596 | 33827 | 26742 | 21173 | 22860 | 30988 | 30324 | 38217 | 50016 | 49806 | 54409 | 46607 | 36596 | 33827 | 26742 | 21173 | 2609.629 | 3537.481 | 3461.639 | 4362.639 | 5709.602 | 5685.625 | 6211.027 | 5320.456 | 4177.608 | 3861.476 | 3052.78 | 2417.038 | 0 | 0 | 441565 | 441565 | 50407 | 2020
60080 | N | . | CED Ducor 3 | Consolidated Edison Development Inc. | 56769 | CA | PACC | WECC |  | 22 | 2 | NAICS-22 Non-Cogen | PV | SUN | SUN |  |  |  | 0 | 0 | 0 | 0 | 0 | 0 | 0 | 0 | 0 | 0 | 0 | 0 | 0 | 0 | 0 | 0 | 0 | 0 | 0 | 0 | 0 | 0 | 0 | 0 | 0 | 0 | 0 | 0 | 0 | 0 | 0 | 0 | 0 | 0 | 0 | 0 | 17142 | 23237 | 22739 | 28657 | 37505 | 37347 | 40799 | 34949 | 27442 | 25365 | 20053 | 15877 | 17142 | 23237 | 22739 | 28657 | 37505 | 37347 | 40799 | 34949 | 27442 | 25365 | 20053 | 15877 | 1956.846 | 2652.602 | 2595.731 | 3271.352 | 4281.38 | 4263.401 | 4657.377 | 3989.577 | 3132.605 | 2895.552 | 2289.146 | 1812.431 | 0 | 0 | 331112 | 331112 | 37798 | 2020
60081 | N | . | CED Ducor 4 | Consolidated Edison Development Inc. | 56769 | CA | PACC | WECC |  | 22 | 2 | NAICS-22 Non-Cogen | PV | SUN | SUN |  |  |  | 0 | 0 | 0 | 0 | 0 | 0 | 0 | 0 | 0 | 0 | 0 | 0 | 0 | 0 | 0 | 0 | 0 | 0 | 0 | 0 | 0 | 0 | 0 | 0 | 0 | 0 | 0 | 0 | 0 | 0 | 0 | 0 | 0 | 0 | 0 | 0 | 22085 | 29938 | 29296 | 36921 | 48320 | 48117 | 52564 | 45027 | 35355 | 32680 | 25836 | 20455 | 22085 | 29938 | 29296 | 36921 | 48320 | 48117 | 52564 | 45027 | 35355 | 32680 | 25836 | 20455 | 2521.153 | 3417.546 | 3344.276 | 4214.728 | 5516.024 | 5492.859 | 6000.448 | 5140.071 | 4035.97 | 3730.556 | 2949.279 | 2335.09 | 0 | 0 | 426594 | 426594 | 48698 | 2020
60083 | N | . | Fresno Solar | Wellhead Services, Inc | 20323 | CA | PACC | WECC |  | 22 | 2 | NAICS-22 Non-Cogen | PV | SUN | SUN |  |  |  | 0 | 0 | 0 | 0 | 0 | 0 | 0 | 0 | 0 | 0 | 0 | 0 | 0 | 0 | 0 | 0 | 0 | 0 | 0 | 0 | 0 | 0 | 0 | 0 | 0 | 0 | 0 | 0 | 0 | 0 | 0 | 0 | 0 | 0 | 0 | 0 | 2898 | 3928 | 3844 | 4845 | 6340 | 6314 | 6897 | 5908 | 4639 | 4288 | 3390 | 2684 | 2898 | 3928 | 3844 | 4845 | 6340 | 6314 | 6897 | 5908 | 4639 | 4288 | 3390 | 2684 | 330.819 | 448.44 | 438.825 | 553.044 | 723.795 | 720.756 | 787.36 | 674.464 | 529.587 | 489.512 | 386.995 | 306.403 | 0 | 0 | 55975 | 55975 | 6390 | 2020
60085 | N | . | AVS Lancaster 1 | Tesla Inc. | 60947 | CA | PACC | WECC |  | 22 | 2 | NAICS-22 Non-Cogen | PV | SUN | SUN |  |  |  | 0 | 0 | 0 | 0 | 0 | 0 | 0 | 0 | 0 | 0 | 0 | 0 | 0 | 0 | 0 | 0 | 0 | 0 | 0 | 0 | 0 | 0 | 0 | 0 | 0 | 0 | 0 | 0 | 0 | 0 | 0 | 0 | 0 | 0 | 0 | 0 | 3377 | 4578 | 4479 | 5645 | 7388 | 7357 | 8037 | 6885 | 5406 | 4997 | 3950 | 3128 | 3377 | 4578 | 4479 | 5645 | 7388 | 7357 | 8037 | 6885 | 5406 | 4997 | 3950 | 3128 | 385.487 | 522.548 | 511.345 | 644.439 | 843.409 | 839.867 | 917.478 | 785.925 | 617.106 | 570.408 | 450.949 | 357.039 | 0 | 0 | 65227 | 65227 | 7446 | 2020
60086 | N | . | US-TOPCO (Soccer Center) | Tesla Inc. | 60947 | CA | PACC | WECC |  | 22 | 2 | NAICS-22 Non-Cogen | PV | SUN | SUN |  |  |  | 0 | 0 | 0 | 0 | 0 | 0 | 0 | 0 | 0 | 0 | 0 | 0 | 0 | 0 | 0 | 0 | 0 | 0 | 0 | 0 | 0 | 0 | 0 | 0 | 0 | 0 | 0 | 0 | 0 | 0 | 0 | 0 | 0 | 0 | 0 | 0 | 2466 | 3342 | 3271 | 4122 | 5395 | 5372 | 5869 | 5027 | 3947 | 3649 | 2884 | 2284 | 2466 | 3342 | 3271 | 4122 | 5395 | 5372 | 5869 | 5027 | 3947 | 3649 | 2884 | 2284 | 281.479 | 381.56 | 373.379 | 470.563 | 615.849 | 613.263 | 669.934 | 573.875 | 450.605 | 416.507 | 329.279 | 260.707 | 0 | 0 | 47628 | 47628 | 5437 | 2020
60091 | N | . | Kingbird B Solar, LLC | CD Arevon USA, Inc. | 61230 | CA | PACC | WECC |  | 22 | 2 | NAICS-22 Non-Cogen | PV | SUN | SUN |  |  |  | 0 | 0 | 0 | 0 | 0 | 0 | 0 | 0 | 0 | 0 | 0 | 0 | 0 | 0 | 0 | 0 | 0 | 0 | 0 | 0 | 0 | 0 | 0 | 0 | 0 | 0 | 0 | 0 | 0 | 0 | 0 | 0 | 0 | 0 | 0 | 0 | 25913 | 35127 | 34374 | 43321 | 56696 | 56458 | 61675 | 52832 | 41483 | 38344 | 30314 | 24001 | 25913 | 35127 | 34374 | 43321 | 56696 | 56458 | 61675 | 52832 | 41483 | 38344 | 30314 | 24001 | 2958.154 | 4009.921 | 3923.951 | 4945.283 | 6472.136 | 6444.956 | 7040.527 | 6031.018 | 4735.539 | 4377.187 | 3460.488 | 2739.84 | 0 | 0 | 500538 | 500538 | 57139 | 2020
60092 | N | . | Blythe Solar II, LLC | Blythe Solar II, LLC | 59843 | CA | PACC | WECC |  | 22 | 2 | NAICS-22 Non-Cogen | PV | SUN | SUN |  |  |  | 0 | 0 | 0 | 0 | 0 | 0 | 0 | 0 | 0 | 0 | 0 | 0 | 0 | 0 | 0 | 0 | 0 | 0 | 0 | 0 | 0 | 0 | 0 | 0 | 0 | 0 | 0 | 0 | 0 | 0 | 0 | 0 | 0 | 0 | 0 | 0 | 125826 | 170563 | 166906 | 210349 | 275294 | 274137 | 299470 | 256530 | 201427 | 186184 | 147193 | 116540 | 125826 | 170563 | 166906 | 210349 | 275294 | 274137 | 299470 | 256530 | 201427 | 186184 | 147193 | 116540 | 14363.655 | 19470.636 | 19053.196 | 24012.389 | 31426.202 | 31294.227 | 34186.09 | 29284.303 | 22993.957 | 21253.937 | 16802.799 | 13303.609 | 0 | 0 | 2430419 | 2430419 | 277445 | 2020
60093 | N | . | Blythe Solar 110, LLC | Blythe Solar 110, LLC | 59842 | CA | PACC | WECC |  | 22 | 2 | NAICS-22 Non-Cogen | PV | SUN | SUN |  |  |  | 0 | 0 | 0 | 0 | 0 | 0 | 0 | 0 | 0 | 0 | 0 | 0 | 0 | 0 | 0 | 0 | 0 | 0 | 0 | 0 | 0 | 0 | 0 | 0 | 0 | 0 | 0 | 0 | 0 | 0 | 0 | 0 | 0 | 0 | 0 | 0 | 133965 | 181596 | 177703 | 223955 | 293101 | 291870 | 318842 | 273125 | 214457 | 198228 | 156714 | 124078 | 133965 | 181596 | 177703 | 223955 | 293101 | 291870 | 318842 | 273125 | 214457 | 198228 | 156714 | 124078 | 15292.793 | 20730.127 | 20285.685 | 25565.671 | 33459.059 | 33318.547 | 36397.475 | 31178.607 | 24481.36 | 22628.784 | 17889.716 | 14164.176 | 0 | 0 | 2587634 | 2587634 | 295392 | 2020
60094 | N | . | Blythe Solar III, LLC Hybrid | Blythe Solar III, LLC | 59844 | CA | PACC | WECC |  | 22 | 2 | NAICS-22 Non-Cogen | PV | SUN | SUN |  |  |  | . | . | . | . | 0 | 0 | 0 | 0 | 0 | 0 | 0 | 0 | . | . | . | . | 0 | 0 | 0 | 0 | 0 | 0 | 0 | 0 | . | . | . | . | 0 | 0 | 0 | 0 | 0 | 0 | 0 | 0 | . | . | . | . | 230125 | 361779 | 378213 | 332889 | 254014 | 148596 | 160317 | 88651 | . | . | . | . | 230125 | 361779 | 378213 | 332889 | 254014 | 148596 | 160317 | 88651 | . | . | . | . | 26270 | 41299 | 43175 | 38001 | 28997 | 16963 | 18301 | 10120 | 0 | 0 | 1954584 | 1954584 | 223126 | 2020
60095 | N | . | Blythe Solar IV, LLC | Blythe Solar IV, LLC | 59845 | CA | PACC | WECC |  | 22 | 2 | NAICS-22 Non-Cogen | PV | SUN | SUN |  |  |  | . | . | . | . | . | . | . | . | . | . | 0 | 0 | . | . | . | . | . | . | . | . | . | . | 0 | 0 | . | . | . | . | . | . | . | . | . | . | 0 | 0 | . | . | . | . | . | . | . | . | . | . | 184223 | 140686 | . | . | . | . | . | . | . | . | . | . | 184223 | 140686 | . | . | . | . | . | . | . | . | . | . | 21030 | 16060 | 0 | 0 | 324909 | 324909 | 37090 | 2020
60100 | N | . | Dinuba Energy | Dinuba Energy | 59849 | CA | PACC | WECC |  | 22 | 2 | NAICS-22 Non-Cogen | ST | AB | ORW |  |  | short tons | 0 | 0 | 0 | 0 | 0 | 0 | 0 | 0 | 0 | 0 | 0 | 0 | 0 | 0 | 0 | 0 | 0 | 0 | 0 | 0 | 0 | 0 | 0 | 0 | 0 | 0 | 0 | 0 | 0 | 0 | 0 | 0 | 0 | 0 | 0 | 0 | 0 | 0 | 0 | 0 | 0 | 0 | 0 | 0 | 0 | 0 | 0 | 0 | 0 | 0 | 0 | 0 | 0 | 0 | 0 | 0 | 0 | 0 | 0 | 0 | 0 | 0 | 0 | 0 | 0 | 0 | 0 | 0 | 0 | 0 | 0 | 0 | 0 | 0 | 0 | 0 | 0 | 2020
60100 | N | . | Dinuba Energy | Dinuba Energy | 59849 | CA | PACC | WECC |  | 22 | 2 | NAICS-22 Non-Cogen | ST | NG | NG |  |  | mcf | 0 | 0 | 0 | 0 | 0 | 0 | 0 | 0 | 0 | 0 | 0 | 0 | 0 | 0 | 0 | 0 | 0 | 0 | 0 | 0 | 0 | 0 | 0 | 0 | 0 | 0 | 0 | 0 | 0 | 0 | 0 | 0 | 0 | 0 | 0 | 0 | 0 | 0 | 0 | 0 | 0 | 0 | 0 | 0 | 0 | 0 | 0 | 0 | 0 | 0 | 0 | 0 | 0 | 0 | 0 | 0 | 0 | 0 | 0 | 0 | 0 | 0 | 0 | 0 | 0 | 0 | 0 | 0 | 0 | 0 | 0 | 0 | 0 | 0 | 0 | 0 | 0 | 2020
60100 | N | . | Dinuba Energy | Dinuba Energy | 59849 | CA | PACC | WECC |  | 22 | 2 | NAICS-22 Non-Cogen | ST | WDS | WWW |  |  | short tons | 0 | 0 | 0 | 0 | 0 | 0 | 0 | 0 | 0 | 0 | 0 | 0 | 0 | 0 | 0 | 0 | 0 | 0 | 0 | 0 | 0 | 0 | 0 | 0 | 0 | 0 | 0 | 0 | 0 | 0 | 0 | 0 | 0 | 0 | 0 | 0 | 0 | 0 | 0 | 0 | 0 | 0 | 0 | 0 | 0 | 0 | 0 | 0 | 0 | 0 | 0 | 0 | 0 | 0 | 0 | 0 | 0 | 0 | 0 | 0 | 0 | 0 | 0 | 0 | 0 | 0 | 0 | 0 | 0 | 0 | 0 | 0 | 0 | 0 | 0 | 0 | 0 | 2020
60120 | Y | . | UCI Fuel Cell | UCI Fuel Cell, LLC | 59892 | CA | PACC | WECC |  | 22 | 3 | NAICS-22 Cogen | FC | NG | NG |  |  | mcf | 3539 | 3132 | 3478 | 2458 | 2312 | 3252 | 4549 | 5654 | 4926 | 5117 | 4088 | 4532 | 2474 | 2188 | 2430 | 1718 | 1615 | 2272 | 3179 | 3950 | 3441 | 3575 | 2856 | 3167 | 1.024 | 1.024 | 1.024 | 1.024 | 1.024 | 1.024 | 1.024 | 1.024 | 1.024 | 1.024 | 1.024 | 1.024 | 3624 | 3207 | 3561 | 2517 | 2367 | 3330 | 4658 | 5790 | 5044 | 5240 | 4186 | 4641 | 2533 | 2241 | 2488 | 1759 | 1654 | 2327 | 3255 | 4045 | 3524 | 3661 | 2925 | 3243 | 375.7 | 332.367 | 369.115 | 260.917 | 245.321 | 345.134 | 482.809 | 600.017 | 522.74 | 543.017 | 433.863 | 481 | 47037 | 32865 | 48165 | 33655 | 4992 | 2020
60142 | N | . | Lemoore 1 | AES Distributed Energy | 61012 | CA | PACC | WECC |  | 22 | 2 | NAICS-22 Non-Cogen | PV | SUN | SUN |  |  |  | 0 | 0 | 0 | 0 | 0 | 0 | 0 | 0 | 0 | 0 | 0 | 0 | 0 | 0 | 0 | 0 | 0 | 0 | 0 | 0 | 0 | 0 | 0 | 0 | 0 | 0 | 0 | 0 | 0 | 0 | 0 | 0 | 0 | 0 | 0 | 0 | 537 | 728 | 712 | 898 | 1175 | 1170 | 1278 | 1095 | 860 | 795 | 628 | 497 | 537 | 728 | 712 | 898 | 1175 | 1170 | 1278 | 1095 | 860 | 795 | 628 | 497 | 61.297 | 83.091 | 81.31 | 102.473 | 134.112 | 133.549 | 145.89 | 124.971 | 98.127 | 90.701 | 71.706 | 56.773 | 0 | 0 | 10373 | 10373 | 1184 | 2020
60151 | N | . | Building F | Golden Springs Development Company LLC | 57104 | CA | PACC | WECC |  | 22 | 2 | NAICS-22 Non-Cogen | PV | SUN | SUN |  |  |  | 0 | 0 | 0 | 0 | 0 | 0 | 0 | 0 | 0 | 0 | 0 | 0 | 0 | 0 | 0 | 0 | 0 | 0 | 0 | 0 | 0 | 0 | 0 | 0 | 0 | 0 | 0 | 0 | 0 | 0 | 0 | 0 | 0 | 0 | 0 | 0 | 1113 | 1509 | 1476 | 1861 | 2435 | 2425 | 2649 | 2269 | 1782 | 1647 | 1302 | 1031 | 1113 | 1509 | 1476 | 1861 | 2435 | 2425 | 2649 | 2269 | 1782 | 1647 | 1302 | 1031 | 127.047 | 172.218 | 168.525 | 212.389 | 277.965 | 276.797 | 302.376 | 259.02 | 203.381 | 187.991 | 148.621 | 117.67 | 0 | 0 | 21499 | 21499 | 2454 | 2020
60153 | N | . | Building G | Golden Springs Development Company LLC | 57104 | CA | PACC | WECC |  | 22 | 2 | NAICS-22 Non-Cogen | PV | SUN | SUN |  |  |  | 0 | 0 | 0 | 0 | 0 | 0 | 0 | 0 | 0 | 0 | 0 | 0 | 0 | 0 | 0 | 0 | 0 | 0 | 0 | 0 | 0 | 0 | 0 | 0 | 0 | 0 | 0 | 0 | 0 | 0 | 0 | 0 | 0 | 0 | 0 | 0 | 1004 | 1360 | 1331 | 1678 | 2196 | 2187 | 2389 | 2046 | 1607 | 1485 | 1174 | 930 | 1004 | 1360 | 1331 | 1678 | 2196 | 2187 | 2389 | 2046 | 1607 | 1485 | 1174 | 930 | 114.57 | 155.305 | 151.975 | 191.531 | 250.667 | 249.614 | 272.68 | 233.582 | 183.408 | 169.529 | 134.025 | 106.114 | 0 | 0 | 19387 | 19387 | 2213 | 2020
60154 | N | . | Buidling L | Golden Springs Development Company LLC | 57104 | CA | PACC | WECC |  | 22 | 2 | NAICS-22 Non-Cogen | PV | SUN | SUN |  |  |  | 0 | 0 | 0 | 0 | 0 | 0 | 0 | 0 | 0 | 0 | 0 | 0 | 0 | 0 | 0 | 0 | 0 | 0 | 0 | 0 | 0 | 0 | 0 | 0 | 0 | 0 | 0 | 0 | 0 | 0 | 0 | 0 | 0 | 0 | 0 | 0 | 722 | 979 | 958 | 1207 | 1580 | 1573 | 1718 | 1472 | 1156 | 1068 | 845 | 669 | 722 | 979 | 958 | 1207 | 1580 | 1573 | 1718 | 1472 | 1156 | 1068 | 845 | 669 | 82.418 | 111.724 | 109.329 | 137.785 | 180.326 | 179.569 | 196.162 | 168.036 | 131.941 | 121.957 | 96.416 | 76.337 | 0 | 0 | 13947 | 13947 | 1592 | 2020
60182 | N | . | Dulles | Golden Springs Development Company LLC | 57104 | CA | PACC | WECC |  | 22 | 2 | NAICS-22 Non-Cogen | PV | SUN | SUN |  |  |  | 0 | 0 | 0 | 0 | 0 | 0 | 0 | 0 | 0 | 0 | 0 | 0 | 0 | 0 | 0 | 0 | 0 | 0 | 0 | 0 | 0 | 0 | 0 | 0 | 0 | 0 | 0 | 0 | 0 | 0 | 0 | 0 | 0 | 0 | 0 | 0 | 1437 | 1948 | 1906 | 2403 | 3144 | 3131 | 3421 | 2930 | 2301 | 2127 | 1681 | 1331 | 1437 | 1948 | 1906 | 2403 | 3144 | 3131 | 3421 | 2930 | 2301 | 2127 | 1681 | 1331 | 164.063 | 222.395 | 217.627 | 274.272 | 358.953 | 357.445 | 390.476 | 334.488 | 262.639 | 242.764 | 191.923 | 151.955 | 0 | 0 | 27760 | 27760 | 3169 | 2020
60183 | N | . | Freeway Springs | Golden Springs Development Company LLC | 57104 | CA | PACC | WECC |  | 22 | 2 | NAICS-22 Non-Cogen | PV | SUN | SUN |  |  |  | 0 | 0 | 0 | 0 | 0 | 0 | 0 | 0 | 0 | 0 | 0 | 0 | 0 | 0 | 0 | 0 | 0 | 0 | 0 | 0 | 0 | 0 | 0 | 0 | 0 | 0 | 0 | 0 | 0 | 0 | 0 | 0 | 0 | 0 | 0 | 0 | 1360 | 1844 | 1804 | 2274 | 2976 | 2963 | 3237 | 2773 | 2177 | 2013 | 1591 | 1260 | 1360 | 1844 | 1804 | 2274 | 2976 | 2963 | 3237 | 2773 | 2177 | 2013 | 1591 | 1260 | 155.263 | 210.465 | 205.953 | 259.558 | 339.697 | 338.27 | 369.529 | 316.544 | 248.55 | 229.741 | 181.627 | 143.803 | 0 | 0 | 26272 | 26272 | 2999 | 2020
60185 | N | . | Solverde 1 | Sustainable Power Group, LLC | 58661 | CA | PACC | WECC |  | 22 | 2 | NAICS-22 Non-Cogen | PV | SUN | SUN |  |  |  | 0 | 0 | 0 | 0 | 0 | 0 | 0 | 0 | 0 | 0 | 0 | 0 | 0 | 0 | 0 | 0 | 0 | 0 | 0 | 0 | 0 | 0 | 0 | 0 | 0 | 0 | 0 | 0 | 0 | 0 | 0 | 0 | 0 | 0 | 0 | 0 | 103517 | 129333 | 125513 | 181446 | 226026 | 224282 | 240725 | 193482 | 151171 | 139810 | 105576 | 85778 | 103517 | 129333 | 125513 | 181446 | 226026 | 224282 | 240725 | 193482 | 151171 | 139810 | 105576 | 85778 | 11817 | 14764 | 14328 | 20713 | 25802 | 25603 | 27480 | 22087 | 17257 | 15960 | 12052 | 9792 | 0 | 0 | 1906659 | 1906659 | 217655 | 2020
60186 | N | . | Antelope DSR 1 | Sustainable Power Group, LLC | 58661 | CA | PACC | WECC |  | 22 | 2 | NAICS-22 Non-Cogen | PV | SUN | SUN |  |  |  | 0 | 0 | 0 | 0 | 0 | 0 | 0 | 0 | 0 | 0 | 0 | 0 | 0 | 0 | 0 | 0 | 0 | 0 | 0 | 0 | 0 | 0 | 0 | 0 | 0 | 0 | 0 | 0 | 0 | 0 | 0 | 0 | 0 | 0 | 0 | 0 | 61811 | 77289 | 75108 | 105681 | 132004 | 130620 | 139888 | 113022 | 88844 | 82712 | 62958 | 51903 | 61811 | 77289 | 75108 | 105681 | 132004 | 130620 | 139888 | 113022 | 88844 | 82712 | 62958 | 51903 | 7056 | 8823 | 8574 | 12064 | 15069 | 14911 | 15969 | 12902 | 10142 | 9442 | 7187 | 5925 | 0 | 0 | 1121840 | 1121840 | 128064 | 2020
60187 | N | . | Antelope DSR 2 | Sustainable Power Group, LLC | 58661 | CA | PACC | WECC |  | 22 | 2 | NAICS-22 Non-Cogen | PV | SUN | SUN |  |  |  | 0 | 0 | 0 | 0 | 0 | 0 | 0 | 0 | 0 | 0 | 0 | 0 | 0 | 0 | 0 | 0 | 0 | 0 | 0 | 0 | 0 | 0 | 0 | 0 | 0 | 0 | 0 | 0 | 0 | 0 | 0 | 0 | 0 | 0 | 0 | 0 | 6263 | 8490 | 8308 | 10470 | 13703 | 13645 | 14906 | 12769 | 10026 | 9267 | 7327 | 5801 | 6263 | 8490 | 8308 | 10470 | 13703 | 13645 | 14906 | 12769 | 10026 | 9267 | 7327 | 5801 | 714.959 | 969.163 | 948.385 | 1195.232 | 1564.259 | 1557.69 | 1701.634 | 1457.645 | 1144.539 | 1057.928 | 836.37 | 662.196 | 0 | 0 | 120975 | 120975 | 13810 | 2020
60193 | N | . | Whitethorn Solar LLC | Whitethorn Solar LLC | 59969 | CA | PACC | WECC |  | 22 | 2 | NAICS-22 Non-Cogen | PV | SUN | SUN |  |  |  | 0 | 0 | 0 | 0 | 0 | 0 | 0 | 0 | 0 | 0 | 0 | 0 | 0 | 0 | 0 | 0 | 0 | 0 | 0 | 0 | 0 | 0 | 0 | 0 | 0 | 0 | 0 | 0 | 0 | 0 | 0 | 0 | 0 | 0 | 0 | 0 | 2676 | 3627 | 3549 | 4473 | 5854 | 5830 | 6368 | 5455 | 4283 | 3959 | 3130 | 2478 | 2676 | 3627 | 3549 | 4473 | 5854 | 5830 | 6368 | 5455 | 4283 | 3959 | 3130 | 2478 | 305.45 | 414.052 | 405.175 | 510.635 | 668.293 | 665.487 | 726.983 | 622.745 | 488.977 | 451.975 | 357.32 | 282.908 | 0 | 0 | 51682 | 51682 | 5900 | 2020
60219 | N | . | Strata Roof 1 | Strata Roof 1, LLC | 60004 | CA | PACC | WECC |  | 22 | 2 | NAICS-22 Non-Cogen | PV | SUN | SUN |  |  |  | 0 | 0 | 0 | 0 | 0 | 0 | 0 | 0 | 0 | 0 | 0 | 0 | 0 | 0 | 0 | 0 | 0 | 0 | 0 | 0 | 0 | 0 | 0 | 0 | 0 | 0 | 0 | 0 | 0 | 0 | 0 | 0 | 0 | 0 | 0 | 0 | 666 | 902 | 883 | 1113 | 1457 | 1450 | 1585 | 1357 | 1066 | 985 | 779 | 617 | 666 | 902 | 883 | 1113 | 1457 | 1450 | 1585 | 1357 | 1066 | 985 | 779 | 617 | 76.001 | 103.022 | 100.813 | 127.053 | 166.28 | 165.582 | 180.883 | 154.947 | 121.664 | 112.458 | 88.906 | 70.391 | 0 | 0 | 12860 | 12860 | 1468 | 2020
60220 | Y | . | Zero Waste Energy Development Co LLC | Zero Waste Energy Development Company LLC | 60003 | CA | PACC | WECC |  | 22 | 3 | NAICS-22 Cogen | IC | OBG | ORW |  |  | Mcf | 3793 | 3411 | 3594 | 3364 | 3574 | 3294 | 3699 | 3532 | 3503 | 3371 | 3394 | 3031 | 2320 | 2087 | 2200 | 2058 | 2187 | 2016 | 2264 | 2161 | 2143 | 2063 | 2077 | 1855 | 1.011 | 1.011 | 1.011 | 1.011 | 1.011 | 1.011 | 1.011 | 1.011 | 1.011 | 1.011 | 1.011 | 1.011 | 3835 | 3449 | 3634 | 3401 | 3613 | 3330 | 3740 | 3571 | 3542 | 3408 | 3431 | 3064 | 2346 | 2110 | 2224 | 2081 | 2211 | 2038 | 2289 | 2185 | 2167 | 2086 | 2100 | 1875 | 385.063 | 346.371 | 364.973 | 341.582 | 362.855 | 334.435 | 375.61 | 358.616 | 355.706 | 342.334 | 344.641 | 307.814 | 41560 | 25431 | 42018 | 25712 | 4220 | 2020
60223 | N | . | Equinix San Jose | Bloom Energy | 57128 | CA | PACC | WECC |  | 22 | 2 | NAICS-22 Non-Cogen | FC | NG | NG |  |  | mcf | 3949 | 3493 | 3879 | 2742 | 2578 | 3627 | 5074 | 6305 | 5493 | 5706 | 4559 | 5055 | 3949 | 3493 | 3879 | 2742 | 2578 | 3627 | 5074 | 6305 | 5493 | 5706 | 4559 | 5055 | 1.02 | 1.02 | 1.02 | 1.02 | 1.02 | 1.02 | 1.02 | 1.02 | 1.02 | 1.02 | 1.02 | 1.02 | 4028 | 3563 | 3957 | 2797 | 2630 | 3700 | 5175 | 6431 | 5603 | 5820 | 4650 | 5156 | 4028 | 3563 | 3957 | 2797 | 2630 | 3700 | 5175 | 6431 | 5603 | 5820 | 4650 | 5156 | 562.947 | 498.018 | 553.081 | 390.957 | 367.589 | 517.148 | 723.44 | 899.064 | 783.272 | 813.655 | 650.1 | 720.729 | 52460 | 52460 | 53510 | 53510 | 7480 | 2020
60224 | N | . | Intel Santa Clara | Bloom Energy | 57128 | CA | PACC | WECC |  | 22 | 2 | NAICS-22 Non-Cogen | FC | NG | NG |  |  | mcf | 3990 | 3531 | 3921 | 2772 | 2606 | 3666 | 5129 | 6374 | 5553 | 5768 | 4609 | 5109 | 3990 | 3531 | 3921 | 2772 | 2606 | 3666 | 5129 | 6374 | 5553 | 5768 | 4609 | 5109 | 1.02 | 1.02 | 1.02 | 1.02 | 1.02 | 1.02 | 1.02 | 1.02 | 1.02 | 1.02 | 1.02 | 1.02 | 4070 | 3602 | 3999 | 2827 | 2658 | 3739 | 5232 | 6501 | 5664 | 5883 | 4701 | 5211 | 4070 | 3602 | 3999 | 2827 | 2658 | 3739 | 5232 | 6501 | 5664 | 5883 | 4701 | 5211 | 572.355 | 506.34 | 562.324 | 397.491 | 373.731 | 525.79 | 735.529 | 914.089 | 796.362 | 827.252 | 660.964 | 732.773 | 53028 | 53028 | 54087 | 54087 | 7605 | 2020
60226 | N | . | Rancho Seco Solar, LLC | Rancho Seco Solar, LLC | 60413 | CA | PACC | WECC |  | 22 | 2 | NAICS-22 Non-Cogen | PV | SUN | SUN |  |  |  | 0 | 0 | 0 | 0 | 0 | 0 | 0 | 0 | 0 | 0 | 0 | 0 | 0 | 0 | 0 | 0 | 0 | 0 | 0 | 0 | 0 | 0 | 0 | 0 | 0 | 0 | 0 | 0 | 0 | 0 | 0 | 0 | 0 | 0 | 0 | 0 | 10387 | 14080 | 13778 | 17364 | 22725 | 22630 | 24721 | 21177 | 16628 | 15369 | 12151 | 9620 | 10387 | 14080 | 13778 | 17364 | 22725 | 22630 | 24721 | 21177 | 16628 | 15369 | 12151 | 9620 | 1185.716 | 1607.295 | 1572.836 | 1982.215 | 2594.223 | 2583.329 | 2822.051 | 2417.41 | 1898.144 | 1754.506 | 1387.066 | 1098.209 | 0 | 0 | 200630 | 200630 | 22903 | 2020
60231 | N | . | Genentech-Oceanside Hybrid | Tesla Inc. | 60947 | CA | PACC | WECC |  | 22 | 2 | NAICS-22 Non-Cogen | BA | MWH | OTH |  |  | megawatthours | 0 | 0 | 0 | 0 | 0 | 0 | 0 | 0 | 0 | 0 | 0 | 0 | 0 | 0 | 0 | 0 | 0 | 0 | 0 | 0 | 0 | 0 | 0 | 0 | 0 | 0 | 0 | 0 | 0 | 0 | 0 | 0 | 0 | 0 | 0 | 0 | 0 | 0 | 0 | 0 | 0 | 0 | 0 | 0 | 0 | 0 | 0 | 0 | 0 | 0 | 0 | 0 | 0 | 0 | 0 | 0 | 0 | 0 | 0 | 0 | 0 | 0 | 0 | 0 | 0 | 0 | 0 | 0 | 0 | 0 | 0 | 0 | 0 | 0 | 0 | 0 | 0 | 2020
60231 | N | . | Genentech-Oceanside Hybrid | Tesla Inc. | 60947 | CA | PACC | WECC |  | 22 | 2 | NAICS-22 Non-Cogen | PV | SUN | SUN |  |  |  | 0 | 0 | 0 | 0 | 0 | 0 | 0 | 0 | 0 | 0 | 0 | 0 | 0 | 0 | 0 | 0 | 0 | 0 | 0 | 0 | 0 | 0 | 0 | 0 | 0 | 0 | 0 | 0 | 0 | 0 | 0 | 0 | 0 | 0 | 0 | 0 | 2997 | 4062 | 3975 | 5010 | 6557 | 6529 | 7133 | 6110 | 4797 | 4434 | 3506 | 2776 | 2997 | 4062 | 3975 | 5010 | 6557 | 6529 | 7133 | 6110 | 4797 | 4434 | 3506 | 2776 | 342.105 | 463.739 | 453.796 | 571.911 | 748.488 | 745.345 | 814.221 | 697.474 | 547.655 | 506.212 | 400.198 | 316.856 | 0 | 0 | 57886 | 57886 | 6608 | 2020
60233 | N | . | RE Garland | Southern Power Co | 17650 | CA | PACC | WECC |  | 22 | 2 | NAICS-22 Non-Cogen | PV | SUN | SUN |  |  |  | 0 | 0 | 0 | 0 | 0 | 0 | 0 | 0 | 0 | 0 | 0 | 0 | 0 | 0 | 0 | 0 | 0 | 0 | 0 | 0 | 0 | 0 | 0 | 0 | 0 | 0 | 0 | 0 | 0 | 0 | 0 | 0 | 0 | 0 | 0 | 0 | 221361 | 300066 | 293632 | 370059 | 484315 | 482281 | 526848 | 451306 | 354364 | 327548 | 258951 | 205024 | 221361 | 300066 | 293632 | 370059 | 484315 | 482281 | 526848 | 451306 | 354364 | 327548 | 258951 | 205024 | 25269.511 | 34254.059 | 33519.671 | 42244.218 | 55287.099 | 55054.92 | 60142.481 | 51518.925 | 40452.524 | 37391.363 | 29560.62 | 23404.609 | 0 | 0 | 4275755 | 4275755 | 488100 | 2020
60237 | N | . | Midway Solar Farm II | Dominion Renewable Energy | 58468 | CA | PACC | WECC |  | 22 | 2 | NAICS-22 Non-Cogen | PV | SUN | SUN |  |  |  | 0 | 0 | 0 | 0 | 0 | 0 | 0 | 0 | 0 | 0 | 0 | 0 | 0 | 0 | 0 | 0 | 0 | 0 | 0 | 0 | 0 | 0 | 0 | 0 | 0 | 0 | 0 | 0 | 0 | 0 | 0 | 0 | 0 | 0 | 0 | 0 | 37064 | 42766 | 48224 | 58578 | 75064 | 69843 | 75117 | 70360 | 59472 | 48040 | 38754 | 29915 | 37064 | 42766 | 48224 | 58578 | 75064 | 69843 | 75117 | 70360 | 59472 | 48040 | 38754 | 29915 | 4231 | 4882 | 5505 | 6687 | 8569 | 7973 | 8575 | 8032 | 6789 | 5484 | 4424 | 3415 | 0 | 0 | 653197 | 653197 | 74566 | 2020
60242 | N | . | Algonquin SKIC 10 Solar, LLC | Algonquin Power Co | 59050 | CA | PACC | WECC |  | 22 | 2 | NAICS-22 Non-Cogen | PV | SUN | SUN |  |  |  | 0 | 0 | 0 | 0 | 0 | 0 | 0 | 0 | 0 | 0 | 0 | 0 | 0 | 0 | 0 | 0 | 0 | 0 | 0 | 0 | 0 | 0 | 0 | 0 | 0 | 0 | 0 | 0 | 0 | 0 | 0 | 0 | 0 | 0 | 0 | 0 | 8205 | 11122 | 10884 | 13717 | 17952 | 17876 | 19528 | 16728 | 13135 | 12141 | 9598 | 7599 | 8205 | 11122 | 10884 | 13717 | 17952 | 17876 | 19528 | 16728 | 13135 | 12141 | 9598 | 7599 | 936.645 | 1269.667 | 1242.446 | 1565.832 | 2049.281 | 2040.675 | 2229.252 | 1909.609 | 1499.42 | 1385.955 | 1095.699 | 867.519 | 0 | 0 | 158485 | 158485 | 18092 | 2020
60249 | Y | . | Silicon Valley Clean Water | Silicon Valley Clean Water | 60038 | CA | PACC | WECC |  | 22 | 3 | NAICS-22 Cogen | BA | MWH | OTH |  |  | megawatthours | . | . | . | . | . | . | . | . | . | . | 0 | 0 | . | . | . | . | . | . | . | . | . | . | 0 | 0 | . | . | . | . | . | . | . | . | . | . | 0 | 0 | . | . | . | . | . | . | . | . | . | . | 0 | 0 | . | . | . | . | . | . | . | . | . | . | 0 | 0 | . | . | . | . | . | . | . | . | . | . | 11.891 | 11.109 | 0 | 0 | 0 | 0 | 23 | 2020
60249 | Y | . | Silicon Valley Clean Water | Silicon Valley Clean Water | 60038 | CA | PACC | WECC |  | 22 | 3 | NAICS-22 Cogen | IC | NG | NG |  |  | mcf | 325 | 289 | 321 | 227 | 213 | 300 | 419 | 521 | 454 | 472 | 377 | 418 | 154 | 137 | 151 | 107 | 101 | 142 | 198 | 247 | 215 | 223 | 179 | 197 | 1.03 | 1.03 | 1.03 | 1.03 | 1.03 | 1.03 | 1.03 | 1.03 | 1.03 | 1.03 | 1.03 | 1.03 | 335 | 298 | 331 | 234 | 219 | 309 | 432 | 537 | 468 | 486 | 388 | 431 | 159 | 141 | 156 | 110 | 104 | 146 | 204 | 254 | 221 | 230 | 184 | 203 | 27.568 | 24.388 | 27.084 | 19.145 | 18.001 | 25.325 | 35.427 | 44.027 | 38.357 | 39.845 | 31.836 | 35.294 | 4336 | 2051 | 4468 | 2112 | 366.297 | 2020
60249 | Y | . | Silicon Valley Clean Water | Silicon Valley Clean Water | 60038 | CA | PACC | WECC |  | 22 | 3 | NAICS-22 Cogen | IC | OBG | ORW |  |  | Mcf | 10472 | 9422 | 9928 | 9291 | 9870 | 9097 | 10217 | 9755 | 9676 | 9312 | 9375 | 8373 | 4951 | 4454 | 4694 | 4393 | 4666 | 4301 | 4830 | 4612 | 4575 | 4402 | 4432 | 3958 | 0.595 | 0.595 | 0.595 | 0.595 | 0.595 | 0.595 | 0.595 | 0.595 | 0.595 | 0.595 | 0.595 | 0.595 | 6231 | 5606 | 5907 | 5528 | 5873 | 5413 | 6079 | 5804 | 5757 | 5541 | 5578 | 4982 | 2946 | 2650 | 2793 | 2614 | 2776 | 2559 | 2874 | 2744 | 2722 | 2619 | 2637 | 2355 | 511.14 | 459.779 | 484.472 | 453.422 | 481.66 | 443.935 | 498.592 | 476.033 | 472.17 | 454.42 | 457.483 | 408.597 | 114788 | 54268 | 68299 | 32289 | 5601.703 | 2020
60255 | N | . | Weymouth Solar Plant | Metropolitan Water District of S CA | 12397 | CA | PACC | WECC |  | 22 | 1 | Electric Utility | PV | SUN | SUN |  |  |  | 0 | 0 | 0 | 0 | 0 | 0 | 0 | 0 | 0 | 0 | 0 | 0 | 0 | 0 | 0 | 0 | 0 | 0 | 0 | 0 | 0 | 0 | 0 | 0 | 0 | 0 | 0 | 0 | 0 | 0 | 0 | 0 | 0 | 0 | 0 | 0 | 2270 | 3077 | 3011 | 3795 | 4966 | 4945 | 5402 | 4628 | 3634 | 3359 | 2655 | 2102 | 2270 | 3077 | 3011 | 3795 | 4966 | 4945 | 5402 | 4628 | 3634 | 3359 | 2655 | 2102 | 259.115 | 351.243 | 343.712 | 433.174 | 566.916 | 564.536 | 616.704 | 528.277 | 414.802 | 383.413 | 303.116 | 239.992 | 0 | 0 | 43844 | 43844 | 5005 | 2020
60275 | N | . | Westside Solar Power PV1 | Westside Assets LLC | 60067 | CA | PACC | WECC |  | 22 | 2 | NAICS-22 Non-Cogen | PV | SUN | SUN |  |  |  | 0 | 0 | 0 | 0 | 0 | 0 | 0 | 0 | 0 | 0 | 0 | 0 | 0 | 0 | 0 | 0 | 0 | 0 | 0 | 0 | 0 | 0 | 0 | 0 | 0 | 0 | 0 | 0 | 0 | 0 | 0 | 0 | 0 | 0 | 0 | 0 | 2149 | 2913 | 2851 | 3593 | 4702 | 4683 | 5115 | 4382 | 3441 | 3180 | 2514 | 1991 | 2149 | 2913 | 2851 | 3593 | 4702 | 4683 | 5115 | 4382 | 3441 | 3180 | 2514 | 1991 | 245.344 | 332.575 | 325.445 | 410.152 | 536.787 | 534.532 | 583.928 | 500.201 | 392.757 | 363.036 | 287.006 | 227.237 | 0 | 0 | 41514 | 41514 | 4739 | 2020
60277 | N | . | Castor Solar | ZGlobal Inc | 60059 | CA | PACC | WECC |  | 22 | 2 | NAICS-22 Non-Cogen | PV | SUN | SUN |  |  |  | 0 | 0 | 0 | 0 | 0 | 0 | 0 | 0 | 0 | 0 | 0 | 0 | 0 | 0 | 0 | 0 | 0 | 0 | 0 | 0 | 0 | 0 | 0 | 0 | 0 | 0 | 0 | 0 | 0 | 0 | 0 | 0 | 0 | 0 | 0 | 0 | 1394 | 1890 | 1849 | 2331 | 3050 | 3037 | 3318 | 2842 | 2232 | 2063 | 1631 | 1291 | 1394 | 1890 | 1849 | 2331 | 3050 | 3037 | 3318 | 2842 | 2232 | 2063 | 1631 | 1291 | 159.143 | 215.728 | 211.103 | 266.049 | 348.192 | 346.73 | 378.771 | 324.461 | 254.766 | 235.487 | 186.17 | 147.4 | 0 | 0 | 26928 | 26928 | 3074 | 2020
60279 | N | . | Antelope Big Sky Ranch | Sustainable Power Group, LLC | 58661 | CA | PACC | WECC |  | 22 | 2 | NAICS-22 Non-Cogen | PV | SUN | SUN |  |  |  | 0 | 0 | 0 | 0 | 0 | 0 | 0 | 0 | 0 | 0 | 0 | 0 | 0 | 0 | 0 | 0 | 0 | 0 | 0 | 0 | 0 | 0 | 0 | 0 | 0 | 0 | 0 | 0 | 0 | 0 | 0 | 0 | 0 | 0 | 0 | 0 | 23630 | 32032 | 31345 | 39503 | 51700 | 51483 | 56240 | 48176 | 37828 | 34965 | 27643 | 21886 | 23630 | 32032 | 31345 | 39503 | 51700 | 51483 | 56240 | 48176 | 37828 | 34965 | 27643 | 21886 | 2697.485 | 3656.573 | 3578.179 | 4509.512 | 5901.821 | 5877.037 | 6420.127 | 5499.574 | 4318.251 | 3991.476 | 3155.555 | 2498.41 | 0 | 0 | 456431 | 456431 | 52104 | 2020
60280 | N | . | Summer Solar LLC | Sustainable Power Group, LLC | 58661 | CA | PACC | WECC |  | 22 | 2 | NAICS-22 Non-Cogen | PV | SUN | SUN |  |  |  | 0 | 0 | 0 | 0 | 0 | 0 | 0 | 0 | 0 | 0 | 0 | 0 | 0 | 0 | 0 | 0 | 0 | 0 | 0 | 0 | 0 | 0 | 0 | 0 | 0 | 0 | 0 | 0 | 0 | 0 | 0 | 0 | 0 | 0 | 0 | 0 | 24618 | 33371 | 32656 | 41155 | 53862 | 53636 | 58592 | 50191 | 39410 | 36428 | 28799 | 22801 | 24618 | 33371 | 32656 | 41155 | 53862 | 53636 | 58592 | 50191 | 39410 | 36428 | 28799 | 22801 | 2810.294 | 3809.492 | 3727.819 | 4698.101 | 6148.637 | 6122.815 | 6688.618 | 5729.567 | 4498.841 | 4158.401 | 3287.521 | 2602.894 | 0 | 0 | 475519 | 475519 | 54283 | 2020
60281 | N | . | Central Antelope Dry Ranch B LLC | Central Antelope Dry Ranch B LLC | 63250 | CA | PACC | WECC |  | 22 | 2 | NAICS-22 Non-Cogen | PV | SUN | SUN |  |  |  | 0 | 0 | 0 | 0 | 0 | 0 | 0 | 0 | 0 | 0 | 0 | 0 | 0 | 0 | 0 | 0 | 0 | 0 | 0 | 0 | 0 | 0 | 0 | 0 | 0 | 0 | 0 | 0 | 0 | 0 | 0 | 0 | 0 | 0 | 0 | 0 | 3579 | 4852 | 4748 | 5983 | 7831 | 7798 | 8519 | 7297 | 5730 | 5296 | 4187 | 3315 | 3579 | 4852 | 4748 | 5983 | 7831 | 7798 | 8519 | 7297 | 5730 | 5296 | 4187 | 3315 | 408.579 | 553.848 | 541.973 | 683.039 | 893.927 | 890.173 | 972.433 | 833 | 654.069 | 604.574 | 477.96 | 378.425 | 0 | 0 | 69135 | 69135 | 7892 | 2020
60310 | N | . | Portal Ridge Solar B, LLC | Portal Ridge Solar, LLC | 60412 | CA | PACC | WECC |  | 22 | 2 | NAICS-22 Non-Cogen | PV | SUN | SUN |  |  |  | 0 | 0 | 0 | 0 | 0 | 0 | 0 | 0 | 0 | 0 | 0 | 0 | 0 | 0 | 0 | 0 | 0 | 0 | 0 | 0 | 0 | 0 | 0 | 0 | 0 | 0 | 0 | 0 | 0 | 0 | 0 | 0 | 0 | 0 | 0 | 0 | 22131 | 30000 | 29357 | 36998 | 48421 | 48217 | 52673 | 45120 | 35428 | 32747 | 25889 | 20498 | 22131 | 30000 | 29357 | 36998 | 48421 | 48217 | 52673 | 45120 | 35428 | 32747 | 25889 | 20498 | 2526.381 | 3424.634 | 3351.212 | 4223.47 | 5527.464 | 5504.251 | 6012.893 | 5150.731 | 4044.341 | 3738.294 | 2955.396 | 2339.933 | 0 | 0 | 427479 | 427479 | 48799 | 2020
60311 | N | . | Portal Ridge Solar C, LLC | Portal Ridge Solar, LLC | 60412 | CA | PACC | WECC |  | 22 | 2 | NAICS-22 Non-Cogen | PV | SUN | SUN |  |  |  | 0 | 0 | 0 | 0 | 0 | 0 | 0 | 0 | 0 | 0 | 0 | 0 | 0 | 0 | 0 | 0 | 0 | 0 | 0 | 0 | 0 | 0 | 0 | 0 | 0 | 0 | 0 | 0 | 0 | 0 | 0 | 0 | 0 | 0 | 0 | 0 | 13074 | 17722 | 17342 | 21856 | 28604 | 28484 | 31117 | 26655 | 20929 | 19346 | 15294 | 12109 | 13074 | 17722 | 17342 | 21856 | 28604 | 28484 | 31117 | 26655 | 20929 | 19346 | 15294 | 12109 | 1492.459 | 2023.102 | 1979.728 | 2495.014 | 3265.348 | 3251.635 | 3552.115 | 3042.794 | 2389.194 | 2208.396 | 1745.9 | 1382.315 | 0 | 0 | 252532 | 252532 | 28828 | 2020
60315 | N | . | Midway Solar Farm III | Greenbacker Renewable Energy Corporation | 60025 | CA | PACC | WECC |  | 22 | 2 | NAICS-22 Non-Cogen | PV | SUN | SUN |  |  |  | 0 | 0 | 0 | 0 | 0 | 0 | 0 | 0 | 0 | 0 | 0 | 0 | 0 | 0 | 0 | 0 | 0 | 0 | 0 | 0 | 0 | 0 | 0 | 0 | 0 | 0 | 0 | 0 | 0 | 0 | 0 | 0 | 0 | 0 | 0 | 0 | 19983 | 27088 | 26507 | 33406 | 43720 | 43537 | 47560 | 40740 | 31989 | 29569 | 23376 | 18508 | 19983 | 27088 | 26507 | 33406 | 43720 | 43537 | 47560 | 40740 | 31989 | 29569 | 23376 | 18508 | 2281.142 | 3092.199 | 3025.904 | 3813.491 | 4990.904 | 4969.944 | 5429.211 | 4650.741 | 3651.75 | 3375.411 | 2668.511 | 2112.792 | 0 | 0 | 385983 | 385983 | 44062 | 2020
60324 | N | . | Willow Spring Solar, LLC | Willow Spring Solar LLC | 61672 | CA | PACC | WECC |  | 22 | 2 | NAICS-22 Non-Cogen | PV | SUN | SUN |  |  |  | 0 | 0 | 0 | 0 | 0 | 0 | 0 | 0 | 0 | 0 | 0 | 0 | 0 | 0 | 0 | 0 | 0 | 0 | 0 | 0 | 0 | 0 | 0 | 0 | 0 | 0 | 0 | 0 | 0 | 0 | 0 | 0 | 0 | 0 | 0 | 0 | 137068 | 164714 | 147063 | 128623 | 210879 | 239700 | 296929 | 237527 | 194901 | 192151 | 145582 | 123481 | 137068 | 164714 | 147063 | 128623 | 210879 | 239700 | 296929 | 237527 | 194901 | 192151 | 145582 | 123481 | 15647 | 18803 | 16788 | 14683 | 24073 | 27363 | 33896 | 27115 | 22249 | 21935 | 16619 | 14096 | 0 | 0 | 2218618 | 2218618 | 253267 | 2020
60336 | N | . | Midway Solar Farm 1 | 83WI 8ME, LLC | 60118 | CA | PACC | WECC |  | 22 | 2 | NAICS-22 Non-Cogen | PV | SUN | SUN |  |  |  | 0 | 0 | 0 | 0 | 0 | 0 | 0 | 0 | 0 | 0 | 0 | 0 | 0 | 0 | 0 | 0 | 0 | 0 | 0 | 0 | 0 | 0 | 0 | 0 | 0 | 0 | 0 | 0 | 0 | 0 | 0 | 0 | 0 | 0 | 0 | 0 | 71876 | 87635 | 103972 | 125426 | 143611 | 134711 | 102842 | 72664 | 42013 | 0 | 0 | 40664 | 71876 | 87635 | 103972 | 125426 | 143611 | 134711 | 102842 | 72664 | 42013 | 0 | 0 | 40664 | 8205 | 10004 | 11869 | 14318 | 16394 | 15378 | 11740 | 8295 | 4796 | 0 | 0 | 4642 | 0 | 0 | 925414 | 925414 | 105641 | 2020
60385 | Y | . | Santa Rita Jail Fuel Cell | SRJFC, LLC | 60182 | CA | PACC | WECC |  | 22 | 3 | NAICS-22 Cogen | FC | NG | NG |  |  | mcf | 6360 | 5626 | 6248 | 4416 | 4152 | 5842 | 8172 | 10156 | 8848 | 9191 | 7344 | 8142 | 6360 | 5626 | 6248 | 4416 | 4152 | 5842 | 8172 | 10156 | 8848 | 9191 | 7344 | 8142 | 1.039 | 1.039 | 1.039 | 1.039 | 1.039 | 1.039 | 1.039 | 1.039 | 1.039 | 1.039 | 1.039 | 1.039 | 6608 | 5845 | 6492 | 4588 | 4314 | 6070 | 8491 | 10552 | 9193 | 9549 | 7630 | 8460 | 6608 | 5845 | 6492 | 4588 | 4314 | 6070 | 8491 | 10552 | 9193 | 9549 | 7630 | 8460 | 698.339 | 617.795 | 686.102 | 484.986 | 455.997 | 641.527 | 897.433 | 1115.296 | 971.656 | 1009.345 | 806.454 | 894.07 | 84497 | 84497 | 87792 | 87792 | 9279 | 2020
60386 | N | . | RE Garland A | Southern Power Co | 17650 | CA | PACC | WECC |  | 22 | 2 | NAICS-22 Non-Cogen | PV | SUN | SUN |  |  |  | 0 | 0 | 0 | 0 | 0 | 0 | 0 | 0 | 0 | 0 | 0 | 0 | 0 | 0 | 0 | 0 | 0 | 0 | 0 | 0 | 0 | 0 | 0 | 0 | 0 | 0 | 0 | 0 | 0 | 0 | 0 | 0 | 0 | 0 | 0 | 0 | 23954 | 32471 | 31775 | 40045 | 52409 | 52189 | 57012 | 48837 | 38347 | 35445 | 28022 | 22186 | 23954 | 32471 | 31775 | 40045 | 52409 | 52189 | 57012 | 48837 | 38347 | 35445 | 28022 | 22186 | 2734.502 | 3706.751 | 3627.28 | 4571.394 | 5982.809 | 5957.685 | 6508.227 | 5575.042 | 4377.508 | 4046.25 | 3198.858 | 2532.694 | 0 | 0 | 462692 | 462692 | 52819 | 2020
60389 | N | . | RE Barren Ridge 1 | RE Barren Ridge 1, LLC | 60191 | CA | PACC | WECC |  | 22 | 2 | NAICS-22 Non-Cogen | PV | SUN | SUN |  |  |  | 0 | 0 | 0 | 0 | 0 | 0 | 0 | 0 | 0 | 0 | 0 | 0 | 0 | 0 | 0 | 0 | 0 | 0 | 0 | 0 | 0 | 0 | 0 | 0 | 0 | 0 | 0 | 0 | 0 | 0 | 0 | 0 | 0 | 0 | 0 | 0 | 76469 | 103657 | 101435 | 127836 | 167305 | 166603 | 181998 | 155903 | 122414 | 113151 | 89454 | 70825 | 76469 | 103657 | 101435 | 127836 | 167305 | 166603 | 181998 | 155903 | 122414 | 113151 | 89454 | 70825 | 8729.293 | 11832.984 | 11579.292 | 14593.166 | 19098.799 | 19018.593 | 20776.079 | 17797.092 | 13974.229 | 12916.759 | 10211.647 | 8085.067 | 0 | 0 | 1477050 | 1477050 | 168613 | 2020
60412 | N | . | Munro Valley Solar | Ecos Energy LLC | 58135 | CA | PACC | WECC |  | 22 | 2 | NAICS-22 Non-Cogen | PV | SUN | SUN |  |  |  | 0 | 0 | 0 | 0 | 0 | 0 | 0 | 0 | 0 | 0 | 0 | 0 | 0 | 0 | 0 | 0 | 0 | 0 | 0 | 0 | 0 | 0 | 0 | 0 | 0 | 0 | 0 | 0 | 0 | 0 | 0 | 0 | 0 | 0 | 0 | 0 | 4732 | 6414 | 6277 | 7911 | 10353 | 10310 | 11262 | 9647 | 7575 | 7002 | 5536 | 4383 | 4732 | 6414 | 6277 | 7911 | 10353 | 10310 | 11262 | 9647 | 7575 | 7002 | 5536 | 4383 | 540.182 | 732.241 | 716.542 | 903.045 | 1181.859 | 1176.896 | 1285.652 | 1101.308 | 864.744 | 799.306 | 631.91 | 500.315 | 0 | 0 | 91402 | 91402 | 10434 | 2020
60426 | N | . | RCWD PV Project | Solar Star California XL, LLC | 60206 | CA | PACC | WECC |  | 22 | 2 | NAICS-22 Non-Cogen | PV | SUN | SUN |  |  |  | 0 | 0 | 0 | 0 | 0 | 0 | 0 | 0 | 0 | 0 | 0 | 0 | 0 | 0 | 0 | 0 | 0 | 0 | 0 | 0 | 0 | 0 | 0 | 0 | 0 | 0 | 0 | 0 | 0 | 0 | 0 | 0 | 0 | 0 | 0 | 0 | 4349 | 5896 | 5769 | 7271 | 9516 | 9476 | 10351 | 8867 | 6962 | 6436 | 5088 | 4028 | 4349 | 5896 | 5769 | 7271 | 9516 | 9476 | 10351 | 8867 | 6962 | 6436 | 5088 | 4028 | 496.484 | 673.01 | 658.582 | 829.998 | 1086.26 | 1081.698 | 1181.656 | 1012.224 | 794.796 | 734.651 | 580.796 | 459.845 | 0 | 0 | 84009 | 84009 | 9590 | 2020
60428 | N | . | CA Dept of Public Health at Richmond | California PV Energy LLC | 58540 | CA | PACC | WECC |  | 22 | 2 | NAICS-22 Non-Cogen | PV | SUN | SUN |  |  |  | 0 | 0 | 0 | 0 | 0 | 0 | 0 | 0 | 0 | 0 | 0 | 0 | 0 | 0 | 0 | 0 | 0 | 0 | 0 | 0 | 0 | 0 | 0 | 0 | 0 | 0 | 0 | 0 | 0 | 0 | 0 | 0 | 0 | 0 | 0 | 0 | 1561 | 2117 | 2071 | 2610 | 3416 | 3402 | 3716 | 3183 | 2500 | 2310 | 1827 | 1446 | 1561 | 2117 | 2071 | 2610 | 3416 | 3402 | 3716 | 3183 | 2500 | 2310 | 1827 | 1446 | 178.249 | 241.624 | 236.444 | 297.986 | 389.989 | 388.351 | 424.238 | 363.408 | 285.347 | 263.754 | 208.517 | 165.093 | 0 | 0 | 30159 | 30159 | 3443 | 2020
60474 | N | . | Bayshore Solar B, LLC | Sustainable Power Group, LLC | 58661 | CA | PACC | WECC |  | 22 | 2 | NAICS-22 Non-Cogen | PV | SUN | SUN |  |  |  | 0 | 0 | 0 | 0 | 0 | 0 | 0 | 0 | 0 | 0 | 0 | 0 | 0 | 0 | 0 | 0 | 0 | 0 | 0 | 0 | 0 | 0 | 0 | 0 | 0 | 0 | 0 | 0 | 0 | 0 | 0 | 0 | 0 | 0 | 0 | 0 | 22513 | 30518 | 29864 | 37637 | 49257 | 49050 | 53583 | 45900 | 36040 | 33313 | 26337 | 20852 | 22513 | 30518 | 29864 | 37637 | 49257 | 49050 | 53583 | 45900 | 36040 | 33313 | 26337 | 20852 | 2570.025 | 3483.794 | 3409.104 | 4296.43 | 5622.951 | 5599.337 | 6116.765 | 5239.71 | 4114.206 | 3802.872 | 3006.45 | 2380.356 | 0 | 0 | 434864 | 434864 | 49642 | 2020
60475 | N | . | Bayshore Solar C, LLC | Sustainable Power Group, LLC | 58661 | CA | PACC | WECC |  | 22 | 2 | NAICS-22 Non-Cogen | PV | SUN | SUN |  |  |  | 0 | 0 | 0 | 0 | 0 | 0 | 0 | 0 | 0 | 0 | 0 | 0 | 0 | 0 | 0 | 0 | 0 | 0 | 0 | 0 | 0 | 0 | 0 | 0 | 0 | 0 | 0 | 0 | 0 | 0 | 0 | 0 | 0 | 0 | 0 | 0 | 22483 | 30477 | 29823 | 37586 | 49191 | 48984 | 53511 | 45838 | 35992 | 33268 | 26301 | 20824 | 22483 | 30477 | 29823 | 37586 | 49191 | 48984 | 53511 | 45838 | 35992 | 33268 | 26301 | 20824 | 2566.555 | 3479.092 | 3404.503 | 4290.631 | 5615.362 | 5591.78 | 6108.51 | 5232.638 | 4108.654 | 3797.74 | 3002.392 | 2377.143 | 0 | 0 | 434278 | 434278 | 49575 | 2020
60481 | N | . | Bayshore Solar A, LLC | Sustainable Power Group, LLC | 58661 | CA | PACC | WECC |  | 22 | 2 | NAICS-22 Non-Cogen | PV | SUN | SUN |  |  |  | 0 | 0 | 0 | 0 | 0 | 0 | 0 | 0 | 0 | 0 | 0 | 0 | 0 | 0 | 0 | 0 | 0 | 0 | 0 | 0 | 0 | 0 | 0 | 0 | 0 | 0 | 0 | 0 | 0 | 0 | 0 | 0 | 0 | 0 | 0 | 0 | 23636 | 32040 | 31353 | 39514 | 51714 | 51497 | 56255 | 48189 | 37838 | 34975 | 27650 | 21892 | 23636 | 32040 | 31353 | 39514 | 51714 | 51497 | 56255 | 48189 | 37838 | 34975 | 27650 | 21892 | 2698.209 | 3657.556 | 3579.14 | 4510.724 | 5903.407 | 5878.616 | 6421.852 | 5501.052 | 4319.411 | 3992.549 | 3156.403 | 2499.081 | 0 | 0 | 456553 | 456553 | 52118 | 2020
60485 | N | . | Longboat Solar, LLC | Longboat Solar, LLC | 60271 | CA | PACC | WECC |  | 22 | 2 | NAICS-22 Non-Cogen | PV | SUN | SUN |  |  |  | 0 | 0 | 0 | 0 | 0 | 0 | 0 | 0 | 0 | 0 | 0 | 0 | 0 | 0 | 0 | 0 | 0 | 0 | 0 | 0 | 0 | 0 | 0 | 0 | 0 | 0 | 0 | 0 | 0 | 0 | 0 | 0 | 0 | 0 | 0 | 0 | 23763 | 32212 | 31521 | 39725 | 51991 | 51772 | 56557 | 48447 | 38041 | 35162 | 27798 | 22009 | 23763 | 32212 | 31521 | 39725 | 51991 | 51772 | 56557 | 48447 | 38041 | 35162 | 27798 | 22009 | 2712.654 | 3677.136 | 3598.3 | 4534.871 | 5935.01 | 5910.085 | 6456.229 | 5530.5 | 4342.534 | 4013.922 | 3173.3 | 2512.459 | 0 | 0 | 458998 | 458998 | 52397 | 2020
60490 | N | . | Redwood 4 Solar Farm | 54 KR 8me LLC | 60277 | CA | PACC | WECC |  | 22 | 2 | NAICS-22 Non-Cogen | PV | SUN | SUN |  |  |  | 0 | 0 | 0 | 0 | 0 | 0 | 0 | 0 | 0 | 0 | 0 | 0 | 0 | 0 | 0 | 0 | 0 | 0 | 0 | 0 | 0 | 0 | 0 | 0 | 0 | 0 | 0 | 0 | 0 | 0 | 0 | 0 | 0 | 0 | 0 | 0 | 22448 | 30430 | 29777 | 37528 | 49114 | 48908 | 53427 | 45767 | 35936 | 33217 | 26260 | 20791 | 22448 | 30430 | 29777 | 37528 | 49114 | 48908 | 53427 | 45767 | 35936 | 33217 | 26260 | 20791 | 2562.569 | 3473.689 | 3399.215 | 4283.967 | 5606.64 | 5583.094 | 6099.022 | 5224.511 | 4102.272 | 3791.841 | 2997.729 | 2373.451 | 0 | 0 | 433603 | 433603 | 49498 | 2020
60491 | N | . | Springbok 3 Solar Farm Hybrid | 64KT 8me LLC | 60278 | CA | PACC | WECC |  | 22 | 2 | NAICS-22 Non-Cogen | BA | MWH | OTH |  |  | megawatthours | 0 | 0 | 0 | 0 | 0 | 0 | 0 | 0 | 22 | 37 | 9 | 11 | 0 | 0 | 0 | 0 | 0 | 0 | 0 | 0 | 22 | 37 | 9 | 11 | 0 | 0 | 0 | 0 | 0 | 0 | 0 | 0 | 0 | 0 | 0 | 0 | 0 | 0 | 0 | 0 | 0 | 0 | 0 | 0 | 0 | 0 | 0 | 0 | 0 | 0 | 0 | 0 | 0 | 0 | 0 | 0 | 0 | 0 | 0 | 0 | 0 | 0 | 0 | 0 | 0 | 0 | 0 | 0 | 16 | -8 | 8 | 9 | 79 | 79 | 0 | 0 | 25 | 2020
60491 | N | . | Springbok 3 Solar Farm Hybrid | 64KT 8me LLC | 60278 | CA | PACC | WECC |  | 22 | 2 | NAICS-22 Non-Cogen | PV | SUN | SUN |  |  |  | 0 | 0 | 0 | 0 | 0 | 0 | 0 | 0 | 0 | 0 | 0 | 0 | 0 | 0 | 0 | 0 | 0 | 0 | 0 | 0 | 0 | 0 | 0 | 0 | 0 | 0 | 0 | 0 | 0 | 0 | 0 | 0 | 0 | 0 | 0 | 0 | 119802 | 154938 | 179817 | 208076 | 247698 | 217169 | 270053 | 205194 | 145188 | 160842 | 116990 | 98787 | 119802 | 154938 | 179817 | 208076 | 247698 | 217169 | 270053 | 205194 | 145188 | 160842 | 116990 | 98787 | 13676 | 17687 | 20527 | 23753 | 28276 | 24791 | 30828 | 23424 | 16574 | 18361 | 13355 | 11277 | 0 | 0 | 2124554 | 2124554 | 242529 | 2020
60509 | N | . | Valley Center | Heelstone Energy Holdings, LLC | 59462 | CA | PACC | WECC |  | 22 | 2 | NAICS-22 Non-Cogen | PV | SUN | SUN |  |  |  | 0 | 0 | 0 | 0 | 0 | 0 | 0 | 0 | 0 | 0 | 0 | 0 | 0 | 0 | 0 | 0 | 0 | 0 | 0 | 0 | 0 | 0 | 0 | 0 | 0 | 0 | 0 | 0 | 0 | 0 | 0 | 0 | 0 | 0 | 0 | 0 | 2645 | 3586 | 3509 | 4422 | 5788 | 5763 | 6296 | 5393 | 4235 | 3914 | 3095 | 2450 | 2645 | 3586 | 3509 | 4422 | 5788 | 5763 | 6296 | 5393 | 4235 | 3914 | 3095 | 2450 | 301.982 | 409.35 | 400.574 | 504.836 | 660.704 | 657.929 | 718.728 | 615.673 | 483.425 | 446.842 | 353.262 | 279.695 | 0 | 0 | 51096 | 51096 | 5833 | 2020
60516 | N | . | Granger | Heelstone Energy Holdings, LLC | 59462 | CA | PACC | WECC |  | 22 | 2 | NAICS-22 Non-Cogen | PV | SUN | SUN |  |  |  | 0 | 0 | 0 | 0 | 0 | 0 | 0 | 0 | 0 | 0 | 0 | 0 | 0 | 0 | 0 | 0 | 0 | 0 | 0 | 0 | 0 | 0 | 0 | 0 | 0 | 0 | 0 | 0 | 0 | 0 | 0 | 0 | 0 | 0 | 0 | 0 | 3290 | 4460 | 4364 | 5500 | 7199 | 7169 | 7831 | 6708 | 5267 | 4869 | 3849 | 3047 | 3290 | 4460 | 4364 | 5500 | 7199 | 7169 | 7831 | 6708 | 5267 | 4869 | 3849 | 3047 | 375.6 | 509.144 | 498.228 | 627.908 | 821.774 | 818.323 | 893.943 | 765.765 | 601.277 | 555.776 | 439.382 | 347.88 | 0 | 0 | 63553 | 63553 | 7255 | 2020
60558 | N | . | Solar Blythe 2 | NRG Solar Blythe II LLC | 60307 | CA | PACC | WECC |  | 22 | 2 | NAICS-22 Non-Cogen | PV | SUN | SUN |  |  |  | 0 | 0 | 0 | 0 | 0 | 0 | 0 | 0 | 0 | 0 | 0 | 0 | 0 | 0 | 0 | 0 | 0 | 0 | 0 | 0 | 0 | 0 | 0 | 0 | 0 | 0 | 0 | 0 | 0 | 0 | 0 | 0 | 0 | 0 | 0 | 0 | 22458 | 30443 | 29790 | 37544 | 49136 | 48930 | 53451 | 45787 | 35952 | 33231 | 26272 | 20801 | 22458 | 30443 | 29790 | 37544 | 49136 | 48930 | 53451 | 45787 | 35952 | 33231 | 26272 | 20801 | 2563.709 | 3475.233 | 3400.725 | 4285.871 | 5609.132 | 5585.576 | 6101.733 | 5226.833 | 4104.095 | 3793.526 | 2999.061 | 2374.506 | 0 | 0 | 433795 | 433795 | 49520 | 2020
60565 | N | . | Borrego Springs Energy Storage | SDGE Batteries | 60336 | CA | PACC | WECC |  | 22 | 1 | Electric Utility | BA | MWH | OTH |  |  | megawatthours | 15 | 13 | 20 | 17 | 17 | 15 | 18 | 18 | 19 | 20 | 20 | 19 | 15 | 13 | 20 | 17 | 17 | 15 | 18 | 18 | 19 | 20 | 20 | 19 | 0 | 0 | 0 | 0 | 0 | 0 | 0 | 0 | 0 | 0 | 0 | 0 | 0 | 0 | 0 | 0 | 0 | 0 | 0 | 0 | 0 | 0 | 0 | 0 | 0 | 0 | 0 | 0 | 0 | 0 | 0 | 0 | 0 | 0 | 0 | 0 | -2.111 | -1.63 | -2.501 | -2.218 | -2.149 | -1.909 | -2.256 | -2.249 | -2.431 | -2.596 | -2.559 | -2.391 | 211 | 211 | 0 | 0 | -27 | 2020
60566 | N | . | Pala Energy Storage Yard | SDGE Batteries | 60336 | CA | PACC | WECC |  | 22 | 1 | Electric Utility | BA | MWH | OTH |  |  | megawatthours | 0 | 0 | 0 | 0 | 0 | 0 | 0 | 0 | 0 | 0 | 0 | 0 | 0 | 0 | 0 | 0 | 0 | 0 | 0 | 0 | 0 | 0 | 0 | 0 | 0 | 0 | 0 | 0 | 0 | 0 | 0 | 0 | 0 | 0 | 0 | 0 | 0 | 0 | 0 | 0 | 0 | 0 | 0 | 0 | 0 | 0 | 0 | 0 | 0 | 0 | 0 | 0 | 0 | 0 | 0 | 0 | 0 | 0 | 0 | 0 | 0 | 0 | 0 | 0 | 0 | 0 | 0 | 0 | 0 | 0 | 0 | 0 | 0 | 0 | 0 | 0 | 0 | 2020
60567 | N | . | Ortega Highway Energy Storage | SDGE Batteries | 60336 | CA | PACC | WECC |  | 22 | 1 | Electric Utility | BA | MWH | OTH |  |  | megawatthours | 0 | 0 | 0 | 0 | 0 | 0 | 0 | 0 | 0 | 0 | 0 | 0 | 0 | 0 | 0 | 0 | 0 | 0 | 0 | 0 | 0 | 0 | 0 | 0 | 0 | 0 | 0 | 0 | 0 | 0 | 0 | 0 | 0 | 0 | 0 | 0 | 0 | 0 | 0 | 0 | 0 | 0 | 0 | 0 | 0 | 0 | 0 | 0 | 0 | 0 | 0 | 0 | 0 | 0 | 0 | 0 | 0 | 0 | 0 | 0 | 0 | 0 | 0 | 0 | 0 | 0 | 0 | 0 | 0 | 0 | 0 | 0 | 0 | 0 | 0 | 0 | 0 | 2020
60568 | N | . | Canyon Crest Academy | SDGE Batteries | 60336 | CA | PACC | WECC |  | 22 | 1 | Electric Utility | BA | MWH | OTH |  |  | megawatthours | 19 | 15 | 23 | 20 | 20 | 17 | 21 | 21 | 22 | 24 | 23 | 22 | 19 | 15 | 23 | 20 | 20 | 17 | 21 | 21 | 22 | 24 | 23 | 22 | 0 | 0 | 0 | 0 | 0 | 0 | 0 | 0 | 0 | 0 | 0 | 0 | 0 | 0 | 0 | 0 | 0 | 0 | 0 | 0 | 0 | 0 | 0 | 0 | 0 | 0 | 0 | 0 | 0 | 0 | 0 | 0 | 0 | 0 | 0 | 0 | -2.188 | -1.691 | -2.594 | -2.3 | -2.229 | -1.979 | -2.34 | -2.332 | -2.521 | -2.693 | -2.654 | -2.479 | 247 | 247 | 0 | 0 | -28 | 2020
60569 | N | . | El Cajon Energy Storage | San Diego Gas & Electric Co | 16609 | CA | PACC | WECC |  | 22 | 1 | Electric Utility | BA | MWH | OTH |  |  | megawatthours | 127 | 421 | 522 | 317 | 396 | 442 | 378 | 434 | 531 | 453 | 568 | 592 | 127 | 421 | 522 | 317 | 396 | 442 | 378 | 434 | 531 | 453 | 568 | 592 | 0 | 0 | 0 | 0 | 0 | 0 | 0 | 0 | 0 | 0 | 0 | 0 | 0 | 0 | 0 | 0 | 0 | 0 | 0 | 0 | 0 | 0 | 0 | 0 | 0 | 0 | 0 | 0 | 0 | 0 | 0 | 0 | 0 | 0 | 0 | 0 | -22 | -56 | -69 | -26 | -55 | -64 | -59 | -58 | -83 | -41 | -75 | -90 | 5181 | 5181 | 0 | 0 | -698 | 2020
60570 | N | . | Escondido Energy Storage | San Diego Gas & Electric Co | 16609 | CA | PACC | WECC |  | 22 | 1 | Electric Utility | BA | MWH | OTH |  |  | megawatthours | 1230 | 3130 | 3156 | 2601 | 2689 | 2452 | 1772 | 2134 | 2998 | 2820 | 3052 | 2961 | 1230 | 3130 | 3156 | 2601 | 2689 | 2452 | 1772 | 2134 | 2998 | 2820 | 3052 | 2961 | 0 | 0 | 0 | 0 | 0 | 0 | 0 | 0 | 0 | 0 | 0 | 0 | 0 | 0 | 0 | 0 | 0 | 0 | 0 | 0 | 0 | 0 | 0 | 0 | 0 | 0 | 0 | 0 | 0 | 0 | 0 | 0 | 0 | 0 | 0 | 0 | -108 | -424 | -272 | -383 | -294 | -302 | -289 | -204 | -425 | -278 | -336 | -412 | 30995 | 30995 | 0 | 0 | -3727 | 2020
60571 | N | . | North City - Landfill Gas Engine North | City of San Diego | 16764 | CA | PACC | WECC |  | 22132 | 4 | Commercial NAICS Non-Cogen | IC | LFG | MLG |  |  | mcf | 13462 | 12109 | 12760 | 11942 | 12686 | 11692 | 13131 | 12537 | 12436 | 11968 | 12049 | 10761 | 13462 | 12109 | 12760 | 11942 | 12686 | 11692 | 13131 | 12537 | 12436 | 11968 | 12049 | 10761 | 0.53 | 0.53 | 0.53 | 0.53 | 0.53 | 0.53 | 0.53 | 0.53 | 0.53 | 0.53 | 0.53 | 0.53 | 7135 | 6418 | 6763 | 6329 | 6724 | 6197 | 6959 | 6645 | 6591 | 6343 | 6386 | 5703 | 7135 | 6418 | 6763 | 6329 | 6724 | 6197 | 6959 | 6645 | 6591 | 6343 | 6386 | 5703 | 576.135 | 518.243 | 546.076 | 511.077 | 542.907 | 500.385 | 561.991 | 536.564 | 532.21 | 512.203 | 515.655 | 460.554 | 147533 | 147533 | 78193 | 78193 | 6314 | 2020
60590 | N | . | Golden Fields Solar I, LLC | Golden Fields Solar I, LLC | 60352 | CA | PACC | WECC |  | 22 | 2 | NAICS-22 Non-Cogen | PV | SUN | SUN |  |  |  | 0 | 0 | 0 | 0 | 0 | 0 | 0 | 0 | 0 | 0 | 0 | 0 | 0 | 0 | 0 | 0 | 0 | 0 | 0 | 0 | 0 | 0 | 0 | 0 | 0 | 0 | 0 | 0 | 0 | 0 | 0 | 0 | 0 | 0 | 0 | 0 | 75616 | 92891 | 101669 | 121028 | 125189 | 115895 | 114642 | 95589 | 76790 | 70448 | 57220 | 47006 | 75616 | 92891 | 101669 | 121028 | 125189 | 115895 | 114642 | 95589 | 76790 | 70448 | 57220 | 47006 | 8632 | 10604 | 11606 | 13816 | 14291 | 13230 | 13087 | 10912 | 8766 | 8042 | 6532 | 5366 | 0 | 0 | 1093983 | 1093983 | 124884 | 2020
60591 | N | . | Solar Star California, XLI, LLC | Solar Star California, XLI, LLC | 60353 | CA | PACC | WECC |  | 22 | 2 | NAICS-22 Non-Cogen | PV | SUN | SUN |  |  |  | 0 | 0 | 0 | 0 | 0 | 0 | 0 | 0 | 0 | 0 | 0 | 0 | 0 | 0 | 0 | 0 | 0 | 0 | 0 | 0 | 0 | 0 | 0 | 0 | 0 | 0 | 0 | 0 | 0 | 0 | 0 | 0 | 0 | 0 | 0 | 0 | 80347 | 96780 | 101642 | 124804 | 132749 | 109824 | 96386 | 81372 | 64824 | 60628 | 49617 | 39236 | 80347 | 96780 | 101642 | 124804 | 132749 | 109824 | 96386 | 81372 | 64824 | 60628 | 49617 | 39236 | 9172 | 11048 | 11603 | 14247 | 15154 | 12537 | 11003 | 9289 | 7400 | 6921 | 5664 | 4479 | 0 | 0 | 1038209 | 1038209 | 118517 | 2020
60594 | N | . | Voyager Wind I | Terra-Gen Operating Co-Wind | 2770 | CA | PACC | WECC |  | 22 | 2 | NAICS-22 Non-Cogen | WT | WND | WND |  |  |  | 0 | 0 | 0 | 0 | 0 | 0 | 0 | 0 | 0 | 0 | 0 | 0 | 0 | 0 | 0 | 0 | 0 | 0 | 0 | 0 | 0 | 0 | 0 | 0 | 0 | 0 | 0 | 0 | 0 | 0 | 0 | 0 | 0 | 0 | 0 | 0 | 182103 | 182602 | 232683 | 410371 | 428478 | 397248 | 350794 | 353939 | 213078 | 227278 | 161421 | 165135 | 182103 | 182602 | 232683 | 410371 | 428478 | 397248 | 350794 | 353939 | 213078 | 227278 | 161421 | 165135 | 20788 | 20845 | 26562 | 46846 | 48913 | 45348 | 40045 | 40404 | 24324 | 25945 | 18427 | 18851 | 0 | 0 | 3305130 | 3305130 | 377298 | 2020
60661 | N | . | Mira Loma Energy Storage Facility | Southern California Edison Co | 17609 | CA | PACC | WECC |  | 22 | 1 | Electric Utility | BA | MWH | OTH |  |  | megawatthours | 0 | 0 | 0 | 0 | 0 | 0 | 0 | 0 | 0 | 0 | 0 | 0 | 0 | 0 | 0 | 0 | 0 | 0 | 0 | 0 | 0 | 0 | 0 | 0 | 0 | 0 | 0 | 0 | 0 | 0 | 0 | 0 | 0 | 0 | 0 | 0 | 0 | 0 | 0 | 0 | 0 | 0 | 0 | 0 | 0 | 0 | 0 | 0 | 0 | 0 | 0 | 0 | 0 | 0 | 0 | 0 | 0 | 0 | 0 | 0 | 0 | 0 | 0 | 0 | 0 | 0 | 0 | 0 | 0 | 0 | 0 | 0 | 0 | 0 | 0 | 0 | 0 | 2020
60678 | N | . | San Joaquin Solar | GASNA 6P, LLC | 60399 | CA | PACC | WECC |  | 22 | 2 | NAICS-22 Non-Cogen | PV | SUN | SUN |  |  |  | 0 | 0 | 0 | 0 | 0 | 0 | 0 | 0 | 0 | 0 | 0 | 0 | 0 | 0 | 0 | 0 | 0 | 0 | 0 | 0 | 0 | 0 | 0 | 0 | 0 | 0 | 0 | 0 | 0 | 0 | 0 | 0 | 0 | 0 | 0 | 0 | 18623 | 25244 | 24703 | 31132 | 40745 | 40573 | 44323 | 37968 | 29812 | 27556 | 21785 | 17248 | 18623 | 25244 | 24703 | 31132 | 40745 | 40573 | 44323 | 37968 | 29812 | 27556 | 21785 | 17248 | 2125.881 | 2881.734 | 2819.951 | 3553.932 | 4651.207 | 4631.674 | 5059.682 | 4334.197 | 3403.2 | 3145.67 | 2486.883 | 1968.989 | 0 | 0 | 359712 | 359712 | 41063 | 2020
60698 | N | . | Stanton Energy Reliability Center Hybrid | Wellhead Services, Inc | 20323 | CA | PACC | WECC |  | 22 | 2 | NAICS-22 Non-Cogen | BA | MWH | OTH |  |  | megawatthours | . | . | . | . | . | . | . | 30 | 34 | 15 | 5 | 7 | . | . | . | . | . | . | . | 30 | 34 | 15 | 5 | 7 | . | . | . | . | . | . | . | 0 | 0 | 0 | 0 | 0 | . | . | . | . | . | . | . | 0 | 0 | 0 | 0 | 0 | . | . | . | . | . | . | . | 0 | 0 | 0 | 0 | 0 | . | . | . | . | . | . | . | 5 | -2 | -3 | 0 | -4 | 91 | 91 | 0 | 0 | -4 | 2020
60698 | N | . | Stanton Energy Reliability Center Hybrid | Wellhead Services, Inc | 20323 | CA | PACC | WECC |  | 22 | 2 | NAICS-22 Non-Cogen | GT | NG | NG |  |  | mcf | . | . | . | . | . | . | . | 70531 | 53459 | 62843 | 26585 | 12015 | . | . | . | . | . | . | . | 70531 | 53459 | 62843 | 26585 | 12015 | . | . | . | . | . | . | . | 1.029 | 1.034 | 1.032 | 1.023 | 1.029 | . | . | . | . | . | . | . | 72576 | 55277 | 64854 | 27196 | 12363 | . | . | . | . | . | . | . | 72576 | 55277 | 64854 | 27196 | 12363 | . | . | . | . | . | . | . | 6511 | 5012 | 5746 | 2408 | 1164 | 225433 | 225433 | 232266 | 232266 | 20841 | 2020
60699 | N | . | DESI-1 Battery Energy Storage Facility | Southern California Edison Co | 17609 | CA | PACC | WECC |  | 22 | 1 | Electric Utility | BA | MWH | OTH |  |  | megawatthours | 0 | 0 | 0 | 0 | 0 | 0 | 0 | 0 | 0 | 0 | 0 | 0 | 0 | 0 | 0 | 0 | 0 | 0 | 0 | 0 | 0 | 0 | 0 | 0 | 0 | 0 | 0 | 0 | 0 | 0 | 0 | 0 | 0 | 0 | 0 | 0 | 0 | 0 | 0 | 0 | 0 | 0 | 0 | 0 | 0 | 0 | 0 | 0 | 0 | 0 | 0 | 0 | 0 | 0 | 0 | 0 | 0 | 0 | 0 | 0 | 0 | 0 | 0 | 0 | 0 | 0 | 0 | 0 | 0 | 0 | 0 | 0 | 0 | 0 | 0 | 0 | 0 | 2020
60744 | N | . | SEPV Imperial Dixieland West | AES Distributed Energy | 61012 | CA | PACC | WECC |  | 22 | 2 | NAICS-22 Non-Cogen | PV | SUN | SUN |  |  |  | 0 | 0 | 0 | 0 | 0 | 0 | 0 | 0 | 0 | 0 | 0 | 0 | 0 | 0 | 0 | 0 | 0 | 0 | 0 | 0 | 0 | 0 | 0 | 0 | 0 | 0 | 0 | 0 | 0 | 0 | 0 | 0 | 0 | 0 | 0 | 0 | 4102 | 5561 | 5442 | 6858 | 8976 | 8938 | 9764 | 8364 | 6567 | 6070 | 4799 | 3800 | 4102 | 5561 | 5442 | 6858 | 8976 | 8938 | 9764 | 8364 | 6567 | 6070 | 4799 | 3800 | 468.321 | 634.833 | 621.223 | 782.916 | 1024.641 | 1020.338 | 1114.626 | 954.805 | 749.71 | 692.977 | 547.85 | 433.76 | 0 | 0 | 79241 | 79241 | 9046 | 2020
60745 | N | . | SEPV Imperial Dixieland East | AES Distributed Energy | 61012 | CA | PACC | WECC |  | 22 | 2 | NAICS-22 Non-Cogen | PV | SUN | SUN |  |  |  | 0 | 0 | 0 | 0 | 0 | 0 | 0 | 0 | 0 | 0 | 0 | 0 | 0 | 0 | 0 | 0 | 0 | 0 | 0 | 0 | 0 | 0 | 0 | 0 | 0 | 0 | 0 | 0 | 0 | 0 | 0 | 0 | 0 | 0 | 0 | 0 | 2561 | 3472 | 3398 | 4282 | 5604 | 5581 | 6096 | 5222 | 4100 | 3790 | 2996 | 2372 | 2561 | 3472 | 3398 | 4282 | 5604 | 5581 | 6096 | 5222 | 4100 | 3790 | 2996 | 2372 | 292.405 | 396.367 | 387.869 | 488.825 | 639.749 | 637.062 | 695.933 | 596.146 | 468.092 | 432.67 | 342.058 | 270.824 | 0 | 0 | 49474 | 49474 | 5648 | 2020
60777 | N | . | American Kings Solar, LLC | Goldman Sachs Renewable Power Group | 61944 | CA | PACC | WECC |  | 22 | 2 | NAICS-22 Non-Cogen | PV | SUN | SUN |  |  |  | . | . | . | . | . | . | . | . | . | . | . | 0 | . | . | . | . | . | . | . | . | . | . | . | 0 | . | . | . | . | . | . | . | . | . | . | . | 0 | . | . | . | . | . | . | . | . | . | . | . | 125207 | . | . | . | . | . | . | . | . | . | . | . | 125207 | . | . | . | . | . | . | . | . | . | . | . | 14293 | 0 | 0 | 125207 | 125207 | 14293 | 2020
60790 | N | . | PVN Milliken, LLC | PVN Milliken, LLC | 60455 | CA | PACC | WECC |  | 22 | 2 | NAICS-22 Non-Cogen | PV | SUN | SUN |  |  |  | 0 | 0 | 0 | 0 | 0 | 0 | 0 | 0 | 0 | 0 | 0 | 0 | 0 | 0 | 0 | 0 | 0 | 0 | 0 | 0 | 0 | 0 | 0 | 0 | 0 | 0 | 0 | 0 | 0 | 0 | 0 | 0 | 0 | 0 | 0 | 0 | 2078 | 2817 | 2756 | 3474 | 4546 | 4527 | 4946 | 4237 | 3327 | 3075 | 2431 | 1925 | 2078 | 2817 | 2756 | 3474 | 4546 | 4527 | 4946 | 4237 | 3327 | 3075 | 2431 | 1925 | 237.216 | 321.557 | 314.663 | 396.564 | 519.003 | 516.824 | 564.583 | 483.63 | 379.745 | 351.008 | 277.498 | 219.709 | 0 | 0 | 40139 | 40139 | 4582 | 2020
60791 | N | . | SunAnza | Arizona Electric Pwr Coop Inc | 796 | CA | PACC | WECC |  | 22 | 1 | Electric Utility | PV | SUN | SUN |  |  |  | 0 | 0 | 0 | 0 | 0 | 0 | 0 | 0 | 0 | 0 | 0 | 0 | 0 | 0 | 0 | 0 | 0 | 0 | 0 | 0 | 0 | 0 | 0 | 0 | 0 | 0 | 0 | 0 | 0 | 0 | 0 | 0 | 0 | 0 | 0 | 0 | 2288 | 3102 | 3036 | 3826 | 5007 | 4986 | 5447 | 4666 | 3663 | 3386 | 2677 | 2120 | 2288 | 3102 | 3036 | 3826 | 5007 | 4986 | 5447 | 4666 | 3663 | 3386 | 2677 | 2120 | 261.236 | 354.12 | 346.528 | 436.723 | 571.561 | 569.16 | 621.756 | 532.605 | 418.2 | 386.554 | 305.599 | 241.958 | 0 | 0 | 44204 | 44204 | 5046 | 2020
60813 | N | . | Cloverdale Solar Center | Adapture Renewables, Inc. | 60496 | CA | PACC | WECC |  | 22 | 2 | NAICS-22 Non-Cogen | PV | SUN | SUN |  |  |  | 0 | 0 | 0 | 0 | 0 | 0 | 0 | 0 | 0 | 0 | 0 | 0 | 0 | 0 | 0 | 0 | 0 | 0 | 0 | 0 | 0 | 0 | 0 | 0 | 0 | 0 | 0 | 0 | 0 | 0 | 0 | 0 | 0 | 0 | 0 | 0 | 1061 | 1438 | 1407 | 1773 | 2321 | 2311 | 2525 | 2163 | 1698 | 1570 | 1241 | 982 | 1061 | 1438 | 1407 | 1773 | 2321 | 2311 | 2525 | 2163 | 1698 | 1570 | 1241 | 982 | 121.093 | 164.147 | 160.628 | 202.436 | 264.939 | 263.826 | 288.206 | 246.881 | 193.851 | 179.181 | 141.656 | 112.156 | 0 | 0 | 20490 | 20490 | 2339 | 2020
60824 | N | . | Valley Sanitary District WTP Solar | Tesla Inc. | 60947 | CA | PACC | WECC |  | 22 | 2 | NAICS-22 Non-Cogen | PV | SUN | SUN |  |  |  | 0 | 0 | 0 | 0 | 0 | 0 | 0 | 0 | 0 | 0 | 0 | 0 | 0 | 0 | 0 | 0 | 0 | 0 | 0 | 0 | 0 | 0 | 0 | 0 | 0 | 0 | 0 | 0 | 0 | 0 | 0 | 0 | 0 | 0 | 0 | 0 | 712 | 965 | 944 | 1190 | 1558 | 1551 | 1695 | 1452 | 1140 | 1054 | 833 | 659 | 712 | 965 | 944 | 1190 | 1558 | 1551 | 1695 | 1452 | 1140 | 1054 | 833 | 659 | 81.281 | 110.18 | 107.818 | 135.881 | 177.834 | 177.087 | 193.452 | 165.713 | 130.118 | 120.271 | 95.083 | 75.282 | 0 | 0 | 13753 | 13753 | 1570 | 2020
60825 | N | . | Colgreen North Shore Solar Farm | Sunpin Holdings, LLC | 60495 | CA | PACC | WECC |  | 22 | 2 | NAICS-22 Non-Cogen | PV | SUN | SUN |  |  |  | 0 | 0 | 0 | 0 | 0 | 0 | 0 | 0 | 0 | 0 | 0 | 0 | 0 | 0 | 0 | 0 | 0 | 0 | 0 | 0 | 0 | 0 | 0 | 0 | 0 | 0 | 0 | 0 | 0 | 0 | 0 | 0 | 0 | 0 | 0 | 0 | 51176 | 102580 | 133581 | 142876 | 197748 | 137427 | 197626 | 173089 | 144593 | 121764 | 101572 | 79961 | 51176 | 102580 | 133581 | 142876 | 197748 | 137427 | 197626 | 173089 | 144593 | 121764 | 101572 | 79961 | 5842 | 11710 | 15249 | 16310 | 22574 | 15688 | 22560 | 19759 | 16506 | 13900 | 11595 | 9128 | 0 | 0 | 1583993 | 1583993 | 180821 | 2020
60844 | N | . | Genentech Vacaville Meter #1 | Tesla Inc. | 60947 | CA | PACC | WECC |  | 22 | 2 | NAICS-22 Non-Cogen | PV | SUN | SUN |  |  |  | 0 | 0 | 0 | 0 | 0 | 0 | 0 | 0 | 0 | 0 | 0 | 0 | 0 | 0 | 0 | 0 | 0 | 0 | 0 | 0 | 0 | 0 | 0 | 0 | 0 | 0 | 0 | 0 | 0 | 0 | 0 | 0 | 0 | 0 | 0 | 0 | 3632 | 4924 | 4818 | 6072 | 7947 | 7914 | 8645 | 7405 | 5815 | 5375 | 4249 | 3364 | 3632 | 4924 | 4818 | 6072 | 7947 | 7914 | 8645 | 7405 | 5815 | 5375 | 4249 | 3364 | 414.636 | 562.059 | 550.008 | 693.165 | 907.18 | 903.37 | 986.849 | 845.349 | 663.766 | 613.537 | 485.046 | 384.035 | 0 | 0 | 70160 | 70160 | 8009 | 2020
60846 | N | . | US GSA - Sacramento | Tesla Inc. | 60947 | CA | PACC | WECC |  | 22 | 2 | NAICS-22 Non-Cogen | PV | SUN | SUN |  |  |  | 0 | 0 | 0 | 0 | 0 | 0 | 0 | 0 | 0 | 0 | 0 | 0 | 0 | 0 | 0 | 0 | 0 | 0 | 0 | 0 | 0 | 0 | 0 | 0 | 0 | 0 | 0 | 0 | 0 | 0 | 0 | 0 | 0 | 0 | 0 | 0 | 986 | 1336 | 1308 | 1648 | 2157 | 2148 | 2347 | 2010 | 1578 | 1459 | 1153 | 913 | 986 | 1336 | 1308 | 1648 | 2157 | 2148 | 2347 | 2010 | 1578 | 1459 | 1153 | 913 | 112.55 | 152.568 | 149.297 | 188.156 | 246.249 | 245.215 | 267.875 | 229.466 | 180.176 | 166.541 | 131.663 | 104.244 | 0 | 0 | 19043 | 19043 | 2174 | 2020
60861 | N | . | Dept of General Services -FTB | California PV Energy 2, LLC | 60518 | CA | PACC | WECC |  | 22 | 2 | NAICS-22 Non-Cogen | PV | SUN | SUN |  |  |  | 0 | 0 | 0 | 0 | 0 | 0 | 0 | 0 | 0 | 0 | 0 | 0 | 0 | 0 | 0 | 0 | 0 | 0 | 0 | 0 | 0 | 0 | 0 | 0 | 0 | 0 | 0 | 0 | 0 | 0 | 0 | 0 | 0 | 0 | 0 | 0 | 2323 | 3149 | 3081 | 3883 | 5082 | 5061 | 5529 | 4736 | 3719 | 3437 | 2717 | 2151 | 2323 | 3149 | 3081 | 3883 | 5082 | 5061 | 5529 | 4736 | 3719 | 3437 | 2717 | 2151 | 265.171 | 359.454 | 351.747 | 443.3 | 580.169 | 577.733 | 631.12 | 540.627 | 424.499 | 392.376 | 310.202 | 245.602 | 0 | 0 | 44868 | 44868 | 5122 | 2020
60869 | N | . | Solar Star California, XLIV, LLC | Solar Star California, XLIV, LLC | 60525 | CA | PACC | WECC |  | 22 | 2 | NAICS-22 Non-Cogen | PV | SUN | SUN |  |  |  | 0 | 0 | 0 | 0 | 0 | 0 | 0 | 0 | 0 | 0 | 0 | 0 | 0 | 0 | 0 | 0 | 0 | 0 | 0 | 0 | 0 | 0 | 0 | 0 | 0 | 0 | 0 | 0 | 0 | 0 | 0 | 0 | 0 | 0 | 0 | 0 | 8779 | 11900 | 11645 | 14676 | 19207 | 19126 | 20894 | 17898 | 14053 | 12990 | 10269 | 8131 | 8779 | 11900 | 11645 | 14676 | 19207 | 19126 | 20894 | 17898 | 14053 | 12990 | 10269 | 8131 | 1002.135 | 1358.443 | 1329.318 | 1675.315 | 2192.568 | 2183.36 | 2385.122 | 2043.13 | 1604.26 | 1482.861 | 1172.311 | 928.177 | 0 | 0 | 169568 | 169568 | 19357 | 2020
60914 | N | . | Westmont 300B | Westmont Solar, LLC | 60991 | CA | PACC | WECC |  | 22 | 2 | NAICS-22 Non-Cogen | PV | SUN | SUN |  |  |  | 0 | 0 | 0 | 0 | 0 | 0 | 0 | 0 | 0 | 0 | 0 | 0 | 0 | 0 | 0 | 0 | 0 | 0 | 0 | 0 | 0 | 0 | 0 | 0 | 0 | 0 | 0 | 0 | 0 | 0 | 0 | 0 | 0 | 0 | 0 | 0 | 2596 | 3519 | 3443 | 4340 | 5680 | 5656 | 6178 | 5293 | 4156 | 3841 | 3037 | 2404 | 2596 | 3519 | 3443 | 4340 | 5680 | 5656 | 6178 | 5293 | 4156 | 3841 | 3037 | 2404 | 296.339 | 401.701 | 393.089 | 495.402 | 648.358 | 645.635 | 705.297 | 604.168 | 474.391 | 438.492 | 346.66 | 274.468 | 0 | 0 | 50143 | 50143 | 5724 | 2020
60918 | N | . | Verwey-Hanford Dairy Digester #1 | AlsoEnergy | 60572 | CA | PACC | WECC |  | 22 | 2 | NAICS-22 Non-Cogen | IC | OBG | ORW |  |  | Mcf | 1475 | 1326 | 1398 | 1308 | 1390 | 1281 | 1438 | 1373 | 1362 | 1311 | 1320 | 1179 | 1475 | 1326 | 1398 | 1308 | 1390 | 1281 | 1438 | 1373 | 1362 | 1311 | 1320 | 1179 | 0.58 | 0.58 | 0.58 | 0.58 | 0.58 | 0.58 | 0.58 | 0.58 | 0.58 | 0.58 | 0.58 | 0.58 | 856 | 769 | 811 | 759 | 806 | 743 | 834 | 796 | 790 | 760 | 766 | 684 | 856 | 769 | 811 | 759 | 806 | 743 | 834 | 796 | 790 | 760 | 766 | 684 | 70.258 | 63.2 | 66.595 | 62.327 | 66.208 | 61.023 | 68.536 | 65.435 | 64.904 | 62.464 | 62.885 | 56.165 | 16161 | 16161 | 9374 | 9374 | 770 | 2020
60947 | N | . | Jacumba Solar Farm | AEP Renewables | 60639 | CA | PACC | WECC |  | 22 | 2 | NAICS-22 Non-Cogen | PV | SUN | SUN |  |  |  | 0 | 0 | 0 | 0 | 0 | 0 | 0 | 0 | 0 | 0 | 0 | 0 | 0 | 0 | 0 | 0 | 0 | 0 | 0 | 0 | 0 | 0 | 0 | 0 | 0 | 0 | 0 | 0 | 0 | 0 | 0 | 0 | 0 | 0 | 0 | 0 | 17577 | 23826 | 23316 | 29384 | 38456 | 38295 | 41834 | 35835 | 28138 | 26009 | 20562 | 16280 | 17577 | 23826 | 23316 | 29384 | 38456 | 38295 | 41834 | 35835 | 28138 | 26009 | 20562 | 16280 | 2006.495 | 2719.903 | 2661.59 | 3354.352 | 4390.006 | 4371.57 | 4775.542 | 4090.799 | 3212.085 | 2969.017 | 2347.226 | 1858.415 | 0 | 0 | 339512 | 339512 | 38757 | 2020
60953 | N | . | Owens Valley Solar Project 11 | Los Angeles Department of Water & Power | 11208 | CA | PACC | WECC |  | 22 | 2 | NAICS-22 Non-Cogen | PV | SUN | SUN |  |  |  | 0 | 0 | 0 | 0 | 0 | 0 | 0 | 0 | 0 | 0 | 0 | 0 | 0 | 0 | 0 | 0 | 0 | 0 | 0 | 0 | 0 | 0 | 0 | 0 | 0 | 0 | 0 | 0 | 0 | 0 | 0 | 0 | 0 | 0 | 0 | 0 | 1380 | 1871 | 1831 | 2307 | 3019 | 3007 | 3285 | 2814 | 2209 | 2042 | 1614 | 1278 | 1380 | 1871 | 1831 | 2307 | 3019 | 3007 | 3285 | 2814 | 2209 | 2042 | 1614 | 1278 | 157.541 | 213.553 | 208.974 | 263.366 | 344.681 | 343.233 | 374.951 | 321.188 | 252.196 | 233.112 | 184.292 | 145.913 | 0 | 0 | 26657 | 26657 | 3043 | 2020
60960 | N | . | Hyperion Treatment Plant CHP Plant | Constellation New Energy Inc. | 60396 | CA | PACC | WECC |  | 22 | 2 | NAICS-22 Non-Cogen | GT | NG | NG |  |  | mcf | 23493 | 17983 | 22808 | 24269 | 17426 | 14532 | 21728 | 40717 | 40358 | 38716 | 39689 | 40539 | 23493 | 17983 | 22808 | 24269 | 17426 | 14532 | 21728 | 40717 | 40358 | 38716 | 39689 | 40539 | 1.03 | 1.03 | 1.03 | 1.03 | 1.03 | 1.03 | 1.03 | 1.03 | 1.03 | 1.03 | 1.03 | 1.03 | 24198 | 18522 | 23492 | 24997 | 17949 | 14968 | 22380 | 41939 | 41569 | 39877 | 40880 | 41755 | 24198 | 18522 | 23492 | 24997 | 17949 | 14968 | 22380 | 41939 | 41569 | 39877 | 40880 | 41755 | 2281.16 | 1777.892 | 2280.583 | 2519.164 | 2229.748 | 1913.586 | 2807.667 | 3867.95 | 3768.712 | 3646.482 | 3645.419 | 3612.765 | 342258 | 342258 | 352526 | 352526 | 34351.128 | 2020
60960 | N | . | Hyperion Treatment Plant CHP Plant | Constellation New Energy Inc. | 60396 | CA | PACC | WECC |  | 22 | 2 | NAICS-22 Non-Cogen | GT | OBG | ORW |  |  | Mcf | 202282 | 192594 | 195421 | 137239 | 144940 | 139288 | 136025 | 133663 | 171335 | 171726 | 171640 | 178444 | 202282 | 192594 | 195421 | 137239 | 144940 | 139288 | 136025 | 133663 | 171335 | 171726 | 171640 | 178444 | 0.574 | 0.574 | 0.574 | 0.574 | 0.574 | 0.574 | 0.574 | 0.574 | 0.574 | 0.574 | 0.574 | 0.574 | 116110 | 110549 | 112172 | 78775 | 83196 | 79951 | 78078 | 76723 | 98346 | 98571 | 98521 | 102427 | 116110 | 110549 | 112172 | 78775 | 83196 | 79951 | 78078 | 76723 | 98346 | 98571 | 98521 | 102427 | 10945.84 | 10611.108 | 10889.417 | 7938.836 | 10335.252 | 10221.414 | 9795.333 | 7076.05 | 8916.288 | 9013.518 | 8785.581 | 8862.235 | 1974597 | 1974597 | 1133419 | 1133419 | 113390.87 | 2020
60974 | N | . | Glendale Battery Energy Storage System | City of Glendale - (CA) | 7294 | CA | PACC | WECC |  | 22 | 1 | Electric Utility | BA | MWH | OTH |  |  | megawatthours | 0 | 0 | 1 | 0 | 0 | 0 | 1 | 0 | 1 | 1 | 1 | 1 | 0 | 0 | 1 | 0 | 0 | 0 | 1 | 0 | 1 | 1 | 1 | 1 | 0 | 0 | 0 | 0 | 0 | 0 | 0 | 0 | 0 | 0 | 0 | 0 | 0 | 0 | 0 | 0 | 0 | 0 | 0 | 0 | 0 | 0 | 0 | 0 | 0 | 0 | 0 | 0 | 0 | 0 | 0 | 0 | 0 | 0 | 0 | 0 | 0 | 0 | 0 | 0 | 0 | 0 | 0 | 0 | 0 | 0 | 0 | 0 | 6 | 6 | 0 | 0 | 0 | 2020
60975 | N | . | Whitney Point Solar | Whitney Point Solar, LLC | 60619 | CA | PACC | WECC |  | 22 | 2 | NAICS-22 Non-Cogen | PV | SUN | SUN |  |  |  | 0 | 0 | 0 | 0 | 0 | 0 | 0 | 0 | 0 | 0 | 0 | 0 | 0 | 0 | 0 | 0 | 0 | 0 | 0 | 0 | 0 | 0 | 0 | 0 | 0 | 0 | 0 | 0 | 0 | 0 | 0 | 0 | 0 | 0 | 0 | 0 | 22855 | 30982 | 30317 | 38208 | 50005 | 49795 | 54397 | 46597 | 36588 | 33819 | 26737 | 21169 | 22855 | 30982 | 30317 | 38208 | 50005 | 49795 | 54397 | 46597 | 36588 | 33819 | 26737 | 21169 | 2609.061 | 3536.709 | 3460.884 | 4361.687 | 5708.356 | 5684.384 | 6209.671 | 5319.295 | 4176.696 | 3860.633 | 3052.114 | 2416.51 | 0 | 0 | 441469 | 441469 | 50396 | 2020
60978 | N | . | CSUF State College | Solar Star California XLVIII, LLC | 60630 | CA | PACC | WECC |  | 22 | 2 | NAICS-22 Non-Cogen | PV | SUN | SUN |  |  |  | 0 | 0 | 0 | 0 | 0 | 0 | 0 | 0 | 0 | 0 | 0 | 0 | 0 | 0 | 0 | 0 | 0 | 0 | 0 | 0 | 0 | 0 | 0 | 0 | 0 | 0 | 0 | 0 | 0 | 0 | 0 | 0 | 0 | 0 | 0 | 0 | 743 | 1008 | 986 | 1243 | 1626 | 1619 | 1769 | 1515 | 1190 | 1100 | 870 | 688 | 743 | 1008 | 986 | 1243 | 1626 | 1619 | 1769 | 1515 | 1190 | 1100 | 870 | 688 | 84.853 | 115.022 | 112.556 | 141.853 | 185.65 | 184.87 | 201.954 | 172.996 | 135.836 | 125.557 | 99.262 | 78.591 | 0 | 0 | 14357 | 14357 | 1639 | 2020
60979 | N | . | CSUF Nutwood Solar | Solar Star California XLVIII, LLC | 60630 | CA | PACC | WECC |  | 22 | 2 | NAICS-22 Non-Cogen | PV | SUN | SUN |  |  |  | 0 | 0 | 0 | 0 | 0 | 0 | 0 | 0 | 0 | 0 | 0 | 0 | 0 | 0 | 0 | 0 | 0 | 0 | 0 | 0 | 0 | 0 | 0 | 0 | 0 | 0 | 0 | 0 | 0 | 0 | 0 | 0 | 0 | 0 | 0 | 0 | 1439 | 1951 | 1909 | 2406 | 3149 | 3136 | 3426 | 2935 | 2304 | 2130 | 1684 | 1333 | 1439 | 1951 | 1909 | 2406 | 3149 | 3136 | 3426 | 2935 | 2304 | 2130 | 1684 | 1333 | 164.322 | 222.746 | 217.971 | 274.704 | 359.519 | 358.009 | 391.092 | 335.016 | 263.053 | 243.147 | 192.226 | 152.195 | 0 | 0 | 27802 | 27802 | 3174 | 2020
60981 | N | . | NextEra Westside PV | Westside Solar, LLC | 60614 | CA | PACC | WECC |  | 22 | 2 | NAICS-22 Non-Cogen | PV | SUN | SUN |  |  |  | 0 | 0 | 0 | 0 | 0 | 0 | 0 | 0 | 0 | 0 | 0 | 0 | 0 | 0 | 0 | 0 | 0 | 0 | 0 | 0 | 0 | 0 | 0 | 0 | 0 | 0 | 0 | 0 | 0 | 0 | 0 | 0 | 0 | 0 | 0 | 0 | 22814 | 30926 | 30263 | 38139 | 49915 | 49705 | 54298 | 46513 | 36522 | 33758 | 26688 | 21130 | 22814 | 30926 | 30263 | 38139 | 49915 | 49705 | 54298 | 46513 | 36522 | 33758 | 26688 | 21130 | 2604.348 | 3530.323 | 3454.634 | 4353.812 | 5698.049 | 5674.12 | 6198.458 | 5309.69 | 4169.154 | 3853.662 | 3046.603 | 2412.147 | 0 | 0 | 440671 | 440671 | 50305 | 2020
60984 | N | . | Lindberg Field Solar 2 | Lindberg Field Solar 2, LLC | 60618 | CA | PACC | WECC |  | 22 | 2 | NAICS-22 Non-Cogen | PV | SUN | SUN |  |  |  | 0 | 0 | 0 | 0 | 0 | 0 | 0 | 0 | 0 | 0 | 0 | 0 | 0 | 0 | 0 | 0 | 0 | 0 | 0 | 0 | 0 | 0 | 0 | 0 | 0 | 0 | 0 | 0 | 0 | 0 | 0 | 0 | 0 | 0 | 0 | 0 | 2202 | 2985 | 2921 | 3681 | 4817 | 4797 | 5240 | 4489 | 3525 | 3258 | 2576 | 2039 | 2202 | 2985 | 2921 | 3681 | 4817 | 4797 | 5240 | 4489 | 3525 | 3258 | 2576 | 2039 | 251.349 | 340.716 | 333.411 | 420.192 | 549.926 | 547.617 | 598.221 | 512.445 | 402.37 | 371.922 | 294.032 | 232.799 | 0 | 0 | 42530 | 42530 | 4855 | 2020
60995 | N | . | Ramona Solar Energy | San Diego Gas & Electric Co | 16609 | CA | PACC | WECC |  | 22 | 1 | Electric Utility | PV | SUN | SUN |  |  |  | 0 | 0 | 0 | 0 | 0 | 0 | 0 | 0 | 0 | 0 | 0 | 0 | 0 | 0 | 0 | 0 | 0 | 0 | 0 | 0 | 0 | 0 | 0 | 0 | 0 | 0 | 0 | 0 | 0 | 0 | 0 | 0 | 0 | 0 | 0 | 0 | 2786 | 3776 | 3696 | 4657 | 6095 | 6070 | 6631 | 5680 | 4460 | 4122 | 3259 | 2580 | 2786 | 3776 | 3696 | 4657 | 6095 | 6070 | 6631 | 5680 | 4460 | 4122 | 3259 | 2580 | 318.03 | 431.106 | 421.863 | 531.666 | 695.818 | 692.896 | 756.925 | 648.393 | 509.117 | 470.59 | 372.036 | 294.56 | 0 | 0 | 53812 | 53812 | 6143 | 2020
61006 | N | . | SCDA Solar 1 | SCDA Solar 1, LLC | 60648 | CA | PACC | WECC |  | 22 | 2 | NAICS-22 Non-Cogen | PV | SUN | SUN |  |  |  | 0 | 0 | 0 | 0 | 0 | 0 | 0 | 0 | 0 | 0 | 0 | 0 | 0 | 0 | 0 | 0 | 0 | 0 | 0 | 0 | 0 | 0 | 0 | 0 | 0 | 0 | 0 | 0 | 0 | 0 | 0 | 0 | 0 | 0 | 0 | 0 | 6526 | 8846 | 8657 | 10910 | 14278 | 14218 | 15532 | 13305 | 10447 | 9657 | 7634 | 6044 | 6526 | 8846 | 8657 | 10910 | 14278 | 14218 | 15532 | 13305 | 10447 | 9657 | 7634 | 6044 | 744.985 | 1009.867 | 988.216 | 1245.43 | 1629.956 | 1623.111 | 1773.1 | 1518.864 | 1192.608 | 1102.36 | 871.496 | 690.007 | 0 | 0 | 126054 | 126054 | 14390 | 2020
61013 | N | . | Marin Clean Energy Solar One | Sustainable Power Group, LLC | 58661 | CA | PACC | WECC |  | 22 | 2 | NAICS-22 Non-Cogen | PV | SUN | SUN |  |  |  | 0 | 0 | 0 | 0 | 0 | 0 | 0 | 0 | 0 | 0 | 0 | 0 | 0 | 0 | 0 | 0 | 0 | 0 | 0 | 0 | 0 | 0 | 0 | 0 | 0 | 0 | 0 | 0 | 0 | 0 | 0 | 0 | 0 | 0 | 0 | 0 | 9278 | 12577 | 12308 | 15511 | 20300 | 20215 | 22083 | 18917 | 14853 | 13729 | 10854 | 8594 | 9278 | 12577 | 12308 | 15511 | 20300 | 20215 | 22083 | 18917 | 14853 | 13729 | 10854 | 8594 | 1059.187 | 1435.779 | 1404.997 | 1770.691 | 2317.391 | 2307.66 | 2520.908 | 2159.446 | 1695.591 | 1567.281 | 1239.051 | 981.018 | 0 | 0 | 179219 | 179219 | 20459 | 2020
61027 | N | . | Pacific Ethanol Stockton Cogen Plant | Pacific Ethanol Stockton | 60658 | CA | PACC | WECC |  | 325193 | 6 | Industrial NAICS Non-Cogen | GT | NG | NG |  |  | mcf | 0 | 0 | 0 | 0 | 0 | 0 | 0 | 0 | 0 | 0 | 0 | 0 | 0 | 0 | 0 | 0 | 0 | 0 | 0 | 0 | 0 | 0 | 0 | 0 | 0 | 0 | 0 | 0 | 0 | 0 | 0 | 0 | 0 | 0 | 0 | 0 | 0 | 0 | 0 | 0 | 0 | 0 | 0 | 0 | 0 | 0 | 0 | 0 | 0 | 0 | 0 | 0 | 0 | 0 | 0 | 0 | 0 | 0 | 0 | 0 | 0 | 0 | 0 | 0 | 0 | 0 | 0 | 0 | 0 | 0 | 0 | 0 | 0 | 0 | 0 | 0 | 0 | 2020
61066 | N | . | Foundation CDCR LAC | Foundation CA Fund VIII Manager, LLC | 60690 | CA | PACC | WECC |  | 22 | 2 | NAICS-22 Non-Cogen | WT | WND | WND |  |  |  | 0 | 0 | 0 | 0 | 0 | 0 | 0 | 0 | 0 | 0 | 0 | 0 | 0 | 0 | 0 | 0 | 0 | 0 | 0 | 0 | 0 | 0 | 0 | 0 | 0 | 0 | 0 | 0 | 0 | 0 | 0 | 0 | 0 | 0 | 0 | 0 | 2117 | 2170 | 3146 | 4241 | 4327 | 4799 | 4712 | 4015 | 2222 | 2421 | 1853 | 1820 | 2117 | 2170 | 3146 | 4241 | 4327 | 4799 | 4712 | 4015 | 2222 | 2421 | 1853 | 1820 | 241.654 | 247.711 | 359.091 | 484.133 | 494.003 | 547.849 | 537.898 | 458.278 | 253.704 | 276.418 | 211.533 | 207.728 | 0 | 0 | 37843 | 37843 | 4320 | 2020
61067 | N | . | Foundation Scheid Vineyards | Foundation CA Fund VIII Manager, LLC | 60690 | CA | PACC | WECC |  | 22 | 2 | NAICS-22 Non-Cogen | WT | WND | WND |  |  |  | 0 | 0 | 0 | 0 | 0 | 0 | 0 | 0 | 0 | 0 | 0 | 0 | 0 | 0 | 0 | 0 | 0 | 0 | 0 | 0 | 0 | 0 | 0 | 0 | 0 | 0 | 0 | 0 | 0 | 0 | 0 | 0 | 0 | 0 | 0 | 0 | 1834 | 1880 | 2725 | 3674 | 3748 | 4157 | 4082 | 3477 | 1925 | 2097 | 1605 | 1576 | 1834 | 1880 | 2725 | 3674 | 3748 | 4157 | 4082 | 3477 | 1925 | 2097 | 1605 | 1576 | 209.321 | 214.568 | 311.046 | 419.358 | 427.907 | 474.549 | 465.929 | 396.962 | 219.76 | 239.434 | 183.231 | 179.935 | 0 | 0 | 32780 | 32780 | 3742 | 2020
61107 | N | . | Vanadium Redox Flow Battery Plant | VRF Battery Plant | 60723 | CA | PACC | WECC |  | 22 | 1 | Electric Utility | BA | MWH | OTH |  |  | megawatthours | 197 | 151 | 232 | 206 | 200 | 177 | 210 | 209 | 226 | 241 | 238 | 222 | 197 | 151 | 232 | 206 | 200 | 177 | 210 | 209 | 226 | 241 | 238 | 222 | 0 | 0 | 0 | 0 | 0 | 0 | 0 | 0 | 0 | 0 | 0 | 0 | 0 | 0 | 0 | 0 | 0 | 0 | 0 | 0 | 0 | 0 | 0 | 0 | 0 | 0 | 0 | 0 | 0 | 0 | 0 | 0 | 0 | 0 | 0 | 0 | -62.511 | -48.301 | -74.116 | -65.722 | -63.674 | -56.55 | -66.858 | -66.632 | -72.035 | -76.93 | -75.832 | -70.839 | 2509 | 2509 | 0 | 0 | -800 | 2020
61115 | N | . | Manteca Land PV | AES Distributed Energy | 61012 | CA | PACC | WECC |  | 22 | 2 | NAICS-22 Non-Cogen | PV | SUN | SUN |  |  |  | 0 | 0 | 0 | 0 | 0 | 0 | 0 | 0 | 0 | 0 | 0 | 0 | 0 | 0 | 0 | 0 | 0 | 0 | 0 | 0 | 0 | 0 | 0 | 0 | 0 | 0 | 0 | 0 | 0 | 0 | 0 | 0 | 0 | 0 | 0 | 0 | 849 | 1151 | 1127 | 1420 | 1858 | 1851 | 2022 | 1732 | 1360 | 1257 | 994 | 787 | 849 | 1151 | 1127 | 1420 | 1858 | 1851 | 2022 | 1732 | 1360 | 1257 | 994 | 787 | 96.967 | 131.444 | 128.626 | 162.105 | 212.155 | 211.264 | 230.786 | 197.695 | 155.23 | 143.483 | 113.434 | 89.811 | 0 | 0 | 16408 | 16408 | 1873 | 2020
61116 | N | . | Delano Land 1 | AES Distributed Energy | 61012 | CA | PACC | WECC |  | 22 | 2 | NAICS-22 Non-Cogen | PV | SUN | SUN |  |  |  | 0 | 0 | 0 | 0 | 0 | 0 | 0 | 0 | 0 | 0 | 0 | 0 | 0 | 0 | 0 | 0 | 0 | 0 | 0 | 0 | 0 | 0 | 0 | 0 | 0 | 0 | 0 | 0 | 0 | 0 | 0 | 0 | 0 | 0 | 0 | 0 | 787 | 1067 | 1044 | 1316 | 1723 | 1715 | 1874 | 1605 | 1260 | 1165 | 921 | 729 | 787 | 1067 | 1044 | 1316 | 1723 | 1715 | 1874 | 1605 | 1260 | 1165 | 921 | 729 | 89.873 | 121.83 | 119.218 | 150.248 | 196.637 | 195.811 | 213.906 | 183.235 | 143.875 | 132.988 | 105.137 | 83.242 | 0 | 0 | 15206 | 15206 | 1736 | 2020
61117 | N | . | Bakersfield PV 1 | AES Distributed Energy | 61012 | CA | PACC | WECC |  | 22 | 2 | NAICS-22 Non-Cogen | PV | SUN | SUN |  |  |  | 0 | 0 | 0 | 0 | 0 | 0 | 0 | 0 | 0 | 0 | 0 | 0 | 0 | 0 | 0 | 0 | 0 | 0 | 0 | 0 | 0 | 0 | 0 | 0 | 0 | 0 | 0 | 0 | 0 | 0 | 0 | 0 | 0 | 0 | 0 | 0 | 4311 | 5843 | 5718 | 7206 | 9431 | 9392 | 10260 | 8788 | 6901 | 6379 | 5043 | 3993 | 4311 | 5843 | 5718 | 7206 | 9431 | 9392 | 10260 | 8788 | 6901 | 6379 | 5043 | 3993 | 492.085 | 667.045 | 652.744 | 822.641 | 1076.632 | 1072.11 | 1171.183 | 1003.252 | 787.751 | 728.14 | 575.648 | 455.769 | 0 | 0 | 83265 | 83265 | 9505 | 2020
61118 | N | . | Bakersfield Industrial PV 1 | AES Distributed Energy | 61012 | CA | PACC | WECC |  | 22 | 2 | NAICS-22 Non-Cogen | PV | SUN | SUN |  |  |  | 0 | 0 | 0 | 0 | 0 | 0 | 0 | 0 | 0 | 0 | 0 | 0 | 0 | 0 | 0 | 0 | 0 | 0 | 0 | 0 | 0 | 0 | 0 | 0 | 0 | 0 | 0 | 0 | 0 | 0 | 0 | 0 | 0 | 0 | 0 | 0 | 1019 | 1381 | 1351 | 1703 | 2229 | 2219 | 2424 | 2077 | 1631 | 1507 | 1192 | 943 | 1019 | 1381 | 1351 | 1703 | 2229 | 2219 | 2424 | 2077 | 1631 | 1507 | 1192 | 943 | 116.278 | 157.621 | 154.241 | 194.387 | 254.404 | 253.336 | 276.747 | 237.065 | 186.143 | 172.057 | 136.024 | 107.697 | 0 | 0 | 19676 | 19676 | 2246 | 2020
61152 | N | . | Intel Folsom Phase 3 | Tesla Inc. | 60947 | CA | PACC | WECC |  | 22 | 2 | NAICS-22 Non-Cogen | PV | SUN | SUN |  |  |  | 0 | 0 | 0 | 0 | 0 | 0 | 0 | 0 | 0 | 0 | 0 | 0 | 0 | 0 | 0 | 0 | 0 | 0 | 0 | 0 | 0 | 0 | 0 | 0 | 0 | 0 | 0 | 0 | 0 | 0 | 0 | 0 | 0 | 0 | 0 | 0 | 2348 | 3183 | 3114 | 3925 | 5137 | 5115 | 5588 | 4787 | 3759 | 3474 | 2747 | 2175 | 2348 | 3183 | 3114 | 3925 | 5137 | 5115 | 5588 | 4787 | 3759 | 3474 | 2747 | 2175 | 268.021 | 363.313 | 355.524 | 448.06 | 586.399 | 583.936 | 637.897 | 546.432 | 429.057 | 396.589 | 313.533 | 248.239 | 0 | 0 | 45352 | 45352 | 5177 | 2020
61153 | N | . | AT&T Holger | Bloom Energy | 57128 | CA | PACC | WECC |  | 22 | 2 | NAICS-22 Non-Cogen | FC | NG | NG |  |  | mcf | 4607 | 4076 | 4526 | 3200 | 3008 | 4232 | 5921 | 7358 | 6410 | 6659 | 5320 | 5898 | 4607 | 4076 | 4526 | 3200 | 3008 | 4232 | 5921 | 7358 | 6410 | 6659 | 5320 | 5898 | 1.02 | 1.02 | 1.02 | 1.02 | 1.02 | 1.02 | 1.02 | 1.02 | 1.02 | 1.02 | 1.02 | 1.02 | 4699 | 4158 | 4617 | 3264 | 3068 | 4317 | 6039 | 7505 | 6538 | 6792 | 5426 | 6016 | 4699 | 4158 | 4617 | 3264 | 3068 | 4317 | 6039 | 7505 | 6538 | 6792 | 5426 | 6016 | 631.286 | 558.472 | 620.22 | 438.416 | 412.21 | 579.925 | 811.258 | 1008.202 | 878.354 | 912.424 | 729.015 | 808.218 | 61215 | 61215 | 62439 | 62439 | 8388 | 2020
61154 | N | . | AT&T Anaheim | Bloom Energy | 57128 | CA | PACC | WECC |  | 22 | 2 | NAICS-22 Non-Cogen | FC | NG | NG |  |  | mcf | 4603 | 4072 | 4522 | 3196 | 3005 | 4228 | 5915 | 7351 | 6404 | 6652 | 5315 | 5893 | 4603 | 4072 | 4522 | 3196 | 3005 | 4228 | 5915 | 7351 | 6404 | 6652 | 5315 | 5893 | 1.02 | 1.02 | 1.02 | 1.02 | 1.02 | 1.02 | 1.02 | 1.02 | 1.02 | 1.02 | 1.02 | 1.02 | 4695 | 4153 | 4612 | 3260 | 3065 | 4313 | 6033 | 7498 | 6532 | 6785 | 5421 | 6011 | 4695 | 4153 | 4612 | 3260 | 3065 | 4313 | 6033 | 7498 | 6532 | 6785 | 5421 | 6011 | 647.241 | 572.587 | 635.895 | 449.496 | 422.629 | 594.582 | 831.762 | 1033.683 | 900.554 | 935.485 | 747.441 | 828.645 | 61156 | 61156 | 62378 | 62378 | 8600 | 2020
61202 | N | . | Mount Signal Solar Farm V | Imperial Valley Solar 3, LLC | 63447 | CA | PACC | WECC |  | 22 | 2 | NAICS-22 Non-Cogen | PV | SUN | SUN |  |  |  | 0 | 0 | 0 | 0 | 0 | 0 | 0 | 0 | 0 | 0 | 0 | 0 | 0 | 0 | 0 | 0 | 0 | 0 | 0 | 0 | 0 | 0 | 0 | 0 | 0 | 0 | 0 | 0 | 0 | 0 | 0 | 0 | 0 | 0 | 0 | 0 | 223783 | 242161 | 256808 | 511225 | 620007 | 646427 | 705583 | 596241 | 439226 | 376058 | 320590 | 283001 | 223783 | 242161 | 256808 | 511225 | 620007 | 646427 | 705583 | 596241 | 439226 | 376058 | 320590 | 283001 | 25546 | 27644 | 29316 | 58359 | 70777 | 73793 | 80546 | 68064 | 50140 | 42929 | 36597 | 32306 | 0 | 0 | 5221110 | 5221110 | 596017 | 2020
61209 | N | . | Sacramento Regional County Sanitation PV | Tesla Inc. | 60947 | CA | PACC | WECC |  | 22 | 2 | NAICS-22 Non-Cogen | PV | SUN | SUN |  |  |  | 0 | 0 | 0 | 0 | 0 | 0 | 0 | 0 | 0 | 0 | 0 | 0 | 0 | 0 | 0 | 0 | 0 | 0 | 0 | 0 | 0 | 0 | 0 | 0 | 0 | 0 | 0 | 0 | 0 | 0 | 0 | 0 | 0 | 0 | 0 | 0 | 3459 | 4689 | 4588 | 5783 | 7568 | 7536 | 8232 | 7052 | 5537 | 5118 | 4046 | 3204 | 3459 | 4689 | 4588 | 5783 | 7568 | 7536 | 8232 | 7052 | 5537 | 5118 | 4046 | 3204 | 394.86 | 535.25 | 523.775 | 660.104 | 863.91 | 860.282 | 939.78 | 805.029 | 632.107 | 584.274 | 461.911 | 365.718 | 0 | 0 | 66812 | 66812 | 7627 | 2020
61215 | N | . | Green Beanworks C PV | Sustainable Power Group, LLC | 58661 | CA | PACC | WECC |  | 22 | 2 | NAICS-22 Non-Cogen | PV | SUN | SUN |  |  |  | 0 | 0 | 0 | 0 | 0 | 0 | 0 | 0 | 0 | 0 | 0 | 0 | 0 | 0 | 0 | 0 | 0 | 0 | 0 | 0 | 0 | 0 | 0 | 0 | 0 | 0 | 0 | 0 | 0 | 0 | 0 | 0 | 0 | 0 | 0 | 0 | 3422 | 4639 | 4540 | 5721 | 7487 | 7456 | 8145 | 6977 | 5478 | 5064 | 4003 | 3170 | 3422 | 4639 | 4540 | 5721 | 7487 | 7456 | 8145 | 6977 | 5478 | 5064 | 4003 | 3170 | 390.665 | 529.566 | 518.212 | 653.093 | 854.736 | 851.146 | 929.8 | 796.48 | 625.394 | 578.068 | 457.006 | 361.834 | 0 | 0 | 66102 | 66102 | 7546 | 2020
61216 | N | . | Green Beanworks D PV | Sustainable Power Group, LLC | 58661 | CA | PACC | WECC |  | 22 | 2 | NAICS-22 Non-Cogen | PV | SUN | SUN |  |  |  | 0 | 0 | 0 | 0 | 0 | 0 | 0 | 0 | 0 | 0 | 0 | 0 | 0 | 0 | 0 | 0 | 0 | 0 | 0 | 0 | 0 | 0 | 0 | 0 | 0 | 0 | 0 | 0 | 0 | 0 | 0 | 0 | 0 | 0 | 0 | 0 | 3307 | 4482 | 4386 | 5528 | 7234 | 7204 | 7870 | 6741 | 5293 | 4893 | 3868 | 3063 | 3307 | 4482 | 4386 | 5528 | 7234 | 7204 | 7870 | 6741 | 5293 | 4893 | 3868 | 3063 | 377.462 | 511.67 | 500.701 | 631.024 | 825.852 | 822.384 | 898.379 | 769.565 | 604.26 | 558.534 | 441.562 | 349.607 | 0 | 0 | 63869 | 63869 | 7291 | 2020
61222 | N | . | Golden Hills North Wind Energy Center | Golden Hills Interconnection Wind, LLC | 60811 | CA | PACC | WECC |  | 22 | 2 | NAICS-22 Non-Cogen | WT | WND | WND |  |  |  | 0 | 0 | 0 | 0 | 0 | 0 | 0 | 0 | 0 | 0 | 0 | 0 | 0 | 0 | 0 | 0 | 0 | 0 | 0 | 0 | 0 | 0 | 0 | 0 | 0 | 0 | 0 | 0 | 0 | 0 | 0 | 0 | 0 | 0 | 0 | 0 | 67776 | 87705 | 94652 | 168139 | 169086 | 174972 | 226683 | 177180 | 92120 | 76615 | 63457 | 46060 | 67776 | 87705 | 94652 | 168139 | 169086 | 174972 | 226683 | 177180 | 92120 | 76615 | 63457 | 46060 | 7737 | 10012 | 10805 | 19194 | 19302 | 19974 | 25877 | 20226 | 10516 | 8746 | 7244 | 5258 | 0 | 0 | 1444445 | 1444445 | 164891 | 2020
61249 | N | . | Westmont 300A | Westmont Solar, LLC | 60991 | CA | PACC | WECC |  | 22 | 2 | NAICS-22 Non-Cogen | PV | SUN | SUN |  |  |  | 0 | 0 | 0 | 0 | 0 | 0 | 0 | 0 | 0 | 0 | 0 | 0 | 0 | 0 | 0 | 0 | 0 | 0 | 0 | 0 | 0 | 0 | 0 | 0 | 0 | 0 | 0 | 0 | 0 | 0 | 0 | 0 | 0 | 0 | 0 | 0 | 2596 | 3519 | 3443 | 4340 | 5680 | 5656 | 6178 | 5293 | 4156 | 3841 | 3037 | 2404 | 2596 | 3519 | 3443 | 4340 | 5680 | 5656 | 6178 | 5293 | 4156 | 3841 | 3037 | 2404 | 296.339 | 401.701 | 393.089 | 495.402 | 648.358 | 645.635 | 705.297 | 604.168 | 474.391 | 438.492 | 346.66 | 274.468 | 0 | 0 | 50143 | 50143 | 5724 | 2020
61250 | N | . | USPS PV | USPS LA Solar FiT A & B | 60950 | CA | PACC | WECC |  | 22 | 1 | Electric Utility | PV | SUN | SUN |  |  |  | 0 | 0 | 0 | 0 | 0 | 0 | 0 | 0 | 0 | 0 | 0 | 0 | 0 | 0 | 0 | 0 | 0 | 0 | 0 | 0 | 0 | 0 | 0 | 0 | 0 | 0 | 0 | 0 | 0 | 0 | 0 | 0 | 0 | 0 | 0 | 0 | 5181 | 7024 | 6873 | 8662 | 11336 | 11289 | 12332 | 10564 | 8295 | 7667 | 6061 | 4799 | 5181 | 7024 | 6873 | 8662 | 11336 | 11289 | 12332 | 10564 | 8295 | 7667 | 6061 | 4799 | 591.486 | 801.788 | 784.598 | 988.814 | 1294.11 | 1288.675 | 1407.76 | 1205.908 | 946.876 | 875.223 | 691.928 | 547.834 | 0 | 0 | 100083 | 100083 | 11425 | 2020
61264 | N | . | Antelope Expansion 2 | Sustainable Power Group, LLC | 58661 | CA | PACC | WECC |  | 22 | 2 | NAICS-22 Non-Cogen | PV | SUN | SUN |  |  |  | 0 | 0 | 0 | 0 | 0 | 0 | 0 | 0 | 0 | 0 | 0 | 0 | 0 | 0 | 0 | 0 | 0 | 0 | 0 | 0 | 0 | 0 | 0 | 0 | 0 | 0 | 0 | 0 | 0 | 0 | 0 | 0 | 0 | 0 | 0 | 0 | 140905 | 173614 | 152494 | 198011 | 204931 | 218413 | 264333 | 240042 | 192860 | 166887 | 140186 | 118540 | 140905 | 173614 | 152494 | 198011 | 204931 | 218413 | 264333 | 240042 | 192860 | 166887 | 140186 | 118540 | 16085 | 19819 | 17408 | 22604 | 23394 | 24933 | 30175 | 27402 | 22016 | 19051 | 16003 | 13532 | 0 | 0 | 2211216 | 2211216 | 252422 | 2020
61265 | N | . | Antelope DSR 3 | Sustainable Power Group, LLC | 58661 | CA | PACC | WECC |  | 22 | 2 | NAICS-22 Non-Cogen | PV | SUN | SUN |  |  |  | 0 | 0 | 0 | 0 | 0 | 0 | 0 | 0 | 0 | 0 | 0 | 0 | 0 | 0 | 0 | 0 | 0 | 0 | 0 | 0 | 0 | 0 | 0 | 0 | 0 | 0 | 0 | 0 | 0 | 0 | 0 | 0 | 0 | 0 | 0 | 0 | 25878 | 35080 | 34327 | 43262 | 56620 | 56382 | 61592 | 52761 | 41427 | 38292 | 30273 | 23969 | 25878 | 35080 | 34327 | 43262 | 56620 | 56382 | 61592 | 52761 | 41427 | 38292 | 30273 | 23969 | 2954.166 | 4004.518 | 3918.663 | 4938.618 | 6463.414 | 6436.271 | 7031.039 | 6022.891 | 4729.158 | 4371.289 | 3455.825 | 2736.148 | 0 | 0 | 499863 | 499863 | 57062 | 2020
61319 | N | . | Port of LA Solar FiT Project | Los Angeles Department of Water & Power | 11208 | CA | PACC | WECC |  | 22 | 2 | NAICS-22 Non-Cogen | PV | SUN | SUN |  |  |  | 0 | 0 | 0 | 0 | 0 | 0 | 0 | 0 | 0 | 0 | 0 | 0 | 0 | 0 | 0 | 0 | 0 | 0 | 0 | 0 | 0 | 0 | 0 | 0 | 0 | 0 | 0 | 0 | 0 | 0 | 0 | 0 | 0 | 0 | 0 | 0 | 824 | 1116 | 1092 | 1377 | 1802 | 1794 | 1960 | 1679 | 1318 | 1219 | 963 | 763 | 824 | 1116 | 1092 | 1377 | 1802 | 1794 | 1960 | 1679 | 1318 | 1219 | 963 | 763 | 94.015 | 127.444 | 124.712 | 157.172 | 205.698 | 204.835 | 223.763 | 191.679 | 150.506 | 139.116 | 109.982 | 87.078 | 0 | 0 | 15907 | 15907 | 1816 | 2020
61339 | N | . | Green Beanworks B PV | Sustainable Power Group, LLC | 58661 | CA | PACC | WECC |  | 22 | 2 | NAICS-22 Non-Cogen | PV | SUN | SUN |  |  |  | 0 | 0 | 0 | 0 | 0 | 0 | 0 | 0 | 0 | 0 | 0 | 0 | 0 | 0 | 0 | 0 | 0 | 0 | 0 | 0 | 0 | 0 | 0 | 0 | 0 | 0 | 0 | 0 | 0 | 0 | 0 | 0 | 0 | 0 | 0 | 0 | 3183 | 4315 | 4223 | 5322 | 6965 | 6935 | 7576 | 6490 | 5096 | 4710 | 3724 | 2948 | 3183 | 4315 | 4223 | 5322 | 6965 | 6935 | 7576 | 6490 | 5096 | 4710 | 3724 | 2948 | 363.383 | 492.582 | 482.021 | 607.482 | 795.042 | 791.704 | 864.864 | 740.855 | 581.717 | 537.697 | 425.089 | 336.564 | 0 | 0 | 61487 | 61487 | 7019 | 2020
61348 | N | . | Westmont 400A | Westmont Solar, LLC | 60991 | CA | PACC | WECC |  | 22 | 2 | NAICS-22 Non-Cogen | PV | SUN | SUN |  |  |  | 0 | 0 | 0 | 0 | 0 | 0 | 0 | 0 | 0 | 0 | 0 | 0 | 0 | 0 | 0 | 0 | 0 | 0 | 0 | 0 | 0 | 0 | 0 | 0 | 0 | 0 | 0 | 0 | 0 | 0 | 0 | 0 | 0 | 0 | 0 | 0 | 1580 | 2142 | 2096 | 2641 | 3457 | 3442 | 3761 | 3221 | 2529 | 2338 | 1848 | 1463 | 1580 | 2142 | 2096 | 2641 | 3457 | 3442 | 3761 | 3221 | 2529 | 2338 | 1848 | 1463 | 180.373 | 244.501 | 239.259 | 301.534 | 394.633 | 392.975 | 429.29 | 367.736 | 288.745 | 266.895 | 211 | 167.059 | 0 | 0 | 30518 | 30518 | 3484 | 2020
61349 | N | . | Westmont 400B | Westmont Solar, LLC | 60991 | CA | PACC | WECC |  | 22 | 2 | NAICS-22 Non-Cogen | PV | SUN | SUN |  |  |  | 0 | 0 | 0 | 0 | 0 | 0 | 0 | 0 | 0 | 0 | 0 | 0 | 0 | 0 | 0 | 0 | 0 | 0 | 0 | 0 | 0 | 0 | 0 | 0 | 0 | 0 | 0 | 0 | 0 | 0 | 0 | 0 | 0 | 0 | 0 | 0 | 1580 | 2142 | 2096 | 2641 | 3457 | 3442 | 3761 | 3221 | 2529 | 2338 | 1848 | 1463 | 1580 | 2142 | 2096 | 2641 | 3457 | 3442 | 3761 | 3221 | 2529 | 2338 | 1848 | 1463 | 180.373 | 244.501 | 239.259 | 301.534 | 394.633 | 392.975 | 429.29 | 367.736 | 288.745 | 266.895 | 211 | 167.059 | 0 | 0 | 30518 | 30518 | 3484 | 2020
61353 | N | . | Mount Signal Solar Farm II | Imperial Valley Solar 2, LLC | 60986 | CA | PACC | WECC |  | 22 | 2 | NAICS-22 Non-Cogen | PV | SUN | SUN |  |  |  | 0 | 0 | 0 | 0 | 0 | 0 | 0 | 0 | 0 | 0 | 0 | 0 | 0 | 0 | 0 | 0 | 0 | 0 | 0 | 0 | 0 | 0 | 0 | 0 | 0 | 0 | 0 | 0 | 0 | 0 | 0 | 0 | 0 | 0 | 0 | 0 | 230625 | 247409 | 295256 | 319013 | 387017 | 399447 | 407831 | 349165 | 304130 | 284910 | 234164 | 193228 | 230625 | 247409 | 295256 | 319013 | 387017 | 399447 | 407831 | 349165 | 304130 | 284910 | 234164 | 193228 | 26327 | 28243 | 33705 | 36417 | 44180 | 45599 | 46556 | 39859 | 34718 | 32524 | 26731 | 22058 | 0 | 0 | 3652195 | 3652195 | 416917 | 2020
61377 | N | . | Amazon - Patterson PV | AES Distributed Energy | 61012 | CA | PACC | WECC |  | 22 | 2 | NAICS-22 Non-Cogen | PV | SUN | SUN |  |  |  | 0 | 0 | 0 | 0 | 0 | 0 | 0 | 0 | 0 | 0 | 0 | 0 | 0 | 0 | 0 | 0 | 0 | 0 | 0 | 0 | 0 | 0 | 0 | 0 | 0 | 0 | 0 | 0 | 0 | 0 | 0 | 0 | 0 | 0 | 0 | 0 | 2048 | 2776 | 2716 | 3423 | 4480 | 4461 | 4873 | 4175 | 3278 | 3030 | 2395 | 1897 | 2048 | 2776 | 2716 | 3423 | 4480 | 4461 | 4873 | 4175 | 3278 | 3030 | 2395 | 1897 | 233.748 | 316.855 | 310.062 | 390.766 | 511.414 | 509.266 | 556.327 | 476.558 | 374.192 | 345.876 | 273.44 | 216.496 | 0 | 0 | 39552 | 39552 | 4515 | 2020
61418 | N | . | Valencia 1 Solar CA | ZGlobal Inc | 60059 | CA | PACC | WECC |  | 22 | 2 | NAICS-22 Non-Cogen | PV | SUN | SUN |  |  |  | 0 | 0 | 0 | 0 | 0 | 0 | 0 | 0 | 0 | 0 | 0 | 0 | 0 | 0 | 0 | 0 | 0 | 0 | 0 | 0 | 0 | 0 | 0 | 0 | 0 | 0 | 0 | 0 | 0 | 0 | 0 | 0 | 0 | 0 | 0 | 0 | 3275 | 4439 | 4344 | 5475 | 7165 | 7135 | 7794 | 6677 | 5243 | 4846 | 3831 | 3033 | 3275 | 4439 | 4344 | 5475 | 7165 | 7135 | 7794 | 6677 | 5243 | 4846 | 3831 | 3033 | 373.839 | 506.758 | 495.893 | 624.965 | 817.923 | 814.488 | 889.754 | 762.176 | 598.459 | 553.172 | 437.323 | 346.25 | 0 | 0 | 63257 | 63257 | 7221 | 2020
61419 | N | . | One Ten Partners PV | One Ten Partners, LLC | 61058 | CA | PACC | WECC |  | 22 | 2 | NAICS-22 Non-Cogen | PV | SUN | SUN |  |  |  | 0 | 0 | 0 | 0 | 0 | 0 | 0 | 0 | 0 | 0 | 0 | 0 | 0 | 0 | 0 | 0 | 0 | 0 | 0 | 0 | 0 | 0 | 0 | 0 | 0 | 0 | 0 | 0 | 0 | 0 | 0 | 0 | 0 | 0 | 0 | 0 | 2680 | 3633 | 3555 | 4481 | 5864 | 5840 | 6379 | 5464 | 4291 | 3966 | 3135 | 2482 | 2680 | 3633 | 3555 | 4481 | 5864 | 5840 | 6379 | 5464 | 4291 | 3966 | 3135 | 2482 | 305.968 | 414.754 | 405.862 | 511.5 | 669.426 | 666.615 | 728.216 | 623.8 | 489.806 | 452.741 | 357.925 | 283.387 | 0 | 0 | 51770 | 51770 | 5910 | 2020
61420 | N | . | Merced 1 PV | ZGlobal Inc | 60059 | CA | PACC | WECC |  | 22 | 2 | NAICS-22 Non-Cogen | PV | SUN | SUN |  |  |  | 0 | 0 | 0 | 0 | 0 | 0 | 0 | 0 | 0 | 0 | 0 | 0 | 0 | 0 | 0 | 0 | 0 | 0 | 0 | 0 | 0 | 0 | 0 | 0 | 0 | 0 | 0 | 0 | 0 | 0 | 0 | 0 | 0 | 0 | 0 | 0 | 3039 | 4120 | 4032 | 5081 | 6650 | 6622 | 7234 | 6197 | 4866 | 4497 | 3556 | 2815 | 3039 | 4120 | 4032 | 5081 | 6650 | 6622 | 7234 | 6197 | 4866 | 4497 | 3556 | 2815 | 346.969 | 470.335 | 460.252 | 580.047 | 759.136 | 755.948 | 825.804 | 707.396 | 555.445 | 513.413 | 405.891 | 321.364 | 0 | 0 | 58709 | 58709 | 6702 | 2020
61421 | N | . | Madera 1 PV | ZGlobal Inc | 60059 | CA | PACC | WECC |  | 22 | 2 | NAICS-22 Non-Cogen | PV | SUN | SUN |  |  |  | 0 | 0 | 0 | 0 | 0 | 0 | 0 | 0 | 0 | 0 | 0 | 0 | 0 | 0 | 0 | 0 | 0 | 0 | 0 | 0 | 0 | 0 | 0 | 0 | 0 | 0 | 0 | 0 | 0 | 0 | 0 | 0 | 0 | 0 | 0 | 0 | 1253 | 1699 | 1662 | 2095 | 2742 | 2730 | 2982 | 2555 | 2006 | 1854 | 1466 | 1161 | 1253 | 1699 | 1662 | 2095 | 2742 | 2730 | 2982 | 2555 | 2006 | 1854 | 1466 | 1161 | 143.043 | 193.903 | 189.746 | 239.133 | 312.965 | 311.651 | 340.45 | 291.634 | 228.991 | 211.662 | 167.335 | 132.487 | 0 | 0 | 24205 | 24205 | 2763 | 2020
61431 | N | . | Beacon BESS 1 | Los Angeles Department of Water & Power | 11208 | CA | PACC | WECC |  | 22 | 1 | Electric Utility | BA | MWH | OTH |  |  | megawatthours | 0 | 0 | 0 | 23 | 62 | 205 | 314 | 349 | 256 | 241 | 315 | 269 | 0 | 0 | 0 | 23 | 62 | 205 | 314 | 349 | 256 | 241 | 315 | 269 | 0 | 0 | 0 | 0 | 0 | 0 | 0 | 0 | 0 | 0 | 0 | 0 | 0 | 0 | 0 | 0 | 0 | 0 | 0 | 0 | 0 | 0 | 0 | 0 | 0 | 0 | 0 | 0 | 0 | 0 | 0 | 0 | 0 | 0 | 0 | 0 | 0 | 0 | 0 | -23 | -62 | -87 | -140 | -134 | -110 | -81 | -78 | -83 | 2034 | 2034 | 0 | 0 | -798 | 2020
61442 | N | . | Foundation California Training Facility | Foundation CA Fund IX Manager, LLC | 61070 | CA | PACC | WECC |  | 22 | 2 | NAICS-22 Non-Cogen | WT | WND | WND |  |  |  | 0 | 0 | 0 | 0 | 0 | 0 | 0 | 0 | 0 | 0 | 0 | 0 | 0 | 0 | 0 | 0 | 0 | 0 | 0 | 0 | 0 | 0 | 0 | 0 | 0 | 0 | 0 | 0 | 0 | 0 | 0 | 0 | 0 | 0 | 0 | 0 | 2467 | 2529 | 3666 | 4942 | 5043 | 5592 | 5491 | 4678 | 2590 | 2822 | 2159 | 2120 | 2467 | 2529 | 3666 | 4942 | 5043 | 5592 | 5491 | 4678 | 2590 | 2822 | 2159 | 2120 | 281.592 | 288.652 | 418.441 | 564.15 | 575.65 | 638.397 | 626.801 | 534.021 | 295.636 | 322.104 | 246.495 | 242.061 | 0 | 0 | 44099 | 44099 | 5034 | 2020
61443 | N | . | Foundation Mann Packing | Foundation CA Fund IX Manager, LLC | 61070 | CA | PACC | WECC |  | 22 | 2 | NAICS-22 Non-Cogen | WT | WND | WND |  |  |  | 0 | 0 | 0 | 0 | 0 | 0 | 0 | 0 | 0 | 0 | 0 | 0 | 0 | 0 | 0 | 0 | 0 | 0 | 0 | 0 | 0 | 0 | 0 | 0 | 0 | 0 | 0 | 0 | 0 | 0 | 0 | 0 | 0 | 0 | 0 | 0 | 2513 | 2576 | 3735 | 5035 | 5138 | 5698 | 5594 | 4766 | 2639 | 2875 | 2200 | 2160 | 2513 | 2576 | 3735 | 5035 | 5138 | 5698 | 5594 | 4766 | 2639 | 2875 | 2200 | 2160 | 286.908 | 294.099 | 426.337 | 574.796 | 586.514 | 650.444 | 638.629 | 544.099 | 301.215 | 328.183 | 251.147 | 246.629 | 0 | 0 | 44929 | 44929 | 5129 | 2020
61444 | N | . | Foundation SaIinas Valley State Prison | Foundation CA Fund IX Manager, LLC | 61070 | CA | PACC | WECC |  | 22 | 2 | NAICS-22 Non-Cogen | WT | WND | WND |  |  |  | 0 | 0 | 0 | 0 | 0 | 0 | 0 | 0 | 0 | 0 | 0 | 0 | 0 | 0 | 0 | 0 | 0 | 0 | 0 | 0 | 0 | 0 | 0 | 0 | 0 | 0 | 0 | 0 | 0 | 0 | 0 | 0 | 0 | 0 | 0 | 0 | 2328 | 2386 | 3459 | 4663 | 4758 | 5277 | 5181 | 4414 | 2444 | 2662 | 2037 | 2001 | 2328 | 2386 | 3459 | 4663 | 4758 | 5277 | 5181 | 4414 | 2444 | 2662 | 2037 | 2001 | 265.706 | 272.367 | 394.834 | 532.323 | 543.174 | 602.381 | 591.439 | 503.894 | 278.957 | 303.932 | 232.588 | 228.405 | 0 | 0 | 41610 | 41610 | 4750 | 2020
61445 | N | . | Gaskell West 1 Solar Facility | Southern Power Co | 17650 | CA | PACC | WECC |  | 22 | 2 | NAICS-22 Non-Cogen | PV | SUN | SUN |  |  |  | 0 | 0 | 0 | 0 | 0 | 0 | 0 | 0 | 0 | 0 | 0 | 0 | 0 | 0 | 0 | 0 | 0 | 0 | 0 | 0 | 0 | 0 | 0 | 0 | 0 | 0 | 0 | 0 | 0 | 0 | 0 | 0 | 0 | 0 | 0 | 0 | 24200 | 32805 | 32102 | 40457 | 52948 | 52726 | 57598 | 49339 | 38741 | 35810 | 28310 | 22414 | 24200 | 32805 | 32102 | 40457 | 52948 | 52726 | 57598 | 49339 | 38741 | 35810 | 28310 | 22414 | 2762.613 | 3744.858 | 3664.57 | 4618.39 | 6044.315 | 6018.932 | 6575.134 | 5632.356 | 4422.511 | 4087.847 | 3231.743 | 2558.731 | 0 | 0 | 467450 | 467450 | 53362 | 2020
61463 | N | . | Vandenberg Solar Project | Vandenberg Solar I, LLC | 61082 | CA | PACC | WECC |  | 22 | 2 | NAICS-22 Non-Cogen | PV | SUN | SUN |  |  |  | 0 | 0 | 0 | 0 | 0 | 0 | 0 | 0 | 0 | 0 | 0 | 0 | 0 | 0 | 0 | 0 | 0 | 0 | 0 | 0 | 0 | 0 | 0 | 0 | 0 | 0 | 0 | 0 | 0 | 0 | 0 | 0 | 0 | 0 | 0 | 0 | 19009 | 25768 | 25215 | 31778 | 41590 | 41415 | 45242 | 38755 | 30431 | 28128 | 22237 | 17606 | 19009 | 25768 | 25215 | 31778 | 41590 | 41415 | 45242 | 38755 | 30431 | 28128 | 22237 | 17606 | 2169.989 | 2941.526 | 2878.461 | 3627.671 | 4747.713 | 4727.775 | 5164.663 | 4424.126 | 3473.812 | 3210.938 | 2538.483 | 2009.843 | 0 | 0 | 367174 | 367174 | 41915 | 2020
61464 | N | . | CoreSite Real Estate 2972 Stender, L.P. | CoreSite Real Estate 2972 Stender, L.P. | 61078 | CA | PACC | WECC |  | 22 | 2 | NAICS-22 Non-Cogen | IC | DFO | DFO |  |  | barrels | 18 | 17 | 16 | 13 | 19 | 16 | 23 | 22 | 19 | 21 | 20 | 16 | 18 | 17 | 16 | 13 | 19 | 16 | 23 | 22 | 19 | 21 | 20 | 16 | 5.8 | 5.8 | 5.8 | 5.8 | 5.8 | 5.8 | 5.8 | 5.8 | 5.8 | 5.8 | 5.8 | 5.8 | 104 | 99 | 93 | 75 | 110 | 93 | 133 | 128 | 110 | 122 | 116 | 93 | 104 | 99 | 93 | 75 | 110 | 93 | 133 | 128 | 110 | 122 | 116 | 93 | 0 | 0 | 0 | 0 | 0 | 0 | 0 | 0 | 0 | 0 | 0 | 0 | 220 | 220 | 1276 | 1276 | 0 | 2020
61474 | N | . | CoreSite Real Estate 55 S. Market Street | CoreSite Real Estate 55 S. Market Street, LLC | 61088 | CA | PACC | WECC |  | 53 | 4 | Commercial NAICS Non-Cogen | IC | DFO | DFO |  |  | barrels | 3 | 3 | 3 | 2 | 3 | 3 | 4 | 4 | 3 | 4 | 4 | 3 | 3 | 3 | 3 | 2 | 3 | 3 | 4 | 4 | 3 | 4 | 4 | 3 | 5.8 | 5.8 | 5.8 | 5.8 | 5.8 | 5.8 | 5.8 | 5.8 | 5.8 | 5.8 | 5.8 | 5.8 | 17 | 17 | 17 | 12 | 17 | 17 | 23 | 23 | 17 | 23 | 23 | 17 | 17 | 17 | 17 | 12 | 17 | 17 | 23 | 23 | 17 | 23 | 23 | 17 | 0 | 0 | 0 | 0 | 0 | 0 | 0 | 0 | 0 | 0 | 0 | 0 | 39 | 39 | 223 | 223 | 0 | 2020
61475 | N | . | CoreSite Real Estate 1656 McCarthy, L.P. | CoreSite Real Estate 1656 McCarthy, L.P. | 61089 | CA | PACC | WECC |  | 53 | 4 | Commercial NAICS Non-Cogen | IC | DFO | DFO |  |  | barrels | 18 | 17 | 16 | 13 | 19 | 16 | 23 | 22 | 19 | 20 | 20 | 16 | 18 | 17 | 16 | 13 | 19 | 16 | 23 | 22 | 19 | 20 | 20 | 16 | 5.8 | 5.8 | 5.8 | 5.8 | 5.8 | 5.8 | 5.8 | 5.8 | 5.8 | 5.8 | 5.8 | 5.8 | 104 | 99 | 93 | 75 | 110 | 93 | 133 | 128 | 110 | 116 | 116 | 93 | 104 | 99 | 93 | 75 | 110 | 93 | 133 | 128 | 110 | 116 | 116 | 93 | 0 | 0 | 0 | 0 | 0 | 0 | 0 | 0 | 0 | 0 | 0 | 0 | 219 | 219 | 1270 | 1270 | 0 | 2020
61476 | N | . | CoreSite Real Estate 2901 Coronado, L.P. | CoreSite Real Estate 2901 Coronado, L.P. | 61086 | CA | PACC | WECC |  | 53 | 4 | Commercial NAICS Non-Cogen | IC | DFO | DFO |  |  | barrels | 6 | 8 | 8 | 6 | 9 | 8 | 11 | 10 | 9 | 9 | 9 | 8 | 6 | 8 | 8 | 6 | 9 | 8 | 11 | 10 | 9 | 9 | 9 | 8 | 5.8 | 5.8 | 5.8 | 5.8 | 5.8 | 5.8 | 5.8 | 5.8 | 5.8 | 5.8 | 5.8 | 5.8 | 35 | 46 | 46 | 35 | 52 | 46 | 64 | 58 | 52 | 52 | 52 | 46 | 35 | 46 | 46 | 35 | 52 | 46 | 64 | 58 | 52 | 52 | 52 | 46 | 0 | 0 | 0 | 0 | 0 | 0 | 0 | 0 | 0 | 0 | 0 | 0 | 101 | 101 | 584 | 584 | 0 | 2020
61482 | N | . | CoreSite Real Estate 3032 Coronado, L.P. | CoreSite Real Estate 3032 Coronado, L.P. | 61087 | CA | PACC | WECC |  | 53 | 4 | Commercial NAICS Non-Cogen | IC | DFO | DFO |  |  | barrels | 31 | 30 | 29 | 23 | 33 | 29 | 40 | 39 | 33 | 36 | 36 | 29 | 31 | 30 | 29 | 23 | 33 | 29 | 40 | 39 | 33 | 36 | 36 | 29 | 5.8 | 5.8 | 5.8 | 5.8 | 5.8 | 5.8 | 5.8 | 5.8 | 5.8 | 5.8 | 5.8 | 5.8 | 180 | 174 | 168 | 133 | 191 | 168 | 232 | 226 | 191 | 209 | 209 | 168 | 180 | 174 | 168 | 133 | 191 | 168 | 232 | 226 | 191 | 209 | 209 | 168 | 0 | 0 | 0 | 0 | 0 | 0 | 0 | 0 | 0 | 0 | 0 | 0 | 388 | 388 | 2249 | 2249 | 0 | 2020
61582 | N | . | Voyager Wind II | Terra-Gen Operating Co-Wind | 2770 | CA | PACC | WECC |  | 22 | 2 | NAICS-22 Non-Cogen | WT | WND | WND |  |  |  | 0 | 0 | 0 | 0 | 0 | 0 | 0 | 0 | 0 | 0 | 0 | 0 | 0 | 0 | 0 | 0 | 0 | 0 | 0 | 0 | 0 | 0 | 0 | 0 | 0 | 0 | 0 | 0 | 0 | 0 | 0 | 0 | 0 | 0 | 0 | 0 | 353816 | 236897 | 279768 | 464043 | 457290 | 454600 | 456378 | 427996 | 257456 | 284761 | 216284 | 218991 | 353816 | 236897 | 279768 | 464043 | 457290 | 454600 | 456378 | 427996 | 257456 | 284761 | 216284 | 218991 | 40390 | 27043 | 31937 | 52973 | 52202 | 51895 | 52098 | 48858 | 29390 | 32507 | 24690 | 24999 | 0 | 0 | 4108280 | 4108280 | 468982 | 2020
61583 | N | . | Voyager Wind III | Terra-Gen Operating Co-Wind | 2770 | CA | PACC | WECC |  | 22 | 2 | NAICS-22 Non-Cogen | WT | WND | WND |  |  |  | 0 | 0 | 0 | 0 | 0 | 0 | 0 | 0 | 0 | 0 | 0 | 0 | 0 | 0 | 0 | 0 | 0 | 0 | 0 | 0 | 0 | 0 | 0 | 0 | 0 | 0 | 0 | 0 | 0 | 0 | 0 | 0 | 0 | 0 | 0 | 0 | 107985 | 64955 | 79751 | 143463 | 140370 | 141483 | 127221 | 124786 | 70352 | 79059 | 56844 | 60426 | 107985 | 64955 | 79751 | 143463 | 140370 | 141483 | 127221 | 124786 | 70352 | 79059 | 56844 | 60426 | 12327 | 7415 | 9104 | 16377 | 16024 | 16151 | 14523 | 14245 | 8031 | 9025 | 6489 | 6898 | 0 | 0 | 1196695 | 1196695 | 136609 | 2020
61584 | N | . | Voyager Wind IV | Terra-Gen Operating Co-Wind | 2770 | CA | PACC | WECC |  | 22 | 2 | NAICS-22 Non-Cogen | WT | WND | WND |  |  |  | 0 | 0 | 0 | 0 | 0 | 0 | 0 | 0 | 0 | 0 | 0 | 0 | 0 | 0 | 0 | 0 | 0 | 0 | 0 | 0 | 0 | 0 | 0 | 0 | 0 | 0 | 0 | 0 | 0 | 0 | 0 | 0 | 0 | 0 | 0 | 0 | 34982 | 35859 | 51982 | 70084 | 71512 | 79307 | 77867 | 66341 | 36727 | 40015 | 30622 | 30071 | 34982 | 35859 | 51982 | 70084 | 71512 | 79307 | 77867 | 66341 | 36727 | 40015 | 30622 | 30071 | 3993.372 | 4093.476 | 5934.059 | 8000.417 | 8163.506 | 9053.337 | 8888.89 | 7573.153 | 4192.524 | 4567.875 | 3495.633 | 3432.758 | 0 | 0 | 625369 | 625369 | 71389 | 2020
61593 | N | . | Westmont 301 | Westmont Solar, LLC | 60991 | CA | PACC | WECC |  | 493 | 4 | Commercial NAICS Non-Cogen | PV | SUN | SUN |  |  |  | 0 | 0 | 0 | 0 | 0 | 0 | 0 | 0 | 0 | 0 | 0 | 0 | 0 | 0 | 0 | 0 | 0 | 0 | 0 | 0 | 0 | 0 | 0 | 0 | 0 | 0 | 0 | 0 | 0 | 0 | 0 | 0 | 0 | 0 | 0 | 0 | 1428 | 1935 | 1894 | 2387 | 3124 | 3110 | 3398 | 2911 | 2285 | 2113 | 1670 | 1322 | 1428 | 1935 | 1894 | 2387 | 3124 | 3110 | 3398 | 2911 | 2285 | 2113 | 1670 | 1322 | 162.976 | 220.921 | 216.185 | 272.454 | 356.574 | 355.077 | 387.889 | 332.271 | 260.898 | 241.156 | 190.651 | 150.948 | 0 | 0 | 27577 | 27577 | 3148 | 2020
61594 | N | . | Westmont 401 | Westmont Solar, LLC | 60991 | CA | PACC | WECC |  | 493 | 4 | Commercial NAICS Non-Cogen | PV | SUN | SUN |  |  |  | 0 | 0 | 0 | 0 | 0 | 0 | 0 | 0 | 0 | 0 | 0 | 0 | 0 | 0 | 0 | 0 | 0 | 0 | 0 | 0 | 0 | 0 | 0 | 0 | 0 | 0 | 0 | 0 | 0 | 0 | 0 | 0 | 0 | 0 | 0 | 0 | 2255 | 3057 | 2992 | 3770 | 4934 | 4914 | 5368 | 4598 | 3610 | 3337 | 2638 | 2089 | 2255 | 3057 | 2992 | 3770 | 4934 | 4914 | 5368 | 4598 | 3610 | 3337 | 2638 | 2089 | 257.457 | 348.997 | 341.515 | 430.405 | 563.292 | 560.926 | 612.761 | 524.9 | 412.15 | 380.961 | 301.178 | 238.458 | 0 | 0 | 43562 | 43562 | 4973 | 2020
61607 | N | . | Stenner Creek Solar | Stenner Creek Solar LLC | 61210 | CA | PACC | WECC |  | 611 | 4 | Commercial NAICS Non-Cogen | PV | SUN | SUN |  |  |  | 0 | 0 | 0 | 0 | 0 | 0 | 0 | 0 | 0 | 0 | 0 | 0 | 0 | 0 | 0 | 0 | 0 | 0 | 0 | 0 | 0 | 0 | 0 | 0 | 0 | 0 | 0 | 0 | 0 | 0 | 0 | 0 | 0 | 0 | 0 | 0 | 4576 | 6204 | 6071 | 7651 | 10013 | 9971 | 10892 | 9330 | 7326 | 6772 | 5354 | 4239 | 4576 | 6204 | 6071 | 7651 | 10013 | 9971 | 10892 | 9330 | 7326 | 6772 | 5354 | 4239 | 522.422 | 708.17 | 692.987 | 873.359 | 1143.008 | 1138.208 | 1243.388 | 1065.104 | 836.317 | 773.031 | 611.138 | 483.868 | 0 | 0 | 88399 | 88399 | 10091 | 2020
61628 | N | . | Kilroy Solar | Nautilus Solar Solutions | 61227 | CA | PACC | WECC |  | 22 | 2 | NAICS-22 Non-Cogen | PV | SUN | SUN |  |  |  | 0 | 0 | 0 | 0 | 0 | 0 | 0 | 0 | 0 | 0 | 0 | 0 | 0 | 0 | 0 | 0 | 0 | 0 | 0 | 0 | 0 | 0 | 0 | 0 | 0 | 0 | 0 | 0 | 0 | 0 | 0 | 0 | 0 | 0 | 0 | 0 | 3072 | 4164 | 4075 | 5136 | 6721 | 6693 | 7312 | 6263 | 4918 | 4546 | 3594 | 2845 | 3072 | 4164 | 4075 | 5136 | 6721 | 6693 | 7312 | 6263 | 4918 | 4546 | 3594 | 2845 | 350.699 | 475.388 | 465.196 | 586.278 | 767.291 | 764.069 | 834.676 | 714.995 | 561.412 | 518.929 | 410.251 | 324.816 | 0 | 0 | 59339 | 59339 | 6774 | 2020
61661 | N | . | Vista Energy Storage System | Vista Energy Storage, LLC | 61277 | CA | PACC | WECC |  | 22 | 2 | NAICS-22 Non-Cogen | BA | MWH | OTH |  |  | megawatthours | 2744 | 1815 | 4082 | 2221 | 1167 | 1462 | 1289 | 2068 | 2300 | 3492 | 5165 | 5421 | 2744 | 1815 | 4082 | 2221 | 1167 | 1462 | 1289 | 2068 | 2300 | 3492 | 5165 | 5421 | 0 | 0 | 0 | 0 | 0 | 0 | 0 | 0 | 0 | 0 | 0 | 0 | 0 | 0 | 0 | 0 | 0 | 0 | 0 | 0 | 0 | 0 | 0 | 0 | 0 | 0 | 0 | 0 | 0 | 0 | 0 | 0 | 0 | 0 | 0 | 0 | -187 | -316 | -308 | 306 | -309 | 75 | -35 | -302 | -362 | -488 | -638 | -628 | 33226 | 33226 | 0 | 0 | -3192 | 2020
61698 | N | . | Folsom SP and CSP Sacramento | Ecoplexus, Inc | 58970 | CA | PACC | WECC |  | 22 | 2 | NAICS-22 Non-Cogen | PV | SUN | SUN |  |  |  | 0 | 0 | 0 | 0 | 0 | 0 | 0 | 0 | 0 | 0 | 0 | 0 | 0 | 0 | 0 | 0 | 0 | 0 | 0 | 0 | 0 | 0 | 0 | 0 | 0 | 0 | 0 | 0 | 0 | 0 | 0 | 0 | 0 | 0 | 0 | 0 | 1163 | 1577 | 1543 | 1945 | 2545 | 2534 | 2769 | 2372 | 1862 | 1721 | 1361 | 1077 | 1163 | 1577 | 1543 | 1945 | 2545 | 2534 | 2769 | 2372 | 1862 | 1721 | 1361 | 1077 | 132.794 | 180.007 | 176.148 | 221.996 | 290.538 | 289.317 | 316.053 | 270.736 | 212.581 | 196.494 | 155.343 | 122.993 | 0 | 0 | 22469 | 22469 | 2565 | 2020
61718 | N | . | Aerolease | PCS Energy, LLC | 61348 | CA | PACC | WECC |  | 211 | 6 | Industrial NAICS Non-Cogen | PV | SUN | SUN |  |  |  | 0 | 0 | 0 | 0 | 0 | 0 | 0 | 0 | 0 | 0 | 0 | 0 | 0 | 0 | 0 | 0 | 0 | 0 | 0 | 0 | 0 | 0 | 0 | 0 | 0 | 0 | 0 | 0 | 0 | 0 | 0 | 0 | 0 | 0 | 0 | 0 | 866 | 1174 | 1148 | 1447 | 1894 | 1886 | 2061 | 1765 | 1386 | 1281 | 1013 | 802 | 866 | 1174 | 1148 | 1447 | 1894 | 1886 | 2061 | 1765 | 1386 | 1281 | 1013 | 802 | 98.833 | 133.97 | 131.098 | 165.221 | 216.232 | 215.324 | 235.222 | 201.495 | 158.213 | 146.241 | 115.614 | 91.537 | 0 | 0 | 16723 | 16723 | 1909 | 2020
61721 | N | . | Baldwin | Advanced Microgrid Solutions | 61344 | CA | PACC | WECC |  | 622 | 4 | Commercial NAICS Non-Cogen | BA | MWH | OTH |  |  | megawatthours | 85 | 62 | 120 | 76 | 141 | 106 | 137 | 92 | 99 | 153 | 99 | 397 | 85 | 62 | 120 | 76 | 141 | 106 | 137 | 92 | 99 | 153 | 99 | 397 | 0 | 0 | 0 | 0 | 0 | 0 | 0 | 0 | 0 | 0 | 0 | 0 | 0 | 0 | 0 | 0 | 0 | 0 | 0 | 0 | 0 | 0 | 0 | 0 | 0 | 0 | 0 | 0 | 0 | 0 | 0 | 0 | 0 | 0 | 0 | 0 | -11 | -8 | -15 | -10 | -16 | -13 | -14 | -14 | -11 | -15 | -11 | -45 | 1567 | 1567 | 0 | 0 | -183 | 2020
61750 | N | . | Wistaria Ranch Solar | Consolidated Edison Development Inc. | 56769 | CA | PACC | WECC |  | 22 | 2 | NAICS-22 Non-Cogen | PV | SUN | SUN |  |  |  | 0 | 0 | 0 | 0 | 0 | 0 | 0 | 0 | 0 | 0 | 0 | 0 | 0 | 0 | 0 | 0 | 0 | 0 | 0 | 0 | 0 | 0 | 0 | 0 | 0 | 0 | 0 | 0 | 0 | 0 | 0 | 0 | 0 | 0 | 0 | 0 | 160001 | 178222 | 209890 | 205974 | 251771 | 233769 | 296219 | 235644 | 178616 | 151399 | 141141 | 120625 | 160001 | 178222 | 209890 | 205974 | 251771 | 233769 | 296219 | 235644 | 178616 | 151399 | 141141 | 120625 | 18265 | 20345 | 23960 | 23513 | 28741 | 26686 | 33815 | 26900 | 20390 | 17283 | 16112 | 13770 | 0 | 0 | 2363271 | 2363271 | 269780 | 2020
61754 | Y | . | SunSelect1 | SunSelect Produce (California) Inc | 63182 | CA | PACC | WECC |  | 311 | 7 | Industrial NAICS Cogen | IC | NG | NG |  |  | mcf | 1592 | 1408 | 1563 | 1105 | 1039 | 1462 | 2045 | 2542 | 2214 | 2300 | 1838 | 2037 | 1592 | 1408 | 1563 | 1105 | 1039 | 1462 | 2045 | 2542 | 2214 | 2300 | 1838 | 2037 | 1.033 | 1.033 | 1.033 | 1.033 | 1.033 | 1.033 | 1.033 | 1.033 | 1.033 | 1.033 | 1.033 | 1.033 | 1645 | 1454 | 1615 | 1141 | 1073 | 1510 | 2112 | 2626 | 2287 | 2376 | 1899 | 2104 | 1645 | 1454 | 1615 | 1141 | 1073 | 1510 | 2112 | 2626 | 2287 | 2376 | 1899 | 2104 | 182.206 | 161.19 | 179.012 | 126.538 | 118.975 | 167.382 | 234.151 | 290.994 | 253.516 | 263.35 | 210.413 | 233.273 | 21145 | 21145 | 21842 | 21842 | 2421 | 2020
61791 | N | . | Stage Gulch Solar | Stage Gulch Solar, LLC | 61418 | CA | PACC | WECC |  | 22 | 2 | NAICS-22 Non-Cogen | PV | SUN | SUN |  |  |  | 0 | 0 | 0 | 0 | 0 | 0 | 0 | 0 | 0 | 0 | 0 | 0 | 0 | 0 | 0 | 0 | 0 | 0 | 0 | 0 | 0 | 0 | 0 | 0 | 0 | 0 | 0 | 0 | 0 | 0 | 0 | 0 | 0 | 0 | 0 | 0 | 744 | 1009 | 987 | 1244 | 1628 | 1621 | 1771 | 1517 | 1191 | 1101 | 871 | 689 | 744 | 1009 | 987 | 1244 | 1628 | 1621 | 1771 | 1517 | 1191 | 1101 | 871 | 689 | 84.956 | 115.163 | 112.694 | 142.026 | 185.876 | 185.096 | 202.2 | 173.207 | 136.002 | 125.71 | 99.383 | 78.687 | 0 | 0 | 14373 | 14373 | 1641 | 2020
61792 | N | . | Lavio Solar | Lavio Solar, LLC | 61417 | CA | PACC | WECC |  | 22 | 2 | NAICS-22 Non-Cogen | PV | SUN | SUN |  |  |  | 0 | 0 | 0 | 0 | 0 | 0 | 0 | 0 | 0 | 0 | 0 | 0 | 0 | 0 | 0 | 0 | 0 | 0 | 0 | 0 | 0 | 0 | 0 | 0 | 0 | 0 | 0 | 0 | 0 | 0 | 0 | 0 | 0 | 0 | 0 | 0 | 932 | 1263 | 1236 | 1557 | 2038 | 2030 | 2217 | 1899 | 1491 | 1378 | 1090 | 863 | 932 | 1263 | 1236 | 1557 | 2038 | 2030 | 2217 | 1899 | 1491 | 1378 | 1090 | 863 | 106.337 | 144.146 | 141.056 | 177.77 | 232.657 | 231.68 | 253.089 | 216.8 | 170.23 | 157.349 | 124.396 | 98.49 | 0 | 0 | 17994 | 17994 | 2054 | 2020
61795 | N | . | Pacific Union College BESS | ENGIE Storage Services NA LLC | 61420 | CA | PACC | WECC |  | 611 | 4 | Commercial NAICS Non-Cogen | BA | MWH | OTH |  |  | megawatthours | . | . | . | . | . | 4 | 4 | 4 | 5 | 5 | 5 | 5 | . | . | . | . | . | 4 | 4 | 4 | 5 | 5 | 5 | 5 | . | . | . | . | . | 0 | 0 | 0 | 0 | 0 | 0 | 0 | . | . | . | . | . | 0 | 0 | 0 | 0 | 0 | 0 | 0 | . | . | . | . | . | 0 | 0 | 0 | 0 | 0 | 0 | 0 | . | . | . | . | . | 3.61 | 4.267 | 4.253 | 4.598 | 4.91 | 4.84 | 4.522 | 32 | 32 | 0 | 0 | 31 | 2020
61824 | N | . | Target Shafter | Good Fellow Solar 1 PH1, LLC | 61443 | CA | PACC | WECC |  | 22 | 2 | NAICS-22 Non-Cogen | PV | SUN | SUN |  |  |  | 0 | 0 | 0 | 0 | 0 | 0 | 0 | 0 | 0 | 0 | 0 | 0 | 0 | 0 | 0 | 0 | 0 | 0 | 0 | 0 | 0 | 0 | 0 | 0 | 0 | 0 | 0 | 0 | 0 | 0 | 0 | 0 | 0 | 0 | 0 | 0 | 1442 | 1954 | 1912 | 2410 | 3154 | 3141 | 3431 | 2939 | 2308 | 2133 | 1687 | 1335 | 1442 | 1954 | 1912 | 2410 | 3154 | 3141 | 3431 | 2939 | 2308 | 2133 | 1687 | 1335 | 164.581 | 223.097 | 218.314 | 275.137 | 360.085 | 358.573 | 391.709 | 335.543 | 263.468 | 243.53 | 192.529 | 152.434 | 0 | 0 | 27846 | 27846 | 3179 | 2020
61834 | N | . | Soboba Community Solar Project | Soboba Band of Luiseno Indians | 61453 | CA | PACC | WECC |  | 22 | 1 | Electric Utility | PV | SUN | SUN |  |  |  | 0 | 0 | 0 | 0 | 0 | 0 | 0 | 0 | 0 | 0 | 0 | 0 | 0 | 0 | 0 | 0 | 0 | 0 | 0 | 0 | 0 | 0 | 0 | 0 | 0 | 0 | 0 | 0 | 0 | 0 | 0 | 0 | 0 | 0 | 0 | 0 | 1709 | 2316 | 2267 | 2857 | 3739 | 3723 | 4067 | 3484 | 2736 | 2529 | 1999 | 1583 | 1709 | 2316 | 2267 | 2857 | 3739 | 3723 | 4067 | 3484 | 2736 | 2529 | 1999 | 1583 | 195.074 | 264.432 | 258.763 | 326.114 | 426.801 | 425.009 | 464.284 | 397.712 | 312.283 | 288.651 | 228.2 | 180.677 | 0 | 0 | 33009 | 33009 | 3768 | 2020
61843 | N | . | SeaWorld Aquatica | Onyx Asset Services Group | 60584 | CA | PACC | WECC |  | 22 | 2 | NAICS-22 Non-Cogen | PV | SUN | SUN |  |  |  | 0 | 0 | 0 | 0 | 0 | 0 | 0 | 0 | 0 | 0 | 0 | 0 | 0 | 0 | 0 | 0 | 0 | 0 | 0 | 0 | 0 | 0 | 0 | 0 | 0 | 0 | 0 | 0 | 0 | 0 | 0 | 0 | 0 | 0 | 0 | 0 | 879 | 1192 | 1166 | 1470 | 1924 | 1916 | 2093 | 1793 | 1408 | 1301 | 1029 | 814 | 879 | 1192 | 1166 | 1470 | 1924 | 1916 | 2093 | 1793 | 1408 | 1301 | 1029 | 814 | 100.384 | 136.076 | 133.158 | 167.817 | 219.631 | 218.708 | 238.919 | 204.661 | 160.7 | 148.539 | 117.431 | 92.976 | 0 | 0 | 16985 | 16985 | 1939 | 2020
61846 | Y | . | Tulare BioMAT Fuel Cell | Central CA Fuel Cell 2, LLC | 61467 | CA | PACC | WECC |  | 22 | 3 | NAICS-22 Cogen | FC | NG | NG |  |  | mcf | 945 | 837 | 929 | 657 | 617 | 869 | 1215 | 1510 | 1316 | 1367 | 1092 | 1211 | 945 | 837 | 929 | 657 | 617 | 869 | 1215 | 1510 | 1316 | 1367 | 1092 | 1211 | 0.903 | 0.903 | 0.903 | 0.903 | 0.903 | 0.903 | 0.903 | 0.903 | 0.903 | 0.903 | 0.903 | 0.903 | 853 | 756 | 839 | 593 | 557 | 785 | 1097 | 1364 | 1188 | 1234 | 986 | 1094 | 853 | 756 | 839 | 593 | 557 | 785 | 1097 | 1364 | 1188 | 1234 | 986 | 1094 | 108.537 | 96.018 | 106.634 | 75.376 | 70.871 | 99.706 | 139.479 | 173.339 | 151.015 | 156.872 | 125.339 | 138.956 | 12565 | 12565 | 11346 | 11346 | 1442.142 | 2020
61846 | Y | . | Tulare BioMAT Fuel Cell | Central CA Fuel Cell 2, LLC | 61467 | CA | PACC | WECC |  | 22 | 3 | NAICS-22 Cogen | FC | OBG | ORW |  |  | Mcf | 15482 | 13927 | 14675 | 13735 | 14590 | 13447 | 15103 | 14420 | 14303 | 13765 | 13858 | 12377 | 15481 | 13927 | 14675 | 13735 | 14590 | 13447 | 15103 | 14420 | 14303 | 13764 | 13858 | 12376 | 0.675 | 0.675 | 0.675 | 0.675 | 0.675 | 0.675 | 0.675 | 0.675 | 0.675 | 0.675 | 0.675 | 0.675 | 10450 | 9401 | 9906 | 9271 | 9848 | 9077 | 10195 | 9734 | 9655 | 9291 | 9354 | 8354 | 10450 | 9401 | 9906 | 9271 | 9848 | 9077 | 10195 | 9734 | 9655 | 9291 | 9354 | 8354 | 1328.364 | 1194.885 | 1259.059 | 1178.364 | 1251.752 | 1153.711 | 1295.754 | 1237.128 | 1227.089 | 1180.959 | 1188.919 | 1061.874 | 169682 | 169679 | 114536 | 114536 | 14557.858 | 2020
62004 | N | . | San Pablo Raceway | Sustainable Power Group, LLC | 58661 | CA | PACC | WECC |  | 22 | 2 | NAICS-22 Non-Cogen | PV | SUN | SUN |  |  |  | 0 | 0 | 0 | 0 | 0 | 0 | 0 | 0 | 0 | 0 | 0 | 0 | 0 | 0 | 0 | 0 | 0 | 0 | 0 | 0 | 0 | 0 | 0 | 0 | 0 | 0 | 0 | 0 | 0 | 0 | 0 | 0 | 0 | 0 | 0 | 0 | 134781 | 158214 | 144365 | 180736 | 268941 | 274784 | 313792 | 258770 | 211282 | 196198 | 154377 | 128702 | 134781 | 158214 | 144365 | 180736 | 268941 | 274784 | 313792 | 258770 | 211282 | 196198 | 154377 | 128702 | 15386 | 18061 | 16480 | 20632 | 30701 | 31368 | 35821 | 29540 | 24119 | 22397 | 17623 | 14692 | 0 | 0 | 2424942 | 2424942 | 276820 | 2020
62015 | N | . | Mustang Two | RE Mustang Two LLC | 61589 | CA | PACC | WECC |  | 22 | 2 | NAICS-22 Non-Cogen | PV | SUN | SUN |  |  |  | . | . | . | . | . | . | . | . | . | . | 0 | 0 | . | . | . | . | . | . | . | . | . | . | 0 | 0 | . | . | . | . | . | . | . | . | . | . | 0 | 0 | . | . | . | . | . | . | . | . | . | . | 203740 | 164127 | . | . | . | . | . | . | . | . | . | . | 203740 | 164127 | . | . | . | . | . | . | . | . | . | . | 23258 | 18736 | 0 | 0 | 367867 | 367867 | 41994 | 2020
62016 | N | . | UC Riverside Lots 30 & 32 | Goldman Sachs Renewable Power Group | 61944 | CA | PACC | WECC |  | 22 | 2 | NAICS-22 Non-Cogen | PV | SUN | SUN |  |  |  | 0 | 0 | 0 | 0 | 0 | 0 | 0 | 0 | 0 | 0 | 0 | 0 | 0 | 0 | 0 | 0 | 0 | 0 | 0 | 0 | 0 | 0 | 0 | 0 | 0 | 0 | 0 | 0 | 0 | 0 | 0 | 0 | 0 | 0 | 0 | 0 | 2905 | 3938 | 3854 | 4857 | 6356 | 6330 | 6915 | 5923 | 4651 | 4299 | 3399 | 2691 | 2905 | 3938 | 3854 | 4857 | 6356 | 6330 | 6915 | 5923 | 4651 | 4299 | 3399 | 2691 | 331.645 | 449.563 | 439.924 | 554.428 | 725.608 | 722.561 | 789.332 | 676.153 | 530.913 | 490.738 | 387.964 | 307.171 | 0 | 0 | 56118 | 56118 | 6406 | 2020
62020 | N | . | Stanford Campus Solar | Solar Star California XLII, LLC | 61602 | CA | PACC | WECC |  | 22 | 2 | NAICS-22 Non-Cogen | PV | SUN | SUN |  |  |  | 0 | 0 | 0 | 0 | 0 | 0 | 0 | 0 | 0 | 0 | 0 | 0 | 0 | 0 | 0 | 0 | 0 | 0 | 0 | 0 | 0 | 0 | 0 | 0 | 0 | 0 | 0 | 0 | 0 | 0 | 0 | 0 | 0 | 0 | 0 | 0 | 2810 | 3810 | 3728 | 4698 | 6149 | 6123 | 6689 | 5730 | 4499 | 4159 | 3288 | 2603 | 2810 | 3810 | 3728 | 4698 | 6149 | 6123 | 6689 | 5730 | 4499 | 4159 | 3288 | 2603 | 320.826 | 434.895 | 425.571 | 536.34 | 701.934 | 698.987 | 763.579 | 654.093 | 513.592 | 474.727 | 375.307 | 297.149 | 0 | 0 | 54286 | 54286 | 6197 | 2020
62028 | N | . | CSU Long Beach Lots 7 & 14 | Solar Star California XLVII, LLC | 61601 | CA | PACC | WECC |  | 22 | 2 | NAICS-22 Non-Cogen | PV | SUN | SUN |  |  |  | 0 | 0 | 0 | 0 | 0 | 0 | 0 | 0 | 0 | 0 | 0 | 0 | 0 | 0 | 0 | 0 | 0 | 0 | 0 | 0 | 0 | 0 | 0 | 0 | 0 | 0 | 0 | 0 | 0 | 0 | 0 | 0 | 0 | 0 | 0 | 0 | 3343 | 4532 | 4435 | 5589 | 7315 | 7284 | 7957 | 6816 | 5352 | 4947 | 3911 | 3097 | 3343 | 4532 | 4435 | 5589 | 7315 | 7284 | 7957 | 6816 | 5352 | 4947 | 3911 | 3097 | 381.656 | 517.355 | 506.263 | 638.034 | 835.027 | 831.52 | 908.36 | 778.114 | 610.973 | 564.739 | 446.468 | 353.491 | 0 | 0 | 64578 | 64578 | 7372 | 2020
62039 | N | . | Santa Rosa Junior College Petaluma Solar | Sonoma County Junior College District | 61987 | CA | PACC | WECC |  | 22 | 2 | NAICS-22 Non-Cogen | PV | SUN | SUN |  |  |  | 0 | 0 | 0 | 0 | 0 | 0 | 0 | 0 | 0 | 0 | 0 | 0 | 0 | 0 | 0 | 0 | 0 | 0 | 0 | 0 | 0 | 0 | 0 | 0 | 0 | 0 | 0 | 0 | 0 | 0 | 0 | 0 | 0 | 0 | 0 | 0 | 883 | 1197 | 1171 | 1476 | 1932 | 1924 | 2102 | 1800 | 1414 | 1307 | 1033 | 818 | 883 | 1197 | 1171 | 1476 | 1932 | 1924 | 2102 | 1800 | 1414 | 1307 | 1033 | 818 | 100.796 | 136.637 | 133.708 | 168.51 | 220.537 | 219.611 | 239.905 | 205.506 | 161.363 | 149.152 | 117.915 | 93.36 | 0 | 0 | 17057 | 17057 | 1947 | 2020
62052 | N | . | Citizens Imperial Solar | Citizens Enterprises Corporation | 58871 | CA | PACC | WECC |  | 22 | 2 | NAICS-22 Non-Cogen | PV | SUN | SUN |  |  |  | 0 | 0 | 0 | 0 | 0 | 0 | 0 | 0 | 0 | 0 | 0 | 0 | 0 | 0 | 0 | 0 | 0 | 0 | 0 | 0 | 0 | 0 | 0 | 0 | 0 | 0 | 0 | 0 | 0 | 0 | 0 | 0 | 0 | 0 | 0 | 0 | 42959 | 50204 | 60199 | 71122 | 81223 | 80303 | 76816 | 64491 | 51500 | 44396 | 40568 | 33428 | 42959 | 50204 | 60199 | 71122 | 81223 | 80303 | 76816 | 64491 | 51500 | 44396 | 40568 | 33428 | 4904 | 5731 | 6872 | 8119 | 9272 | 9167 | 8769 | 7362 | 5879 | 5068 | 4631 | 3816 | 0 | 0 | 697209 | 697209 | 79590 | 2020
62056 | N | . | Lancaster | AVS Phase 2 LLC | 61633 | CA | PACC | WECC |  | 22 | 2 | NAICS-22 Non-Cogen | PV | SUN | SUN |  |  |  | 0 | 0 | 0 | 0 | 0 | 0 | 0 | 0 | 0 | 0 | 0 | 0 | 0 | 0 | 0 | 0 | 0 | 0 | 0 | 0 | 0 | 0 | 0 | 0 | 0 | 0 | 0 | 0 | 0 | 0 | 0 | 0 | 0 | 0 | 0 | 0 | 3088 | 4185 | 4096 | 5162 | 6755 | 6727 | 7348 | 6295 | 4943 | 4569 | 3612 | 2860 | 3088 | 4185 | 4096 | 5162 | 6755 | 6727 | 7348 | 6295 | 4943 | 4569 | 3612 | 2860 | 352.459 | 477.774 | 467.531 | 589.221 | 771.142 | 767.904 | 838.865 | 718.584 | 564.23 | 521.533 | 412.31 | 326.447 | 0 | 0 | 59640 | 59640 | 6808 | 2020
62077 | N | . | Blue Shld Of Cal- El Dorado Hlls Mtr B | Tesla Inc. | 60947 | CA | PACC | WECC |  | 22 | 2 | NAICS-22 Non-Cogen | PV | SUN | SUN |  |  |  | 0 | 0 | 0 | 0 | 0 | 0 | 0 | 0 | 0 | 0 | 0 | 0 | 0 | 0 | 0 | 0 | 0 | 0 | 0 | 0 | 0 | 0 | 0 | 0 | 0 | 0 | 0 | 0 | 0 | 0 | 0 | 0 | 0 | 0 | 0 | 0 | 590 | 800 | 783 | 986 | 1291 | 1285 | 1404 | 1203 | 945 | 873 | 690 | 546 | 590 | 800 | 783 | 986 | 1291 | 1285 | 1404 | 1203 | 945 | 873 | 690 | 546 | 67.355 | 91.302 | 89.345 | 112.599 | 147.364 | 146.745 | 160.306 | 137.32 | 107.824 | 99.664 | 78.792 | 62.384 | 0 | 0 | 11396 | 11396 | 1301 | 2020
62114 | N | . | Roseville Solar | Greenskies | 61674 | CA | PACC | WECC |  | 22 | 2 | NAICS-22 Non-Cogen | PV | SUN | SUN |  |  |  | 0 | 0 | 0 | 0 | 0 | 0 | 0 | 0 | 0 | 0 | 0 | 0 | 0 | 0 | 0 | 0 | 0 | 0 | 0 | 0 | 0 | 0 | 0 | 0 | 0 | 0 | 0 | 0 | 0 | 0 | 0 | 0 | 0 | 0 | 0 | 0 | 802 | 1088 | 1064 | 1341 | 1755 | 1748 | 1909 | 1636 | 1284 | 1187 | 939 | 743 | 802 | 1088 | 1064 | 1341 | 1755 | 1748 | 1909 | 1636 | 1284 | 1187 | 939 | 743 | 91.583 | 124.146 | 121.484 | 153.104 | 200.375 | 199.533 | 217.972 | 186.718 | 146.61 | 135.516 | 107.135 | 84.824 | 0 | 0 | 15496 | 15496 | 1769 | 2020
62115 | N | . | AES Alamitos Energy Center | AES Alamitos Energy, LLC | 61669 | CA | PACC | WECC |  | 22 | 2 | NAICS-22 Non-Cogen | CA | NG | NG |  |  | mcf | . | 0 | 0 | 0 | 0 | 0 | 0 | 0 | 0 | 0 | 0 | 0 | . | 0 | 0 | 0 | 0 | 0 | 0 | 0 | 0 | 0 | 0 | 0 | . | 0 | 0 | 0 | 0 | 0 | 0 | 0 | 0 | 0 | 0 | 0 | . | 0 | 0 | 0 | 0 | 0 | 0 | 0 | 0 | 0 | 0 | 0 | . | 0 | 0 | 0 | 0 | 0 | 0 | 0 | 0 | 0 | 0 | 0 | . | 18332 | 9804 | 13686 | 9025 | 27133 | 60349 | 72789 | 64197 | 71832 | 48223 | 40125 | 0 | 0 | 0 | 0 | 435495 | 2020
62115 | N | . | AES Alamitos Energy Center | AES Alamitos Energy, LLC | 61669 | CA | PACC | WECC |  | 22 | 2 | NAICS-22 Non-Cogen | CT | NG | NG |  |  | mcf | . | 368760 | 201930 | 277420 | 182000 | 542990 | 1144000 | 1416433 | 1269545 | 1416660 | 941460 | 772530 | . | 368760 | 201930 | 277420 | 182000 | 542990 | 1144000 | 1416433 | 1269545 | 1416660 | 941460 | 772530 | . | 1.035 | 1.034 | 1.036 | 1.032 | 1.024 | 1.019 | 1.019 | 1.027 | 1.023 | 1.032 | 1.042 | . | 381667 | 208796 | 287407 | 187824 | 556022 | 1165736 | 1443345 | 1303823 | 1449243 | 971587 | 804976 | . | 381667 | 208796 | 287407 | 187824 | 556022 | 1165736 | 1443345 | 1303823 | 1449243 | 971587 | 804976 | . | 35498 | 18886 | 26667 | 16877 | 51405 | 112422 | 131072 | 114902 | 132486 | 86048 | 72067 | 8533728 | 8533728 | 8760426 | 8760426 | 798330 | 2020
62116 | N | . | AES Huntington Beach Energy Project | AES Huntington Beach Energy, LLC | 61670 | CA | PACC | WECC |  | 22 | 2 | NAICS-22 Non-Cogen | CA | NG | NG |  |  | mcf | . | 0 | 0 | 0 | 0 | 0 | 0 | 0 | 0 | 0 | 0 | 0 | . | 0 | 0 | 0 | 0 | 0 | 0 | 0 | 0 | 0 | 0 | 0 | . | 0 | 0 | 0 | 0 | 0 | 0 | 0 | 0 | 0 | 0 | 0 | . | 0 | 0 | 0 | 0 | 0 | 0 | 0 | 0 | 0 | 0 | 0 | . | 0 | 0 | 0 | 0 | 0 | 0 | 0 | 0 | 0 | 0 | 0 | . | 0 | 25860 | 4840 | 19080 | 35089 | 60293 | 63592 | 70872 | 76575 | 42853 | 32768 | 0 | 0 | 0 | 0 | 431822 | 2020
62116 | N | . | AES Huntington Beach Energy Project | AES Huntington Beach Energy, LLC | 61670 | CA | PACC | WECC |  | 22 | 2 | NAICS-22 Non-Cogen | CT | NG | NG |  |  | mcf | . | 679000 | 523000 | 104930 | 370000 | 684870 | 1167816 | 1217314 | 1340763 | 1448362 | 817658 | 620403 | . | 679000 | 523000 | 104930 | 370000 | 684870 | 1167816 | 1217314 | 1340763 | 1448362 | 817658 | 620403 | . | 1.035 | 1.032 | 1.035 | 1.032 | 1.024 | 1.019 | 1.02 | 1.028 | 1.033 | 1.043 | 1.047 | . | 702765 | 539736 | 108603 | 381840 | 701307 | 1190005 | 1241660 | 1378304 | 1496158 | 852817 | 649562 | . | 702765 | 539736 | 108603 | 381840 | 701307 | 1190005 | 1241660 | 1378304 | 1496158 | 852817 | 649562 | . | 65217 | 50423 | 9396 | 35355 | 65421 | 112660 | 115689 | 126788 | 138288 | 77591 | 56517 | 8974116 | 8974116 | 9242757 | 9242757 | 853345 | 2020
62150 | N | . | Chaffey College Rancho Cucamonga Campus | Chaffey Community College District | 61686 | CA | PACC | WECC |  | 611 | 4 | Commercial NAICS Non-Cogen | PV | SUN | SUN |  |  |  | 0 | 0 | 0 | 0 | 0 | 0 | 0 | 0 | 0 | 0 | 0 | 0 | 0 | 0 | 0 | 0 | 0 | 0 | 0 | 0 | 0 | 0 | 0 | 0 | 0 | 0 | 0 | 0 | 0 | 0 | 0 | 0 | 0 | 0 | 0 | 0 | 3190 | 4324 | 4231 | 5332 | 6978 | 6949 | 7591 | 6503 | 5106 | 4720 | 3731 | 2954 | 3190 | 4324 | 4231 | 5332 | 6978 | 6949 | 7591 | 6503 | 5106 | 4720 | 3731 | 2954 | 364.106 | 493.564 | 482.983 | 608.694 | 796.628 | 793.283 | 866.589 | 742.333 | 582.878 | 538.77 | 425.937 | 337.235 | 0 | 0 | 61609 | 61609 | 7033 | 2020
62176 | N | . | Berry NMW Cogens | Berry Petroleum Co | 1569 | CA | PACC | WECC |  | 211 | 6 | Industrial NAICS Non-Cogen | GT | NG | NG |  |  | mcf | 62487 | 55280 | 61392 | 43396 | 40802 | 57403 | 80302 | 99796 | 86943 | 90315 | 72161 | 80001 | 62487 | 55280 | 61392 | 43396 | 40802 | 57403 | 80302 | 99796 | 86943 | 90315 | 72161 | 80001 | 1.016 | 1.016 | 1.016 | 1.016 | 1.016 | 1.016 | 1.016 | 1.016 | 1.016 | 1.016 | 1.016 | 1.016 | 63487 | 56164 | 62374 | 44090 | 41455 | 58321 | 81587 | 101393 | 88334 | 91760 | 73316 | 81281 | 63487 | 56164 | 62374 | 44090 | 41455 | 58321 | 81587 | 101393 | 88334 | 91760 | 73316 | 81281 | 3771.6 | 3336.585 | 3705.496 | 2619.31 | 2462.745 | 3464.755 | 4846.852 | 6023.489 | 5247.716 | 5451.268 | 4355.494 | 4828.69 | 830278 | 830278 | 843562 | 843562 | 50114 | 2020
62177 | N | . | Desert Harvest, LLC | Desert Harvest, LLC | 61709 | CA | PACC | WECC |  | 22 | 2 | NAICS-22 Non-Cogen | PV | SUN | SUN |  |  |  | . | . | . | . | . | . | . | . | . | . | . | 0 | . | . | . | . | . | . | . | . | . | . | . | 0 | . | . | . | . | . | . | . | . | . | . | . | 0 | . | . | . | . | . | . | . | . | . | . | . | 83001 | . | . | . | . | . | . | . | . | . | . | . | 83001 | . | . | . | . | . | . | . | . | . | . | . | 9475 | 0 | 0 | 83001 | 83001 | 9475 | 2020
62178 | N | . | Maverick Solar, LLC | Maverick Solar, LLC | 61710 | CA | PACC | WECC |  | 22 | 2 | NAICS-22 Non-Cogen | PV | SUN | SUN |  |  |  | . | . | . | . | . | . | . | . | . | . | . | 0 | . | . | . | . | . | . | . | . | . | . | . | 0 | . | . | . | . | . | . | . | . | . | . | . | 0 | . | . | . | . | . | . | . | . | . | . | . | 130375 | . | . | . | . | . | . | . | . | . | . | . | 130375 | . | . | . | . | . | . | . | . | . | . | . | 14883 | 0 | 0 | 130375 | 130375 | 14883 | 2020
62242 | N | . | County of San Diego SBRC | Solar Star California LXIII, LLC | 61766 | CA | PACC | WECC |  | 22 | 2 | NAICS-22 Non-Cogen | PV | SUN | SUN |  |  |  | 0 | 0 | 0 | 0 | 0 | 0 | 0 | 0 | 0 | 0 | 0 | 0 | 0 | 0 | 0 | 0 | 0 | 0 | 0 | 0 | 0 | 0 | 0 | 0 | 0 | 0 | 0 | 0 | 0 | 0 | 0 | 0 | 0 | 0 | 0 | 0 | 1076 | 1458 | 1427 | 1798 | 2354 | 2344 | 2560 | 2193 | 1722 | 1592 | 1258 | 996 | 1076 | 1458 | 1427 | 1798 | 2354 | 2344 | 2560 | 2193 | 1722 | 1592 | 1258 | 996 | 122.801 | 166.463 | 162.894 | 205.293 | 268.677 | 267.548 | 292.272 | 250.364 | 196.586 | 181.709 | 143.655 | 113.738 | 0 | 0 | 20778 | 20778 | 2372 | 2020
62246 | N | . | Target Woodland Solar Project | Good Fellow Solar 1 PH1, LLC | 61443 | CA | PACC | WECC |  | 22 | 2 | NAICS-22 Non-Cogen | PV | SUN | SUN |  |  |  | 0 | 0 | 0 | 0 | 0 | 0 | 0 | 0 | 0 | 0 | 0 | 0 | 0 | 0 | 0 | 0 | 0 | 0 | 0 | 0 | 0 | 0 | 0 | 0 | 0 | 0 | 0 | 0 | 0 | 0 | 0 | 0 | 0 | 0 | 0 | 0 | 1813 | 2457 | 2405 | 3030 | 3966 | 3949 | 4314 | 3696 | 2902 | 2682 | 2121 | 1679 | 1813 | 2457 | 2405 | 3030 | 3966 | 3949 | 4314 | 3696 | 2902 | 2682 | 2121 | 1679 | 206.93 | 280.503 | 274.489 | 345.933 | 452.74 | 450.839 | 492.501 | 421.883 | 331.261 | 306.194 | 242.069 | 191.658 | 0 | 0 | 35014 | 35014 | 3997 | 2020
62274 | N | . | Liberty HS Solar Project | Kern Highschool District Solar,LLC | 61798 | CA | PACC | WECC |  | 611 | 4 | Commercial NAICS Non-Cogen | PV | SUN | SUN |  |  |  | 0 | 0 | 0 | 0 | 0 | 0 | 0 | 0 | 0 | 0 | 0 | 0 | 0 | 0 | 0 | 0 | 0 | 0 | 0 | 0 | 0 | 0 | 0 | 0 | 0 | 0 | 0 | 0 | 0 | 0 | 0 | 0 | 0 | 0 | 0 | 0 | 1174 | 1592 | 1557 | 1963 | 2569 | 2558 | 2795 | 2394 | 1880 | 1737 | 1374 | 1088 | 1174 | 1592 | 1557 | 1963 | 2569 | 2558 | 2795 | 2394 | 1880 | 1737 | 1374 | 1088 | 134.034 | 181.692 | 177.796 | 224.074 | 293.256 | 292.025 | 319.01 | 273.269 | 214.57 | 198.333 | 156.797 | 124.144 | 0 | 0 | 22681 | 22681 | 2589 | 2020
62275 | N | . | Frontier HS Solar Project | Kern Highschool District Solar,LLC | 61798 | CA | PACC | WECC |  | 611 | 4 | Commercial NAICS Non-Cogen | PV | SUN | SUN |  |  |  | 0 | 0 | 0 | 0 | 0 | 0 | 0 | 0 | 0 | 0 | 0 | 0 | 0 | 0 | 0 | 0 | 0 | 0 | 0 | 0 | 0 | 0 | 0 | 0 | 0 | 0 | 0 | 0 | 0 | 0 | 0 | 0 | 0 | 0 | 0 | 0 | 1157 | 1568 | 1535 | 1934 | 2531 | 2521 | 2754 | 2359 | 1852 | 1712 | 1353 | 1072 | 1157 | 1568 | 1535 | 1934 | 2531 | 2521 | 2754 | 2359 | 1852 | 1712 | 1353 | 1072 | 132.067 | 179.025 | 175.187 | 220.785 | 288.952 | 287.738 | 314.328 | 269.258 | 211.421 | 195.422 | 154.495 | 122.322 | 0 | 0 | 22348 | 22348 | 2551 | 2020
62286 | N | . | Xebec 1 | AES Distributed Energy | 61012 | CA | PACC | WECC |  | 493 | 4 | Commercial NAICS Non-Cogen | PV | SUN | SUN |  |  |  | 0 | 0 | 0 | 0 | 0 | 0 | 0 | 0 | 0 | 0 | 0 | 0 | 0 | 0 | 0 | 0 | 0 | 0 | 0 | 0 | 0 | 0 | 0 | 0 | 0 | 0 | 0 | 0 | 0 | 0 | 0 | 0 | 0 | 0 | 0 | 0 | 1888 | 2560 | 2505 | 3157 | 4132 | 4114 | 4495 | 3850 | 3023 | 2794 | 2209 | 1749 | 1888 | 2560 | 2505 | 3157 | 4132 | 4114 | 4495 | 3850 | 3023 | 2794 | 2209 | 1749 | 215.574 | 292.223 | 285.958 | 360.387 | 471.656 | 469.676 | 513.078 | 439.51 | 345.102 | 318.987 | 252.183 | 199.666 | 0 | 0 | 36476 | 36476 | 4164 | 2020
62287 | N | . | Francisco St. Solar | AES Distributed Energy | 61012 | CA | PACC | WECC |  | 493 | 4 | Commercial NAICS Non-Cogen | PV | SUN | SUN |  |  |  | 0 | 0 | 0 | 0 | 0 | 0 | 0 | 0 | 0 | 0 | 0 | 0 | 0 | 0 | 0 | 0 | 0 | 0 | 0 | 0 | 0 | 0 | 0 | 0 | 0 | 0 | 0 | 0 | 0 | 0 | 0 | 0 | 0 | 0 | 0 | 0 | 1052 | 1426 | 1395 | 1758 | 2301 | 2291 | 2503 | 2144 | 1684 | 1556 | 1230 | 974 | 1052 | 1426 | 1395 | 1758 | 2301 | 2291 | 2503 | 2144 | 1684 | 1556 | 1230 | 974 | 120.059 | 162.744 | 159.254 | 200.705 | 262.673 | 261.57 | 285.741 | 244.77 | 192.193 | 177.649 | 140.445 | 111.197 | 0 | 0 | 20314 | 20314 | 2319 | 2020
62288 | N | . | Valentine Solar, LLC | EDF Renewable Asset Holdings, Inc. | 57170 | CA | PACC | WECC |  | 22 | 2 | NAICS-22 Non-Cogen | PV | SUN | SUN |  |  |  | 0 | 0 | 0 | 0 | 0 | 0 | 0 | 0 | 0 | 0 | 0 | 0 | 0 | 0 | 0 | 0 | 0 | 0 | 0 | 0 | 0 | 0 | 0 | 0 | 0 | 0 | 0 | 0 | 0 | 0 | 0 | 0 | 0 | 0 | 0 | 0 | 105488 | 193132 | 184486 | 126433 | 214156 | 227156 | 269020 | 250387 | 199956 | 180395 | 137366 | 133371 | 105488 | 193132 | 184486 | 126433 | 214156 | 227156 | 269020 | 250387 | 199956 | 180395 | 137366 | 133371 | 12042 | 22047 | 21060 | 14433 | 24447 | 25931 | 30710 | 28583 | 22826 | 20593 | 15681 | 15225 | 0 | 0 | 2221346 | 2221346 | 253578 | 2020
62458 | N | . | Ratkovich Alhambra | Bloom Energy | 57128 | CA | PACC | WECC |  | 22 | 2 | NAICS-22 Non-Cogen | FC | NG | NG |  |  | mcf | 4374 | 3869 | 4297 | 3038 | 2856 | 4018 | 5621 | 6986 | 6086 | 6322 | 5051 | 5600 | 4374 | 3869 | 4297 | 3038 | 2856 | 4018 | 5621 | 6986 | 6086 | 6322 | 5051 | 5600 | 1.026 | 1.026 | 1.026 | 1.026 | 1.026 | 1.026 | 1.026 | 1.026 | 1.026 | 1.026 | 1.026 | 1.026 | 4488 | 3970 | 4409 | 3117 | 2930 | 4122 | 5767 | 7168 | 6244 | 6486 | 5182 | 5746 | 4488 | 3970 | 4409 | 3117 | 2930 | 4122 | 5767 | 7168 | 6244 | 6486 | 5182 | 5746 | 637.08 | 563.599 | 625.913 | 442.44 | 415.994 | 585.249 | 818.705 | 1017.457 | 886.417 | 920.8 | 735.708 | 815.638 | 58118 | 58118 | 59629 | 59629 | 8465 | 2020
62459 | N | . | Micro Santa Clara | Bloom Energy | 57128 | CA | PACC | WECC |  | 22 | 2 | NAICS-22 Non-Cogen | FC | NG | NG |  |  | mcf | 4111 | 3638 | 4040 | 2856 | 2685 | 3777 | 5284 | 6567 | 5721 | 5943 | 4748 | 5264 | 4111 | 3638 | 4040 | 2856 | 2685 | 3777 | 5284 | 6567 | 5721 | 5943 | 4748 | 5264 | 1.02 | 1.02 | 1.02 | 1.02 | 1.02 | 1.02 | 1.02 | 1.02 | 1.02 | 1.02 | 1.02 | 1.02 | 4193 | 3711 | 4121 | 2913 | 2739 | 3853 | 5390 | 6698 | 5835 | 6062 | 4843 | 5369 | 4193 | 3711 | 4121 | 2913 | 2739 | 3853 | 5390 | 6698 | 5835 | 6062 | 4843 | 5369 | 557.153 | 492.891 | 547.388 | 386.933 | 363.805 | 511.825 | 715.992 | 889.809 | 775.209 | 805.279 | 643.407 | 713.309 | 54634 | 54634 | 55727 | 55727 | 7403 | 2020
62463 | N | . | Little Bear 3 | Longroad Energy Services LLC | 61219 | CA | PACC | WECC |  | 22 | 2 | NAICS-22 Non-Cogen | PV | SUN | SUN |  |  |  | . | . | . | . | . | . | . | . | . | . | . | 0 | . | . | . | . | . | . | . | . | . | . | . | 0 | . | . | . | . | . | . | . | . | . | . | . | 0 | . | . | . | . | . | . | . | . | . | . | . | 13622 | . | . | . | . | . | . | . | . | . | . | . | 13622 | . | . | . | . | . | . | . | . | . | . | . | 1555 | 0 | 0 | 13622 | 13622 | 1555 | 2020
62464 | N | . | Little Bear 4 | Longroad Energy Services LLC | 61219 | CA | PACC | WECC |  | 22 | 2 | NAICS-22 Non-Cogen | PV | SUN | SUN |  |  |  | . | . | . | . | . | . | . | . | . | . | . | 0 | . | . | . | . | . | . | . | . | . | . | . | 0 | . | . | . | . | . | . | . | . | . | . | . | 0 | . | . | . | . | . | . | . | . | . | . | . | 48495 | . | . | . | . | . | . | . | . | . | . | . | 48495 | . | . | . | . | . | . | . | . | . | . | . | 5536 | 0 | 0 | 48495 | 48495 | 5536 | 2020
62465 | N | . | Little Bear 5 | Longroad Energy Services LLC | 61219 | CA | PACC | WECC |  | 22 | 2 | NAICS-22 Non-Cogen | PV | SUN | SUN |  |  |  | . | . | . | . | . | . | . | . | . | . | . | 0 | . | . | . | . | . | . | . | . | . | . | . | 0 | . | . | . | . | . | . | . | . | . | . | . | 0 | . | . | . | . | . | . | . | . | . | . | . | 50764 | . | . | . | . | . | . | . | . | . | . | . | 50764 | . | . | . | . | . | . | . | . | . | . | . | 5795 | 0 | 0 | 50764 | 50764 | 5795 | 2020
62545 | N | . | Renew Solar ABC Sacramento LLC | Greenbacker Renewable Energy Corporation | 60025 | CA | PACC | WECC |  | 22 | 2 | NAICS-22 Non-Cogen | PV | SUN | SUN |  |  |  | . | . | . | . | . | . | . | . | . | . | 0 | 0 | . | . | . | . | . | . | . | . | . | . | 0 | 0 | . | . | . | . | . | . | . | . | . | . | 0 | 0 | . | . | . | . | . | . | . | . | . | . | 1623 | 1285 | . | . | . | . | . | . | . | . | . | . | 1623 | 1285 | . | . | . | . | . | . | . | . | . | . | 185.294 | 146.706 | 0 | 0 | 2908 | 2908 | 332 | 2020
62571 | N | . | Disney Prospect | Bloom Energy | 57128 | CA | PACC | WECC |  | 22 | 2 | NAICS-22 Non-Cogen | FC | NG | NG |  |  | mcf | 3983 | 3523 | 3912 | 2765 | 2600 | 3658 | 5117 | 6359 | 5540 | 5755 | 4598 | 5098 | 3983 | 3523 | 3912 | 2765 | 2600 | 3658 | 5117 | 6359 | 5540 | 5755 | 4598 | 5098 | 1.02 | 1.02 | 1.02 | 1.02 | 1.02 | 1.02 | 1.02 | 1.02 | 1.02 | 1.02 | 1.02 | 1.02 | 4063 | 3593 | 3990 | 2820 | 2652 | 3731 | 5219 | 6486 | 5651 | 5870 | 4690 | 5200 | 4063 | 3593 | 3990 | 2820 | 2652 | 3731 | 5219 | 6486 | 5651 | 5870 | 4690 | 5200 | 555.12 | 491.093 | 545.391 | 385.522 | 362.478 | 509.958 | 713.381 | 886.564 | 772.382 | 802.342 | 641.061 | 710.708 | 52908 | 52908 | 53965 | 53965 | 7376 | 2020
62573 | N | . | ATT Kelvin | Bloom Energy | 57128 | CA | PACC | WECC |  | 22 | 2 | NAICS-22 Non-Cogen | FC | NG | NG |  |  | mcf | 3993 | 3532 | 3923 | 2773 | 2607 | 3668 | 5131 | 6377 | 5555 | 5771 | 4611 | 5112 | 3993 | 3532 | 3923 | 2773 | 2607 | 3668 | 5131 | 6377 | 5555 | 5771 | 4611 | 5112 | 1.02 | 1.02 | 1.02 | 1.02 | 1.02 | 1.02 | 1.02 | 1.02 | 1.02 | 1.02 | 1.02 | 1.02 | 4073 | 3603 | 4001 | 2828 | 2659 | 3741 | 5234 | 6505 | 5666 | 5886 | 4703 | 5214 | 4073 | 3603 | 4001 | 2828 | 2659 | 3741 | 5234 | 6505 | 5666 | 5886 | 4703 | 5214 | 578.903 | 512.133 | 568.757 | 402.038 | 378.007 | 531.805 | 743.943 | 924.546 | 805.472 | 836.715 | 668.525 | 741.156 | 53053 | 53053 | 54113 | 54113 | 7692 | 2020
62574 | N | . | ATT Van Nyus | Bloom Energy | 57128 | CA | PACC | WECC |  | 22 | 2 | NAICS-22 Non-Cogen | FC | NG | NG |  |  | mcf | 3777 | 3342 | 3712 | 2624 | 2467 | 3470 | 4855 | 6033 | 5256 | 5460 | 4363 | 4837 | 3777 | 3342 | 3712 | 2624 | 2467 | 3470 | 4855 | 6033 | 5256 | 5460 | 4363 | 4837 | 1.02 | 1.02 | 1.02 | 1.02 | 1.02 | 1.02 | 1.02 | 1.02 | 1.02 | 1.02 | 1.02 | 1.02 | 3853 | 3409 | 3786 | 2676 | 2516 | 3539 | 4952 | 6154 | 5361 | 5569 | 4450 | 4934 | 3853 | 3409 | 3786 | 2676 | 2516 | 3539 | 4952 | 6154 | 5361 | 5569 | 4450 | 4934 | 517.114 | 457.47 | 508.051 | 359.127 | 337.661 | 475.044 | 664.539 | 825.865 | 719.501 | 747.409 | 597.17 | 662.049 | 50196 | 50196 | 51199 | 51199 | 6871 | 2020
62575 | N | . | FLEX Gibraltar | Bloom Energy | 57128 | CA | PACC | WECC |  | 22 | 2 | NAICS-22 Non-Cogen | FC | NG | NG |  |  | mcf | 4112 | 3638 | 4040 | 2856 | 2685 | 3778 | 5284 | 6567 | 5721 | 5943 | 4749 | 5265 | 4112 | 3638 | 4040 | 2856 | 2685 | 3778 | 5284 | 6567 | 5721 | 5943 | 4749 | 5265 | 1.02 | 1.02 | 1.02 | 1.02 | 1.02 | 1.02 | 1.02 | 1.02 | 1.02 | 1.02 | 1.02 | 1.02 | 4194 | 3711 | 4121 | 2913 | 2739 | 3854 | 5390 | 6698 | 5835 | 6062 | 4844 | 5370 | 4194 | 3711 | 4121 | 2913 | 2739 | 3854 | 5390 | 6698 | 5835 | 6062 | 4844 | 5370 | 566.862 | 501.48 | 556.926 | 393.675 | 370.144 | 520.743 | 728.469 | 905.314 | 788.718 | 819.311 | 654.619 | 725.739 | 54638 | 54638 | 55731 | 55731 | 7532 | 2020
62577 | N | . | APP Prune A-D | Bloom Energy | 57128 | CA | PACC | WECC |  | 22 | 2 | NAICS-22 Non-Cogen | FC | NG | NG |  |  | mcf | 15147 | 13400 | 14882 | 10519 | 9891 | 13915 | 19465 | 24191 | 21075 | 21893 | 17492 | 19393 | 15147 | 13400 | 14882 | 10519 | 9891 | 13915 | 19465 | 24191 | 21075 | 21893 | 17492 | 19393 | 1.02 | 1.02 | 1.02 | 1.02 | 1.02 | 1.02 | 1.02 | 1.02 | 1.02 | 1.02 | 1.02 | 1.02 | 15450 | 13668 | 15180 | 10729 | 10089 | 14193 | 19854 | 24675 | 21497 | 22331 | 17842 | 19781 | 15450 | 13668 | 15180 | 10729 | 10089 | 14193 | 19854 | 24675 | 21497 | 22331 | 17842 | 19781 | 1558.869 | 1379.069 | 1531.547 | 1082.607 | 1017.896 | 1432.045 | 2003.289 | 2489.614 | 2168.974 | 2253.105 | 1800.202 | 1995.783 | 201263 | 201263 | 205289 | 205289 | 20713 | 2020
62611 | N | . | PFMG Solar Grossmont Helix LLC | PFMG Solar Grossmont Helix LLC | 62028 | CA | PACC | WECC |  | 22 | 2 | NAICS-22 Non-Cogen | PV | SUN | SUN |  |  |  | 0 | 0 | 0 | 0 | 0 | 0 | 0 | 0 | 0 | 0 | 0 | 0 | 0 | 0 | 0 | 0 | 0 | 0 | 0 | 0 | 0 | 0 | 0 | 0 | 0 | 0 | 0 | 0 | 0 | 0 | 0 | 0 | 0 | 0 | 0 | 0 | 1034 | 1401 | 1371 | 1728 | 2261 | 2252 | 2460 | 2107 | 1655 | 1529 | 1209 | 957 | 1034 | 1401 | 1371 | 1728 | 2261 | 2252 | 2460 | 2107 | 1655 | 1529 | 1209 | 957 | 117.987 | 159.936 | 156.508 | 197.244 | 258.142 | 257.058 | 280.813 | 240.548 | 188.878 | 174.585 | 138.022 | 109.279 | 0 | 0 | 19964 | 19964 | 2279 | 2020
62649 | N | . | SFDK Solar | Sustainable Power Group, LLC | 58661 | CA | PACC | WECC |  | 22 | 2 | NAICS-22 Non-Cogen | PV | SUN | SUN |  |  |  | 0 | 0 | 0 | 0 | 0 | 0 | 0 | 0 | 0 | 0 | 0 | 0 | 0 | 0 | 0 | 0 | 0 | 0 | 0 | 0 | 0 | 0 | 0 | 0 | 0 | 0 | 0 | 0 | 0 | 0 | 0 | 0 | 0 | 0 | 0 | 0 | 4901 | 6643 | 6501 | 8193 | 10722 | 10677 | 11664 | 9991 | 7845 | 7252 | 5733 | 4539 | 4901 | 6643 | 6501 | 8193 | 10722 | 10677 | 11664 | 9991 | 7845 | 7252 | 5733 | 4539 | 559.438 | 758.347 | 742.089 | 935.241 | 1223.996 | 1218.856 | 1331.489 | 1140.573 | 895.575 | 827.804 | 654.44 | 518.152 | 0 | 0 | 94661 | 94661 | 10806 | 2020
62655 | N | . | HL Solar | HL Solar LLC | 62131 | CA | PACC | WECC |  | 22 | 2 | NAICS-22 Non-Cogen | PV | SUN | SUN |  |  |  | 0 | 0 | 0 | 0 | 0 | 0 | 0 | 0 | 0 | 0 | 0 | 0 | 0 | 0 | 0 | 0 | 0 | 0 | 0 | 0 | 0 | 0 | 0 | 0 | 0 | 0 | 0 | 0 | 0 | 0 | 0 | 0 | 0 | 0 | 0 | 0 | 5119 | 6939 | 6791 | 8558 | 11200 | 11153 | 12184 | 10437 | 8195 | 7575 | 5989 | 4741 | 5119 | 6939 | 6791 | 8558 | 11200 | 11153 | 12184 | 10437 | 8195 | 7575 | 5989 | 4741 | 584.391 | 792.173 | 775.19 | 976.957 | 1278.592 | 1273.223 | 1390.88 | 1191.448 | 935.522 | 864.728 | 683.631 | 541.265 | 0 | 0 | 98881 | 98881 | 11288 | 2020
62671 | N | . | Equinix Caspian Dr. Fuel Cell | 2016 ESA Project Company, LLC | 62150 | CA | PACC | WECC |  | 22 | 2 | NAICS-22 Non-Cogen | FC | NG | NG |  |  | mcf | 20010 | 17702 | 19659 | 13897 | 13066 | 18382 | 25715 | 31957 | 27841 | 28921 | 23108 | 25618 | 20010 | 17702 | 19659 | 13897 | 13066 | 18382 | 25715 | 31957 | 27841 | 28921 | 23108 | 25618 | 1.036 | 1.036 | 1.036 | 1.036 | 1.036 | 1.036 | 1.036 | 1.036 | 1.036 | 1.036 | 1.036 | 1.036 | 20730 | 18339 | 20367 | 14397 | 13536 | 19044 | 26641 | 33107 | 28843 | 29962 | 23940 | 26540 | 20730 | 18339 | 20367 | 14397 | 13536 | 19044 | 26641 | 33107 | 28843 | 29962 | 23940 | 26540 | 2887.819 | 2554.737 | 2837.203 | 2005.538 | 1885.66 | 2652.874 | 3711.11 | 4612.03 | 4018.041 | 4173.896 | 3334.889 | 3697.203 | 265876 | 265876 | 275446 | 275446 | 38371 | 2020
62687 | N | . | American Canyon Solar | RP Napa Solar 1, LLC | 62162 | CA | PACC | WECC |  | 22 | 2 | NAICS-22 Non-Cogen | PV | SUN | SUN |  |  |  | 0 | 0 | 0 | 0 | 0 | 0 | 0 | 0 | 0 | 0 | 0 | 0 | 0 | 0 | 0 | 0 | 0 | 0 | 0 | 0 | 0 | 0 | 0 | 0 | 0 | 0 | 0 | 0 | 0 | 0 | 0 | 0 | 0 | 0 | 0 | 0 | 3018 | 4091 | 4004 | 5046 | 6603 | 6576 | 7183 | 6153 | 4832 | 4466 | 3531 | 2795 | 3018 | 4091 | 4004 | 5046 | 6603 | 6576 | 7183 | 6153 | 4832 | 4466 | 3531 | 2795 | 344.537 | 467.037 | 457.024 | 575.979 | 753.812 | 750.646 | 820.013 | 702.435 | 551.55 | 509.813 | 403.044 | 319.11 | 0 | 0 | 58298 | 58298 | 6655 | 2020
62689 | N | . | Hellyer Solar Farm | County of Santa Clara (CA) | 62628 | CA | PACC | WECC |  | 22 | 2 | NAICS-22 Non-Cogen | PV | SUN | SUN |  |  |  | 0 | 0 | 0 | 0 | 0 | 0 | 0 | 0 | 0 | 0 | 0 | 0 | 0 | 0 | 0 | 0 | 0 | 0 | 0 | 0 | 0 | 0 | 0 | 0 | 0 | 0 | 0 | 0 | 0 | 0 | 0 | 0 | 0 | 0 | 0 | 0 | 1694 | 2297 | 2248 | 2832 | 3707 | 3691 | 4033 | 3454 | 2712 | 2507 | 1982 | 1569 | 1694 | 2297 | 2248 | 2832 | 3707 | 3691 | 4033 | 3454 | 2712 | 2507 | 1982 | 1569 | 193.417 | 262.186 | 256.565 | 323.344 | 423.177 | 421.4 | 460.341 | 394.335 | 309.63 | 286.2 | 226.262 | 179.143 | 0 | 0 | 32726 | 32726 | 3736 | 2020
62690 | N | . | Guadalupe Solar Farm | County of Santa Clara (CA) | 62628 | CA | PACC | WECC |  | 22 | 2 | NAICS-22 Non-Cogen | PV | SUN | SUN |  |  |  | 0 | 0 | 0 | 0 | 0 | 0 | 0 | 0 | 0 | 0 | 0 | 0 | 0 | 0 | 0 | 0 | 0 | 0 | 0 | 0 | 0 | 0 | 0 | 0 | 0 | 0 | 0 | 0 | 0 | 0 | 0 | 0 | 0 | 0 | 0 | 0 | 928 | 1258 | 1231 | 1552 | 2031 | 2023 | 2209 | 1893 | 1486 | 1374 | 1086 | 860 | 928 | 1258 | 1231 | 1552 | 2031 | 2023 | 2209 | 1893 | 1486 | 1374 | 1086 | 860 | 105.976 | 143.655 | 140.575 | 177.164 | 231.864 | 230.89 | 252.226 | 216.061 | 169.65 | 156.812 | 123.972 | 98.155 | 0 | 0 | 17931 | 17931 | 2047 | 2020
62697 | N | . | Mission College Blvd. Fuel Cell | 2016 ESA Project Company, LLC | 62150 | CA | PACC | WECC |  | 22 | 2 | NAICS-22 Non-Cogen | FC | NG | NG |  |  | mcf | 20216 | 17882 | 19860 | 14038 | 13199 | 18569 | 25977 | 32283 | 28125 | 29216 | 23343 | 25879 | 20216 | 17882 | 19860 | 14038 | 13199 | 18569 | 25977 | 32283 | 28125 | 29216 | 23343 | 25879 | 1.036 | 1.036 | 1.036 | 1.036 | 1.036 | 1.036 | 1.036 | 1.036 | 1.036 | 1.036 | 1.036 | 1.036 | 20944 | 18526 | 20575 | 14543 | 13674 | 19237 | 26912 | 33445 | 29138 | 30268 | 24183 | 26811 | 20944 | 18526 | 20575 | 14543 | 13674 | 19237 | 26912 | 33445 | 29138 | 30268 | 24183 | 26811 | 2749.414 | 2432.297 | 2701.225 | 1909.419 | 1795.287 | 2525.73 | 3533.248 | 4390.99 | 3825.469 | 3973.854 | 3175.059 | 3520.008 | 268587 | 268587 | 278256 | 278256 | 36532 | 2020
62698 | N | . | Kaiser East La Palma Ave. Fuel Cell | 2016 ESA Project Company, LLC | 62150 | CA | PACC | WECC |  | 22 | 2 | NAICS-22 Non-Cogen | FC | NG | NG |  |  | mcf | 8985 | 7950 | 8829 | 6241 | 5868 | 8255 | 11548 | 14351 | 12503 | 12988 | 10377 | 11505 | 8985 | 7950 | 8829 | 6241 | 5868 | 8255 | 11548 | 14351 | 12503 | 12988 | 10377 | 11505 | 1.036 | 1.036 | 1.036 | 1.036 | 1.036 | 1.036 | 1.036 | 1.036 | 1.036 | 1.036 | 1.036 | 1.036 | 9308 | 8236 | 9147 | 6466 | 6079 | 8552 | 11964 | 14868 | 12953 | 13456 | 10751 | 11919 | 9308 | 8236 | 9147 | 6466 | 6079 | 8552 | 11964 | 14868 | 12953 | 13456 | 10751 | 11919 | 1241.723 | 1098.502 | 1219.958 | 862.354 | 810.808 | 1140.699 | 1595.726 | 1983.109 | 1727.702 | 1794.717 | 1433.956 | 1589.746 | 119400 | 119400 | 123699 | 123699 | 16499 | 2020
62699 | N | . | Kaiser Deer Valley Rd. Fuel Cell | 2016 ESA Project Company, LLC | 62150 | CA | PACC | WECC |  | 22 | 2 | NAICS-22 Non-Cogen | FC | NG | NG |  |  | mcf | 5560 | 4918 | 5462 | 3861 | 3630 | 5107 | 7145 | 8879 | 7736 | 8036 | 6420 | 7118 | 5560 | 4918 | 5462 | 3861 | 3630 | 5107 | 7145 | 8879 | 7736 | 8036 | 6420 | 7118 | 1.036 | 1.036 | 1.036 | 1.036 | 1.036 | 1.036 | 1.036 | 1.036 | 1.036 | 1.036 | 1.036 | 1.036 | 5760 | 5095 | 5659 | 4000 | 3761 | 5291 | 7402 | 9199 | 8014 | 8325 | 6651 | 7374 | 5760 | 5095 | 5659 | 4000 | 3761 | 5291 | 7402 | 9199 | 8014 | 8325 | 6651 | 7374 | 765.924 | 677.584 | 752.501 | 531.922 | 500.127 | 703.612 | 984.284 | 1223.232 | 1065.69 | 1107.027 | 884.501 | 980.596 | 73872 | 73872 | 76531 | 76531 | 10177 | 2020
62700 | N | . | Kaiser Owens Dr. Fuel Cell | 2016 ESA Project Company, LLC | 62150 | CA | PACC | WECC |  | 22 | 2 | NAICS-22 Non-Cogen | FC | NG | NG |  |  | mcf | 3967 | 3509 | 3897 | 2755 | 2590 | 3644 | 5097 | 6335 | 5519 | 5733 | 4581 | 5078 | 3967 | 3509 | 3897 | 2755 | 2590 | 3644 | 5097 | 6335 | 5519 | 5733 | 4581 | 5078 | 1.036 | 1.036 | 1.036 | 1.036 | 1.036 | 1.036 | 1.036 | 1.036 | 1.036 | 1.036 | 1.036 | 1.036 | 4110 | 3635 | 4037 | 2854 | 2683 | 3775 | 5280 | 6563 | 5718 | 5939 | 4746 | 5261 | 4110 | 3635 | 4037 | 2854 | 2683 | 3775 | 5280 | 6563 | 5718 | 5939 | 4746 | 5261 | 551.208 | 487.631 | 541.546 | 382.804 | 359.922 | 506.363 | 708.352 | 880.314 | 766.937 | 796.685 | 636.541 | 705.697 | 52705 | 52705 | 54601 | 54601 | 7324 | 2020
62701 | N | . | Kaiser Napa Valley Corporate Dr Fuel Cell | 2016 ESA Project Company, LLC | 62150 | CA | PACC | WECC |  | 22 | 2 | NAICS-22 Non-Cogen | FC | NG | NG |  |  | mcf | 17793 | 15741 | 17482 | 12357 | 11619 | 16346 | 22866 | 28418 | 24758 | 25718 | 20548 | 22781 | 17793 | 15741 | 17482 | 12357 | 11619 | 16346 | 22866 | 28418 | 24758 | 25718 | 20548 | 22781 | 1.036 | 1.036 | 1.036 | 1.036 | 1.036 | 1.036 | 1.036 | 1.036 | 1.036 | 1.036 | 1.036 | 1.036 | 18434 | 16308 | 18111 | 12802 | 12037 | 16934 | 23689 | 29441 | 25649 | 26644 | 21288 | 23601 | 18434 | 16308 | 18111 | 12802 | 12037 | 16934 | 23689 | 29441 | 25649 | 26644 | 21288 | 23601 | 2426.999 | 2147.068 | 2384.46 | 1685.507 | 1584.759 | 2229.545 | 3118.914 | 3876.072 | 3376.868 | 3507.852 | 2802.729 | 3107.227 | 236427 | 236427 | 244938 | 244938 | 32248 | 2020
62702 | N | . | Equinix Great Oaks Blvd. Fuel Cell | 2016 ESA Project Company, LLC | 62150 | CA | PACC | WECC |  | 22 | 2 | NAICS-22 Non-Cogen | FC | NG | NG |  |  | mcf | 19203 | 16989 | 18867 | 13337 | 12540 | 17642 | 24679 | 30670 | 26720 | 27756 | 22177 | 24586 | 19203 | 16989 | 18867 | 13337 | 12540 | 17642 | 24679 | 30670 | 26720 | 27756 | 22177 | 24586 | 1.036 | 1.036 | 1.036 | 1.036 | 1.036 | 1.036 | 1.036 | 1.036 | 1.036 | 1.036 | 1.036 | 1.036 | 19894 | 17601 | 19546 | 13817 | 12991 | 18277 | 25567 | 31774 | 27682 | 28755 | 22975 | 25471 | 19894 | 17601 | 19546 | 13817 | 12991 | 18277 | 25567 | 31774 | 27682 | 28755 | 22975 | 25471 | 2685.97 | 2376.17 | 2638.892 | 1865.358 | 1753.859 | 2467.447 | 3451.716 | 4289.665 | 3737.194 | 3882.155 | 3101.792 | 3438.782 | 255166 | 255166 | 264350 | 264350 | 35689 | 2020
62703 | N | . | Equinix Lundy Ave. Fuel Cell | 2016 ESA Project Company, LLC | 62150 | CA | PACC | WECC |  | 22 | 2 | NAICS-22 Non-Cogen | FC | NG | NG |  |  | mcf | 15067 | 13330 | 14803 | 10464 | 9839 | 13842 | 19363 | 24064 | 20965 | 21778 | 17400 | 19291 | 15067 | 13330 | 14803 | 10464 | 9839 | 13842 | 19363 | 24064 | 20965 | 21778 | 17400 | 19291 | 1.036 | 1.036 | 1.036 | 1.036 | 1.036 | 1.036 | 1.036 | 1.036 | 1.036 | 1.036 | 1.036 | 1.036 | 15609 | 13810 | 15336 | 10841 | 10193 | 14340 | 20060 | 24930 | 21720 | 22562 | 18026 | 19985 | 15609 | 13810 | 15336 | 10841 | 10193 | 14340 | 20060 | 24930 | 21720 | 22562 | 18026 | 19985 | 2145.072 | 1897.66 | 2107.476 | 1489.715 | 1400.67 | 1970.556 | 2756.614 | 3425.819 | 2984.603 | 3100.372 | 2477.158 | 2746.285 | 200206 | 200206 | 207412 | 207412 | 28502 | 2020
62704 | N | . | Equinix Douglas St. Fuel Cell | 2016 ESA Project Company, LLC | 62150 | CA | PACC | WECC |  | 22 | 2 | NAICS-22 Non-Cogen | FC | NG | NG |  |  | mcf | 3722 | 3293 | 3657 | 2585 | 2430 | 3419 | 4783 | 5944 | 5178 | 5379 | 4298 | 4765 | 3722 | 3293 | 3657 | 2585 | 2430 | 3419 | 4783 | 5944 | 5178 | 5379 | 4298 | 4765 | 1.036 | 1.036 | 1.036 | 1.036 | 1.036 | 1.036 | 1.036 | 1.036 | 1.036 | 1.036 | 1.036 | 1.036 | 3856 | 3412 | 3789 | 2678 | 2517 | 3542 | 4955 | 6158 | 5364 | 5573 | 4453 | 4937 | 3856 | 3412 | 3789 | 2678 | 2517 | 3542 | 4955 | 6158 | 5364 | 5573 | 4453 | 4937 | 508.534 | 449.88 | 499.622 | 353.168 | 332.058 | 467.162 | 653.514 | 812.163 | 707.563 | 735.009 | 587.262 | 651.065 | 49453 | 49453 | 51234 | 51234 | 6757 | 2020
62705 | N | . | Equinix Maple Ave. Fuel Cell | 2016 ESA Project Company, LLC | 62150 | CA | PACC | WECC |  | 22 | 2 | NAICS-22 Non-Cogen | FC | NG | NG |  |  | mcf | 4085 | 3614 | 4014 | 2837 | 2668 | 3753 | 5250 | 6525 | 5684 | 5905 | 4718 | 5230 | 4085 | 3614 | 4014 | 2837 | 2668 | 3753 | 5250 | 6525 | 5684 | 5905 | 4718 | 5230 | 1.036 | 1.036 | 1.036 | 1.036 | 1.036 | 1.036 | 1.036 | 1.036 | 1.036 | 1.036 | 1.036 | 1.036 | 4232 | 3744 | 4159 | 2939 | 2764 | 3888 | 5439 | 6760 | 5889 | 6118 | 4888 | 5418 | 4232 | 3744 | 4159 | 2939 | 2764 | 3888 | 5439 | 6760 | 5889 | 6118 | 4888 | 5418 | 563.099 | 498.151 | 553.229 | 391.062 | 367.687 | 517.287 | 723.633 | 899.304 | 783.482 | 813.872 | 650.273 | 720.921 | 54283 | 54283 | 56238 | 56238 | 7482 | 2020
62732 | N | . | Solar Star Palo Alto I, LLC | DG 1 Acquisition Co., LLC | 62648 | CA | PACC | WECC |  | 22 | 2 | NAICS-22 Non-Cogen | PV | SUN | SUN |  |  |  | 0 | 0 | 0 | 0 | 0 | 0 | 0 | 0 | 0 | 0 | 0 | 0 | 0 | 0 | 0 | 0 | 0 | 0 | 0 | 0 | 0 | 0 | 0 | 0 | 0 | 0 | 0 | 0 | 0 | 0 | 0 | 0 | 0 | 0 | 0 | 0 | 990 | 1342 | 1313 | 1655 | 2166 | 2157 | 2356 | 2018 | 1585 | 1465 | 1158 | 917 | 990 | 1342 | 1313 | 1655 | 2166 | 2157 | 2356 | 2018 | 1585 | 1465 | 1158 | 917 | 113.016 | 153.199 | 149.915 | 188.935 | 247.268 | 246.23 | 268.984 | 230.416 | 180.922 | 167.231 | 132.208 | 104.676 | 0 | 0 | 19122 | 19122 | 2183 | 2020
62902 | N | . | Windsor Floating Solar | CA ODEVI LLC | 62772 | CA | PACC | WECC |  | 22 | 2 | NAICS-22 Non-Cogen | PV | SUN | SUN |  |  |  | . | . | . | . | . | . | . | . | . | . | 0 | 0 | . | . | . | . | . | . | . | . | . | . | 0 | 0 | . | . | . | . | . | . | . | . | . | . | 0 | 0 | . | . | . | . | . | . | . | . | . | . | 1325 | 1049 | . | . | . | . | . | . | . | . | . | . | 1325 | 1049 | . | . | . | . | . | . | . | . | . | . | 151.249 | 119.751 | 0 | 0 | 2374 | 2374 | 271 | 2020
62987 | N | . | Grossmont HS Solar Project | Solar Star California LXXVIII, LLC | 62854 | CA | PACC | WECC |  | 611 | 4 | Commercial NAICS Non-Cogen | PV | SUN | SUN |  |  |  | 0 | 0 | 0 | 0 | 0 | 0 | 0 | 0 | 0 | 0 | 0 | 0 | 0 | 0 | 0 | 0 | 0 | 0 | 0 | 0 | 0 | 0 | 0 | 0 | 0 | 0 | 0 | 0 | 0 | 0 | 0 | 0 | 0 | 0 | 0 | 0 | 1029 | 1395 | 1365 | 1720 | 2251 | 2242 | 2449 | 2098 | 1647 | 1523 | 1204 | 953 | 1029 | 1395 | 1365 | 1720 | 2251 | 2242 | 2449 | 2098 | 1647 | 1523 | 1204 | 953 | 117.467 | 159.235 | 155.821 | 196.378 | 257.01 | 255.93 | 279.581 | 239.493 | 188.049 | 173.819 | 137.417 | 108.8 | 0 | 0 | 19876 | 19876 | 2269 | 2020
62988 | N | . | Wildflower Solar 1 | Lightsource Renewable Energy Asset Management, LLC | 62842 | CA | PACC | WECC |  | 22 | 2 | NAICS-22 Non-Cogen | PV | SUN | SUN |  |  |  | . | . | . | . | . | . | . | . | . | . | . | 0 | . | . | . | . | . | . | . | . | . | . | . | 0 | . | . | . | . | . | . | . | . | . | . | . | 0 | . | . | . | . | . | . | . | . | . | . | . | 5037 | . | . | . | . | . | . | . | . | . | . | . | 5037 | . | . | . | . | . | . | . | . | . | . | . | 575 | 0 | 0 | 5037 | 5037 | 575 | 2020
63021 | N | . | SCCCD - Clovis Community College | Forefront Power, LLC | 62856 | CA | PACC | WECC |  | 22 | 2 | NAICS-22 Non-Cogen | PV | SUN | SUN |  |  |  | 0 | 0 | 0 | 0 | 0 | 0 | 0 | 0 | 0 | 0 | 0 | 0 | 0 | 0 | 0 | 0 | 0 | 0 | 0 | 0 | 0 | 0 | 0 | 0 | 0 | 0 | 0 | 0 | 0 | 0 | 0 | 0 | 0 | 0 | 0 | 0 | 908 | 1231 | 1204 | 1518 | 1986 | 1978 | 2161 | 1851 | 1453 | 1343 | 1062 | 841 | 908 | 1231 | 1204 | 1518 | 1986 | 1978 | 2161 | 1851 | 1453 | 1343 | 1062 | 841 | 103.645 | 140.497 | 137.485 | 173.27 | 226.767 | 225.814 | 246.682 | 211.311 | 165.921 | 153.365 | 121.246 | 95.997 | 0 | 0 | 17536 | 17536 | 2002 | 2020
63054 | N | . | CalCity Solar 1 | CalCity Solar 1 , LLC | 62885 | CA | PACC | WECC |  | 22 | 2 | NAICS-22 Non-Cogen | PV | SUN | SUN |  |  |  | 0 | 0 | 0 | 0 | 0 | 0 | 0 | 0 | 0 | 0 | 0 | 0 | 0 | 0 | 0 | 0 | 0 | 0 | 0 | 0 | 0 | 0 | 0 | 0 | 0 | 0 | 0 | 0 | 0 | 0 | 0 | 0 | 0 | 0 | 0 | 0 | 3682 | 4991 | 4884 | 6155 | 8055 | 8021 | 8762 | 7506 | 5894 | 5448 | 4307 | 3410 | 3682 | 4991 | 4884 | 6155 | 8055 | 8021 | 8762 | 7506 | 5894 | 5448 | 4307 | 3410 | 420.279 | 569.708 | 557.494 | 702.599 | 919.526 | 915.664 | 1000.28 | 856.854 | 672.8 | 621.887 | 491.647 | 389.262 | 0 | 0 | 71115 | 71115 | 8118 | 2020
63068 | N | . | SCCCD - Fresno Community College | Forefront Power, LLC | 62856 | CA | PACC | WECC |  | 22 | 2 | NAICS-22 Non-Cogen | PV | SUN | SUN |  |  |  | 0 | 0 | 0 | 0 | 0 | 0 | 0 | 0 | 0 | 0 | 0 | 0 | 0 | 0 | 0 | 0 | 0 | 0 | 0 | 0 | 0 | 0 | 0 | 0 | 0 | 0 | 0 | 0 | 0 | 0 | 0 | 0 | 0 | 0 | 0 | 0 | 1653 | 2240 | 2192 | 2763 | 3616 | 3601 | 3933 | 3369 | 2646 | 2445 | 1933 | 1531 | 1653 | 2240 | 2192 | 2763 | 3616 | 3601 | 3933 | 3369 | 2646 | 2445 | 1933 | 1531 | 188.654 | 255.73 | 250.247 | 315.382 | 412.756 | 411.023 | 449.005 | 384.624 | 302.006 | 279.152 | 220.69 | 174.731 | 0 | 0 | 31922 | 31922 | 3644 | 2020
63074 | N | . | Reedley Community College Solar | Forefront Power, LLC | 62856 | CA | PACC | WECC |  | 22 | 2 | NAICS-22 Non-Cogen | PV | SUN | SUN |  |  |  | 0 | 0 | 0 | 0 | 0 | 0 | 0 | 0 | 0 | 0 | 0 | 0 | 0 | 0 | 0 | 0 | 0 | 0 | 0 | 0 | 0 | 0 | 0 | 0 | 0 | 0 | 0 | 0 | 0 | 0 | 0 | 0 | 0 | 0 | 0 | 0 | 1712 | 2320 | 2270 | 2861 | 3745 | 3729 | 4074 | 3490 | 2740 | 2533 | 2002 | 1585 | 1712 | 2320 | 2270 | 2861 | 3745 | 3729 | 4074 | 3490 | 2740 | 2533 | 2002 | 1585 | 195.385 | 264.853 | 259.175 | 326.633 | 427.481 | 425.686 | 465.023 | 398.345 | 312.78 | 289.111 | 228.563 | 180.965 | 0 | 0 | 33061 | 33061 | 3774 | 2020
63204 | N | . | CID Solar (CA) | DG California Solar LLC | 62988 | CA | PACC | WECC |  | 22 | 2 | NAICS-22 Non-Cogen | PV | SUN | SUN |  |  |  | 0 | 0 | 0 | 0 | 0 | 0 | 0 | 0 | 0 | 0 | 0 | 0 | 0 | 0 | 0 | 0 | 0 | 0 | 0 | 0 | 0 | 0 | 0 | 0 | 0 | 0 | 0 | 0 | 0 | 0 | 0 | 0 | 0 | 0 | 0 | 0 | 1913 | 2594 | 2538 | 3199 | 4186 | 4169 | 4554 | 3901 | 3063 | 2831 | 2238 | 1772 | 1913 | 2594 | 2538 | 3199 | 4186 | 4169 | 4554 | 3901 | 3063 | 2831 | 2238 | 1772 | 218.423 | 296.083 | 289.735 | 365.147 | 477.886 | 475.879 | 519.855 | 445.315 | 349.66 | 323.2 | 255.514 | 202.303 | 0 | 0 | 36958 | 36958 | 4219 | 2020
63303 | N | . | Alticor Inc - Solar Project | Solar Star California LXIV, LLC | 63091 | CA | PACC | WECC |  | 22 | 2 | NAICS-22 Non-Cogen | PV | SUN | SUN |  |  |  | 0 | 0 | 0 | 0 | 0 | 0 | 0 | 0 | 0 | 0 | 0 | 0 | 0 | 0 | 0 | 0 | 0 | 0 | 0 | 0 | 0 | 0 | 0 | 0 | 0 | 0 | 0 | 0 | 0 | 0 | 0 | 0 | 0 | 0 | 0 | 0 | 846 | 1147 | 1122 | 1414 | 1851 | 1843 | 2013 | 1724 | 1354 | 1252 | 989 | 783 | 846 | 1147 | 1122 | 1414 | 1851 | 1843 | 2013 | 1724 | 1354 | 1252 | 989 | 783 | 96.551 | 130.883 | 128.077 | 161.413 | 211.249 | 210.361 | 229.801 | 196.851 | 154.567 | 142.87 | 112.949 | 89.428 | 0 | 0 | 16338 | 16338 | 1865 | 2020
63416 | N | . | Sierra Pacific Industries (2042-RD) | Sierra Pacific Industries Inc | 17164 | CA | PACC | WECC |  | 321 | 6 | Industrial NAICS Non-Cogen | PV | SUN | SUN |  |  |  | . | . | . | . | 0 | 0 | 0 | 0 | 0 | 0 | 0 | 0 | . | . | . | . | 0 | 0 | 0 | 0 | 0 | 0 | 0 | 0 | . | . | . | . | 0 | 0 | 0 | 0 | 0 | 0 | 0 | 0 | . | . | . | . | 18307 | 18230 | 19914 | 17059 | 13395 | 12381 | 9788 | 7750 | . | . | . | . | 18307 | 18230 | 19914 | 17059 | 13395 | 12381 | 9788 | 7750 | . | . | . | . | 2089.804 | 2081.027 | 2273.332 | 1947.37 | 1529.069 | 1413.36 | 1117.365 | 884.673 | 0 | 0 | 116824 | 116824 | 13336 | 2020
63418 | N | . | DGS Wasco State Prison | Forefront Power, LLC | 62856 | CA | PACC | WECC |  | 22 | 2 | NAICS-22 Non-Cogen | PV | SUN | SUN |  |  |  | . | . | . | . | . | . | 0 | 0 | 0 | 0 | 0 | 0 | . | . | . | . | . | . | 0 | 0 | 0 | 0 | 0 | 0 | . | . | . | . | . | . | 0 | 0 | 0 | 0 | 0 | 0 | . | . | . | . | . | . | 4722 | 4045 | 3176 | 2935 | 2321 | 1837 | . | . | . | . | . | . | 4722 | 4045 | 3176 | 2935 | 2321 | 1837 | . | . | . | . | . | . | 538.992 | 461.708 | 362.532 | 335.098 | 264.92 | 209.75 | 0 | 0 | 19036 | 19036 | 2173 | 2020
63419 | N | . | DGS Central California Womens Facility | Forefront Power, LLC | 62856 | CA | PACC | WECC |  | 22 | 2 | NAICS-22 Non-Cogen | PV | SUN | SUN |  |  |  | . | . | . | . | . | . | . | . | . | . | . | 0 | . | . | . | . | . | . | . | . | . | . | . | 0 | . | . | . | . | . | . | . | . | . | . | . | 0 | . | . | . | . | . | . | . | . | . | . | . | 491 | . | . | . | . | . | . | . | . | . | . | . | 491 | . | . | . | . | . | . | . | . | . | . | . | 56 | 0 | 0 | 491 | 491 | 56 | 2020
63420 | N | . | Fresno Bullard High School Hybrid | Forefront Power, LLC | 62856 | CA | PACC | WECC |  | 22 | 2 | NAICS-22 Non-Cogen | BA | MWH | OTH |  |  | megawatthours | . | . | 3 | 4 | 4 | 3 | 4 | 4 | 4 | 4 | 4 | 4 | . | . | 3 | 4 | 4 | 3 | 4 | 4 | 4 | 4 | 4 | 4 | . | . | 0 | 0 | 0 | 0 | 0 | 0 | 0 | 0 | 0 | 0 | . | . | 0 | 0 | 0 | 0 | 0 | 0 | 0 | 0 | 0 | 0 | . | . | 0 | 0 | 0 | 0 | 0 | 0 | 0 | 0 | 0 | 0 | . | . | -0.646 | -0.572 | -0.554 | -0.492 | -0.582 | -0.58 | -0.627 | -0.67 | -0.66 | -0.617 | 38 | 38 | 0 | 0 | -6 | 2020
63420 | N | . | Fresno Bullard High School Hybrid | Forefront Power, LLC | 62856 | CA | PACC | WECC |  | 22 | 2 | NAICS-22 Non-Cogen | PV | SUN | SUN |  |  |  | . | . | 0 | 0 | 0 | 0 | 0 | 0 | 0 | 0 | 0 | 0 | . | . | 0 | 0 | 0 | 0 | 0 | 0 | 0 | 0 | 0 | 0 | . | . | 0 | 0 | 0 | 0 | 0 | 0 | 0 | 0 | 0 | 0 | . | . | 1193 | 1503 | 1967 | 1959 | 2140 | 1833 | 1440 | 1331 | 1052 | 833 | . | . | 1193 | 1503 | 1967 | 1959 | 2140 | 1833 | 1440 | 1331 | 1052 | 833 | . | . | 136.166 | 171.608 | 224.592 | 223.649 | 244.316 | 209.285 | 164.33 | 151.894 | 120.084 | 95.076 | 0 | 0 | 15251 | 15251 | 1741 | 2020
63421 | N | . | Fresno Hoover High School Hybrid | Forefront Power, LLC | 62856 | CA | PACC | WECC |  | 22 | 2 | NAICS-22 Non-Cogen | BA | MWH | OTH |  |  | megawatthours | . | . | 1 | 1 | 1 | 1 | 1 | 1 | 1 | 1 | 1 | 1 | . | . | 1 | 1 | 1 | 1 | 1 | 1 | 1 | 1 | 1 | 1 | . | . | 0 | 0 | 0 | 0 | 0 | 0 | 0 | 0 | 0 | 0 | . | . | 0 | 0 | 0 | 0 | 0 | 0 | 0 | 0 | 0 | 0 | . | . | 0 | 0 | 0 | 0 | 0 | 0 | 0 | 0 | 0 | 0 | . | . | -0.107 | -0.095 | -0.092 | -0.082 | -0.097 | -0.097 | -0.105 | -0.112 | -0.11 | -0.103 | 10 | 10 | 0 | 0 | -1 | 2020
63421 | N | . | Fresno Hoover High School Hybrid | Forefront Power, LLC | 62856 | CA | PACC | WECC |  | 22 | 2 | NAICS-22 Non-Cogen | PV | SUN | SUN |  |  |  | . | . | 0 | 0 | 0 | 0 | 0 | 0 | 0 | 0 | 0 | 0 | . | . | 0 | 0 | 0 | 0 | 0 | 0 | 0 | 0 | 0 | 0 | . | . | 0 | 0 | 0 | 0 | 0 | 0 | 0 | 0 | 0 | 0 | . | . | 1170 | 1475 | 1930 | 1922 | 2100 | 1799 | 1412 | 1305 | 1032 | 817 | . | . | 1170 | 1475 | 1930 | 1922 | 2100 | 1799 | 1412 | 1305 | 1032 | 817 | . | . | 133.585 | 168.355 | 220.335 | 219.41 | 239.685 | 205.318 | 161.215 | 149.015 | 117.808 | 93.274 | 0 | 0 | 14962 | 14962 | 1708 | 2020
63422 | N | . | Fresno Sunnyside High School Hybrid | Forefront Power, LLC | 62856 | CA | PACC | WECC |  | 22 | 2 | NAICS-22 Non-Cogen | BA | MWH | OTH |  |  | megawatthours | . | . | . | . | . | . | . | . | . | . | . | 2 | . | . | . | . | . | . | . | . | . | . | . | 2 | . | . | . | . | . | . | . | . | . | . | . | 0 | . | . | . | . | . | . | . | . | . | . | . | 0 | . | . | . | . | . | . | . | . | . | . | . | 0 | . | . | . | . | . | . | . | . | . | . | . | -2 | 2 | 2 | 0 | 0 | -2 | 2020
63422 | N | . | Fresno Sunnyside High School Hybrid | Forefront Power, LLC | 62856 | CA | PACC | WECC |  | 22 | 2 | NAICS-22 Non-Cogen | PV | SUN | SUN |  |  |  | . | . | . | . | . | . | . | . | . | . | . | 0 | . | . | . | . | . | . | . | . | . | . | . | 0 | . | . | . | . | . | . | . | . | . | . | . | 0 | . | . | . | . | . | . | . | . | . | . | . | 2751 | . | . | . | . | . | . | . | . | . | . | . | 2751 | . | . | . | . | . | . | . | . | . | . | . | 314 | 0 | 0 | 2751 | 2751 | 314 | 2020
63455 | N | . | RE-VFO LLC | RE-VFO LLC | 63198 | CA | PACC | WECC |  | 22 | 2 | NAICS-22 Non-Cogen | PV | SUN | SUN |  |  |  | 0 | 0 | 0 | 0 | 0 | 0 | 0 | 0 | 0 | 0 | 0 | 0 | 0 | 0 | 0 | 0 | 0 | 0 | 0 | 0 | 0 | 0 | 0 | 0 | 0 | 0 | 0 | 0 | 0 | 0 | 0 | 0 | 0 | 0 | 0 | 0 | 817 | 1108 | 1084 | 1366 | 1788 | 1781 | 1945 | 1666 | 1308 | 1209 | 956 | 757 | 817 | 1108 | 1084 | 1366 | 1788 | 1781 | 1945 | 1666 | 1308 | 1209 | 956 | 757 | 93.292 | 126.461 | 123.75 | 155.96 | 204.113 | 203.255 | 222.038 | 190.201 | 149.345 | 138.044 | 109.134 | 86.407 | 0 | 0 | 15785 | 15785 | 1802 | 2020
63486 | N | . | D'Arrigo Brothers - Phase 4 | CalCom Energy | 63226 | CA | PACC | WECC |  | 22 | 2 | NAICS-22 Non-Cogen | PV | SUN | SUN |  |  |  | 0 | 0 | 0 | 0 | 0 | 0 | 0 | 0 | 0 | 0 | 0 | 0 | 0 | 0 | 0 | 0 | 0 | 0 | 0 | 0 | 0 | 0 | 0 | 0 | 0 | 0 | 0 | 0 | 0 | 0 | 0 | 0 | 0 | 0 | 0 | 0 | 1854 | 2514 | 2460 | 3100 | 4057 | 4040 | 4414 | 3781 | 2969 | 2744 | 2169 | 1718 | 1854 | 2514 | 2460 | 3100 | 4057 | 4040 | 4414 | 3781 | 2969 | 2744 | 2169 | 1718 | 211.692 | 286.959 | 280.807 | 353.896 | 463.161 | 461.216 | 503.837 | 431.594 | 338.886 | 313.242 | 247.641 | 196.069 | 0 | 0 | 35820 | 35820 | 4089 | 2020
63493 | N | . | PSREC/SIAD Solar | Plumas Sierra Rural Electric Coop | 57353 | CA | PACC | WECC |  | 22 | 1 | Electric Utility | PV | SUN | SUN |  |  |  | 0 | 0 | 0 | 0 | 0 | 0 | 0 | 0 | 0 | 0 | 0 | 0 | 0 | 0 | 0 | 0 | 0 | 0 | 0 | 0 | 0 | 0 | 0 | 0 | 0 | 0 | 0 | 0 | 0 | 0 | 0 | 0 | 0 | 0 | 0 | 0 | 2747 | 3723 | 3643 | 4591 | 6009 | 5984 | 6537 | 5599 | 4397 | 4064 | 3213 | 2544 | 2747 | 3723 | 3643 | 4591 | 6009 | 5984 | 6537 | 5599 | 4397 | 4064 | 3213 | 2544 | 313.528 | 425 | 415.888 | 524.136 | 685.963 | 683.083 | 746.205 | 639.21 | 501.906 | 463.926 | 366.767 | 290.388 | 0 | 0 | 53051 | 53051 | 6056 | 2020
63510 | N | . | Walnut Unified School District Walnut HS Hybrid | Tesla Inc. | 60947 | CA | PACC | WECC |  | 22 | 2 | NAICS-22 Non-Cogen | BA | MWH | OTH |  |  | megawatthours | . | 0 | 0 | 0 | 0 | 0 | 0 | 0 | 0 | 0 | 0 | 0 | . | 0 | 0 | 0 | 0 | 0 | 0 | 0 | 0 | 0 | 0 | 0 | . | 0 | 0 | 0 | 0 | 0 | 0 | 0 | 0 | 0 | 0 | 0 | . | 0 | 0 | 0 | 0 | 0 | 0 | 0 | 0 | 0 | 0 | 0 | . | 0 | 0 | 0 | 0 | 0 | 0 | 0 | 0 | 0 | 0 | 0 | . | 0 | 0 | 0 | 0 | 0 | 0 | 0 | 0 | 0 | 0 | 0 | 0 | 0 | 0 | 0 | 0 | 2020
63510 | N | . | Walnut Unified School District Walnut HS Hybrid | Tesla Inc. | 60947 | CA | PACC | WECC |  | 22 | 2 | NAICS-22 Non-Cogen | PV | SUN | SUN |  |  |  | . | 0 | 0 | 0 | 0 | 0 | 0 | 0 | 0 | 0 | 0 | 0 | . | 0 | 0 | 0 | 0 | 0 | 0 | 0 | 0 | 0 | 0 | 0 | . | 0 | 0 | 0 | 0 | 0 | 0 | 0 | 0 | 0 | 0 | 0 | . | 1172 | 1146 | 1445 | 1891 | 1883 | 2057 | 1762 | 1384 | 1279 | 1011 | 800 | . | 1172 | 1146 | 1445 | 1891 | 1883 | 2057 | 1762 | 1384 | 1279 | 1011 | 800 | . | 133.736 | 130.869 | 164.931 | 215.854 | 214.947 | 234.811 | 201.142 | 157.936 | 145.985 | 115.412 | 91.377 | 0 | 0 | 15830 | 15830 | 1807 | 2020
63514 | N | . | Moonlight Packing - Phase 2 | CalCom Energy | 63226 | CA | PACC | WECC |  | 22 | 2 | NAICS-22 Non-Cogen | PV | SUN | SUN |  |  |  | 0 | 0 | 0 | 0 | 0 | 0 | 0 | 0 | 0 | 0 | 0 | 0 | 0 | 0 | 0 | 0 | 0 | 0 | 0 | 0 | 0 | 0 | 0 | 0 | 0 | 0 | 0 | 0 | 0 | 0 | 0 | 0 | 0 | 0 | 0 | 0 | 1257 | 1704 | 1668 | 2102 | 2751 | 2739 | 2992 | 2563 | 2012 | 1860 | 1471 | 1164 | 1257 | 1704 | 1668 | 2102 | 2751 | 2739 | 2992 | 2563 | 2012 | 1860 | 1471 | 1164 | 143.508 | 194.534 | 190.364 | 239.912 | 313.985 | 312.666 | 341.559 | 292.584 | 229.737 | 212.352 | 167.88 | 132.919 | 0 | 0 | 24283 | 24283 | 2772 | 2020
63516 | N | . | California City | Goldman Sachs Renewable Power Group | 61944 | CA | PACC | WECC |  | 22 | 2 | NAICS-22 Non-Cogen | PV | SUN | SUN |  |  |  | 0 | 0 | 0 | 0 | 0 | 0 | 0 | 0 | 0 | 0 | 0 | 0 | 0 | 0 | 0 | 0 | 0 | 0 | 0 | 0 | 0 | 0 | 0 | 0 | 0 | 0 | 0 | 0 | 0 | 0 | 0 | 0 | 0 | 0 | 0 | 0 | 2432 | 3296 | 3226 | 4065 | 5320 | 5298 | 5788 | 4958 | 3893 | 3598 | 2845 | 2252 | 2432 | 3296 | 3226 | 4065 | 5320 | 5298 | 5788 | 4958 | 3893 | 3598 | 2845 | 2252 | 277.598 | 376.296 | 368.229 | 464.072 | 607.354 | 604.803 | 660.692 | 565.959 | 444.389 | 410.761 | 324.737 | 257.11 | 0 | 0 | 46971 | 46971 | 5362 | 2020
63527 | N | . | Lafayette 2 - Internal Services Dept | Goldman Sachs Renewable Power Group | 61944 | CA | PACC | WECC |  | 22 | 2 | NAICS-22 Non-Cogen | PV | SUN | SUN |  |  |  | . | . | . | . | . | . | . | 0 | 0 | 0 | 0 | 0 | . | . | . | . | . | . | . | 0 | 0 | 0 | 0 | 0 | . | . | . | . | . | . | . | 0 | 0 | 0 | 0 | 0 | . | . | . | . | . | . | . | 1361 | 1069 | 988 | 781 | 618 | . | . | . | . | . | . | . | 1361 | 1069 | 988 | 781 | 618 | . | . | . | . | . | . | . | 155.408 | 122.027 | 112.793 | 89.171 | 70.601 | 0 | 0 | 4817 | 4817 | 550 | 2020
63545 | N | . | Chevron - Lost Hills Hybrid | Goldman Sachs Renewable Power Group | 61944 | CA | PACC | WECC |  | 22 | 2 | NAICS-22 Non-Cogen | PV | SUN | SUN |  |  |  | . | . | . | 0 | 0 | 0 | 0 | 0 | 0 | 0 | 0 | 0 | . | . | . | 0 | 0 | 0 | 0 | 0 | 0 | 0 | 0 | 0 | . | . | . | 0 | 0 | 0 | 0 | 0 | 0 | 0 | 0 | 0 | . | . | . | 34068 | 77622 | 80364 | 81906 | 65227 | 47830 | 42582 | 33104 | 28155 | . | . | . | 34068 | 77622 | 80364 | 81906 | 65227 | 47830 | 42582 | 33104 | 28155 | . | . | . | 3889 | 8861 | 9174 | 9350 | 7446 | 5460 | 4861 | 3779 | 3214 | 0 | 0 | 490858 | 490858 | 56034 | 2020
63603 | N | . | Illumina Way SD | Bloom Energy | 57128 | CA | PACC | WECC |  | 339 | 6 | Industrial NAICS Non-Cogen | FC | NG | NG |  |  | mcf | 14728 | 13030 | 14470 | 10229 | 9617 | 13530 | 18928 | 23523 | 20493 | 21288 | 17009 | 18857 | 14728 | 13030 | 14470 | 10229 | 9617 | 13530 | 18928 | 23523 | 20493 | 21288 | 17009 | 18857 | 1.02 | 1.02 | 1.02 | 1.02 | 1.02 | 1.02 | 1.02 | 1.02 | 1.02 | 1.02 | 1.02 | 1.02 | 15023 | 13291 | 14759 | 10434 | 9809 | 13801 | 19307 | 23993 | 20903 | 21714 | 17349 | 19234 | 15023 | 13291 | 14759 | 10434 | 9809 | 13801 | 19307 | 23993 | 20903 | 21714 | 17349 | 19234 | 2296.346 | 2031.486 | 2256.098 | 1594.772 | 1499.447 | 2109.523 | 2951.015 | 3667.412 | 3195.081 | 3319.014 | 2651.85 | 2939.956 | 195702 | 195702 | 199617 | 199617 | 30512 | 2020
63604 | N | . | Extreme San Ignacio | Bloom Energy | 57128 | CA | PACC | WECC |  | 518 | 4 | Commercial NAICS Non-Cogen | FC | NG | NG |  |  | mcf | 4182 | 3698 | 4107 | 2903 | 2730 | 3840 | 5372 | 6677 | 5817 | 6042 | 4828 | 5352 | 4182 | 3698 | 4107 | 2903 | 2730 | 3840 | 5372 | 6677 | 5817 | 6042 | 4828 | 5352 | 1.02 | 1.02 | 1.02 | 1.02 | 1.02 | 1.02 | 1.02 | 1.02 | 1.02 | 1.02 | 1.02 | 1.02 | 4266 | 3772 | 4189 | 2961 | 2785 | 3917 | 5479 | 6811 | 5933 | 6163 | 4925 | 5459 | 4266 | 3772 | 4189 | 2961 | 2785 | 3917 | 5479 | 6811 | 5933 | 6163 | 4925 | 5459 | 640.843 | 566.928 | 629.61 | 445.054 | 418.451 | 588.706 | 823.541 | 1023.467 | 891.653 | 926.239 | 740.053 | 820.455 | 55548 | 55548 | 56660 | 56660 | 8515 | 2020
63605 | N | . | ATT North Watney | Bloom Energy | 57128 | CA | PACC | WECC |  | 517 | 4 | Commercial NAICS Non-Cogen | FC | NG | NG |  |  | mcf | 4032 | 3567 | 3962 | 2801 | 2633 | 3705 | 5182 | 6440 | 5611 | 5829 | 4657 | 5163 | 4032 | 3567 | 3962 | 2801 | 2633 | 3705 | 5182 | 6440 | 5611 | 5829 | 4657 | 5163 | 1.02 | 1.02 | 1.02 | 1.02 | 1.02 | 1.02 | 1.02 | 1.02 | 1.02 | 1.02 | 1.02 | 1.02 | 4113 | 3638 | 4041 | 2857 | 2686 | 3779 | 5286 | 6569 | 5723 | 5946 | 4750 | 5266 | 4113 | 3638 | 4041 | 2857 | 2686 | 3779 | 5286 | 6569 | 5723 | 5946 | 4750 | 5266 | 636.929 | 563.466 | 625.765 | 442.336 | 415.896 | 585.11 | 818.512 | 1017.216 | 886.208 | 920.583 | 735.534 | 815.445 | 53582 | 53582 | 54654 | 54654 | 8463 | 2020
63606 | N | . | ATT Ventura Blvd | Bloom Energy | 57128 | CA | PACC | WECC |  | 517 | 4 | Commercial NAICS Non-Cogen | FC | NG | NG |  |  | mcf | 4254 | 3763 | 4180 | 2954 | 2778 | 3908 | 5467 | 6794 | 5919 | 6149 | 4913 | 5447 | 4254 | 3763 | 4180 | 2954 | 2778 | 3908 | 5467 | 6794 | 5919 | 6149 | 4913 | 5447 | 1.02 | 1.02 | 1.02 | 1.02 | 1.02 | 1.02 | 1.02 | 1.02 | 1.02 | 1.02 | 1.02 | 1.02 | 4339 | 3838 | 4264 | 3013 | 2834 | 3986 | 5576 | 6930 | 6037 | 6272 | 5011 | 5556 | 4339 | 3838 | 4264 | 3013 | 2834 | 3986 | 5576 | 6930 | 6037 | 6272 | 5011 | 5556 | 663.345 | 586.835 | 651.719 | 460.682 | 433.145 | 609.378 | 852.459 | 1059.405 | 922.963 | 958.764 | 766.04 | 849.265 | 56526 | 56526 | 57656 | 57656 | 8814 | 2020
63607 | N | . | Extreme Via Del Oro | Bloom Energy | 57128 | CA | PACC | WECC |  | 518 | 4 | Commercial NAICS Non-Cogen | FC | NG | NG |  |  | mcf | 5207 | 4608 | 5117 | 3617 | 3401 | 4785 | 6693 | 8318 | 7247 | 7528 | 6015 | 6668 | 5207 | 4608 | 5117 | 3617 | 3401 | 4785 | 6693 | 8318 | 7247 | 7528 | 6015 | 6668 | 1.02 | 1.02 | 1.02 | 1.02 | 1.02 | 1.02 | 1.02 | 1.02 | 1.02 | 1.02 | 1.02 | 1.02 | 5311 | 4700 | 5219 | 3689 | 3469 | 4881 | 6827 | 8484 | 7392 | 7679 | 6135 | 6801 | 5311 | 4700 | 5219 | 3689 | 3469 | 4881 | 6827 | 8484 | 7392 | 7679 | 6135 | 6801 | 791.514 | 700.221 | 777.641 | 549.692 | 516.835 | 727.119 | 1017.168 | 1264.098 | 1101.294 | 1144.011 | 914.051 | 1013.356 | 69204 | 69204 | 70587 | 70587 | 10517 | 2020
63623 | N | . | Lafayette 2 - MLK Jr. Hospital (MLK) | Goldman Sachs Renewable Power Group | 61944 | CA | PACC | WECC |  | 22 | 2 | NAICS-22 Non-Cogen | PV | SUN | SUN |  |  |  | . | . | . | . | . | . | . | 0 | 0 | 0 | 0 | 0 | . | . | . | . | . | . | . | 0 | 0 | 0 | 0 | 0 | . | . | . | . | . | . | . | 0 | 0 | 0 | 0 | 0 | . | . | . | . | . | . | . | 1790 | 1405 | 1299 | 1027 | 813 | . | . | . | . | . | . | . | 1790 | 1405 | 1299 | 1027 | 813 | . | . | . | . | . | . | . | 204.292 | 160.41 | 148.271 | 117.219 | 92.808 | 0 | 0 | 6334 | 6334 | 723 | 2020
63638 | N | . | Tracy 210 | Costco Wholesale | 58622 | CA | PACC | WECC |  | 311 | 6 | Industrial NAICS Non-Cogen | FC | NG | NG |  |  | mcf | 11565 | 10232 | 11363 | 8032 | 7552 | 10625 | 14863 | 18472 | 16093 | 16717 | 13357 | 14808 | 11565 | 10232 | 11363 | 8032 | 7552 | 10625 | 14863 | 18472 | 16093 | 16717 | 13357 | 14808 | 1.021 | 1.021 | 1.021 | 1.021 | 1.021 | 1.021 | 1.021 | 1.021 | 1.021 | 1.021 | 1.021 | 1.021 | 11808 | 10447 | 11602 | 8201 | 7711 | 10848 | 15175 | 18860 | 16431 | 17068 | 13637 | 15119 | 11808 | 10447 | 11602 | 8201 | 7711 | 10848 | 15175 | 18860 | 16431 | 17068 | 13637 | 15119 | 1718.723 | 1520.485 | 1688.598 | 1193.622 | 1122.275 | 1578.893 | 2208.715 | 2744.91 | 2391.389 | 2484.148 | 1984.803 | 2200.439 | 153679 | 153679 | 156907 | 156907 | 22837 | 2020
63651 | N | . | North Kern State Prison Phase II | SunE P11L Holdings, LLC | 63344 | CA | PACC | WECC |  | 22 | 2 | NAICS-22 Non-Cogen | PV | SUN | SUN |  |  |  | 0 | 0 | 0 | 0 | 0 | 0 | 0 | 0 | 0 | 0 | 0 | 0 | 0 | 0 | 0 | 0 | 0 | 0 | 0 | 0 | 0 | 0 | 0 | 0 | 0 | 0 | 0 | 0 | 0 | 0 | 0 | 0 | 0 | 0 | 0 | 0 | 3522 | 4774 | 4671 | 5887 | 7705 | 7672 | 8381 | 7180 | 5637 | 5211 | 4120 | 3262 | 3522 | 4774 | 4671 | 5887 | 7705 | 7672 | 8381 | 7180 | 5637 | 5211 | 4120 | 3262 | 402.004 | 544.935 | 533.252 | 672.047 | 879.542 | 875.848 | 956.784 | 819.595 | 643.544 | 594.845 | 470.269 | 372.335 | 0 | 0 | 68022 | 68022 | 7765 | 2020
63699 | N | . | AGT000 Stevens Creek Fuel Cell | 2016 ESA Project Company, LLC | 62150 | CA | PACC | WECC |  | 22 | 2 | NAICS-22 Non-Cogen | FC | NG | NG |  |  | mcf | 9187 | 8127 | 9025 | 6380 | 5998 | 8439 | 11805 | 14671 | 12782 | 13277 | 10608 | 11761 | 9187 | 8127 | 9025 | 6380 | 5998 | 8439 | 11805 | 14671 | 12782 | 13277 | 10608 | 11761 | 1.036 | 1.036 | 1.036 | 1.036 | 1.036 | 1.036 | 1.036 | 1.036 | 1.036 | 1.036 | 1.036 | 1.036 | 9518 | 8420 | 9350 | 6610 | 6214 | 8743 | 12230 | 15199 | 13242 | 13755 | 10990 | 12184 | 9518 | 8420 | 9350 | 6610 | 6214 | 8743 | 12230 | 15199 | 13242 | 13755 | 10990 | 12184 | 1337.904 | 1183.591 | 1314.455 | 929.151 | 873.612 | 1229.057 | 1719.33 | 2136.719 | 1861.529 | 1933.735 | 1545.03 | 1712.887 | 122060 | 122060 | 126455 | 126455 | 17777 | 2020
63701 | N | . | CST001 McCarthy Fuel Cell | 2016 ESA Project Company, LLC | 62150 | CA | PACC | WECC |  | 22 | 2 | NAICS-22 Non-Cogen | FC | NG | NG |  |  | mcf | 5026 | 4448 | 4940 | 3492 | 3283 | 4619 | 6461 | 8029 | 6995 | 7267 | 5806 | 6437 | 5026 | 4448 | 4940 | 3492 | 3283 | 4619 | 6461 | 8029 | 6995 | 7267 | 5806 | 6437 | 1.036 | 1.036 | 1.036 | 1.036 | 1.036 | 1.036 | 1.036 | 1.036 | 1.036 | 1.036 | 1.036 | 1.036 | 5207 | 4608 | 5118 | 3618 | 3401 | 4785 | 6694 | 8318 | 7247 | 7529 | 6015 | 6669 | 5207 | 4608 | 5118 | 3618 | 3401 | 4785 | 6694 | 8318 | 7247 | 7529 | 6015 | 6669 | 751.251 | 664.6 | 738.082 | 521.729 | 490.544 | 690.13 | 965.424 | 1199.794 | 1045.271 | 1085.815 | 867.553 | 961.807 | 66803 | 66803 | 69209 | 69209 | 9982 | 2020
63704 | N | . | EQX010 Great Oaks Fuel Cell | 2016 ESA Project Company, LLC | 62150 | CA | PACC | WECC |  | 22 | 2 | NAICS-22 Non-Cogen | FC | NG | NG |  |  | mcf | 9993 | 8839 | 9817 | 6939 | 6524 | 9179 | 12840 | 15958 | 13902 | 14442 | 11539 | 12792 | 9993 | 8839 | 9817 | 6939 | 6524 | 9179 | 12840 | 15958 | 13902 | 14442 | 11539 | 12792 | 1.036 | 1.036 | 1.036 | 1.036 | 1.036 | 1.036 | 1.036 | 1.036 | 1.036 | 1.036 | 1.036 | 1.036 | 10353 | 9157 | 10170 | 7189 | 6759 | 9509 | 13302 | 16532 | 14402 | 14962 | 11954 | 13253 | 10353 | 9157 | 10170 | 7189 | 6759 | 9509 | 13302 | 16532 | 14402 | 14962 | 11954 | 13253 | 1556.159 | 1376.672 | 1528.885 | 1080.725 | 1016.127 | 1429.556 | 1999.808 | 2485.287 | 2165.204 | 2249.189 | 1797.074 | 1992.314 | 132764 | 132764 | 137542 | 137542 | 20677 | 2020
63705 | N | . | EQX011 Duane Fuel Cell | 2016 ESA Project Company, LLC | 62150 | CA | PACC | WECC |  | 22 | 2 | NAICS-22 Non-Cogen | FC | NG | NG |  |  | mcf | 19198 | 16983 | 18861 | 13332 | 12535 | 17635 | 24670 | 30659 | 26710 | 27746 | 22169 | 24578 | 19198 | 16983 | 18861 | 13332 | 12535 | 17635 | 24670 | 30659 | 26710 | 27746 | 22169 | 24578 | 1.036 | 1.036 | 1.036 | 1.036 | 1.036 | 1.036 | 1.036 | 1.036 | 1.036 | 1.036 | 1.036 | 1.036 | 19889 | 17594 | 19540 | 13812 | 12986 | 18270 | 25558 | 31763 | 27672 | 28745 | 22967 | 25463 | 19889 | 17594 | 19540 | 13812 | 12986 | 18270 | 25558 | 31763 | 27672 | 28745 | 22967 | 25463 | 2914.084 | 2577.973 | 2863.008 | 2023.779 | 1902.811 | 2677.003 | 3744.864 | 4653.979 | 4054.587 | 4211.859 | 3365.222 | 3730.831 | 255076 | 255076 | 264259 | 264259 | 38720 | 2020
63708 | N | . | EQX015 Great Oaks Fuel Cell | 2016 ESA Project Company, LLC | 62150 | CA | PACC | WECC |  | 22 | 2 | NAICS-22 Non-Cogen | FC | NG | NG |  |  | mcf | 16695 | 14769 | 16402 | 11594 | 10901 | 15336 | 21454 | 26662 | 23228 | 24129 | 19279 | 21374 | 16695 | 14769 | 16402 | 11594 | 10901 | 15336 | 21454 | 26662 | 23228 | 24129 | 19279 | 21374 | 1.036 | 1.036 | 1.036 | 1.036 | 1.036 | 1.036 | 1.036 | 1.036 | 1.036 | 1.036 | 1.036 | 1.036 | 17296 | 15301 | 16992 | 12011 | 11293 | 15888 | 22226 | 27622 | 24064 | 24998 | 19973 | 22143 | 17296 | 15301 | 16992 | 12011 | 11293 | 15888 | 22226 | 27622 | 24064 | 24998 | 19973 | 22143 | 2338.267 | 2068.571 | 2297.283 | 1623.884 | 1526.819 | 2148.032 | 3004.886 | 3734.361 | 3253.408 | 3379.603 | 2700.26 | 2993.626 | 221823 | 221823 | 229807 | 229807 | 31069 | 2020
63711 | N | . | JSR000 N Mathilda Fuel Cell | 2016 ESA Project Company, LLC | 62150 | CA | PACC | WECC |  | 22 | 2 | NAICS-22 Non-Cogen | FC | NG | NG |  |  | mcf | 4776 | 4224 | 4691 | 3316 | 3118 | 4386 | 6136 | 7626 | 6644 | 6901 | 5514 | 6113 | 4776 | 4224 | 4691 | 3316 | 3118 | 4386 | 6136 | 7626 | 6644 | 6901 | 5514 | 6113 | 1.036 | 1.036 | 1.036 | 1.036 | 1.036 | 1.036 | 1.036 | 1.036 | 1.036 | 1.036 | 1.036 | 1.036 | 4948 | 4376 | 4860 | 3435 | 3230 | 4544 | 6357 | 7901 | 6883 | 7149 | 5713 | 6333 | 4948 | 4376 | 4860 | 3435 | 3230 | 4544 | 6357 | 7901 | 6883 | 7149 | 5713 | 6333 | 723.704 | 640.232 | 711.02 | 502.6 | 472.558 | 664.826 | 930.026 | 1155.802 | 1006.945 | 1046.003 | 835.743 | 926.541 | 63445 | 63445 | 65729 | 65729 | 9616 | 2020
63712 | N | . | KSR028 Merced Fuel Cell | 2016 ESA Project Company, LLC | 62150 | CA | PACC | WECC |  | 22 | 2 | NAICS-22 Non-Cogen | FC | NG | NG |  |  | mcf | 8599 | 7608 | 8449 | 5973 | 5616 | 7900 | 11052 | 13735 | 11966 | 12430 | 9931 | 11010 | 8599 | 7608 | 8449 | 5973 | 5616 | 7900 | 11052 | 13735 | 11966 | 12430 | 9931 | 11010 | 1.036 | 1.036 | 1.036 | 1.036 | 1.036 | 1.036 | 1.036 | 1.036 | 1.036 | 1.036 | 1.036 | 1.036 | 8909 | 7882 | 8753 | 6188 | 5818 | 8184 | 11450 | 14229 | 12397 | 12877 | 10289 | 11406 | 8909 | 7882 | 8753 | 6188 | 5818 | 8184 | 11450 | 14229 | 12397 | 12877 | 10289 | 11406 | 1226.669 | 1085.186 | 1205.17 | 851.9 | 800.979 | 1126.872 | 1576.383 | 1959.07 | 1706.759 | 1772.962 | 1416.574 | 1570.476 | 114269 | 114269 | 118382 | 118382 | 16299 | 2020
63714 | N | . | GEN005 Antibody Fuel Cell | 2016 ESA Project Company, LLC | 62150 | CA | PACC | WECC |  | 22 | 2 | NAICS-22 Non-Cogen | FC | NG | NG |  |  | mcf | 10811 | 9564 | 10621 | 7508 | 7059 | 9931 | 13892 | 17265 | 15041 | 15625 | 12484 | 13840 | 10811 | 9564 | 10621 | 7508 | 7059 | 9931 | 13892 | 17265 | 15041 | 15625 | 12484 | 13840 | 1.036 | 1.036 | 1.036 | 1.036 | 1.036 | 1.036 | 1.036 | 1.036 | 1.036 | 1.036 | 1.036 | 1.036 | 11200 | 9908 | 11003 | 7778 | 7313 | 10289 | 14392 | 17887 | 15582 | 16188 | 12933 | 14338 | 11200 | 9908 | 11003 | 7778 | 7313 | 10289 | 14392 | 17887 | 15582 | 16188 | 12933 | 14338 | 1648.355 | 1458.233 | 1619.463 | 1144.752 | 1076.327 | 1514.249 | 2118.285 | 2632.527 | 2293.48 | 2382.441 | 1903.54 | 2110.348 | 143641 | 143641 | 148811 | 148811 | 21902 | 2020
63715 | N | . | SCU000 El Camino Real Fuel Cell | 2016 ESA Project Company, LLC | 62150 | CA | PACC | WECC |  | 22 | 2 | NAICS-22 Non-Cogen | FC | NG | NG |  |  | mcf | 6312 | 5584 | 6202 | 4384 | 4122 | 5799 | 8112 | 10081 | 8783 | 9123 | 7289 | 8081 | 6312 | 5584 | 6202 | 4384 | 4122 | 5799 | 8112 | 10081 | 8783 | 9123 | 7289 | 8081 | 1.036 | 1.036 | 1.036 | 1.036 | 1.036 | 1.036 | 1.036 | 1.036 | 1.036 | 1.036 | 1.036 | 1.036 | 6539 | 5785 | 6425 | 4542 | 4270 | 6008 | 8404 | 10444 | 9099 | 9451 | 7551 | 8372 | 6539 | 5785 | 6425 | 4542 | 4270 | 6008 | 8404 | 10444 | 9099 | 9451 | 7551 | 8372 | 952.571 | 842.702 | 935.875 | 661.544 | 622.001 | 875.073 | 1224.141 | 1521.317 | 1325.385 | 1376.795 | 1100.042 | 1219.554 | 83872 | 83872 | 86890 | 86890 | 12657 | 2020
63716 | N | . | KSR053 Cantara Fuel Cell | 2016 ESA Project Company, LLC | 62150 | CA | PACC | WECC |  | 22 | 2 | NAICS-22 Non-Cogen | FC | NG | NG |  |  | mcf | 6627 | 5864 | 6512 | 4603 | 4328 | 6089 | 8518 | 10585 | 9222 | 9580 | 7654 | 8486 | 6627 | 5864 | 6512 | 4603 | 4328 | 6089 | 8518 | 10585 | 9222 | 9580 | 7654 | 8486 | 1.036 | 1.036 | 1.036 | 1.036 | 1.036 | 1.036 | 1.036 | 1.036 | 1.036 | 1.036 | 1.036 | 1.036 | 6866 | 6075 | 6746 | 4769 | 4484 | 6308 | 8825 | 10966 | 9554 | 9925 | 7930 | 8791 | 6866 | 6075 | 6746 | 4769 | 4484 | 6308 | 8825 | 10966 | 9554 | 9925 | 7930 | 8791 | 924.349 | 817.734 | 908.147 | 641.944 | 603.573 | 849.146 | 1187.872 | 1476.244 | 1286.117 | 1336.003 | 1067.45 | 1183.421 | 88068 | 88068 | 91239 | 91239 | 12282 | 2020
63717 | N | . | TLR000 Hansen Fuel Cell | 2016 ESA Project Company, LLC | 62150 | CA | PACC | WECC |  | 22 | 2 | NAICS-22 Non-Cogen | FC | NG | NG |  |  | mcf | 12722 | 11255 | 12499 | 8835 | 8307 | 11687 | 16349 | 20318 | 17701 | 18388 | 14692 | 16288 | 12722 | 11255 | 12499 | 8835 | 8307 | 11687 | 16349 | 20318 | 17701 | 18388 | 14692 | 16288 | 1.036 | 1.036 | 1.036 | 1.036 | 1.036 | 1.036 | 1.036 | 1.036 | 1.036 | 1.036 | 1.036 | 1.036 | 13180 | 11660 | 12949 | 9153 | 8606 | 12108 | 16938 | 21049 | 18338 | 19050 | 15221 | 16874 | 13180 | 11660 | 12949 | 9153 | 8606 | 12108 | 16938 | 21049 | 18338 | 19050 | 15221 | 16874 | 1974.532 | 1746.79 | 1939.925 | 1371.278 | 1289.312 | 1813.891 | 2537.455 | 3153.455 | 2747.318 | 2853.882 | 2280.216 | 2527.946 | 169041 | 169041 | 175126 | 175126 | 26236 | 2020
63758 | N | . | Kroger La Habra | Ralph's Grocery Company | 63452 | CA | PACC | WECC |  | 311 | 6 | Industrial NAICS Non-Cogen | PV | SUN | SUN |  |  |  | . | . | . | 0 | 0 | 0 | 0 | 0 | 0 | 0 | 0 | 0 | . | . | . | 0 | 0 | 0 | 0 | 0 | 0 | 0 | 0 | 0 | . | . | . | 0 | 0 | 0 | 0 | 0 | 0 | 0 | 0 | 0 | . | . | . | 2801 | 3666 | 3650 | 3987 | 3416 | 2682 | 2479 | 1960 | 1552 | . | . | . | 2801 | 3666 | 3650 | 3987 | 3416 | 2682 | 2479 | 1960 | 1552 | . | . | . | 319.726 | 418.442 | 416.685 | 455.19 | 389.923 | 306.166 | 282.998 | 223.731 | 177.139 | 0 | 0 | 26193 | 26193 | 2990 | 2020
63761 | N | . | Soscol Ferry Solar | Soscol Ferry Solar | 63675 | CA | PACC | WECC |  | 22 | 2 | NAICS-22 Non-Cogen | PV | SUN | SUN |  |  |  | . | . | . | . | . | . | . | . | . | . | . | 0 | . | . | . | . | . | . | . | . | . | . | . | 0 | . | . | . | . | . | . | . | . | . | . | . | 0 | . | . | . | . | . | . | . | . | . | . | . | 1340 | . | . | . | . | . | . | . | . | . | . | . | 1340 | . | . | . | . | . | . | . | . | . | . | . | 153 | 0 | 0 | 1340 | 1340 | 153 | 2020
63762 | N | . | Silveira Ranch Road Solar | Silveira Ranch Road Solar | 63676 | CA | PACC | WECC |  | 22 | 2 | NAICS-22 Non-Cogen | PV | SUN | SUN |  |  |  | 0 | 0 | 0 | 0 | 0 | 0 | 0 | 0 | 0 | 0 | 0 | 0 | 0 | 0 | 0 | 0 | 0 | 0 | 0 | 0 | 0 | 0 | 0 | 0 | 0 | 0 | 0 | 0 | 0 | 0 | 0 | 0 | 0 | 0 | 0 | 0 | 0 | 0 | 0 | 0 | 0 | 0 | 0 | 0 | 0 | 0 | 0 | 0 | 0 | 0 | 0 | 0 | 0 | 0 | 0 | 0 | 0 | 0 | 0 | 0 | 0 | 0 | 0 | 0 | 0 | 0 | 0 | 0 | 0 | 0 | 0 | 0 | 0 | 0 | 0 | 0 | 0 | 2020
63834 | N | . | Gateway Energy Storage System | Gateway Energy Storage, LLC | 63512 | CA | PACC | WECC |  | 22 | 2 | NAICS-22 Non-Cogen | BA | MWH | OTH |  |  | megawatthours | . | . | . | . | . | . | 1523 | 4118 | 6472 | 3883 | 3375 | 1699 | . | . | . | . | . | . | 1523 | 4118 | 6472 | 3883 | 3375 | 1699 | . | . | . | . | . | . | 0 | 0 | 0 | 0 | 0 | 0 | . | . | . | . | . | . | 0 | 0 | 0 | 0 | 0 | 0 | . | . | . | . | . | . | 0 | 0 | 0 | 0 | 0 | 0 | . | . | . | . | . | . | -78 | -1120 | -1317 | 1198 | -901 | -944 | 21070 | 21070 | 0 | 0 | -3162 | 2020
63859 | N | . | Golden Field Solar III, LLC | Golden Field Solar III, LLC | 63545 | CA | PACC | WECC |  | 22 | 2 | NAICS-22 Non-Cogen | PV | SUN | SUN |  |  |  | . | . | . | . | . | . | . | . | . | . | . | 0 | . | . | . | . | . | . | . | . | . | . | . | 0 | . | . | . | . | . | . | . | . | . | . | . | 0 | . | . | . | . | . | . | . | . | . | . | . | 0 | . | . | . | . | . | . | . | . | . | . | . | 0 | . | . | . | . | . | . | . | . | . | . | . | 0 | 0 | 0 | 0 | 0 | 0 | 2020
63932 | N | . | Titan Solar 1 (CA) | Titan Solar 1, LLC | 63602 | CA | PACC | WECC |  | 22 | 2 | NAICS-22 Non-Cogen | PV | SUN | SUN |  |  |  | . | . | . | . | . | . | . | . | . | . | . | 0 | . | . | . | . | . | . | . | . | . | . | . | 0 | . | . | . | . | . | . | . | . | . | . | . | 0 | . | . | . | . | . | . | . | . | . | . | . | 86312 | . | . | . | . | . | . | . | . | . | . | . | 86312 | . | . | . | . | . | . | . | . | . | . | . | 9853 | 0 | 0 | 86312 | 86312 | 9853 | 2020
63993 | N | . | FTF-PackingShed | Family Tree Farms | 63648 | CA | PACC | WECC |  | 22 | 2 | NAICS-22 Non-Cogen | PV | SUN | SUN |  |  |  | 0 | 0 | 0 | 0 | 0 | 0 | 0 | 0 | 0 | 0 | 0 | 0 | 0 | 0 | 0 | 0 | 0 | 0 | 0 | 0 | 0 | 0 | 0 | 0 | 0 | 0 | 0 | 0 | 0 | 0 | 0 | 0 | 0 | 0 | 0 | 0 | 211 | 286 | 280 | 353 | 462 | 460 | 503 | 431 | 338 | 313 | 247 | 196 | 211 | 286 | 280 | 353 | 462 | 460 | 503 | 431 | 338 | 313 | 247 | 196 | 24.126 | 32.703 | 32.002 | 40.332 | 52.784 | 52.562 | 57.419 | 49.186 | 38.621 | 35.698 | 28.222 | 22.345 | 0 | 0 | 4080 | 4080 | 466 | 2020
63994 | N | . | Firebaugh-CCS-PV-1 | Mike Woolf Farming | 63649 | CA | PACC | WECC |  | 111 | 6 | Industrial NAICS Non-Cogen | PV | SUN | SUN |  |  |  | 0 | 0 | 0 | 0 | 0 | 0 | 0 | 0 | 0 | 0 | 0 | 0 | 0 | 0 | 0 | 0 | 0 | 0 | 0 | 0 | 0 | 0 | 0 | 0 | 0 | 0 | 0 | 0 | 0 | 0 | 0 | 0 | 0 | 0 | 0 | 0 | 716 | 970 | 949 | 1196 | 1566 | 1559 | 1703 | 1459 | 1146 | 1059 | 837 | 663 | 716 | 970 | 949 | 1196 | 1566 | 1559 | 1703 | 1459 | 1146 | 1059 | 837 | 663 | 81.696 | 110.741 | 108.367 | 136.573 | 178.74 | 177.989 | 194.437 | 166.558 | 130.781 | 120.884 | 95.568 | 75.666 | 0 | 0 | 13823 | 13823 | 1578 | 2020
64055 | N | . | Wonderful Orchards - New Columbia | Wonderful Renewable Energy, LLC. | 63689 | CA | PACC | WECC |  | 111 | 6 | Industrial NAICS Non-Cogen | PV | SUN | SUN |  |  |  | . | . | . | . | . | . | . | . | 0 | 0 | 0 | 0 | . | . | . | . | . | . | . | . | 0 | 0 | 0 | 0 | . | . | . | . | . | . | . | . | 0 | 0 | 0 | 0 | . | . | . | . | . | . | . | . | 0 | 0 | 0 | 0 | . | . | . | . | . | . | . | . | 0 | 0 | 0 | 0 | . | . | . | . | . | . | . | . | 0 | 0 | 0 | 0 | 0 | 0 | 0 | 0 | 0 | 2020
64103 | N | . | Desert Harvest II LLC | Desert Harvest II LLC | 63731 | CA | PACC | WECC |  | 22 | 2 | NAICS-22 Non-Cogen | BA | MWH | OTH |  |  | megawatthours | . | . | . | . | . | . | . | . | . | . | . | 0 | . | . | . | . | . | . | . | . | . | . | . | 0 | . | . | . | . | . | . | . | . | . | . | . | 0 | . | . | . | . | . | . | . | . | . | . | . | 0 | . | . | . | . | . | . | . | . | . | . | . | 0 | . | . | . | . | . | . | . | . | . | . | . | 0 | 0 | 0 | 0 | 0 | 0 | 2020
64103 | N | . | Desert Harvest II LLC | Desert Harvest II LLC | 63731 | CA | PACC | WECC |  | 22 | 2 | NAICS-22 Non-Cogen | PV | SUN | SUN |  |  |  | . | . | . | . | . | . | . | . | . | . | . | 0 | . | . | . | . | . | . | . | . | . | . | . | 0 | . | . | . | . | . | . | . | . | . | . | . | 0 | . | . | . | . | . | . | . | . | . | . | . | 53086 | . | . | . | . | . | . | . | . | . | . | . | 53086 | . | . | . | . | . | . | . | . | . | . | . | 6060 | 0 | 0 | 53086 | 53086 | 6060 | 2020
64104 | N | . | Maverick Solar 4, LLC | Maverick Solar 4, LLC | 63732 | CA | PACC | RFC |  | 22 | 2 | NAICS-22 Non-Cogen | PV | SUN | SUN |  |  |  | . | . | . | . | . | . | . | . | . | . | . | 0 | . | . | . | . | . | . | . | . | . | . | . | 0 | . | . | . | . | . | . | . | . | . | . | . | 0 | . | . | . | . | . | . | . | . | . | . | . | 60943 | . | . | . | . | . | . | . | . | . | . | . | 60943 | . | . | . | . | . | . | . | . | . | . | . | 6957 | 0 | 0 | 60943 | 60943 | 6957 | 2020
64221 | N | . | Wonderful Orchards - Belridge | Wonderful Renewable Energy, LLC. | 63689 | CA | PACC | WECC |  | 111 | 6 | Industrial NAICS Non-Cogen | PV | SUN | SUN |  |  |  | 0 | 0 | 0 | 0 | 0 | 0 | 0 | 0 | 0 | 0 | 0 | 0 | 0 | 0 | 0 | 0 | 0 | 0 | 0 | 0 | 0 | 0 | 0 | 0 | 0 | 0 | 0 | 0 | 0 | 0 | 0 | 0 | 0 | 0 | 0 | 0 | 0 | 0 | 0 | 0 | 0 | 0 | 0 | 0 | 0 | 0 | 0 | 0 | 0 | 0 | 0 | 0 | 0 | 0 | 0 | 0 | 0 | 0 | 0 | 0 | 0 | 0 | 0 | 0 | 0 | 0 | 0 | 0 | 0 | 0 | 0 | 0 | 0 | 0 | 0 | 0 | 0 | 2020
64264 | N | . | Las Virgenes | Greenbacker Renewable Energy Corporation | 60025 | CA | PACC | WECC |  | 22 | 2 | NAICS-22 Non-Cogen | PV | SUN | SUN |  |  |  | 0 | 0 | 0 | 0 | 0 | 0 | 0 | 0 | 0 | 0 | 0 | 0 | 0 | 0 | 0 | 0 | 0 | 0 | 0 | 0 | 0 | 0 | 0 | 0 | 0 | 0 | 0 | 0 | 0 | 0 | 0 | 0 | 0 | 0 | 0 | 0 | 0 | 0 | 0 | 0 | 0 | 0 | 0 | 0 | 0 | 0 | 0 | 0 | 0 | 0 | 0 | 0 | 0 | 0 | 0 | 0 | 0 | 0 | 0 | 0 | 0 | 0 | 0 | 0 | 0 | 0 | 0 | 0 | 0 | 0 | 0 | 0 | 0 | 0 | 0 | 0 | 0 | 2020
64267 | N | . | Valencia 2 | Greenbacker Renewable Energy Corporation | 60025 | CA | PACC | WECC |  | 22 | 2 | NAICS-22 Non-Cogen | PV | SUN | SUN |  |  |  | . | . | . | . | . | . | . | . | . | . | . | 0 | . | . | . | . | . | . | . | . | . | . | . | 0 | . | . | . | . | . | . | . | . | . | . | . | 0 | . | . | . | . | . | . | . | . | . | . | . | 2619 | . | . | . | . | . | . | . | . | . | . | . | 2619 | . | . | . | . | . | . | . | . | . | . | . | 299 | 0 | 0 | 2619 | 2619 | 299 | 2020
64376 | N | . | Tranquillity ID | Tranquillity Solar 1, LLC | 63992 | CA | PACC | WECC |  | 22 | 2 | NAICS-22 Non-Cogen | PV | SUN | SUN |  |  |  | 0 | 0 | 0 | 0 | 0 | 0 | 0 | 0 | 0 | 0 | 0 | 0 | 0 | 0 | 0 | 0 | 0 | 0 | 0 | 0 | 0 | 0 | 0 | 0 | 0 | 0 | 0 | 0 | 0 | 0 | 0 | 0 | 0 | 0 | 0 | 0 | 1379 | 1869 | 1829 | 2305 | 3016 | 3004 | 3281 | 2811 | 2207 | 2040 | 1613 | 1277 | 1379 | 1869 | 1829 | 2305 | 3016 | 3004 | 3281 | 2811 | 2207 | 2040 | 1613 | 1277 | 157.385 | 213.342 | 208.768 | 263.107 | 344.341 | 342.895 | 374.581 | 320.872 | 251.948 | 232.882 | 184.11 | 145.769 | 0 | 0 | 26631 | 26631 | 3040 | 2020
64418 | N | . | Big Bear | Los Palos Street Operating, LLC | 64034 | CA | PACC | WECC |  | 22 | 2 | NAICS-22 Non-Cogen | PV | SUN | SUN |  |  |  | . | . | . | . | . | . | . | . | . | . | . | 0 | . | . | . | . | . | . | . | . | . | . | . | 0 | . | . | . | . | . | . | . | . | . | . | . | 0 | . | . | . | . | . | . | . | . | . | . | . | 683 | . | . | . | . | . | . | . | . | . | . | . | 683 | . | . | . | . | . | . | . | . | . | . | . | 78 | 0 | 0 | 683 | 683 | 78 | 2020
64579 | N | . | Broadway 2 - UC Riverside | Goldman Sachs Renewable Power Group | 61944 | CA | PACC | WECC |  | 22 | 2 | NAICS-22 Non-Cogen | PV | SUN | SUN |  |  |  | 0 | 0 | 0 | 0 | 0 | 0 | 0 | 0 | 0 | 0 | 0 | 0 | 0 | 0 | 0 | 0 | 0 | 0 | 0 | 0 | 0 | 0 | 0 | 0 | 0 | 0 | 0 | 0 | 0 | 0 | 0 | 0 | 0 | 0 | 0 | 0 | 2311 | 3133 | 3066 | 3864 | 5056 | 5035 | 5501 | 4712 | 3700 | 3420 | 2704 | 2141 | 2311 | 3133 | 3066 | 3864 | 5056 | 5035 | 5501 | 4712 | 3700 | 3420 | 2704 | 2141 | 263.826 | 357.629 | 349.962 | 441.05 | 577.224 | 574.8 | 627.917 | 537.882 | 422.344 | 390.384 | 308.627 | 244.355 | 0 | 0 | 44643 | 44643 | 5096 | 2020
99999 | N | . | State-Fuel Level Increment | State-Fuel Level Increment | 99999 | CA | PACC |  |  | 99999 | 2 | NAICS-22 Non-Cogen | BA | MWH | OTH |  |  | megawatthours | 0 | 0 | 0 | 0 | 0 | 0 | 0 | 0 | 0 | 0 | 0 | 0 | 0 | 0 | 0 | 0 | 0 | 0 | 0 | 0 | 0 | 0 | 0 | 0 | 0 | 0 | 0 | 0 | 0 | 0 | 0 | 0 | 0 | 0 | 0 | 0 | 0 | 0 | 0 | 0 | 0 | 0 | 0 | 0 | 0 | 0 | 0 | 0 | 0 | 0 | 0 | 0 | 0 | 0 | 0 | 0 | 0 | 0 | 0 | 0 | 0 | 0 | 0 | 0 | 0 | 0 | 0 | 0 | 0 | 0 | 0 | 0 | 0 | 0 | 0 | 0 | 0 | 2020
99999 | N | . | State-Fuel Level Increment | State-Fuel Level Increment | 99999 | CA | PACC |  |  | 99999 | 4 | Commercial NAICS Non-Cogen | BA | MWH | OTH |  |  | megawatthours | 0 | 0 | 0 | 0 | 0 | 0 | 0 | 0 | 0 | 0 | 0 | 0 | 0 | 0 | 0 | 0 | 0 | 0 | 0 | 0 | 0 | 0 | 0 | 0 | 0 | 0 | 0 | 0 | 0 | 0 | 0 | 0 | 0 | 0 | 0 | 0 | 0 | 0 | 0 | 0 | 0 | 0 | 0 | 0 | 0 | 0 | 0 | 0 | 0 | 0 | 0 | 0 | 0 | 0 | 0 | 0 | 0 | 0 | 0 | 0 | 0 | 0 | 0 | 0 | 0 | 0 | 0 | 0 | 0 | 0 | 0 | 0 | 0 | 0 | 0 | 0 | 0 | 2020
99999 | N | . | State-Fuel Level Increment | State-Fuel Level Increment | 99999 | CA | PACC |  |  | 99999 | 1 | Electric Utility | CA | NG | NG |  |  | mcf | 0 | 0 | 0 | 0 | 0 | 0 | 0 | 0 | 0 | 0 | 0 | 0 | 0 | 0 | 0 | 0 | 0 | 0 | 0 | 0 | 0 | 0 | 0 | 0 | 0 | 0 | 0 | 0 | 0 | 0 | 0 | 0 | 0 | 0 | 0 | 0 | 0 | 0 | 0 | 0 | 0 | 0 | 0 | 0 | 0 | 0 | 0 | 0 | 0 | 0 | 0 | 0 | 0 | 0 | 0 | 0 | 0 | 0 | 0 | 0 | 0 | 0 | 0 | 0 | 0 | 0 | 0 | 0 | 0 | 0 | 0 | 0 | 0 | 0 | 0 | 0 | 0 | 2020
99999 | N | . | State-Fuel Level Increment | State-Fuel Level Increment | 99999 | CA | PACC |  |  | 99999 | 2 | NAICS-22 Non-Cogen | CA | NG | NG |  |  | mcf | 0 | 0 | 0 | 0 | 0 | 0 | 0 | 0 | 0 | 0 | 0 | 0 | 0 | 0 | 0 | 0 | 0 | 0 | 0 | 0 | 0 | 0 | 0 | 0 | 0 | 0 | 0 | 0 | 0 | 0 | 0 | 0 | 0 | 0 | 0 | 0 | 0 | 0 | 0 | 0 | 0 | 0 | 0 | 0 | 0 | 0 | 0 | 0 | 0 | 0 | 0 | 0 | 0 | 0 | 0 | 0 | 0 | 0 | 0 | 0 | 0 | 0 | 0 | 0 | 0 | 0 | 0 | 0 | 0 | 0 | 0 | 0 | 0 | 0 | 0 | 0 | 0 | 2020
99999 | Y | . | State-Fuel Level Increment | State-Fuel Level Increment | 99999 | CA | PACC |  |  | 99999 | 7 | Industrial NAICS Cogen | CA | NG | NG |  |  | mcf | 0 | 0 | 0 | 0 | 0 | 0 | 0 | 0 | 0 | 0 | 0 | 0 | 0 | 0 | 0 | 0 | 0 | 0 | 0 | 0 | 0 | 0 | 0 | 0 | 0 | 0 | 0 | 0 | 0 | 0 | 0 | 0 | 0 | 0 | 0 | 0 | 0 | 0 | 0 | 0 | 0 | 0 | 0 | 0 | 0 | 0 | 0 | 0 | 0 | 0 | 0 | 0 | 0 | 0 | 0 | 0 | 0 | 0 | 0 | 0 | 0 | 0 | 0 | 0 | 0 | 0 | 0 | 0 | 0 | 0 | 0 | 0 | 0 | 0 | 0 | 0 | 0 | 2020
99999 | N | . | State-Fuel Level Increment | State-Fuel Level Increment | 99999 | CA | PACC |  |  | 99999 | 1 | Electric Utility | CT | NG | NG |  |  | mcf | 11685 | 14416 | 21282 | 16138 | 18274 | 31985 | 40139 | 65191 | 43202 | 42796 | 21499 | 22371 | 11685 | 14416 | 21282 | 16138 | 18274 | 31985 | 40139 | 65191 | 43202 | 42796 | 21499 | 22371 | 1.037 | 1.038 | 1.037 | 1.036 | 1.031 | 1.027 | 1.025 | 1.028 | 1.029 | 1.031 | 1.033 | 1.036 | 12117 | 14964 | 22069 | 16719 | 18840 | 32849 | 41142 | 67016 | 44455 | 44123 | 22208 | 23176 | 12117 | 14964 | 22069 | 16719 | 18840 | 32849 | 41142 | 67016 | 44455 | 44123 | 22208 | 23176 | 1231.593 | 1723.091 | 2598.512 | 1792.932 | 1956.194 | 2499.895 | 4520.464 | 8200.505 | 5441.451 | 5392.377 | 2400.96 | 2316.954 | 348978 | 348978 | 359678 | 359678 | 40074.928 | 2020
99999 | N | . | State-Fuel Level Increment | State-Fuel Level Increment | 99999 | CA | PACC |  |  | 99999 | 2 | NAICS-22 Non-Cogen | CT | NG | NG |  |  | mcf | 16205 | 17256 | 21062 | 16771 | 18482 | 28154 | 36413 | 52285 | 37502 | 36532 | 21905 | 23587 | 16205 | 17256 | 21062 | 16771 | 18482 | 28154 | 36413 | 52285 | 37502 | 36532 | 21905 | 23587 | 1.037 | 1.038 | 1.037 | 1.036 | 1.031 | 1.027 | 1.025 | 1.028 | 1.029 | 1.031 | 1.033 | 1.036 | 16805 | 17912 | 21841 | 17375 | 19055 | 28914 | 37323 | 53749 | 38590 | 37664 | 22628 | 24436 | 16805 | 17912 | 21841 | 17375 | 19055 | 28914 | 37323 | 53749 | 38590 | 37664 | 22628 | 24436 | 1051.925 | 1340.734 | 1876.078 | 1335.922 | 1449.756 | 1847.26 | 3198.827 | 5523.591 | 3751.658 | 3703.776 | 1778.643 | 1766.678 | 326154 | 326154 | 336292 | 336292 | 28624.848 | 2020
99999 | Y | . | State-Fuel Level Increment | State-Fuel Level Increment | 99999 | CA | PACC |  |  | 99999 | 7 | Industrial NAICS Cogen | CT | NG | NG |  |  | mcf | 0 | 0 | 0 | 0 | 0 | 0 | 0 | 0 | 0 | 0 | 0 | 0 | 0 | 0 | 0 | 0 | 0 | 0 | 0 | 0 | 0 | 0 | 0 | 0 | 0 | 0 | 0 | 0 | 0 | 0 | 0 | 0 | 0 | 0 | 0 | 0 | 0 | 0 | 0 | 0 | 0 | 0 | 0 | 0 | 0 | 0 | 0 | 0 | 0 | 0 | 0 | 0 | 0 | 0 | 0 | 0 | 0 | 0 | 0 | 0 | 0 | 0 | 0 | 0 | 0 | 0 | 0 | 0 | 0 | 0 | 0 | 0 | 0 | 0 | 0 | 0 | 0 | 2020
99999 | N | . | State-Fuel Level Increment | State-Fuel Level Increment | 99999 | CA | PACC |  |  | 99999 | 2 | NAICS-22 Non-Cogen | FC | NG | NG |  |  | mcf | 0 | 0 | 0 | 0 | 0 | 0 | 0 | 0 | 0 | 0 | 0 | 0 | 0 | 0 | 0 | 0 | 0 | 0 | 0 | 0 | 0 | 0 | 0 | 0 | 0 | 0 | 0 | 0 | 0 | 0 | 0 | 0 | 0 | 0 | 0 | 0 | 0 | 0 | 0 | 0 | 0 | 0 | 0 | 0 | 0 | 0 | 0 | 0 | 0 | 0 | 0 | 0 | 0 | 0 | 0 | 0 | 0 | 0 | 0 | 0 | 0 | 0 | 0 | 0 | 0 | 0 | 0 | 0 | 0 | 0 | 0 | 0 | 0 | 0 | 0 | 0 | 0 | 2020
99999 | Y | . | State-Fuel Level Increment | State-Fuel Level Increment | 99999 | CA | PACC |  |  | 99999 | 3 | NAICS-22 Cogen | FC | NG | NG |  |  | mcf | 0 | 0 | 0 | 0 | 0 | 0 | 0 | 0 | 0 | 0 | 0 | 0 | 0 | 0 | 0 | 0 | 0 | 0 | 0 | 0 | 0 | 0 | 0 | 0 | 0 | 0 | 0 | 0 | 0 | 0 | 0 | 0 | 0 | 0 | 0 | 0 | 0 | 0 | 0 | 0 | 0 | 0 | 0 | 0 | 0 | 0 | 0 | 0 | 0 | 0 | 0 | 0 | 0 | 0 | 0 | 0 | 0 | 0 | 0 | 0 | 0 | 0 | 0 | 0 | 0 | 0 | 0 | 0 | 0 | 0 | 0 | 0 | 0 | 0 | 0 | 0 | 0 | 2020
99999 | Y | . | State-Fuel Level Increment | State-Fuel Level Increment | 99999 | CA | PACC |  |  | 99999 | 5 | Commercial NAICS Cogen | FC | NG | NG |  |  | mcf | 0 | 0 | 0 | 0 | 0 | 0 | 0 | 0 | 0 | 0 | 0 | 0 | 0 | 0 | 0 | 0 | 0 | 0 | 0 | 0 | 0 | 0 | 0 | 0 | 0 | 0 | 0 | 0 | 0 | 0 | 0 | 0 | 0 | 0 | 0 | 0 | 0 | 0 | 0 | 0 | 0 | 0 | 0 | 0 | 0 | 0 | 0 | 0 | 0 | 0 | 0 | 0 | 0 | 0 | 0 | 0 | 0 | 0 | 0 | 0 | 0 | 0 | 0 | 0 | 0 | 0 | 0 | 0 | 0 | 0 | 0 | 0 | 0 | 0 | 0 | 0 | 0 | 2020
99999 | N | . | State-Fuel Level Increment | State-Fuel Level Increment | 99999 | CA | PACC |  |  | 99999 | 2 | NAICS-22 Non-Cogen | FC | OBG | ORW |  |  | Mcf | 0 | 0 | 0 | 0 | 0 | 0 | 0 | 0 | 0 | 0 | 0 | 0 | 0 | 0 | 0 | 0 | 0 | 0 | 0 | 0 | 0 | 0 | 0 | 0 | 0 | 0 | 0 | 0 | 0 | 0 | 0 | 0 | 0 | 0 | 0 | 0 | 0 | 0 | 0 | 0 | 0 | 0 | 0 | 0 | 0 | 0 | 0 | 0 | 0 | 0 | 0 | 0 | 0 | 0 | 0 | 0 | 0 | 0 | 0 | 0 | 0 | 0 | 0 | 0 | 0 | 0 | 0 | 0 | 0 | 0 | 0 | 0 | 0 | 0 | 0 | 0 | 0 | 2020
99999 | Y | . | State-Fuel Level Increment | State-Fuel Level Increment | 99999 | CA | PACC |  |  | 99999 | 5 | Commercial NAICS Cogen | FC | OBG | ORW |  |  | Mcf | 0 | 0 | 0 | 0 | 0 | 0 | 0 | 0 | 0 | 0 | 0 | 0 | 0 | 0 | 0 | 0 | 0 | 0 | 0 | 0 | 0 | 0 | 0 | 0 | 0 | 0 | 0 | 0 | 0 | 0 | 0 | 0 | 0 | 0 | 0 | 0 | 0 | 0 | 0 | 0 | 0 | 0 | 0 | 0 | 0 | 0 | 0 | 0 | 0 | 0 | 0 | 0 | 0 | 0 | 0 | 0 | 0 | 0 | 0 | 0 | 0 | 0 | 0 | 0 | 0 | 0 | 0 | 0 | 0 | 0 | 0 | 0 | 0 | 0 | 0 | 0 | 0 | 2020
99999 | N | . | State-Fuel Level Increment | State-Fuel Level Increment | 99999 | CA | PACC |  |  | 99999 | 1 | Electric Utility | GT | DFO | DFO |  |  | barrels | 0 | 0 | 0 | 0 | 0 | 0 | 0 | 0 | 0 | 0 | 0 | 0 | 0 | 0 | 0 | 0 | 0 | 0 | 0 | 0 | 0 | 0 | 0 | 0 | 0 | 0 | 0 | 0 | 0 | 0 | 0 | 0 | 0 | 0 | 0 | 0 | 0 | 0 | 0 | 0 | 0 | 0 | 0 | 0 | 0 | 0 | 0 | 0 | 0 | 0 | 0 | 0 | 0 | 0 | 0 | 0 | 0 | 0 | 0 | 0 | 0 | 0 | 0 | 0 | 0 | 0 | 0 | 0 | 0 | 0 | 0 | 0 | 0 | 0 | 0 | 0 | 0 | 2020
99999 | Y | . | State-Fuel Level Increment | State-Fuel Level Increment | 99999 | CA | PACC |  |  | 99999 | 3 | NAICS-22 Cogen | GT | DFO | DFO |  |  | barrels | 0 | 0 | 0 | 0 | 0 | 0 | 0 | 0 | 0 | 0 | 0 | 0 | 0 | 0 | 0 | 0 | 0 | 0 | 0 | 0 | 0 | 0 | 0 | 0 | 0 | 0 | 0 | 0 | 0 | 0 | 0 | 0 | 0 | 0 | 0 | 0 | 0 | 0 | 0 | 0 | 0 | 0 | 0 | 0 | 0 | 0 | 0 | 0 | 0 | 0 | 0 | 0 | 0 | 0 | 0 | 0 | 0 | 0 | 0 | 0 | 0 | 0 | 0 | 0 | 0 | 0 | 0 | 0 | 0 | 0 | 0 | 0 | 0 | 0 | 0 | 0 | 0 | 2020
99999 | N | . | State-Fuel Level Increment | State-Fuel Level Increment | 99999 | CA | PACC |  |  | 99999 | 2 | NAICS-22 Non-Cogen | GT | LFG | MLG |  |  | mcf | 89286 | 81621 | 90915 | 87091 | 88870 | 81721 | 88403 | 90402 | 86945 | 85060 | 83957 | 89505 | 89286 | 81621 | 90915 | 87091 | 88870 | 81721 | 88403 | 90402 | 86945 | 85060 | 83957 | 89505 | 0.42 | 0.422 | 0.412 | 0.408 | 0.408 | 0.412 | 0.407 | 0.403 | 0.397 | 0.403 | 0.399 | 0.404 | 37500 | 34444 | 37457 | 35533 | 36259 | 33669 | 35980 | 36432 | 34517 | 34279 | 33499 | 36160 | 37500 | 34444 | 37457 | 35533 | 36259 | 33669 | 35980 | 36432 | 34517 | 34279 | 33499 | 36160 | 2597.281 | 2325.83 | 2609.447 | 2484.121 | 2623.239 | 2295.138 | 2488.877 | 2487.129 | 2376.684 | 2349.48 | 2301.558 | 2493.593 | 1043776 | 1043776 | 425729 | 425729 | 29432.377 | 2020
99999 | N | . | State-Fuel Level Increment | State-Fuel Level Increment | 99999 | CA | PACC |  |  | 99999 | 1 | Electric Utility | GT | NG | NG |  |  | mcf | 8791 | 19863 | 43863 | 30627 | 36358 | 77461 | 93637 | 174666 | 106351 | 107390 | 42237 | 41337 | 8791 | 19863 | 43863 | 30627 | 36358 | 77461 | 93637 | 174666 | 106351 | 107390 | 42237 | 41337 | 1.037 | 1.038 | 1.037 | 1.036 | 1.031 | 1.027 | 1.025 | 1.028 | 1.029 | 1.031 | 1.033 | 1.036 | 9116 | 20618 | 45486 | 31730 | 37485 | 79552 | 95978 | 179557 | 109435 | 110719 | 43631 | 42825 | 9116 | 20618 | 45486 | 31730 | 37485 | 79552 | 95978 | 179557 | 109435 | 110719 | 43631 | 42825 | 672.746 | 2581.931 | 5720.19 | 3427.546 | 3837.527 | 4972.239 | 10763.521 | 23025.053 | 14195.123 | 14243.061 | 4719.219 | 3924.472 | 782581 | 782581 | 806132 | 806132 | 92082.628 | 2020
99999 | N | . | State-Fuel Level Increment | State-Fuel Level Increment | 99999 | CA | PACC |  |  | 99999 | 2 | NAICS-22 Non-Cogen | GT | NG | NG |  |  | mcf | 39558 | 53009 | 106615 | 74002 | 88156 | 190207 | 229425 | 431290 | 261395 | 264236 | 102317 | 99654 | 39558 | 53009 | 106615 | 74002 | 88156 | 190207 | 229425 | 431290 | 261395 | 264236 | 102317 | 99654 | 1.037 | 1.038 | 1.037 | 1.036 | 1.031 | 1.027 | 1.025 | 1.028 | 1.029 | 1.031 | 1.033 | 1.036 | 41022 | 55024 | 110561 | 76666 | 90889 | 195343 | 235161 | 443367 | 268975 | 272426 | 105694 | 103241 | 41022 | 55024 | 110561 | 76666 | 90889 | 195343 | 235161 | 443367 | 268975 | 272426 | 105694 | 103241 | 3202.457 | 5732.189 | 13258.568 | 7666.717 | 8644.058 | 11240.905 | 25382.976 | 56029.409 | 34088.208 | 34282.765 | 10635.594 | 8699.335 | 1939864 | 1939864 | 1998369 | 1998369 | 218863.18 | 2020
99999 | Y | . | State-Fuel Level Increment | State-Fuel Level Increment | 99999 | CA | PACC |  |  | 99999 | 3 | NAICS-22 Cogen | GT | NG | NG |  |  | mcf | 78986 | 67030 | 62798 | 73067 | 77499 | 87023 | 98824 | 124625 | 105086 | 102032 | 65705 | 69564 | 28868 | 29166 | 23707 | 33423 | 36412 | 44607 | 53416 | 75253 | 59154 | 56431 | 25286 | 27124 | 1.037 | 1.038 | 1.037 | 1.036 | 1.031 | 1.027 | 1.025 | 1.028 | 1.029 | 1.031 | 1.033 | 1.036 | 81909 | 69577 | 65122 | 75698 | 79902 | 89373 | 101295 | 128114 | 108134 | 105195 | 67873 | 72069 | 29936 | 30275 | 24584 | 34627 | 37541 | 45812 | 54752 | 77360 | 60870 | 58181 | 26121 | 28100 | 6964.677 | 6094.571 | 5719.543 | 7321.439 | 7374.46 | 8477.611 | 9708.74 | 13175.829 | 10601.933 | 9827.696 | 5937.161 | 6537.427 | 1012239 | 492847 | 1044261 | 508159 | 97741.087 | 2020
99999 | Y | . | State-Fuel Level Increment | State-Fuel Level Increment | 99999 | CA | PACC |  |  | 99999 | 5 | Commercial NAICS Cogen | GT | NG | NG |  |  | mcf | 52818 | 23266 | 25149 | 25615 | 26493 | 27807 | 29547 | 31390 | 29569 | 28419 | 25370 | 27660 | 29866 | 13033 | 13821 | 14557 | 15405 | 16344 | 17266 | 17921 | 17069 | 16634 | 14505 | 16392 | 1.037 | 1.038 | 1.037 | 1.036 | 1.031 | 1.027 | 1.025 | 1.028 | 1.029 | 1.031 | 1.033 | 1.036 | 54773 | 24151 | 26079 | 26537 | 27314 | 28558 | 30286 | 32269 | 30426 | 29300 | 26207 | 28656 | 30971 | 13528 | 14333 | 15081 | 15883 | 16785 | 17698 | 18423 | 17564 | 17150 | 14984 | 16982 | 4619.476 | 2175.844 | 2298.456 | 2423.836 | 2554.613 | 2695.692 | 2837.857 | 2935.803 | 2810.479 | 2747.363 | 2410.12 | 2731.525 | 353103 | 202813 | 364556 | 209382 | 33241.064 | 2020
99999 | Y | . | State-Fuel Level Increment | State-Fuel Level Increment | 99999 | CA | PACC |  |  | 99999 | 7 | Industrial NAICS Cogen | GT | NG | NG |  |  | mcf | 277890 | 220308 | 240520 | 392236 | 250609 | 261873 | 276957 | 290183 | 275885 | 264942 | 241748 | 263999 | 230866 | 181303 | 195825 | 250918 | 207589 | 217655 | 230382 | 241511 | 229365 | 221029 | 198782 | 218069 | 1.037 | 1.038 | 1.037 | 1.036 | 1.031 | 1.027 | 1.025 | 1.028 | 1.029 | 1.031 | 1.033 | 1.036 | 288172 | 228679 | 249420 | 406357 | 258378 | 268943 | 283880 | 298308 | 283886 | 273155 | 249726 | 273504 | 239409 | 188193 | 203071 | 259951 | 214024 | 223532 | 236141 | 248273 | 236017 | 227881 | 205343 | 225920 | 29024.923 | 21361.63 | 22273.547 | 33108.951 | 25078.218 | 26295.462 | 27489.812 | 27669.837 | 26982.374 | 26508.005 | 23669.167 | 26831.328 | 3257150 | 2623294 | 3362408 | 2707755 | 316293.25 | 2020
99999 | Y | . | State-Fuel Level Increment | State-Fuel Level Increment | 99999 | CA | PACC |  |  | 99999 | 7 | Industrial NAICS Cogen | GT | OG | OOG |  |  | mcf | . | . | . | 267391 | . | . | . | . | . | . | . | . | . | . | . | 77399 | . | . | . | . | . | . | . | . | . | . | . | 1.017 | . | . | . | . | . | . | . | . | . | . | . | 271937 | . | . | . | . | . | . | . | . | . | . | . | 78715 | . | . | . | . | . | . | . | . | . | . | . | 14017.386 | . | . | . | . | . | . | . | . | 267391 | 77399 | 271937 | 78715 | 14017.386 | 2020
99999 | N | . | State-Fuel Level Increment | State-Fuel Level Increment | 99999 | CA | PACC |  |  | 99999 | 2 | NAICS-22 Non-Cogen | GT | PG | WOO |  |  | mcf | 0 | 0 | 0 | 0 | 0 | 0 | 0 | 0 | 0 | 0 | 0 | 0 | 0 | 0 | 0 | 0 | 0 | 0 | 0 | 0 | 0 | 0 | 0 | 0 | 0 | 0 | 0 | 0 | 0 | 0 | 0 | 0 | 0 | 0 | 0 | 0 | 0 | 0 | 0 | 0 | 0 | 0 | 0 | 0 | 0 | 0 | 0 | 0 | 0 | 0 | 0 | 0 | 0 | 0 | 0 | 0 | 0 | 0 | 0 | 0 | 0 | 0 | 0 | 0 | 0 | 0 | 0 | 0 | 0 | 0 | 0 | 0 | 0 | 0 | 0 | 0 | 0 | 2020
99999 | N | . | State-Fuel Level Increment | State-Fuel Level Increment | 99999 | CA | PACC |  |  | 99999 | 1 | Electric Utility | HY | WAT | HYC |  |  |  | 0 | 0 | 0 | 0 | 0 | 0 | 0 | 0 | 0 | 0 | 0 | 0 | 0 | 0 | 0 | 0 | 0 | 0 | 0 | 0 | 0 | 0 | 0 | 0 | 0 | 0 | 0 | 0 | 0 | 0 | 0 | 0 | 0 | 0 | 0 | 0 | 175818 | 125991 | 116515 | 175969 | 263082 | 247589 | 266452 | 265629 | 121658 | 109257 | 87167 | 69558 | 175818 | 125991 | 116515 | 175969 | 263082 | 247589 | 266452 | 265629 | 121658 | 109257 | 87167 | 69558 | 20070.549 | 14382.455 | 13300.748 | 20087.889 | 30032.076 | 28263.554 | 30416.972 | 30323.037 | 13887.906 | 12472.166 | 9950.542 | 7940.39 | 0 | 0 | 2024685 | 2024685 | 231128.28 | 2020
99999 | N | . | State-Fuel Level Increment | State-Fuel Level Increment | 99999 | CA | PACC |  |  | 99999 | 2 | NAICS-22 Non-Cogen | HY | WAT | HYC |  |  |  | 0 | 0 | 0 | 0 | 0 | 0 | 0 | 0 | 0 | 0 | 0 | 0 | 0 | 0 | 0 | 0 | 0 | 0 | 0 | 0 | 0 | 0 | 0 | 0 | 0 | 0 | 0 | 0 | 0 | 0 | 0 | 0 | 0 | 0 | 0 | 0 | 43999 | 33623 | 40600 | 65577 | 84831 | 77520 | 78731 | 79200 | 54559 | 40929 | 29109 | 25206 | 43999 | 33623 | 40600 | 65577 | 84831 | 77520 | 78731 | 79200 | 54559 | 40929 | 29109 | 25206 | 5022.737 | 3838.154 | 4634.691 | 7486.001 | 9683.996 | 8849.412 | 8987.614 | 9040.834 | 6228.279 | 4672.232 | 3323.062 | 2877.447 | 0 | 0 | 653884 | 653884 | 74644.459 | 2020
99999 | N | . | State-Fuel Level Increment | State-Fuel Level Increment | 99999 | CA | PACC |  |  | 99999 | 1 | Electric Utility | IC | DFO | DFO |  |  | barrels | 115 | 87 | 86 | 79 | 76 | 87 | 104 | 100 | 97 | 105 | 82 | 97 | 115 | 87 | 86 | 79 | 76 | 87 | 104 | 100 | 97 | 105 | 82 | 97 | 5.622 | 5.771 | 5.78 | 5.883 | 5.933 | 5.763 | 5.684 | 5.761 | 5.764 | 5.702 | 5.778 | 5.78 | 647 | 502 | 497 | 465 | 451 | 501 | 591 | 576 | 559 | 599 | 474 | 561 | 647 | 502 | 497 | 465 | 451 | 501 | 591 | 576 | 559 | 599 | 474 | 561 | 24.161 | 18.875 | 18.743 | 17.215 | 16.614 | 18.75 | 21.832 | 21.499 | 20.752 | 22.321 | 17.255 | 20.827 | 1115 | 1115 | 6423 | 6423 | 238.844 | 2020
99999 | N | . | State-Fuel Level Increment | State-Fuel Level Increment | 99999 | CA | PACC |  |  | 99999 | 6 | Industrial NAICS Non-Cogen | IC | DFO | DFO |  |  | barrels | 0 | 0 | 0 | 0 | 0 | 0 | 0 | 0 | 0 | 0 | 0 | 0 | 0 | 0 | 0 | 0 | 0 | 0 | 0 | 0 | 0 | 0 | 0 | 0 | 0 | 0 | 0 | 0 | 0 | 0 | 0 | 0 | 0 | 0 | 0 | 0 | 0 | 0 | 0 | 0 | 0 | 0 | 0 | 0 | 0 | 0 | 0 | 0 | 0 | 0 | 0 | 0 | 0 | 0 | 0 | 0 | 0 | 0 | 0 | 0 | 0 | 0 | 0 | 0 | 0 | 0 | 0 | 0 | 0 | 0 | 0 | 0 | 0 | 0 | 0 | 0 | 0 | 2020
99999 | N | . | State-Fuel Level Increment | State-Fuel Level Increment | 99999 | CA | PACC |  |  | 99999 | 2 | NAICS-22 Non-Cogen | IC | LFG | MLG |  |  | mcf | 10345 | 9628 | 10049 | 10571 | 42414 | 6927 | 17931 | 8935 | 9023 | 10370 | 1499 | 869 | 10345 | 9628 | 10049 | 10571 | 42414 | 6927 | 17931 | 8935 | 9023 | 10370 | 1499 | 869 | 0.42 | 0.422 | 0.412 | 0.408 | 0.408 | 0.412 | 0.407 | 0.403 | 0.397 | 0.403 | 0.399 | 0.404 | 4345 | 4063 | 4140 | 4313 | 17305 | 2854 | 7298 | 3601 | 3582 | 4179 | 598 | 351 | 4345 | 4063 | 4140 | 4313 | 17305 | 2854 | 7298 | 3601 | 3582 | 4179 | 598 | 351 | 309.847 | 52.967 | 363.369 | 356.584 | 1170.335 | 144.109 | 534.659 | 327.901 | 309.712 | 330.794 | 211.097 | 235.925 | 138561 | 138561 | 56629 | 56629 | 4347.299 | 2020
99999 | Y | . | State-Fuel Level Increment | State-Fuel Level Increment | 99999 | CA | PACC |  |  | 99999 | 3 | NAICS-22 Cogen | IC | LFG | MLG |  |  | mcf | 54383 | 47346 | 46025 | 32403 | 39402 | 39330 | 42158 | 41963 | 40992 | 43442 | 47669 | 43647 | 19512 | 17801 | 19874 | 18705 | 19404 | 17277 | 19177 | 19238 | 17827 | 18347 | 18236 | 18569 | 0.42 | 0.422 | 0.412 | 0.408 | 0.408 | 0.412 | 0.407 | 0.403 | 0.397 | 0.403 | 0.399 | 0.404 | 22841 | 19980 | 18962 | 13220 | 16076 | 16204 | 17158 | 16911 | 16274 | 17507 | 19020 | 17633 | 8195 | 7512 | 8188 | 7632 | 7917 | 7118 | 7805 | 7753 | 7077 | 7394 | 7276 | 7502 | 1885.56 | 1728.247 | 1884.678 | 1757.766 | 1824.041 | 1639.114 | 1797.552 | 1785.708 | 1630.088 | 1700.228 | 1674.084 | 1725.883 | 518760 | 223967 | 211786 | 91369 | 21032.949 | 2020
99999 | N | . | State-Fuel Level Increment | State-Fuel Level Increment | 99999 | CA | PACC |  |  | 99999 | 4 | Commercial NAICS Non-Cogen | IC | LFG | MLG |  |  | mcf | 139095 | 122951 | 122973 | 99637 | 106392 | 96978 | 103934 | 104137 | 91904 | 113687 | 122058 | 120973 | 139095 | 122951 | 122973 | 99637 | 106392 | 96978 | 103934 | 104137 | 91904 | 113687 | 122058 | 120973 | 0.42 | 0.422 | 0.412 | 0.408 | 0.408 | 0.412 | 0.407 | 0.403 | 0.397 | 0.403 | 0.399 | 0.404 | 58420 | 51885 | 50665 | 40652 | 43408 | 39955 | 42301 | 41967 | 36486 | 45816 | 48701 | 48873 | 58420 | 51885 | 50665 | 40652 | 43408 | 39955 | 42301 | 41967 | 36486 | 45816 | 48701 | 48873 | 4175.786 | 3822.76 | 4197.675 | 3943.67 | 4139.602 | 3667.429 | 4036.57 | 4009.809 | 3676.201 | 3721.739 | 3699.509 | 3688.009 | 1344719 | 1344719 | 549129 | 549129 | 46778.759 | 2020
99999 | N | . | State-Fuel Level Increment | State-Fuel Level Increment | 99999 | CA | PACC |  |  | 99999 | 1 | Electric Utility | IC | NG | NG |  |  | mcf | 0 | 0 | 167 | 3 | 81 | 790 | 823 | 2394 | 1147 | 1231 | 72 | 0 | 0 | 0 | 167 | 3 | 81 | 790 | 823 | 2394 | 1147 | 1231 | 72 | 0 | 0 | 0 | 1.037 | 1.036 | 1.031 | 1.027 | 1.025 | 1.028 | 1.029 | 1.031 | 1.033 | 0 | 0 | 0 | 173 | 3 | 84 | 811 | 844 | 2461 | 1180 | 1269 | 74 | 0 | 0 | 0 | 173 | 3 | 84 | 811 | 844 | 2461 | 1180 | 1269 | 74 | 0 | 0 | 0 | 41.698 | 5.777 | 10.637 | 16.61 | 108.516 | 351.797 | 185.473 | 191.592 | 13.462 | 0 | 6708 | 6708 | 6899 | 6899 | 925.562 | 2020
99999 | Y | . | State-Fuel Level Increment | State-Fuel Level Increment | 99999 | CA | PACC |  |  | 99999 | 3 | NAICS-22 Cogen | IC | NG | NG |  |  | mcf | 36513 | 29698 | 30336 | 32583 | 33996 | 36549 | 39808 | 45292 | 40782 | 39355 | 31253 | 33759 | 34618 | 28412 | 29455 | 31281 | 32554 | 35025 | 38168 | 43598 | 39152 | 37684 | 29903 | 32244 | 1.037 | 1.038 | 1.037 | 1.036 | 1.031 | 1.027 | 1.025 | 1.028 | 1.029 | 1.031 | 1.033 | 1.036 | 37864 | 30827 | 31458 | 33756 | 35049 | 37536 | 40803 | 46560 | 41965 | 40575 | 32285 | 34974 | 35899 | 29492 | 30544 | 32407 | 33563 | 35971 | 39122 | 44818 | 40288 | 38852 | 30890 | 33404 | 4148.666 | 3349.52 | 3713.458 | 3802.157 | 3965.221 | 4269.493 | 4590.357 | 5131.069 | 4666.524 | 4496.284 | 3588.949 | 3975.195 | 429924 | 412094 | 443652 | 425250 | 49696.893 | 2020
99999 | Y | . | State-Fuel Level Increment | State-Fuel Level Increment | 99999 | CA | PACC |  |  | 99999 | 5 | Commercial NAICS Cogen | IC | NG | NG |  |  | mcf | 10741 | 8609 | 9138 | 9467 | 9820 | 10389 | 11132 | 12112 | 11230 | 10809 | 9280 | 10087 | 5788 | 4581 | 5024 | 5187 | 5451 | 5862 | 6281 | 6871 | 6320 | 6099 | 4965 | 5510 | 1.037 | 1.038 | 1.037 | 1.036 | 1.031 | 1.027 | 1.025 | 1.028 | 1.029 | 1.031 | 1.033 | 1.036 | 11138 | 8936 | 9476 | 9808 | 10124 | 10670 | 11410 | 12451 | 11556 | 11144 | 9586 | 10450 | 6002 | 4755 | 5210 | 5374 | 5620 | 6020 | 6438 | 7063 | 6503 | 6288 | 5129 | 5708 | 896.434 | 710.203 | 778.152 | 802.704 | 839.377 | 899.162 | 961.622 | 1054.894 | 971.276 | 939.178 | 766.075 | 852.542 | 122814 | 67939 | 126749 | 70110 | 10471.619 | 2020
99999 | N | . | State-Fuel Level Increment | State-Fuel Level Increment | 99999 | CA | PACC |  |  | 99999 | 2 | NAICS-22 Non-Cogen | IC | OBG | ORW |  |  | Mcf | 63088 | 57449 | 60521 | 58936 | 55498 | 56313 | 58656 | 60835 | 57666 | 56941 | 57250 | 63243 | 63088 | 57449 | 60521 | 58936 | 55498 | 56313 | 58656 | 60835 | 57666 | 56941 | 57250 | 63243 | 0.612 | 0.617 | 0.638 | 0.62 | 0.617 | 0.62 | 0.619 | 0.619 | 0.618 | 0.619 | 0.616 | 0.603 | 38610 | 35446 | 38613 | 36540 | 34242 | 34913 | 36308 | 37657 | 35638 | 35246 | 35266 | 38136 | 38610 | 35446 | 38613 | 36540 | 34242 | 34913 | 36308 | 37657 | 35638 | 35246 | 35266 | 38136 | 3049.678 | 2858.695 | 3034.33 | 2882.53 | 2592.255 | 2768.709 | 2787.101 | 2902.586 | 2775.756 | 2729.971 | 2738.563 | 2962.957 | 706396 | 706396 | 436615 | 436615 | 34083.131 | 2020
99999 | N | . | State-Fuel Level Increment | State-Fuel Level Increment | 99999 | CA | PACC |  |  | 99999 | 1 | Electric Utility | PS | WAT | HPS |  |  | megawatthours | 0 | 0 | 0 | 0 | 0 | 0 | 0 | 0 | . | . | . | . | 0 | 0 | 0 | 0 | 0 | 0 | 0 | 0 | . | . | . | . | 0 | 0 | 0 | 0 | 0 | 0 | 0 | 0 | . | . | . | . | 0 | 0 | 0 | 0 | 0 | 0 | 0 | 0 | . | . | . | . | 0 | 0 | 0 | 0 | 0 | 0 | 0 | 0 | . | . | . | . | 0 | 0 | 0 | 0 | 0 | 0 | 0 | 0 | . | . | . | . | 0 | 0 | 0 | 0 | 0 | 2020
99999 | N | . | State-Fuel Level Increment | State-Fuel Level Increment | 99999 | CA | PACC |  |  | 99999 | 2 | NAICS-22 Non-Cogen | PV | SUN | SUN |  |  |  | 0 | 0 | 0 | 0 | 0 | 0 | 0 | 0 | 0 | 0 | 0 | 0 | 0 | 0 | 0 | 0 | 0 | 0 | 0 | 0 | 0 | 0 | 0 | 0 | 0 | 0 | 0 | 0 | 0 | 0 | 0 | 0 | 0 | 0 | 0 | 0 | 366317 | 455934 | 546375 | 679183 | 792830 | 785559 | 838651 | 732055 | 604911 | 545902 | 437477 | 362589 | 366317 | 455934 | 546375 | 679183 | 792830 | 785559 | 838651 | 732055 | 604911 | 545902 | 437477 | 362589 | 41816.918 | 52047.185 | 62371.146 | 77531.937 | 90505.851 | 89675.774 | 95736.095 | 83568.134 | 69053.887 | 62317.378 | 49940.247 | 41391.532 | 0 | 0 | 7147783 | 7147783 | 815956.08 | 2020
99999 | N | . | State-Fuel Level Increment | State-Fuel Level Increment | 99999 | CA | PACC |  |  | 99999 | 4 | Commercial NAICS Non-Cogen | PV | SUN | SUN |  |  |  | 0 | 0 | 0 | 0 | 0 | 0 | 0 | 0 | 0 | 0 | 0 | 0 | 0 | 0 | 0 | 0 | 0 | 0 | 0 | 0 | 0 | 0 | 0 | 0 | 0 | 0 | 0 | 0 | 0 | 0 | 0 | 0 | 0 | 0 | 0 | 0 | 27507 | 33581 | 40050 | 49488 | 57837 | 57254 | 60889 | 53055 | 43817 | 39564 | 31674 | 26072 | 27507 | 33581 | 40050 | 49488 | 57837 | 57254 | 60889 | 53055 | 43817 | 39564 | 31674 | 26072 | 3140.001 | 3833.26 | 4572.104 | 5649.43 | 6602.504 | 6535.73 | 6950.769 | 6056.267 | 5001.78 | 4516.509 | 3616.032 | 2976.35 | 0 | 0 | 520788 | 520788 | 59450.736 | 2020
99999 | N | . | State-Fuel Level Increment | State-Fuel Level Increment | 99999 | CA | PACC |  |  | 99999 | 6 | Industrial NAICS Non-Cogen | PV | SUN | SUN |  |  |  | 0 | 0 | 0 | 0 | 0 | 0 | 0 | 0 | 0 | 0 | 0 | 0 | 0 | 0 | 0 | 0 | 0 | 0 | 0 | 0 | 0 | 0 | 0 | 0 | 0 | 0 | 0 | 0 | 0 | 0 | 0 | 0 | 0 | 0 | 0 | 0 | 6770 | 8324 | 9536 | 11911 | 14086 | 13937 | 14868 | 12905 | 10640 | 9695 | 9437 | 7846 | 6770 | 8324 | 9536 | 11911 | 14086 | 13937 | 14868 | 12905 | 10640 | 9695 | 9437 | 7846 | 772.862 | 950.222 | 1088.628 | 1359.753 | 1607.937 | 1591.002 | 1697.288 | 1473.246 | 1214.672 | 1106.751 | 1077.252 | 895.654 | 0 | 0 | 129955 | 129955 | 14835.267 | 2020
99999 | Y | . | State-Fuel Level Increment | State-Fuel Level Increment | 99999 | CA | PACC |  |  | 99999 | 3 | NAICS-22 Cogen | ST | BIT | COL |  |  | short tons | 0 | 0 | 0 | 0 | 0 | 0 | 0 | 0 | 0 | 0 | 0 | 0 | 0 | 0 | 0 | 0 | 0 | 0 | 0 | 0 | 0 | 0 | 0 | 0 | 0 | 0 | 0 | 0 | 0 | 0 | 0 | 0 | 0 | 0 | 0 | 0 | 0 | 0 | 0 | 0 | 0 | 0 | 0 | 0 | 0 | 0 | 0 | 0 | 0 | 0 | 0 | 0 | 0 | 0 | 0 | 0 | 0 | 0 | 0 | 0 | 0 | 0 | 0 | 0 | 0 | 0 | 0 | 0 | 0 | 0 | 0 | 0 | 0 | 0 | 0 | 0 | 0 | 2020
99999 | Y | . | State-Fuel Level Increment | State-Fuel Level Increment | 99999 | CA | PACC |  |  | 99999 | 7 | Industrial NAICS Cogen | ST | DFO | DFO |  |  | barrels | 0 | 0 | 0 | 0 | 0 | 0 | 0 | 0 | 0 | 0 | 0 | 0 | 0 | 0 | 0 | 0 | 0 | 0 | 0 | 0 | 0 | 0 | 0 | 0 | 0 | 0 | 0 | 0 | 0 | 0 | 0 | 0 | 0 | 0 | 0 | 0 | 0 | 0 | 0 | 0 | 0 | 0 | 0 | 0 | 0 | 0 | 0 | 0 | 0 | 0 | 0 | 0 | 0 | 0 | 0 | 0 | 0 | 0 | 0 | 0 | 0 | 0 | 0 | 0 | 0 | 0 | 0 | 0 | 0 | 0 | 0 | 0 | 0 | 0 | 0 | 0 | 0 | 2020
99999 | N | . | State-Fuel Level Increment | State-Fuel Level Increment | 99999 | CA | PACC |  |  | 99999 | 2 | NAICS-22 Non-Cogen | ST | GEO | GEO |  |  |  | 0 | 0 | 0 | 0 | 0 | 0 | 0 | 0 | 0 | 0 | 0 | 0 | 0 | 0 | 0 | 0 | 0 | 0 | 0 | 0 | 0 | 0 | 0 | 0 | 0 | 0 | 0 | 0 | 0 | 0 | 0 | 0 | 0 | 0 | 0 | 0 | 9203 | 9852 | 11744 | 11025 | 10850 | 10148 | 10575 | 10548 | 10275 | 10261 | 11153 | 11184 | 9203 | 9852 | 11744 | 11025 | 10850 | 10148 | 10575 | 10548 | 10275 | 10261 | 11153 | 11184 | 1050.573 | 1124.707 | 1340.657 | 1258.543 | 1238.641 | 1158.484 | 1207.202 | 1204.063 | 1172.968 | 1171.399 | 1273.211 | 1276.725 | 0 | 0 | 126818 | 126818 | 14477.173 | 2020
99999 | N | . | State-Fuel Level Increment | State-Fuel Level Increment | 99999 | CA | PACC |  |  | 99999 | 2 | NAICS-22 Non-Cogen | ST | LFG | MLG |  |  | mcf | 137283 | 125389 | 140097 | 133605 | 116316 | 127262 | 131059 | 139973 | 134353 | 130462 | 134301 | 143636 | 137283 | 125389 | 140097 | 133605 | 116316 | 127262 | 131059 | 139973 | 134353 | 130462 | 134301 | 143636 | 0.42 | 0.422 | 0.412 | 0.408 | 0.408 | 0.412 | 0.407 | 0.403 | 0.397 | 0.403 | 0.399 | 0.404 | 57659 | 52914 | 57720 | 54511 | 47457 | 52432 | 53341 | 56409 | 53338 | 52576 | 53586 | 58029 | 57659 | 52914 | 57720 | 54511 | 47457 | 52432 | 53341 | 56409 | 53338 | 52576 | 53586 | 58029 | 4076.484 | 3816.708 | 4057.012 | 3854.264 | 3482.209 | 3698.321 | 3730.258 | 3880.494 | 3710.861 | 3650.147 | 3659.351 | 3959.332 | 1593736 | 1593736 | 649972 | 649972 | 45575.441 | 2020
99999 | N | . | State-Fuel Level Increment | State-Fuel Level Increment | 99999 | CA | PACC |  |  | 99999 | 2 | NAICS-22 Non-Cogen | ST | NG | NG |  |  | mcf | 7263 | 6520 | 6206 | 5873 | 5852 | 7456 | 9124 | 10528 | 8104 | 7922 | 6976 | 7509 | 7263 | 6520 | 6206 | 5873 | 5852 | 7456 | 9124 | 10528 | 8104 | 7922 | 6976 | 7509 | 1.037 | 1.038 | 1.037 | 1.036 | 1.031 | 1.027 | 1.025 | 1.028 | 1.029 | 1.031 | 1.033 | 1.036 | 7531 | 6768 | 6435 | 6084 | 6034 | 7657 | 9352 | 10823 | 8339 | 8167 | 7207 | 7779 | 7531 | 6768 | 6435 | 6084 | 6034 | 7657 | 9352 | 10823 | 8339 | 8167 | 7207 | 7779 | 325.14 | 292.011 | 283.536 | 262.149 | 258.9 | 354.039 | 417.96 | 476.148 | 370.16 | 368.253 | 316.465 | 349.66 | 89333 | 89333 | 92176 | 92176 | 4074.421 | 2020
99999 | Y | . | State-Fuel Level Increment | State-Fuel Level Increment | 99999 | CA | PACC |  |  | 99999 | 3 | NAICS-22 Cogen | ST | NG | NG |  |  | mcf | 31763 | 27472 | 46511 | 51971 | 67860 | 46396 | 35882 | 29384 | 38584 | 25474 | 37962 | 106452 | 23660 | 14467 | 36925 | 37200 | 6994 | 28095 | 35882 | 29384 | 26339 | 3815 | 36555 | 95656 | 1.037 | 1.038 | 1.037 | 1.036 | 1.031 | 1.027 | 1.025 | 1.028 | 1.029 | 1.031 | 1.033 | 1.036 | 32938 | 28516 | 48232 | 53842 | 69964 | 47649 | 36779 | 30206 | 39703 | 26264 | 39214 | 110285 | 24535 | 15016 | 38292 | 38539 | 7211 | 28854 | 36779 | 30206 | 27103 | 3933 | 37761 | 99100 | 1726.275 | 1056.574 | 2694.261 | 2711.656 | 507.363 | 2030.198 | 5285.501 | 5693.156 | 1906.956 | 276.707 | 3247.996 | 7458.002 | 545711 | 374972 | 563592 | 387329 | 34594.645 | 2020
99999 | N | . | State-Fuel Level Increment | State-Fuel Level Increment | 99999 | CA | PACC |  |  | 99999 | 4 | Commercial NAICS Non-Cogen | ST | NG | NG |  |  | mcf | 0 | 0 | 0 | 0 | 0 | 0 | 0 | 0 | 0 | 0 | 0 | 0 | 0 | 0 | 0 | 0 | 0 | 0 | 0 | 0 | 0 | 0 | 0 | 0 | 0 | 0 | 0 | 0 | 0 | 0 | 0 | 0 | 0 | 0 | 0 | 0 | 0 | 0 | 0 | 0 | 0 | 0 | 0 | 0 | 0 | 0 | 0 | 0 | 0 | 0 | 0 | 0 | 0 | 0 | 0 | 0 | 0 | 0 | 0 | 0 | 0 | 0 | 0 | 0 | 0 | 0 | 0 | 0 | 0 | 0 | 0 | 0 | 0 | 0 | 0 | 0 | 0 | 2020
99999 | N | . | State-Fuel Level Increment | State-Fuel Level Increment | 99999 | CA | PACC |  |  | 99999 | 6 | Industrial NAICS Non-Cogen | ST | NG | NG |  |  | mcf | 1763 | 1500 | 1550 | 1825 | 2047 | 2040 | 2171 | 2600 | 2312 | 2142 | 1566 | 2231 | 1763 | 1500 | 1550 | 1825 | 2047 | 2040 | 2171 | 2600 | 2312 | 2142 | 1566 | 2231 | 1.037 | 1.038 | 1.037 | 1.036 | 1.031 | 1.027 | 1.025 | 1.028 | 1.029 | 1.031 | 1.033 | 1.036 | 1828 | 1557 | 1607 | 1891 | 2110 | 2095 | 2225 | 2673 | 2379 | 2208 | 1618 | 2311 | 1828 | 1557 | 1607 | 1891 | 2110 | 2095 | 2225 | 2673 | 2379 | 2208 | 1618 | 2311 | 31.015 | 62.567 | 106.428 | 91.168 | 70.006 | 102.157 | 145.277 | 219.629 | 143.326 | 112.113 | 66.011 | 86.763 | 23747 | 23747 | 24502 | 24502 | 1236.46 | 2020
99999 | Y | . | State-Fuel Level Increment | State-Fuel Level Increment | 99999 | CA | PACC |  |  | 99999 | 7 | Industrial NAICS Cogen | ST | NG | NG |  |  | mcf | . | . | . | 13262 | . | . | . | . | . | . | . | . | . | . | . | 2670 | . | . | . | . | . | . | . | . | . | . | . | 1.036 | . | . | . | . | . | . | . | . | . | . | . | 13739 | . | . | . | . | . | . | . | . | . | . | . | 2766 | . | . | . | . | . | . | . | . | . | . | . | 487.546 | . | . | . | . | . | . | . | . | 13262 | 2670 | 13739 | 2766 | 487.546 | 2020
99999 | N | . | State-Fuel Level Increment | State-Fuel Level Increment | 99999 | CA | PACC |  |  | 99999 | 6 | Industrial NAICS Non-Cogen | ST | OG | OOG |  |  | mcf | 5619 | 8330 | 7652 | 7060 | 0 | 5966 | 7283 | 9356 | 7430 | 6110 | 7110 | 5439 | 5619 | 8330 | 7652 | 7060 | 0 | 5966 | 7283 | 9356 | 7430 | 6110 | 7110 | 5439 | 1.027 | 1.073 | 1.068 | 1.017 | 0 | 0.983 | 0.982 | 1.025 | 1.04 | 1.026 | 0.983 | 0.992 | 5771 | 8938 | 8172 | 7180 | 0 | 5865 | 7152 | 9590 | 7727 | 6269 | 6989 | 5395 | 5771 | 8938 | 8172 | 7180 | 0 | 5865 | 7152 | 9590 | 7727 | 6269 | 6989 | 5395 | 426.338 | 250.675 | 431.518 | 295.325 | 0 | 409.344 | 109.918 | 586.046 | 191.938 | 121.431 | 400.303 | 457.587 | 77355 | 77355 | 79048 | 79048 | 3680.423 | 2020
99999 | Y | . | State-Fuel Level Increment | State-Fuel Level Increment | 99999 | CA | PACC |  |  | 99999 | 7 | Industrial NAICS Cogen | ST | OG | OOG |  |  | mcf | . | . | . | 46671 | . | . | . | . | . | . | . | . | . | . | . | 7714 | . | . | . | . | . | . | . | . | . | . | . | 1.017 | . | . | . | . | . | . | . | . | . | . | . | 47464 | . | . | . | . | . | . | . | . | . | . | . | 7845 | . | . | . | . | . | . | . | . | . | . | . | 1382.818 | . | . | . | . | . | . | . | . | 46671 | 7714 | 47464 | 7845 | 1382.818 | 2020
99999 | Y | . | State-Fuel Level Increment | State-Fuel Level Increment | 99999 | CA | PACC |  |  | 99999 | 3 | NAICS-22 Cogen | ST | PC | PC |  |  | short tons | 0 | 0 | 0 | 0 | 0 | 0 | 0 | 0 | 0 | 0 | 0 | 0 | 0 | 0 | 0 | 0 | 0 | 0 | 0 | 0 | 0 | 0 | 0 | 0 | 0 | 0 | 0 | 0 | 0 | 0 | 0 | 0 | 0 | 0 | 0 | 0 | 0 | 0 | 0 | 0 | 0 | 0 | 0 | 0 | 0 | 0 | 0 | 0 | 0 | 0 | 0 | 0 | 0 | 0 | 0 | 0 | 0 | 0 | 0 | 0 | 0 | 0 | 0 | 0 | 0 | 0 | 0 | 0 | 0 | 0 | 0 | 0 | 0 | 0 | 0 | 0 | 0 | 2020
99999 | N | . | State-Fuel Level Increment | State-Fuel Level Increment | 99999 | CA | PACC |  |  | 99999 | 2 | NAICS-22 Non-Cogen | ST | WDS | WWW |  |  | short tons | 15485 | 15229 | 14936 | 10533 | 11590 | 12928 | 14684 | 15405 | 13954 | 14109 | 14881 | 15271 | 15485 | 15229 | 14936 | 10533 | 11590 | 12928 | 14684 | 15405 | 13954 | 14109 | 14881 | 15271 | 15.9 | 15.284 | 15.159 | 15.529 | 14.812 | 14.89 | 15.867 | 14.976 | 14.788 | 14.669 | 14.484 | 15.081 | 246211 | 232761 | 226415 | 163567 | 171671 | 192498 | 232991 | 230706 | 206351 | 206964 | 215536 | 230302 | 246211 | 232761 | 226415 | 163567 | 171671 | 192498 | 232991 | 230706 | 206351 | 206964 | 215536 | 230302 | 12374.682 | 11933.024 | 10811.301 | 7546.485 | 8633.595 | 9343.165 | 11564.768 | 12880.627 | 10373.692 | 9567.677 | 10421.038 | 11110.874 | 169005 | 169005 | 2555973 | 2555973 | 126560.93 | 2020
99999 | Y | . | State-Fuel Level Increment | State-Fuel Level Increment | 99999 | CA | PACC |  |  | 99999 | 3 | NAICS-22 Cogen | ST | WDS | WWW |  |  | short tons | 50950 | 53490 | 55935 | 46189 | 57008 | 53124 | 43677 | 58533 | 56553 | 56694 | 59106 | 59465 | 41386 | 40295 | 42900 | 39782 | 42165 | 38986 | 37820 | 39918 | 39097 | 39053 | 41598 | 41160 | 15.9 | 15.284 | 15.159 | 15.529 | 14.812 | 14.89 | 15.867 | 14.976 | 14.788 | 14.669 | 14.484 | 15.081 | 810105 | 817541 | 847918 | 717269 | 844403 | 791016 | 693023 | 876590 | 836306 | 831645 | 856091 | 896791 | 658046 | 615869 | 650318 | 617777 | 624553 | 580492 | 600088 | 597808 | 578159 | 572864 | 602508 | 620740 | 46301.345 | 43333.741 | 45757.664 | 43467.998 | 43944.76 | 40844.565 | 43287.112 | 42062.946 | 40680.409 | 40307.818 | 42393.637 | 43676.444 | 650724 | 484160 | 9818698 | 7319222 | 516058.44 | 2020
99999 | Y | . | State-Fuel Level Increment | State-Fuel Level Increment | 99999 | CA | PACC |  |  | 99999 | 7 | Industrial NAICS Cogen | ST | WDS | WWW |  |  | short tons | 6163 | 6552 | 6875 | 5526 | 7018 | 6553 | 5199 | 7306 | 7033 | 6994 | 7312 | 7366 | 490 | 573 | 412 | 376 | 396 | 409 | 567 | 669 | 529 | 630 | 518 | 576 | 15.9 | 15.284 | 15.159 | 15.529 | 14.812 | 14.89 | 15.867 | 14.976 | 14.788 | 14.669 | 14.484 | 15.081 | 97992 | 100141 | 104218 | 85813 | 103951 | 97574 | 82493 | 109415 | 104004 | 102595 | 105907 | 111087 | 7797 | 8751 | 6240 | 5844 | 5871 | 6094 | 8992 | 10019 | 7821 | 9244 | 7499 | 8687 | 1865.205 | 2093.436 | 1492.768 | 1398.146 | 1404.548 | 1457.946 | 2151.118 | 2396.875 | 1871.11 | 2211.334 | 1793.939 | 2078.221 | 79897 | 6145 | 1205190 | 92859 | 22214.646 | 2020
99999 | N | . | State-Fuel Level Increment | State-Fuel Level Increment | 99999 | CA | PACC |  |  | 99999 | 2 | NAICS-22 Non-Cogen | WT | WND | WND |  |  |  | 0 | 0 | 0 | 0 | 0 | 0 | 0 | 0 | 0 | 0 | 0 | 0 | 0 | 0 | 0 | 0 | 0 | 0 | 0 | 0 | 0 | 0 | 0 | 0 | 0 | 0 | 0 | 0 | 0 | 0 | 0 | 0 | 0 | 0 | 0 | 0 | 103083 | 21462 | 49018 | 46930 | 52766 | 87725 | 56426 | 43449 | 21253 | 89467 | 25854 | 59644 | 103083 | 21462 | 49018 | 46930 | 52766 | 87725 | 56426 | 43449 | 21253 | 89467 | 25854 | 59644 | 11767.566 | 2449.978 | 5595.707 | 5357.22 | 6023.505 | 10014.2 | 6441.342 | 4959.981 | 2426.107 | 10212.996 | 2951.448 | 6808.715 | 0 | 0 | 657077 | 657077 | 75008.765 | 2020

## CHP (hidden)
Calculate CHP capacity factors
8760
923
| NAICS-22 Non-Cogen | 96824414.774
| Electric Utility | 68034816.175
| Commercial NAICS Non-Cogen | 630612.905
| NAICS-22 Cogen | 12092905.016
| Commercial NAICS Cogen | 1830726.654
| Industrial NAICS Cogen | 12633584.288
| Industrial NAICS Non-Cogen | 1124878.73
193171938.542
860
| IPP Non-CHP | 43181.4
| Electric Utility | 28426
| Commercial Non-CHP | 357.9
| IPP CHP | 3415
| Commercial CHP | 392.1
| Industrial CHP | 2037.1
| Industrial Non-CHP | 229.4
78038.9
|  | 8760 | hours per year
2019 Estimated CF
| IPP Non-CHP | 378269064
| Electric Utility | 249011760
| Commercial Non-CHP | 3135204
| IPP CHP | 29915400
| Commercial CHP | 3434796
| Industrial CHP | 17844996
| Industrial Non-CHP | 2009544
| Total CHP potential | 51195192
| Actual generation | 26557215.958
| CF | 51.87%

## Cross-Page Data (hidden)
Form 860 Prime Mover Codes |  | Form 860 Energy Source Codes |  |  | Cross-walk for 2-check fuels
Prime Mover Code | Prime Mover Description | Code | Energy Source Description | Corresponding Model Subscript | Fuel Type | Primer Mover | Model Energy Source
BA | Energy Storage, Battery | AB | Agriculture Crop Byproducts/Straw/Energy Crops | biomass | NG | CA | natural gas nonpeaker
CE | Energy Storage, Compressed Air | ANT | Anthracite Coal | hard coal | NG | CC | natural gas nonpeaker
CP | Energy Storage, Concentrated Solar Power | BFG | Blast-Furnace Gas | other | NG | CE | other
FW | Energy Storage, Flywheel | BIT | Bituminous Coal | hard coal | NG | CS | natural gas nonpeaker
PS | Energy Storage, Reversible Hydraulic Turbine (Pumped Storage) | BLQ | Black Liquor | biomass | NG | CT | natural gas nonpeaker
ES | Energy Storage, Other (specify in SCHEDULE 7) | CUR | Water, Current | hydro | NG | FC | other
ST | Steam Turbine, including nuclear, geothermal and solar steam (does not include combined cycle) | DFO | Disillate Fuel Oil (all Diesel, and No. 1, No. 2, and No. 4 Fuel Oils) | petroleum | NG | GT | natural gas peaker
GT | Combustion (Gas) Turbine (does not include the combustion turbine part of a combined cycle; see code CT, below) | GEO | Geothermal | geothermal | NG | IC | natural gas peaker
IC | Internal Combustion Engine (diesel, piston, reciprocating) | JF | Jet Fuel | petroleum | NG | OT | other
CA | Combined Cycle Steam Part | KER | Kerosene | other | NG | ST | natural gas peaker
CT | Combined Cycle Combustion Turbine Part | LFG | Landfill Gas | biomass | WAT | HY | hydro
CS | Combined Cycle Single Shaft (combustion turbine and steam turbine share a single generator) | LIG | Lignite | lignite | WAT | PS | other
CC | Combined Cycle Total Unit (use only for plants/generators that are in planning stage, for which specific generator details cannot be provided) | MWH | Megawatt Hour (MWh) | other | SUN | PV | solar pv
HA | Hydrokinetic, Axial Flow Turbine | MSB | Biogenic Municipal Solid Waste | municipal solid waste | SUN | ST | solar thermal
HB | Hydrokinetic, Wave Buoy | MSN | Non-biogenic Municipal Solid Waste | municipal solid waste | WND | WT | onshore wind
HK | Hydrokinetic, Other (specify in SCHEDULE 7) | MSW | Municipal Solid Waste | municipal solid waste | WND | WS | offshore wind
HY | Hydroelectric Turbine (includes turbines associated with delivery of water by pipeline) | NA | Not Available at this Time | other | MWH | BA | battery
BT | Turbines Used in a Binary Cycle (including those used for geothermal applications) | NG | Natural Gas | natural gas | WAT | PS | Pumped hydro storage
PV | Photovoltaic | NUC | Nuclear (Uranium, Plutonium, Thorium) | nuclear
WT | Wind Turbine, Onshore | OBG | Other Biomass Gases (Digester Gas, Methane, and other Biomass Gases) | biomass | Note that NG steam turbines and solar thermal use the same prime mover code.
WS | Wind Turbine, Offshore | OBL | Other Biomass Liquids (Fish Oil, Liquid Acetonitrite Waste, Medical Waste, Tall Oil, ethanol, Waste Alcohol, and other Biomass Liquids not specified) | biomass
FC | Fuel Cell | OBS | Other Biomass Solids (Animal Manure and Waste, Solid Byproducts, and Other Solid Biomass not specified) | biomass
OT | Other (specify in SCHEDULE 7) | OG | Other Gas (Coke-Oven, Coal Processes, Butane, Refinery, Other Process) | other
|  | OTH | Other (Batteries, Chemicals. Hydrogen, Pitch, Sulfur, Miscellaneous technologies) | other
|  | PC | Petroleum Coke | petroleum
|  | PG | Propane | other
|  | PUR | Purchased Steam | other
|  | RC | Refined Coal | hard coal
|  | RFO | Residual Fuel Oil (Include No. 5, and No. 6 Fuel Oil, and Bunker C Fuel Oil) | petroleum
|  | SC | Coal-based Synfuel. Including briquettes, pellets, or extrusions, which are formed by binding materials or processes that recycle materials. | hard coal
|  | SGP | Synthesis Gas from Petroleum Coke | other
|  | SGC | Coal-Derived Synthetic Gas | hard coal
|  | SLW | Sludge waste | biomass
|  | SUB | Subbituminous Coal | hard coal
|  | SUN | Solar (Photovoltaic, Thermal) | solar
|  | TDF | Tires | other
|  | TID | Water, Tides | hydro
|  | WAT | Water, Conventional or Pumped Storage | hydro
|  | WC | Waste/Other Coal (Culm, Gob, Coke, and Breeze) | hard coal
|  | WDL | Woos Waste Liquids (Red Liquor, Sludge Wood, Spent Sulfite Liquor, and other Wood Related Liquids not specified) | biomass
|  | WDS | Wood/Wood Waste Solids (Paper Pellets, Railroad Ties, Utility Poles, Wood Chips, and Other Wood Solids) | biomass
|  | WH | Waste Heat | other
|  | WND | Wind | wind
|  | WO | Oil-Other, and Waste Oil (Butane (liquid), Crude Oil, Liquid Byproducts, Propane (liquid), Oil Waste, Re-Refined Motor Oil, Sludge Oil, Tar Oil) | petroleum
|  | WV | Water, Waves | hydro

## 860 (hidden)
2020
| Plant Code | State | Technology | Prime Mover | Summer Capacity (MW) | Associated with Combined Heat and Power System | Sector Name | Energy Source 1 | Model Energy Source | Include?
| 34 | CA | Conventional Hydroelectric | HY | 12.1 | N | IPP Non-CHP | WAT | hydro | TRUE | Include CHP Plants? | FALSE
| 72 | CA | Conventional Hydroelectric | HY | 10.1 | N | Electric Utility | WAT | hydro | TRUE | Include Non-Utilty Plants? | FALSE
| 104 | CA | Hydroelectric Pumped Storage | PS | 199.8 | N | Electric Utility | WAT | other | TRUE
| 151 | CA | Petroleum Liquids | GT | 53.5 | N | Electric Utility | DFO | petroleum | TRUE
| 151 | CA | Natural Gas Fired Combustion Turbine | GT | 53.5 | N | Electric Utility | NG | natural gas peaker | TRUE
| 161 | CA | Conventional Hydroelectric | HY | 1.1 | N | Electric Utility | WAT | hydro | TRUE
| 161 | CA | Conventional Hydroelectric | HY | 1.1 | N | Electric Utility | WAT | hydro | TRUE |  | 0
| 161 | CA | Conventional Hydroelectric | HY | 1.1 | N | Electric Utility | WAT | hydro | TRUE
| 162 | CA | Conventional Hydroelectric | HY | 0.5 | N | Electric Utility | WAT | hydro | TRUE
| 162 | CA | Conventional Hydroelectric | HY | 0.5 | N | Electric Utility | WAT | hydro | TRUE
| 180 | CA | Conventional Hydroelectric | HY | 0.9 | N | Electric Utility | WAT | hydro | TRUE
| 214 | CA | Conventional Hydroelectric | HY | 1 | N | Electric Utility | WAT | hydro | TRUE
| 215 | CA | Conventional Hydroelectric | HY | 0.7 | N | IPP Non-CHP | WAT | hydro | TRUE
| 217 | CA | Conventional Hydroelectric | HY | 34 | N | Electric Utility | WAT | hydro | TRUE
| 218 | CA | Conventional Hydroelectric | HY | 52.5 | N | Electric Utility | WAT | hydro | TRUE
| 218 | CA | Conventional Hydroelectric | HY | 52.5 | N | Electric Utility | WAT | hydro | TRUE
| 219 | CA | Conventional Hydroelectric | HY | 125 | N | Electric Utility | WAT | hydro | TRUE
| 220 | CA | Conventional Hydroelectric | HY | 32.5 | N | Electric Utility | WAT | hydro | TRUE
| 220 | CA | Conventional Hydroelectric | HY | 32.5 | N | Electric Utility | WAT | hydro | TRUE
| 221 | CA | Conventional Hydroelectric | HY | 41 | N | Electric Utility | WAT | hydro | TRUE
| 222 | CA | Conventional Hydroelectric | HY | 25 | N | Electric Utility | WAT | hydro | TRUE
| 222 | CA | Conventional Hydroelectric | HY | 25 | N | Electric Utility | WAT | hydro | TRUE
| 222 | CA | Conventional Hydroelectric | HY | 25 | N | Electric Utility | WAT | hydro | TRUE
| 223 | CA | Conventional Hydroelectric | HY | 60 | N | Electric Utility | WAT | hydro | TRUE
| 223 | CA | Conventional Hydroelectric | HY | 60 | N | Electric Utility | WAT | hydro | TRUE
| 224 | CA | Conventional Hydroelectric | HY | 5.5 | N | Electric Utility | WAT | hydro | TRUE
| 224 | CA | Conventional Hydroelectric | HY | 0.9 | N | Electric Utility | WAT | hydro | TRUE
| 225 | CA | Conventional Hydroelectric | HY | 7 | N | Electric Utility | WAT | hydro | TRUE
| 227 | CA | Conventional Hydroelectric | HY | 13 | N | Electric Utility | WAT | hydro | TRUE
| 229 | CA | Conventional Hydroelectric | HY | 0.9 | N | Electric Utility | WAT | hydro | TRUE
| 229 | CA | Conventional Hydroelectric | HY | 0.9 | N | Electric Utility | WAT | hydro | TRUE
| 231 | CA | Conventional Hydroelectric | HY | 35 | N | Electric Utility | WAT | hydro | TRUE
| 231 | CA | Conventional Hydroelectric | HY | 35 | N | Electric Utility | WAT | hydro | TRUE
| 232 | CA | Conventional Hydroelectric | HY | 18.5 | N | Electric Utility | WAT | hydro | TRUE
| 233 | CA | Conventional Hydroelectric | HY | 5.7 | N | Electric Utility | WAT | hydro | TRUE
| 235 | CA | Conventional Hydroelectric | HY | 13.2 | N | Electric Utility | WAT | hydro | TRUE
| 235 | CA | Conventional Hydroelectric | HY | 13.2 | N | Electric Utility | WAT | hydro | TRUE
| 235 | CA | Conventional Hydroelectric | HY | 13.2 | N | Electric Utility | WAT | hydro | TRUE
| 235 | CA | Conventional Hydroelectric | HY | 14.4 | N | Electric Utility | WAT | hydro | TRUE
| 236 | CA | Conventional Hydroelectric | HY | 49.5 | N | Electric Utility | WAT | hydro | TRUE
| 237 | CA | Conventional Hydroelectric | HY | 22 | N | Electric Utility | WAT | hydro | TRUE
| 238 | CA | Conventional Hydroelectric | HY | 10.4 | N | Electric Utility | WAT | hydro | TRUE
| 238 | CA | Conventional Hydroelectric | HY | 10.4 | N | Electric Utility | WAT | hydro | TRUE
| 239 | CA | Conventional Hydroelectric | HY | 30.7 | N | Electric Utility | WAT | hydro | TRUE
| 239 | CA | Conventional Hydroelectric | HY | 30.7 | N | Electric Utility | WAT | hydro | TRUE
| 239 | CA | Conventional Hydroelectric | HY | 36.6 | N | Electric Utility | WAT | hydro | TRUE
| 240 | CA | Conventional Hydroelectric | HY | 72 | N | Electric Utility | WAT | hydro | TRUE
| 240 | CA | Conventional Hydroelectric | HY | 72 | N | Electric Utility | WAT | hydro | TRUE
| 241 | CA | Conventional Hydroelectric | HY | 11 | N | Electric Utility | WAT | hydro | TRUE
| 242 | CA | Conventional Hydroelectric | HY | 2.4 | N | Electric Utility | WAT | hydro | TRUE
| 242 | CA | Conventional Hydroelectric | HY | 2.4 | N | Electric Utility | WAT | hydro | TRUE
| 243 | CA | Conventional Hydroelectric | HY | 8.5 | N | Electric Utility | WAT | hydro | TRUE
| 244 | CA | Conventional Hydroelectric | HY | 8.5 | N | Electric Utility | WAT | hydro | TRUE
| 246 | CA | Natural Gas Internal Combustion Engine | IC | 16.3 | N | Electric Utility | NG | natural gas peaker | TRUE
| 246 | CA | Natural Gas Internal Combustion Engine | IC | 16.3 | N | Electric Utility | NG | natural gas peaker | TRUE
| 246 | CA | Natural Gas Internal Combustion Engine | IC | 16.3 | N | Electric Utility | NG | natural gas peaker | TRUE
| 246 | CA | Natural Gas Internal Combustion Engine | IC | 16.3 | N | Electric Utility | NG | natural gas peaker | TRUE
| 246 | CA | Natural Gas Internal Combustion Engine | IC | 16.3 | N | Electric Utility | NG | natural gas peaker | TRUE
| 246 | CA | Natural Gas Internal Combustion Engine | IC | 16.3 | N | Electric Utility | NG | natural gas peaker | TRUE
| 246 | CA | Natural Gas Internal Combustion Engine | IC | 16.3 | N | Electric Utility | NG | natural gas peaker | TRUE
| 246 | CA | Natural Gas Internal Combustion Engine | IC | 16.3 | N | Electric Utility | NG | natural gas peaker | TRUE
| 246 | CA | Natural Gas Internal Combustion Engine | IC | 16.3 | N | Electric Utility | NG | natural gas peaker | TRUE
| 246 | CA | Natural Gas Internal Combustion Engine | IC | 16.7 | N | Electric Utility | NG | natural gas peaker | TRUE
| 248 | CA | Conventional Hydroelectric | HY | 8 | N | Electric Utility | WAT | hydro | TRUE
| 249 | CA | Conventional Hydroelectric | HY | 86 | N | Electric Utility | WAT | hydro | TRUE
| 249 | CA | Conventional Hydroelectric | HY | 86 | N | Electric Utility | WAT | hydro | TRUE
| 250 | CA | Conventional Hydroelectric | HY | 12.6 | N | Electric Utility | WAT | hydro | TRUE
| 250 | CA | Conventional Hydroelectric | HY | 12.6 | N | Electric Utility | WAT | hydro | TRUE
| 253 | CA | Conventional Hydroelectric | HY | 1.6 | N | Electric Utility | WAT | hydro | TRUE
| 254 | CA | Conventional Hydroelectric | HY | 52 | N | Electric Utility | WAT | hydro | TRUE
| 255 | CA | Conventional Hydroelectric | HY | 1 | N | Electric Utility | WAT | hydro | TRUE
| 255 | CA | Conventional Hydroelectric | HY | 1 | N | Electric Utility | WAT | hydro | TRUE
| 258 | CA | Conventional Hydroelectric | HY | 3.5 | N | IPP Non-CHP | WAT | hydro | TRUE
| 260 | CA | Natural Gas Fired Combined Cycle | CT | 165 | N | IPP Non-CHP | NG | natural gas nonpeaker | TRUE
| 260 | CA | Natural Gas Fired Combined Cycle | CT | 165 | N | IPP Non-CHP | NG | natural gas nonpeaker | TRUE
| 260 | CA | Natural Gas Fired Combined Cycle | CT | 165 | N | IPP Non-CHP | NG | natural gas nonpeaker | TRUE
| 260 | CA | Natural Gas Fired Combined Cycle | CT | 165 | N | IPP Non-CHP | NG | natural gas nonpeaker | TRUE
| 260 | CA | Natural Gas Fired Combined Cycle | CA | 180 | N | IPP Non-CHP | NG | natural gas nonpeaker | TRUE
| 260 | CA | Natural Gas Fired Combined Cycle | CA | 180 | N | IPP Non-CHP | NG | natural gas nonpeaker | TRUE
| 261 | CA | Conventional Hydroelectric | HY | 1.7 | N | IPP Non-CHP | WAT | hydro | TRUE
| 262 | CA | Conventional Hydroelectric | HY | 12 | N | Electric Utility | WAT | hydro | TRUE
| 264 | CA | Conventional Hydroelectric | HY | 2 | N | Electric Utility | WAT | hydro | TRUE
| 265 | CA | Conventional Hydroelectric | HY | 30.5 | N | Electric Utility | WAT | hydro | TRUE
| 265 | CA | Conventional Hydroelectric | HY | 30.5 | N | Electric Utility | WAT | hydro | TRUE
| 266 | CA | Conventional Hydroelectric | HY | 23.3 | N | Electric Utility | WAT | hydro | TRUE
| 266 | CA | Conventional Hydroelectric | HY | 23.3 | N | Electric Utility | WAT | hydro | TRUE
| 266 | CA | Conventional Hydroelectric | HY | 23.3 | N | Electric Utility | WAT | hydro | TRUE
| 267 | CA | Conventional Hydroelectric | HY | 47.5 | N | Electric Utility | WAT | hydro | TRUE
| 267 | CA | Conventional Hydroelectric | HY | 47.5 | N | Electric Utility | WAT | hydro | TRUE
| 268 | CA | Conventional Hydroelectric | HY | 40 | N | Electric Utility | WAT | hydro | TRUE
| 268 | CA | Conventional Hydroelectric | HY | 40 | N | Electric Utility | WAT | hydro | TRUE
| 268 | CA | Conventional Hydroelectric | HY | 40 | N | Electric Utility | WAT | hydro | TRUE
| 268 | CA | Conventional Hydroelectric | HY | 40 | N | Electric Utility | WAT | hydro | TRUE
| 269 | CA | Conventional Hydroelectric | HY | 40 | N | Electric Utility | WAT | hydro | TRUE
| 269 | CA | Conventional Hydroelectric | HY | 40 | N | Electric Utility | WAT | hydro | TRUE
| 270 | CA | Conventional Hydroelectric | HY | 56 | N | Electric Utility | WAT | hydro | TRUE
| 270 | CA | Conventional Hydroelectric | HY | 57 | N | Electric Utility | WAT | hydro | TRUE
| 272 | CA | Conventional Hydroelectric | HY | 60 | N | Electric Utility | WAT | hydro | TRUE
| 272 | CA | Conventional Hydroelectric | HY | 60 | N | Electric Utility | WAT | hydro | TRUE
| 274 | CA | Conventional Hydroelectric | HY | 4.5 | N | Electric Utility | WAT | hydro | TRUE
| 274 | CA | Conventional Hydroelectric | HY | 2 | N | Electric Utility | WAT | hydro | TRUE
| 274 | CA | Conventional Hydroelectric | HY | 2.7 | N | Electric Utility | WAT | hydro | TRUE
| 275 | CA | Conventional Hydroelectric | HY | 63 | N | Electric Utility | WAT | hydro | TRUE
| 275 | CA | Conventional Hydroelectric | HY | 63 | N | Electric Utility | WAT | hydro | TRUE
| 276 | CA | Conventional Hydroelectric | HY | 3.2 | N | Electric Utility | WAT | hydro | TRUE
| 277 | CA | Conventional Hydroelectric | HY | 4.2 | N | Electric Utility | WAT | hydro | TRUE
| 279 | CA | Conventional Hydroelectric | HY | 11 | N | Electric Utility | WAT | hydro | TRUE
| 279 | CA | Conventional Hydroelectric | HY | 33 | N | Electric Utility | WAT | hydro | TRUE
| 280 | CA | Conventional Hydroelectric | HY | 7 | N | Electric Utility | WAT | hydro | TRUE
| 281 | CA | Conventional Hydroelectric | HY | 7 | N | Electric Utility | WAT | hydro | TRUE
| 282 | CA | Conventional Hydroelectric | HY | 4.4 | N | Electric Utility | WAT | hydro | TRUE
| 283 | CA | Conventional Hydroelectric | HY | 5.8 | N | Electric Utility | WAT | hydro | TRUE
| 284 | CA | Conventional Hydroelectric | HY | 7 | N | Electric Utility | WAT | hydro | TRUE
| 285 | CA | Conventional Hydroelectric | HY | 91 | N | Electric Utility | WAT | hydro | TRUE
| 286 | CA | Geothermal | ST | 68 | N | IPP Non-CHP | GEO | geothermal | TRUE
| 286 | CA | Geothermal | ST | 51 | N | IPP Non-CHP | GEO | geothermal | TRUE
| 286 | CA | Geothermal | ST | 65 | N | IPP Non-CHP | GEO | geothermal | TRUE
| 286 | CA | Geothermal | ST | 60 | N | IPP Non-CHP | GEO | geothermal | TRUE
| 286 | CA | Geothermal | ST | 60 | N | IPP Non-CHP | GEO | geothermal | TRUE
| 286 | CA | Geothermal | ST | 60 | N | IPP Non-CHP | GEO | geothermal | TRUE
| 286 | CA | Geothermal | ST | 60 | N | IPP Non-CHP | GEO | geothermal | TRUE
| 286 | CA | Geothermal | ST | 50 | N | IPP Non-CHP | GEO | geothermal | TRUE
| 286 | CA | Geothermal | ST | 45 | N | IPP Non-CHP | GEO | geothermal | TRUE
| 286 | CA | Geothermal | ST | 45 | N | IPP Non-CHP | GEO | geothermal | TRUE
| 286 | CA | Geothermal | ST | 40 | N | IPP Non-CHP | GEO | geothermal | TRUE
| 286 | CA | Geothermal | ST | 40 | N | IPP Non-CHP | GEO | geothermal | TRUE
| 287 | CA | Conventional Hydroelectric | HY | 29 | N | Electric Utility | WAT | hydro | TRUE
| 287 | CA | Conventional Hydroelectric | HY | 29 | N | Electric Utility | WAT | hydro | TRUE
| 289 | CA | Conventional Hydroelectric | HY | 3.2 | N | Electric Utility | WAT | hydro | TRUE
| 289 | CA | Conventional Hydroelectric | HY | 3.2 | N | Electric Utility | WAT | hydro | TRUE
| 290 | CA | Conventional Hydroelectric | HY | 9 | N | Electric Utility | WAT | hydro | TRUE
| 291 | CA | Conventional Hydroelectric | HY | 14.5 | N | Electric Utility | WAT | hydro | TRUE
| 292 | CA | Conventional Hydroelectric | HY | 14 | N | Electric Utility | WAT | hydro | TRUE
| 292 | CA | Conventional Hydroelectric | HY | 3.2 | N | Electric Utility | WAT | hydro | TRUE
| 293 | CA | Conventional Hydroelectric | HY | 5 | N | Electric Utility | WAT | hydro | TRUE
| 293 | CA | Conventional Hydroelectric | HY | 5 | N | Electric Utility | WAT | hydro | TRUE
| 293 | CA | Conventional Hydroelectric | HY | 5 | N | Electric Utility | WAT | hydro | TRUE
| 293 | CA | Conventional Hydroelectric | HY | 5 | N | Electric Utility | WAT | hydro | TRUE
| 294 | CA | Conventional Hydroelectric | HY | 14 | N | Electric Utility | WAT | hydro | TRUE
| 294 | CA | Conventional Hydroelectric | HY | 14 | N | Electric Utility | WAT | hydro | TRUE
| 295 | CA | Conventional Hydroelectric | HY | 17 | N | Electric Utility | WAT | hydro | TRUE
| 295 | CA | Conventional Hydroelectric | HY | 17 | N | Electric Utility | WAT | hydro | TRUE
| 296 | CA | Conventional Hydroelectric | HY | 0.4 | N | Electric Utility | WAT | hydro | TRUE
| 296 | CA | Conventional Hydroelectric | HY | 0.4 | N | Electric Utility | WAT | hydro | TRUE
| 296 | CA | Conventional Hydroelectric | HY | 1.1 | N | Electric Utility | WAT | hydro | TRUE
| 297 | CA | Conventional Hydroelectric | HY | 18.8 | N | Electric Utility | WAT | hydro | TRUE
| 314 | CA | Conventional Hydroelectric | HY | 1.9 | N | Electric Utility | WAT | hydro | TRUE
| 314 | CA | Conventional Hydroelectric | HY | 1.9 | N | Electric Utility | WAT | hydro | TRUE
| 315 | CA | Natural Gas Steam Turbine | ST | 332 | N | IPP Non-CHP | NG | natural gas peaker | TRUE
| 315 | CA | Natural Gas Steam Turbine | ST | 335 | N | IPP Non-CHP | NG | natural gas peaker | TRUE
| 315 | CA | Natural Gas Steam Turbine | ST | 485 | N | IPP Non-CHP | NG | natural gas peaker | TRUE
| 316 | CA | Conventional Hydroelectric | HY | 8.5 | N | Electric Utility | WAT | hydro | TRUE
| 317 | CA | Conventional Hydroelectric | HY | 19.8 | N | Electric Utility | WAT | hydro | TRUE
| 317 | CA | Conventional Hydroelectric | HY | 15.8 | N | Electric Utility | WAT | hydro | TRUE
| 317 | CA | Conventional Hydroelectric | HY | 21.6 | N | Electric Utility | WAT | hydro | TRUE
| 317 | CA | Conventional Hydroelectric | HY | 31.2 | N | Electric Utility | WAT | hydro | TRUE
| 318 | CA | Conventional Hydroelectric | HY | 15.8 | N | Electric Utility | WAT | hydro | TRUE
| 318 | CA | Conventional Hydroelectric | HY | 15.8 | N | Electric Utility | WAT | hydro | TRUE
| 318 | CA | Conventional Hydroelectric | HY | 17.5 | N | Electric Utility | WAT | hydro | TRUE
| 318 | CA | Conventional Hydroelectric | HY | 17.5 | N | Electric Utility | WAT | hydro | TRUE
| 319 | CA | Conventional Hydroelectric | HY | 34 | N | Electric Utility | WAT | hydro | TRUE
| 319 | CA | Conventional Hydroelectric | HY | 34 | N | Electric Utility | WAT | hydro | TRUE
| 319 | CA | Conventional Hydroelectric | HY | 33 | N | Electric Utility | WAT | hydro | TRUE
| 319 | CA | Conventional Hydroelectric | HY | 36 | N | Electric Utility | WAT | hydro | TRUE
| 319 | CA | Conventional Hydroelectric | HY | 36.5 | N | Electric Utility | WAT | hydro | TRUE
| 320 | CA | Conventional Hydroelectric | HY | 50 | N | Electric Utility | WAT | hydro | TRUE
| 320 | CA | Conventional Hydroelectric | HY | 50 | N | Electric Utility | WAT | hydro | TRUE
| 321 | CA | Conventional Hydroelectric | HY | 25.8 | N | Electric Utility | WAT | hydro | TRUE
| 321 | CA | Conventional Hydroelectric | HY | 45 | N | Electric Utility | WAT | hydro | TRUE
| 322 | CA | Conventional Hydroelectric | HY | 50 | N | Electric Utility | WAT | hydro | TRUE
| 322 | CA | Conventional Hydroelectric | HY | 50 | N | Electric Utility | WAT | hydro | TRUE
| 323 | CA | Conventional Hydroelectric | HY | 2.5 | N | Electric Utility | WAT | hydro | TRUE
| 323 | CA | Conventional Hydroelectric | HY | 2.5 | N | Electric Utility | WAT | hydro | TRUE
| 323 | CA | Conventional Hydroelectric | HY | 2.3 | N | Electric Utility | WAT | hydro | TRUE
| 324 | CA | Conventional Hydroelectric | HY | 2.8 | N | Electric Utility | WAT | hydro | TRUE
| 324 | CA | Conventional Hydroelectric | HY | 2.8 | N | Electric Utility | WAT | hydro | TRUE
| 324 | CA | Conventional Hydroelectric | HY | 2.8 | N | Electric Utility | WAT | hydro | TRUE
| 325 | CA | Conventional Hydroelectric | HY | 1 | N | Electric Utility | WAT | hydro | TRUE
| 325 | CA | Conventional Hydroelectric | HY | 1 | N | Electric Utility | WAT | hydro | TRUE
| 325 | CA | Conventional Hydroelectric | HY | 2 | N | Electric Utility | WAT | hydro | TRUE
| 325 | CA | Conventional Hydroelectric | HY | 2.2 | N | Electric Utility | WAT | hydro | TRUE
| 325 | CA | Conventional Hydroelectric | HY | 2 | N | Electric Utility | WAT | hydro | TRUE
| 326 | CA | Conventional Hydroelectric | HY | 2 | N | Electric Utility | WAT | hydro | TRUE
| 326 | CA | Conventional Hydroelectric | HY | 1.8 | N | Electric Utility | WAT | hydro | TRUE
| 327 | CA | Conventional Hydroelectric | HY | 1.6 | N | Electric Utility | WAT | hydro | TRUE
| 332 | CA | Conventional Hydroelectric | HY | 1.5 | N | Electric Utility | WAT | hydro | TRUE
| 332 | CA | Conventional Hydroelectric | HY | 1.5 | N | Electric Utility | WAT | hydro | TRUE
| 335 | CA | Natural Gas Steam Turbine | ST | 225.8 | N | IPP Non-CHP | NG | natural gas peaker | TRUE
| 336 | CA | Conventional Hydroelectric | HY | 1.8 | N | Electric Utility | WAT | hydro | TRUE
| 337 | CA | Conventional Hydroelectric | HY | 2.3 | N | Electric Utility | WAT | hydro | TRUE
| 338 | CA | Conventional Hydroelectric | HY | 2.4 | N | Electric Utility | WAT | hydro | TRUE
| 338 | CA | Conventional Hydroelectric | HY | 2.1 | N | Electric Utility | WAT | hydro | TRUE
| 339 | CA | Conventional Hydroelectric | HY | 20.5 | N | Electric Utility | WAT | hydro | TRUE
| 339 | CA | Conventional Hydroelectric | HY | 19.7 | N | Electric Utility | WAT | hydro | TRUE
| 340 | CA | Conventional Hydroelectric | HY | 6.6 | N | Electric Utility | WAT | hydro | TRUE
| 340 | CA | Conventional Hydroelectric | HY | 6.6 | N | Electric Utility | WAT | hydro | TRUE
| 340 | CA | Conventional Hydroelectric | HY | 6.6 | N | Electric Utility | WAT | hydro | TRUE
| 340 | CA | Conventional Hydroelectric | HY | 6.6 | N | Electric Utility | WAT | hydro | TRUE
| 341 | CA | Natural Gas Fired Combustion Turbine | GT | 65 | N | IPP Non-CHP | NG | natural gas peaker | TRUE
| 341 | CA | Natural Gas Fired Combustion Turbine | GT | 65 | N | IPP Non-CHP | NG | natural gas peaker | TRUE
| 341 | CA | Natural Gas Fired Combustion Turbine | GT | 65 | N | IPP Non-CHP | NG | natural gas peaker | TRUE
| 341 | CA | Natural Gas Fired Combustion Turbine | GT | 65 | N | IPP Non-CHP | NG | natural gas peaker | TRUE
| 342 | CA | Conventional Hydroelectric | HY | 1.5 | N | Electric Utility | WAT | hydro | TRUE
| 342 | CA | Conventional Hydroelectric | HY | 1.5 | N | Electric Utility | WAT | hydro | TRUE
| 344 | CA | Conventional Hydroelectric | HY | 95 | N | Electric Utility | WAT | hydro | TRUE
| 344 | CA | Conventional Hydroelectric | HY | 95 | N | Electric Utility | WAT | hydro | TRUE
| 350 | CA | Natural Gas Steam Turbine | ST | 741 | N | IPP Non-CHP | NG | natural gas peaker | TRUE
| 350 | CA | Natural Gas Steam Turbine | ST | 750 | N | IPP Non-CHP | NG | natural gas peaker | TRUE
| 353 | CA | Conventional Hydroelectric | HY | 11.3 | N | Electric Utility | WAT | hydro | TRUE
| 354 | CA | Conventional Hydroelectric | HY | 10.8 | N | Electric Utility | WAT | hydro | TRUE
| 356 | CA | Natural Gas Steam Turbine | ST | 175 | N | IPP Non-CHP | NG | natural gas peaker | TRUE
| 356 | CA | Natural Gas Steam Turbine | ST | 175 | N | IPP Non-CHP | NG | natural gas peaker | TRUE
| 356 | CA | Natural Gas Steam Turbine | ST | 480 | N | IPP Non-CHP | NG | natural gas peaker | TRUE
| 357 | CA | Conventional Hydroelectric | HY | 5.9 | N | Electric Utility | WAT | hydro | TRUE
| 357 | CA | Conventional Hydroelectric | HY | 5.5 | N | Electric Utility | WAT | hydro | TRUE
| 358 | CA | Natural Gas Fired Combined Cycle | CT | 156 | N | Electric Utility | NG | natural gas nonpeaker | TRUE
| 358 | CA | Natural Gas Fired Combined Cycle | CT | 156 | N | Electric Utility | NG | natural gas nonpeaker | TRUE
| 358 | CA | Natural Gas Fired Combined Cycle | CA | 197 | N | Electric Utility | NG | natural gas nonpeaker | TRUE
| 358 | CA | Natural Gas Fired Combined Cycle | CT | 156 | N | Electric Utility | NG | natural gas nonpeaker | TRUE
| 358 | CA | Natural Gas Fired Combined Cycle | CT | 156 | N | Electric Utility | NG | natural gas nonpeaker | TRUE
| 358 | CA | Natural Gas Fired Combined Cycle | CA | 197 | N | Electric Utility | NG | natural gas nonpeaker | TRUE
| 361 | CA | Conventional Hydroelectric | HY | 0.8 | N | Electric Utility | WAT | hydro | TRUE
| 361 | CA | Conventional Hydroelectric | HY | 0.8 | N | Electric Utility | WAT | hydro | TRUE
| 361 | CA | Conventional Hydroelectric | HY | 0.8 | N | Electric Utility | WAT | hydro | TRUE
| 361 | CA | Conventional Hydroelectric | HY | 0.8 | N | Electric Utility | WAT | hydro | TRUE
| 363 | CA | Conventional Hydroelectric | HY | 3.1 | N | Electric Utility | WAT | hydro | TRUE
| 365 | CA | Conventional Hydroelectric | HY | 1.3 | N | Electric Utility | WAT | hydro | TRUE
| 365 | CA | Conventional Hydroelectric | HY | 1.3 | N | Electric Utility | WAT | hydro | TRUE
| 376 | CA | Conventional Hydroelectric | HY | 8.9 | N | Electric Utility | WAT | hydro | TRUE
| 376 | CA | Conventional Hydroelectric | HY | 8.9 | N | Electric Utility | WAT | hydro | TRUE
| 376 | CA | Conventional Hydroelectric | HY | 9.9 | N | Electric Utility | WAT | hydro | TRUE
| 377 | CA | Natural Gas Fired Combined Cycle | CA | 19 | N | Electric Utility | NG | natural gas nonpeaker | TRUE
| 377 | CA | Natural Gas Fired Combined Cycle | CA | 19 | N | Electric Utility | NG | natural gas nonpeaker | TRUE
| 377 | CA | Landfill Gas | ST | 18 | N | Electric Utility | LFG | biomass | TRUE
| 377 | CA | Natural Gas Steam Turbine | ST | 40 | N | Electric Utility | NG | natural gas peaker | TRUE
| 377 | CA | Natural Gas Steam Turbine | ST | 40 | N | Electric Utility | NG | natural gas peaker | TRUE
| 377 | CA | Natural Gas Fired Combined Cycle | CT | 26 | N | Electric Utility | NG | natural gas nonpeaker | TRUE
| 377 | CA | Natural Gas Fired Combined Cycle | CT | 46 | N | Electric Utility | NG | natural gas nonpeaker | TRUE
| 377 | CA | Natural Gas Fired Combustion Turbine | GT | 48 | N | Electric Utility | NG | natural gas peaker | TRUE
| 380 | CA | Conventional Hydroelectric | HY | 78.4 | N | Electric Utility | WAT | hydro | TRUE
| 380 | CA | Conventional Hydroelectric | HY | 78.4 | N | Electric Utility | WAT | hydro | TRUE
| 381 | CA | Conventional Hydroelectric | HY | 50 | N | Electric Utility | WAT | hydro | TRUE
| 381 | CA | Conventional Hydroelectric | HY | 50 | N | Electric Utility | WAT | hydro | TRUE
| 382 | CA | Conventional Hydroelectric | HY | 39.5 | N | Electric Utility | WAT | hydro | TRUE
| 382 | CA | Conventional Hydroelectric | HY | 39.5 | N | Electric Utility | WAT | hydro | TRUE
| 382 | CA | Conventional Hydroelectric | HY | 36.5 | N | Electric Utility | WAT | hydro | TRUE
| 385 | CA | Conventional Hydroelectric | HY | 4.9 | N | Electric Utility | WAT | hydro | TRUE
| 385 | CA | Conventional Hydroelectric | HY | 4.9 | N | Electric Utility | WAT | hydro | TRUE
| 386 | CA | Conventional Hydroelectric | HY | 2.7 | N | Electric Utility | WAT | hydro | TRUE
| 386 | CA | Conventional Hydroelectric | HY | 4.6 | N | Electric Utility | WAT | hydro | TRUE
| 387 | CA | Conventional Hydroelectric | HY | 8.1 | N | Electric Utility | WAT | hydro | TRUE
| 387 | CA | Conventional Hydroelectric | HY | 11 | N | Electric Utility | WAT | hydro | TRUE
| 388 | CA | Conventional Hydroelectric | HY |  | N | Electric Utility | WAT | hydro | TRUE
| 388 | CA | Conventional Hydroelectric | HY |  | N | Electric Utility | WAT | hydro | TRUE
| 389 | CA | Natural Gas Fired Combined Cycle | CA | 32.5 | N | Electric Utility | NG | natural gas nonpeaker | TRUE
| 389 | CA | Natural Gas Fired Combined Cycle | CT | 73 | N | Electric Utility | NG | natural gas nonpeaker | TRUE
| 389 | CA | Natural Gas Fired Combined Cycle | CA | 42 | N | Electric Utility | NG | natural gas nonpeaker | TRUE
| 389 | CA | Natural Gas Fired Combined Cycle | CT | 39 | N | Electric Utility | NG | natural gas nonpeaker | TRUE
| 389 | CA | Natural Gas Fired Combined Cycle | CT | 39 | N | Electric Utility | NG | natural gas nonpeaker | TRUE
| 389 | CA | Natural Gas Steam Turbine | ST | 67.6 | N | Electric Utility | NG | natural gas peaker | TRUE
| 389 | CA | Batteries | BA | 18.9 | N | Electric Utility | MWH | other | TRUE
| 391 | CA | Conventional Hydroelectric | HY | 3 | N | Electric Utility | WAT | hydro | TRUE
| 392 | CA | Hydroelectric Pumped Storage | PS | 270.5 | N | Electric Utility | WAT | other | TRUE
| 392 | CA | Hydroelectric Pumped Storage | PS | 270.5 | N | Electric Utility | WAT | other | TRUE
| 392 | CA | Hydroelectric Pumped Storage | PS | 270.5 | N | Electric Utility | WAT | other | TRUE
| 392 | CA | Hydroelectric Pumped Storage | PS | 270.5 | N | Electric Utility | WAT | other | TRUE
| 392 | CA | Hydroelectric Pumped Storage | PS | 270.5 | N | Electric Utility | WAT | other | TRUE
| 392 | CA | Hydroelectric Pumped Storage | PS | 270.5 | N | Electric Utility | WAT | other | TRUE
| 392 | CA | Conventional Hydroelectric | HY | 51.5 | N | Electric Utility | WAT | hydro | TRUE
| 393 | CA | Conventional Hydroelectric | HY | 37.5 | N | Electric Utility | WAT | hydro | TRUE
| 394 | CA | Conventional Hydroelectric | HY | 1.2 | N | Electric Utility | WAT | hydro | TRUE
| 394 | CA | Conventional Hydroelectric | HY | 1.2 | N | Electric Utility | WAT | hydro | TRUE
| 396 | CA | Conventional Hydroelectric | HY | 8.6 | N | Electric Utility | WAT | hydro | TRUE
| 397 | CA | Conventional Hydroelectric | HY | 2 | N | Electric Utility | WAT | hydro | TRUE
| 398 | CA | Conventional Hydroelectric | HY | 2.5 | N | Electric Utility | WAT | hydro | TRUE
| 398 | CA | Conventional Hydroelectric | HY | 2.5 | N | Electric Utility | WAT | hydro | TRUE
| 399 | CA | Natural Gas Fired Combined Cycle | CT | 73 | N | Electric Utility | NG | natural gas nonpeaker | TRUE
| 399 | CA | Natural Gas Fired Combined Cycle | CT | 73 | N | Electric Utility | NG | natural gas nonpeaker | TRUE
| 399 | CA | Natural Gas Fired Combined Cycle | CA | 56 | N | Electric Utility | NG | natural gas nonpeaker | TRUE
| 399 | CA | Natural Gas Fired Combustion Turbine | GT | 47.4 | N | Electric Utility | NG | natural gas peaker | TRUE
| 399 | CA | Natural Gas Fired Combustion Turbine | GT | 47.4 | N | Electric Utility | NG | natural gas peaker | TRUE
| 399 | CA | Natural Gas Fired Combustion Turbine | GT | 47.4 | N | Electric Utility | NG | natural gas peaker | TRUE
| 399 | CA | Natural Gas Fired Combustion Turbine | GT | 47.4 | N | Electric Utility | NG | natural gas peaker | TRUE
| 399 | CA | Natural Gas Fired Combustion Turbine | GT | 47.4 | N | Electric Utility | NG | natural gas peaker | TRUE
| 400 | CA | Natural Gas Steam Turbine | ST | 222 | N | Electric Utility | NG | natural gas peaker | TRUE
| 400 | CA | Natural Gas Fired Combined Cycle | CT | 162.5 | N | Electric Utility | NG | natural gas nonpeaker | TRUE
| 400 | CA | Natural Gas Fired Combustion Turbine | GT | 99.4 | N | Electric Utility | NG | natural gas peaker | TRUE
| 400 | CA | Natural Gas Fired Combustion Turbine | GT | 99.4 | N | Electric Utility | NG | natural gas peaker | TRUE
| 400 | CA | Natural Gas Fired Combustion Turbine | GT | 99.4 | N | Electric Utility | NG | natural gas peaker | TRUE
| 400 | CA | Natural Gas Fired Combustion Turbine | GT | 99.4 | N | Electric Utility | NG | natural gas peaker | TRUE
| 400 | CA | Natural Gas Fired Combustion Turbine | GT | 99.4 | N | Electric Utility | NG | natural gas peaker | TRUE
| 400 | CA | Natural Gas Fired Combustion Turbine | GT | 99.4 | N | Electric Utility | NG | natural gas peaker | TRUE
| 400 | CA | Natural Gas Steam Turbine | ST | 222 | N | Electric Utility | NG | natural gas peaker | TRUE
| 400 | CA | Natural Gas Fired Combined Cycle | CA | 235 | N | Electric Utility | NG | natural gas nonpeaker | TRUE
| 400 | CA | Natural Gas Fired Combined Cycle | CT | 162.5 | N | Electric Utility | NG | natural gas nonpeaker | TRUE
| 401 | CA | Conventional Hydroelectric | HY | 37.5 | N | Electric Utility | WAT | hydro | TRUE
| 402 | CA | Conventional Hydroelectric | HY | 2.7 | N | Electric Utility | WAT | hydro | TRUE
| 403 | CA | Conventional Hydroelectric | HY | 3.2 | N | Electric Utility | WAT | hydro | TRUE
| 403 | CA | Conventional Hydroelectric | HY | 2.9 | N | Electric Utility | WAT | hydro | TRUE
| 404 | CA | Natural Gas Steam Turbine | ST | 111.8 | N | Electric Utility | NG | natural gas peaker | TRUE
| 404 | CA | Natural Gas Steam Turbine | ST | 156.3 | N | Electric Utility | NG | natural gas peaker | TRUE
| 404 | CA | Natural Gas Fired Combined Cycle | CT | 204 | N | Electric Utility | NG | natural gas nonpeaker | TRUE
| 404 | CA | Natural Gas Fired Combined Cycle | CA | 107 | N | Electric Utility | NG | natural gas nonpeaker | TRUE
| 404 | CA | Natural Gas Fired Combustion Turbine | GT | 102 | N | Electric Utility | NG | natural gas peaker | TRUE
| 404 | CA | Natural Gas Fired Combustion Turbine | GT | 102 | N | Electric Utility | NG | natural gas peaker | TRUE
| 407 | CA | Conventional Hydroelectric | HY | 36.5 | N | Electric Utility | WAT | hydro | TRUE
| 408 | CA | Natural Gas Fired Combustion Turbine | GT | 43 | N | Electric Utility | NG | natural gas peaker | TRUE
| 408 | CA | Natural Gas Fired Combined Cycle | CT | 162 | N | Electric Utility | NG | natural gas nonpeaker | TRUE
| 408 | CA | Natural Gas Fired Combined Cycle | CT | 162 | N | Electric Utility | NG | natural gas nonpeaker | TRUE
| 408 | CA | Natural Gas Fired Combined Cycle | CA | 209 | N | Electric Utility | NG | natural gas nonpeaker | TRUE
| 409 | CA | Conventional Hydroelectric | HY | 94.5 | N | IPP Non-CHP | WAT | hydro | TRUE
| 410 | CA | Conventional Hydroelectric | HY | 9 | N | IPP Non-CHP | WAT | hydro | TRUE
| 412 | CA | Conventional Hydroelectric | HY | 44 | N | IPP Non-CHP | WAT | hydro | TRUE
| 413 | CA | Conventional Hydroelectric | HY | 27.3 | N | IPP Non-CHP | WAT | hydro | TRUE
| 414 | CA | Conventional Hydroelectric | HY | 11 | N | IPP Non-CHP | WAT | hydro | TRUE
| 415 | CA | Conventional Hydroelectric | HY | 72 | N | IPP Non-CHP | WAT | hydro | TRUE
| 416 | CA | Conventional Hydroelectric | HY | 9 | N | IPP Non-CHP | WAT | hydro | TRUE
| 416 | CA | Conventional Hydroelectric | HY | 10 | N | IPP Non-CHP | WAT | hydro | TRUE
| 416 | CA | Conventional Hydroelectric | HY | 6.5 | N | IPP Non-CHP | WAT | hydro | TRUE
| 417 | CA | Conventional Hydroelectric | HY | 37.5 | N | Electric Utility | WAT | hydro | TRUE
| 418 | CA | Conventional Hydroelectric | HY | 10 | N | Electric Utility | WAT | hydro | TRUE
| 419 | CA | Conventional Hydroelectric | HY | 60 | N | Electric Utility | WAT | hydro | TRUE
| 422 | CA | Natural Gas Fired Combustion Turbine | GT | 28.6 | N | Electric Utility | NG | natural gas peaker | TRUE
| 422 | CA | Natural Gas Fired Combustion Turbine | GT | 28.6 | N | Electric Utility | NG | natural gas peaker | TRUE
| 422 | CA | Natural Gas Fired Combustion Turbine | GT | 47.2 | N | Electric Utility | NG | natural gas peaker | TRUE
| 422 | CA | Natural Gas Fired Combustion Turbine | GT | 47.2 | N | Electric Utility | NG | natural gas peaker | TRUE
| 422 | CA | Natural Gas Fired Combined Cycle | CT | 68 | N | Electric Utility | NG | natural gas nonpeaker | TRUE
| 422 | CA | Natural Gas Fired Combined Cycle | CA | 16 | N | Electric Utility | NG | natural gas nonpeaker | TRUE
| 424 | CA | Conventional Hydroelectric | HY | 16 | N | Electric Utility | WAT | hydro | TRUE
| 425 | CA | Conventional Hydroelectric | HY | 66 | N | Electric Utility | WAT | hydro | TRUE
| 425 | CA | Conventional Hydroelectric | HY | 66 | N | Electric Utility | WAT | hydro | TRUE
| 426 | CA | Conventional Hydroelectric | HY | 6 | N | Electric Utility | WAT | hydro | TRUE
| 427 | CA | Conventional Hydroelectric | HY | 86 | N | Electric Utility | WAT | hydro | TRUE
| 428 | CA | Conventional Hydroelectric | HY | 2.7 | N | IPP Non-CHP | WAT | hydro | TRUE
| 430 | CA | Conventional Hydroelectric | HY | 78.9 | N | Electric Utility | WAT | hydro | TRUE
| 430 | CA | Conventional Hydroelectric | HY | 77 | N | Electric Utility | WAT | hydro | TRUE
| 431 | CA | Conventional Hydroelectric | HY | 78.1 | N | Electric Utility | WAT | hydro | TRUE
| 431 | CA | Conventional Hydroelectric | HY | 78.1 | N | Electric Utility | WAT | hydro | TRUE
| 432 | CA | Conventional Hydroelectric | HY | 74.1 | N | Electric Utility | WAT | hydro | TRUE
| 433 | CA | Conventional Hydroelectric | HY | 25.5 | N | Electric Utility | WAT | hydro | TRUE
| 435 | CA | Conventional Hydroelectric | HY | 108 | N | Electric Utility | WAT | hydro | TRUE
| 435 | CA | Conventional Hydroelectric | HY | 133 | N | Electric Utility | WAT | hydro | TRUE
| 435 | CA | Conventional Hydroelectric | HY | 2.7 | N | Electric Utility | WAT | hydro | TRUE
| 435 | CA | Conventional Hydroelectric | HY | 0.5 | N | Electric Utility | WAT | hydro | TRUE
| 436 | CA | Conventional Hydroelectric | HY | 57 | N | Electric Utility | WAT | hydro | TRUE
| 436 | CA | Conventional Hydroelectric | HY | 57 | N | Electric Utility | WAT | hydro | TRUE
| 436 | CA | Conventional Hydroelectric | HY | 74 | N | Electric Utility | WAT | hydro | TRUE
| 436 | CA | Conventional Hydroelectric | HY | 74 | N | Electric Utility | WAT | hydro | TRUE
| 437 | CA | Conventional Hydroelectric | HY | 135.3 | N | Electric Utility | WAT | hydro | TRUE
| 437 | CA | Hydroelectric Pumped Storage | PS | 112.4 | N | Electric Utility | WAT | other | TRUE
| 437 | CA | Conventional Hydroelectric | HY | 135.3 | N | Electric Utility | WAT | hydro | TRUE
| 437 | CA | Hydroelectric Pumped Storage | PS | 112.4 | N | Electric Utility | WAT | other | TRUE
| 437 | CA | Conventional Hydroelectric | HY | 135.3 | N | Electric Utility | WAT | hydro | TRUE
| 437 | CA | Hydroelectric Pumped Storage | PS | 112.4 | N | Electric Utility | WAT | other | TRUE
| 438 | CA | Conventional Hydroelectric | HY | 32.6 | N | Electric Utility | WAT | hydro | TRUE
| 438 | CA | Hydroelectric Pumped Storage | PS | 27.5 | N | Electric Utility | WAT | other | TRUE
| 438 | CA | Hydroelectric Pumped Storage | PS | 27.5 | N | Electric Utility | WAT | other | TRUE
| 438 | CA | Hydroelectric Pumped Storage | PS | 27.5 | N | Electric Utility | WAT | other | TRUE
| 439 | CA | Conventional Hydroelectric | HY | 55 | N | Electric Utility | WAT | hydro | TRUE
| 439 | CA | Conventional Hydroelectric | HY | 55 | N | Electric Utility | WAT | hydro | TRUE
| 439 | CA | Conventional Hydroelectric | HY | 55 | N | Electric Utility | WAT | hydro | TRUE
| 439 | CA | Conventional Hydroelectric | HY | 38.2 | N | Electric Utility | WAT | hydro | TRUE
| 440 | CA | Conventional Hydroelectric | HY | 1 | N | Electric Utility | WAT | hydro | TRUE
| 440 | CA | Conventional Hydroelectric | HY | 3.3 | N | Electric Utility | WAT | hydro | TRUE
| 441 | CA | Conventional Hydroelectric | HY | 71.7 | N | Electric Utility | WAT | hydro | TRUE
| 441 | CA | Conventional Hydroelectric | HY | 71.7 | N | Electric Utility | WAT | hydro | TRUE
| 441 | CA | Conventional Hydroelectric | HY | 71.7 | N | Electric Utility | WAT | hydro | TRUE
| 442 | CA | Conventional Hydroelectric | HY | 88.7 | N | Electric Utility | WAT | hydro | TRUE
| 442 | CA | Conventional Hydroelectric | HY | 88.7 | N | Electric Utility | WAT | hydro | TRUE
| 443 | CA | Conventional Hydroelectric | HY | 39 | N | Electric Utility | WAT | hydro | TRUE
| 443 | CA | Conventional Hydroelectric | HY | 39 | N | Electric Utility | WAT | hydro | TRUE
| 443 | CA | Conventional Hydroelectric | HY | 39 | N | Electric Utility | WAT | hydro | TRUE
| 444 | CA | Conventional Hydroelectric | HY | 8.3 | N | Electric Utility | WAT | hydro | TRUE
| 444 | CA | Conventional Hydroelectric | HY | 8.3 | N | Electric Utility | WAT | hydro | TRUE
| 445 | CA | Conventional Hydroelectric | HY | 142 | N | Electric Utility | WAT | hydro | TRUE
| 445 | CA | Conventional Hydroelectric | HY | 142 | N | Electric Utility | WAT | hydro | TRUE
| 445 | CA | Conventional Hydroelectric | HY | 142 | N | Electric Utility | WAT | hydro | TRUE
| 445 | CA | Conventional Hydroelectric | HY | 142 | N | Electric Utility | WAT | hydro | TRUE
| 445 | CA | Conventional Hydroelectric | HY | 142 | N | Electric Utility | WAT | hydro | TRUE
| 445 | CA | Conventional Hydroelectric | HY | 2 | N | Electric Utility | WAT | hydro | TRUE
| 445 | CA | Conventional Hydroelectric | HY | 2 | N | Electric Utility | WAT | hydro | TRUE
| 446 | CA | Hydroelectric Pumped Storage | PS | 2.4 | N | Electric Utility | WAT | other | TRUE
| 446 | CA | Hydroelectric Pumped Storage | PS | 2.4 | N | Electric Utility | WAT | other | TRUE
| 446 | CA | Hydroelectric Pumped Storage | PS | 2.4 | N | Electric Utility | WAT | other | TRUE
| 446 | CA | Hydroelectric Pumped Storage | PS | 2.4 | N | Electric Utility | WAT | other | TRUE
| 446 | CA | Hydroelectric Pumped Storage | PS | 2.4 | N | Electric Utility | WAT | other | TRUE
| 446 | CA | Hydroelectric Pumped Storage | PS | 2.4 | N | Electric Utility | WAT | other | TRUE
| 447 | CA | Conventional Hydroelectric | HY | 30 | N | Electric Utility | WAT | hydro | TRUE
| 447 | CA | Conventional Hydroelectric | HY | 30 | N | Electric Utility | WAT | hydro | TRUE
| 447 | CA | Conventional Hydroelectric | HY | 30 | N | Electric Utility | WAT | hydro | TRUE
| 447 | CA | Conventional Hydroelectric | HY | 30 | N | Electric Utility | WAT | hydro | TRUE
| 448 | CA | Hydroelectric Pumped Storage | PS | 51 | N | Electric Utility | WAT | other | TRUE
| 448 | CA | Hydroelectric Pumped Storage | PS | 50 | N | Electric Utility | WAT | other | TRUE
| 448 | CA | Hydroelectric Pumped Storage | PS | 50 | N | Electric Utility | WAT | other | TRUE
| 448 | CA | Hydroelectric Pumped Storage | PS | 50 | N | Electric Utility | WAT | other | TRUE
| 448 | CA | Hydroelectric Pumped Storage | PS | 50 | N | Electric Utility | WAT | other | TRUE
| 448 | CA | Hydroelectric Pumped Storage | PS | 50 | N | Electric Utility | WAT | other | TRUE
| 448 | CA | Hydroelectric Pumped Storage | PS | 50 | N | Electric Utility | WAT | other | TRUE
| 448 | CA | Hydroelectric Pumped Storage | PS | 50 | N | Electric Utility | WAT | other | TRUE
| 450 | CA | Conventional Hydroelectric | HY | 90 | N | Electric Utility | WAT | hydro | TRUE
| 450 | CA | Conventional Hydroelectric | HY | 90 | N | Electric Utility | WAT | hydro | TRUE
| 451 | CA | Conventional Hydroelectric | HY | 70 | N | Electric Utility | WAT | hydro | TRUE
| 451 | CA | Conventional Hydroelectric | HY | 70 | N | Electric Utility | WAT | hydro | TRUE
| 454 | CA | Conventional Hydroelectric | HY | 176.7 | N | Electric Utility | WAT | hydro | TRUE
| 454 | CA | Conventional Hydroelectric | HY | 175.7 | N | Electric Utility | WAT | hydro | TRUE
| 455 | CA | Conventional Hydroelectric | HY | 55 | N | Electric Utility | WAT | hydro | TRUE
| 457 | CA | Conventional Hydroelectric | HY | 0.7 | N | Electric Utility | WAT | hydro | TRUE
| 457 | CA | Conventional Hydroelectric | HY | 0.7 | N | Electric Utility | WAT | hydro | TRUE
| 479 | CA | Conventional Hydroelectric | HY | 2.8 | N | Electric Utility | WAT | hydro | TRUE
| 480 | CA | Conventional Hydroelectric | HY | 2.8 | N | Electric Utility | WAT | hydro | TRUE
| 481 | CA | Conventional Hydroelectric | HY | 7.9 | N | Electric Utility | WAT | hydro | TRUE
| 482 | CA | Conventional Hydroelectric | HY | 1.9 | N | Electric Utility | WAT | hydro | TRUE
| 483 | CA | Conventional Hydroelectric | HY | 3.1 | N | Electric Utility | WAT | hydro | TRUE
| 484 | CA | Conventional Hydroelectric | HY | 5.9 | N | Electric Utility | WAT | hydro | TRUE
| 487 | CA | Conventional Hydroelectric | HY | 4.1 | N | Electric Utility | WAT | hydro | TRUE
| 489 | CA | Conventional Hydroelectric | HY | 5.5 | N | Electric Utility | WAT | hydro | TRUE
| 510 | CA | Geothermal | ST | 50 | N | IPP Non-CHP | GEO | geothermal | TRUE
| 531 | CA | Conventional Hydroelectric | HY | 7.2 | N | Electric Utility | WAT | hydro | TRUE
| 534 | CA | Conventional Hydroelectric | HY | 10 | N | Electric Utility | WAT | hydro | TRUE
| 535 | CA | Natural Gas Fired Combustion Turbine | GT | 77 | N | Electric Utility | NG | natural gas peaker | TRUE
| 537 | CA | Conventional Hydroelectric | HY | 3.5 | N | Electric Utility | WAT | hydro | TRUE
| 537 | CA | Conventional Hydroelectric | HY | 3.5 | N | Electric Utility | WAT | hydro | TRUE
| 537 | CA | Conventional Hydroelectric | HY | 3.5 | N | Electric Utility | WAT | hydro | TRUE
| 585 | CA | Conventional Hydroelectric | HY | 1.3 | N | Electric Utility | WAT | hydro | TRUE
| 585 | CA | Conventional Hydroelectric | HY | 1.2 | N | Electric Utility | WAT | hydro | TRUE
| 585 | CA | Conventional Hydroelectric | HY | 1.3 | N | Electric Utility | WAT | hydro | TRUE
| 586 | CA | Conventional Hydroelectric | HY | 1 | N | Electric Utility | WAT | hydro | TRUE
| 626 | CA | Conventional Hydroelectric | HY | 1.3 | N | Electric Utility | WAT | hydro | TRUE
| 632 | CA | Conventional Hydroelectric | HY | 11.5 | N | Electric Utility | WAT | hydro | TRUE
| 682 | CA | Conventional Hydroelectric | HY | 155 | N | Electric Utility | WAT | hydro | TRUE
| 714 | CA | Conventional Hydroelectric | HY | 1.5 | N | Electric Utility | WAT | hydro | TRUE
| 745 | CA | Conventional Hydroelectric | HY | 23.9 | N | Electric Utility | WAT | hydro | TRUE
| 751 | CA | Conventional Hydroelectric | HY | 2.9 | N | Electric Utility | WAT | hydro | TRUE
| 776 | CA | Conventional Hydroelectric | HY | 12.1 | N | Electric Utility | WAT | hydro | TRUE
| 839 | CA | Conventional Hydroelectric | HY | 0.9 | N | IPP Non-CHP | WAT | hydro | TRUE
| 846 | CA | Conventional Hydroelectric | HY | 0.5 | N | IPP Non-CHP | WAT | hydro | TRUE
| 846 | CA | Conventional Hydroelectric | HY | 0.5 | N | IPP Non-CHP | WAT | hydro | TRUE
| 846 | CA | Conventional Hydroelectric | HY | 0.5 | N | IPP Non-CHP | WAT | hydro | TRUE
| 902 | CA | Geothermal | ST | 9 | N | IPP Non-CHP | GEO | geothermal | TRUE
| 905 | CA | Conventional Hydroelectric | HY | 17 | N | Electric Utility | WAT | hydro | TRUE
| 4256 | CA | Natural Gas Fired Combustion Turbine | GT | 23.5 | N | Electric Utility | NG | natural gas peaker | TRUE
| 4256 | CA | Natural Gas Fired Combustion Turbine | GT | 23.5 | N | Electric Utility | NG | natural gas peaker | TRUE
| 6013 | CA | Natural Gas Steam Turbine | ST | 44 | N | Electric Utility | NG | natural gas peaker | TRUE
| 6013 | CA | Natural Gas Steam Turbine | ST | 55 | N | Electric Utility | NG | natural gas peaker | TRUE
| 6060 | CA | Natural Gas Fired Combustion Turbine | GT | 18.5 | N | Electric Utility | NG | natural gas peaker | TRUE
| 6060 | CA | Natural Gas Fired Combustion Turbine | GT | 16.1 | N | Electric Utility | NG | natural gas peaker | TRUE
| 6060 | CA | Natural Gas Fired Combustion Turbine | GT | 20.3 | N | Electric Utility | NG | natural gas peaker | TRUE
| 6060 | CA | Natural Gas Fired Combustion Turbine | GT | 19.2 | N | Electric Utility | NG | natural gas peaker | TRUE
| 6099 | CA | Nuclear | ST | 1122 | N | Electric Utility | NUC | nuclear | TRUE
| 6099 | CA | Nuclear | ST | 1118 | N | Electric Utility | NUC | nuclear | TRUE
| 6100 | CA | Hydroelectric Pumped Storage | PS | 404 | N | Electric Utility | WAT | other | TRUE
| 6100 | CA | Hydroelectric Pumped Storage | PS | 404 | N | Electric Utility | WAT | other | TRUE
| 6100 | CA | Hydroelectric Pumped Storage | PS | 404 | N | Electric Utility | WAT | other | TRUE
| 6158 | CA | Conventional Hydroelectric | HY | 191 | N | Electric Utility | WAT | hydro | TRUE
| 6158 | CA | Conventional Hydroelectric | HY | 191 | N | Electric Utility | WAT | hydro | TRUE
| 6196 | CA | Conventional Hydroelectric | HY | 38 | N | Electric Utility | WAT | hydro | TRUE
| 6196 | CA | Conventional Hydroelectric | HY | 38 | N | Electric Utility | WAT | hydro | TRUE
| 6211 | CA | Petroleum Liquids | GT | 55 | N | IPP Non-CHP | JF | petroleum | TRUE
| 6211 | CA | Petroleum Liquids | GT | 55 | N | IPP Non-CHP | JF | petroleum | TRUE
| 6449 | CA | Conventional Hydroelectric | HY | 2 | N | Electric Utility | WAT | hydro | TRUE
| 6479 | CA | Conventional Hydroelectric | HY | 27 | N | Electric Utility | WAT | hydro | TRUE
| 6479 | CA | Conventional Hydroelectric | HY | 11 | N | Electric Utility | WAT | hydro | TRUE
| 6479 | CA | Conventional Hydroelectric | HY | 12 | N | Electric Utility | WAT | hydro | TRUE
| 6479 | CA | Conventional Hydroelectric | HY | 27 | N | Electric Utility | WAT | hydro | TRUE
| 6480 | CA | Conventional Hydroelectric | HY | 14.5 | N | Electric Utility | WAT | hydro | TRUE
| 6480 | CA | Conventional Hydroelectric | HY | 14.4 | N | Electric Utility | WAT | hydro | TRUE
| 6480 | CA | Conventional Hydroelectric | HY | 16 | N | Electric Utility | WAT | hydro | TRUE
| 6518 | CA | Petroleum Liquids | IC | 2 | N | Electric Utility | DFO | petroleum | TRUE
| 6518 | CA | Petroleum Liquids | IC | 2 | N | Electric Utility | DFO | petroleum | TRUE
| 6518 | CA | Petroleum Liquids | IC | 2 | N | Electric Utility | DFO | petroleum | TRUE
| 6518 | CA | Petroleum Liquids | IC | 2 | N | Electric Utility | DFO | petroleum | TRUE
| 6518 | CA | Petroleum Liquids | IC | 2 | N | Electric Utility | DFO | petroleum | TRUE
| 6518 | CA | Petroleum Liquids | IC | 2 | N | Electric Utility | DFO | petroleum | TRUE
| 6612 | CA | Conventional Hydroelectric | HY | 38.6 | N | Electric Utility | WAT | hydro | TRUE
| 6644 | CA | Conventional Hydroelectric | HY | 4.9 | N | Electric Utility | WAT | hydro | TRUE
| 6645 | CA | Conventional Hydroelectric | HY | 7.1 | N | Electric Utility | WAT | hydro | TRUE
| 6645 | CA | Conventional Hydroelectric | HY |  | N | Electric Utility | WAT | hydro | TRUE
| 6646 | CA | Conventional Hydroelectric | HY | 9.9 | N | Electric Utility | WAT | hydro | TRUE
| 6647 | CA | Conventional Hydroelectric | HY | 5.1 | N | Electric Utility | WAT | hydro | TRUE
| 6704 | CA | Petroleum Liquids | IC | 1.1 | N | Electric Utility | DFO | petroleum | TRUE
| 6704 | CA | Petroleum Liquids | IC | 1.6 | N | Electric Utility | DFO | petroleum | TRUE
| 6704 | CA | Petroleum Liquids | IC | 1.4 | N | Electric Utility | DFO | petroleum | TRUE
| 6704 | CA | Petroleum Liquids | IC | 2.8 | N | Electric Utility | DFO | petroleum | TRUE
| 6704 | CA | Petroleum Liquids | IC | 1 | N | Electric Utility | DFO | petroleum | TRUE
| 6704 | CA | Petroleum Liquids | IC | 1.5 | N | Electric Utility | DFO | petroleum | TRUE
| 6704 | CA | Petroleum Liquids | GT | 0.1 | N | Electric Utility | PG | other | TRUE
| 6704 | CA | Petroleum Liquids | GT | 0.1 | N | Electric Utility | PG | other | TRUE
| 6704 | CA | Petroleum Liquids | GT | 0.1 | N | Electric Utility | PG | other | TRUE
| 6704 | CA | Petroleum Liquids | GT | 0.1 | N | Electric Utility | PG | other | TRUE
| 6704 | CA | Petroleum Liquids | GT | 0.1 | N | Electric Utility | PG | other | TRUE
| 6704 | CA | Petroleum Liquids | GT | 0.1 | N | Electric Utility | PG | other | TRUE
| 6704 | CA | Petroleum Liquids | GT | 0.1 | N | Electric Utility | PG | other | TRUE
| 6704 | CA | Petroleum Liquids | GT | 0.1 | N | Electric Utility | PG | other | TRUE
| 6704 | CA | Petroleum Liquids | GT | 0.1 | N | Electric Utility | PG | other | TRUE
| 6704 | CA | Petroleum Liquids | GT | 0.1 | N | Electric Utility | PG | other | TRUE
| 6704 | CA | Petroleum Liquids | GT | 0.1 | N | Electric Utility | PG | other | TRUE
| 6704 | CA | Petroleum Liquids | GT | 0.1 | N | Electric Utility | PG | other | TRUE
| 6704 | CA | Petroleum Liquids | GT | 0.1 | N | Electric Utility | PG | other | TRUE
| 6704 | CA | Petroleum Liquids | GT | 0.1 | N | Electric Utility | PG | other | TRUE
| 6704 | CA | Petroleum Liquids | GT | 0.1 | N | Electric Utility | PG | other | TRUE
| 6704 | CA | Petroleum Liquids | GT | 0.1 | N | Electric Utility | PG | other | TRUE
| 6704 | CA | Petroleum Liquids | GT | 0.1 | N | Electric Utility | PG | other | TRUE
| 6704 | CA | Petroleum Liquids | GT | 0.1 | N | Electric Utility | PG | other | TRUE
| 6704 | CA | Petroleum Liquids | GT | 0.1 | N | Electric Utility | PG | other | TRUE
| 6704 | CA | Petroleum Liquids | GT | 0.1 | N | Electric Utility | PG | other | TRUE
| 6704 | CA | Petroleum Liquids | GT | 0.1 | N | Electric Utility | PG | other | TRUE
| 6704 | CA | Petroleum Liquids | GT | 0.1 | N | Electric Utility | PG | other | TRUE
| 6704 | CA | Petroleum Liquids | GT | 0.1 | N | Electric Utility | PG | other | TRUE
| 6704 | CA | Batteries | BA | 1 | N | Electric Utility | MWH | other | TRUE
| 7066 | CA | Conventional Hydroelectric | HY | 3 | N | Electric Utility | WAT | hydro | TRUE
| 7066 | CA | Conventional Hydroelectric | HY | 0.6 | N | Electric Utility | WAT | hydro | TRUE
| 7072 | CA | Conventional Hydroelectric | HY | 10.8 | N | Electric Utility | WAT | hydro | TRUE
| 7072 | CA | Conventional Hydroelectric | HY | 10.8 | N | Electric Utility | WAT | hydro | TRUE
| 7072 | CA | Conventional Hydroelectric | HY | 10.8 | N | Electric Utility | WAT | hydro | TRUE
| 7129 | CA | Conventional Hydroelectric | HY | 3 | N | Electric Utility | WAT | hydro | TRUE
| 7147 | CA | Conventional Hydroelectric | HY | 1 | N | Electric Utility | WAT | hydro | TRUE
| 7147 | CA | Conventional Hydroelectric | HY | 1 | N | Electric Utility | WAT | hydro | TRUE
| 7147 | CA | Conventional Hydroelectric | HY | 1 | N | Electric Utility | WAT | hydro | TRUE
| 7151 | CA | Conventional Hydroelectric | HY | 2.5 | N | Electric Utility | WAT | hydro | TRUE
| 7151 | CA | Conventional Hydroelectric | HY | 2.5 | N | Electric Utility | WAT | hydro | TRUE
| 7189 | CA | Conventional Hydroelectric | HY | 3.5 | N | Electric Utility | WAT | hydro | TRUE
| 7229 | CA | Conventional Hydroelectric | HY | 6.1 | N | Electric Utility | WAT | hydro | TRUE
| 7231 | CA | Natural Gas Fired Combustion Turbine | GT | 24.8 | N | Electric Utility | NG | natural gas peaker | TRUE
| 7231 | CA | Natural Gas Fired Combustion Turbine | GT | 24.8 | N | Electric Utility | NG | natural gas peaker | TRUE
| 7232 | CA | Natural Gas Fired Combustion Turbine | GT | 3.5 | Y | Electric Utility | NG | natural gas peaker | TRUE
| 7232 | CA | Natural Gas Fired Combustion Turbine | GT | 3.5 | Y | Electric Utility | NG | natural gas peaker | TRUE
| 7266 | CA | Natural Gas Fired Combined Cycle | CA | 33 | N | Electric Utility | NG | natural gas nonpeaker | TRUE
| 7266 | CA | Natural Gas Fired Combined Cycle | CT | 50 | N | Electric Utility | NG | natural gas nonpeaker | TRUE
| 7266 | CA | Natural Gas Internal Combustion Engine | IC | 8.2 | N | Electric Utility | NG | natural gas peaker | TRUE
| 7266 | CA | Natural Gas Internal Combustion Engine | IC | 8.2 | N | Electric Utility | NG | natural gas peaker | TRUE
| 7266 | CA | Natural Gas Internal Combustion Engine | IC | 8.2 | N | Electric Utility | NG | natural gas peaker | TRUE
| 7266 | CA | Natural Gas Internal Combustion Engine | IC | 8.2 | N | Electric Utility | NG | natural gas peaker | TRUE
| 7266 | CA | Natural Gas Internal Combustion Engine | IC | 8.2 | N | Electric Utility | NG | natural gas peaker | TRUE
| 7266 | CA | Natural Gas Internal Combustion Engine | IC | 8.2 | N | Electric Utility | NG | natural gas peaker | TRUE
| 7266 | CA | Natural Gas Fired Combustion Turbine | GT | 45 | N | Electric Utility | NG | natural gas peaker | TRUE
| 7307 | CA | Natural Gas Fired Combustion Turbine | GT | 16 | N | Electric Utility | NG | natural gas peaker | TRUE
| 7307 | CA | Natural Gas Fired Combustion Turbine | GT | 23 | N | Electric Utility | NG | natural gas peaker | TRUE
| 7307 | CA | Natural Gas Fired Combustion Turbine | GT | 23 | N | Electric Utility | NG | natural gas peaker | TRUE
| 7307 | CA | Natural Gas Fired Combined Cycle | CA | 27 | N | Electric Utility | NG | natural gas nonpeaker | TRUE
| 7307 | CA | Natural Gas Fired Combined Cycle | CT | 41 | N | Electric Utility | NG | natural gas nonpeaker | TRUE
| 7307 | CA | Natural Gas Fired Combined Cycle | CT | 41 | N | Electric Utility | NG | natural gas nonpeaker | TRUE
| 7315 | CA | Natural Gas Fired Combustion Turbine | GT | 49.5 | N | Electric Utility | NG | natural gas peaker | TRUE
| 7315 | CA | Natural Gas Fired Combustion Turbine | GT | 50 | N | Electric Utility | NG | natural gas peaker | TRUE
| 7315 | CA | Natural Gas Fired Combustion Turbine | GT | 50 | N | Electric Utility | NG | natural gas peaker | TRUE
| 7315 | CA | Natural Gas Fired Combustion Turbine | GT | 50 | N | Electric Utility | NG | natural gas peaker | TRUE
| 7338 | CA | Conventional Hydroelectric | HY | 17.7 | N | Electric Utility | WAT | hydro | TRUE
| 7368 | CA | Geothermal | ST | 25 | N | Electric Utility | GEO | geothermal | TRUE
| 7368 | CA | Geothermal | ST | 26 | N | Electric Utility | GEO | geothermal | TRUE
| 7369 | CA | Geothermal | ST | 25 | N | Electric Utility | GEO | geothermal | TRUE
| 7369 | CA | Geothermal | ST | 40 | N | Electric Utility | GEO | geothermal | TRUE
| 7436 | CA | Petroleum Liquids | IC | 3.6 | N | Electric Utility | DFO | petroleum | TRUE
| 7436 | CA | Petroleum Liquids | IC | 3.6 | N | Electric Utility | DFO | petroleum | TRUE
| 7436 | CA | Petroleum Liquids | IC | 3.6 | N | Electric Utility | DFO | petroleum | TRUE
| 7436 | CA | Petroleum Liquids | IC | 3.6 | N | Electric Utility | DFO | petroleum | TRUE
| 7436 | CA | Petroleum Liquids | IC | 3.6 | N | Electric Utility | DFO | petroleum | TRUE
| 7449 | CA | Natural Gas Fired Combustion Turbine | GT | 49.3 | N | Electric Utility | NG | natural gas peaker | TRUE
| 7450 | CA | Natural Gas Fired Combustion Turbine | GT | 24.9 | N | Electric Utility | NG | natural gas peaker | TRUE
| 7450 | CA | Natural Gas Fired Combustion Turbine | GT | 24.9 | N | Electric Utility | NG | natural gas peaker | TRUE
| 7451 | CA | Natural Gas Fired Combustion Turbine | GT | 25.2 | N | Electric Utility | NG | natural gas peaker | TRUE
| 7452 | CA | Natural Gas Fired Combustion Turbine | GT | 21.2 | N | Electric Utility | NG | natural gas peaker | TRUE
| 7452 | CA | Natural Gas Fired Combustion Turbine | GT | 21.2 | N | Electric Utility | NG | natural gas peaker | TRUE
| 7489 | CA | Conventional Hydroelectric | HY | 1 | N | Electric Utility | WAT | hydro | TRUE
| 7489 | CA | Conventional Hydroelectric | HY | 2.5 | N | Electric Utility | WAT | hydro | TRUE
| 7507 | CA | Conventional Hydroelectric | HY | 1.9 | N | Electric Utility | WAT | hydro | TRUE
| 7526 | CA | Onshore Wind Turbine | WT | 13.1 | N | Electric Utility | WND | onshore wind | TRUE
| 7526 | CA | Onshore Wind Turbine | WT | 24 | N | Electric Utility | WND | onshore wind | TRUE
| 7526 | CA | Onshore Wind Turbine | WT | 63 | N | Electric Utility | WND | onshore wind | TRUE
| 7526 | CA | Onshore Wind Turbine | WT | 128 | N | Electric Utility | WND | onshore wind | TRUE
| 7527 | CA | Natural Gas Fired Combustion Turbine | GT | 41.2 | Y | Electric Utility | NG | natural gas peaker | TRUE
| 7527 | CA | Natural Gas Fired Combined Cycle | CA | 16.6 | Y | Electric Utility | NG | natural gas nonpeaker | TRUE
| 7527 | CA | Natural Gas Fired Combined Cycle | CT | 51.2 | N | Electric Utility | NG | natural gas nonpeaker | TRUE
| 7551 | CA | Natural Gas Fired Combined Cycle | CA | 37.6 | Y | Electric Utility | NG | natural gas nonpeaker | TRUE
| 7551 | CA | Natural Gas Fired Combined Cycle | CT | 47.6 | Y | Electric Utility | NG | natural gas nonpeaker | TRUE
| 7551 | CA | Natural Gas Fired Combined Cycle | CT | 47.6 | Y | Electric Utility | NG | natural gas nonpeaker | TRUE
| 7551 | CA | Natural Gas Fired Combustion Turbine | GT | 43.8 | N | Electric Utility | NG | natural gas peaker | TRUE
| 7552 | CA | Natural Gas Fired Combined Cycle | CT | 119 | Y | Electric Utility | NG | natural gas nonpeaker | TRUE
| 7552 | CA | Natural Gas Fired Combined Cycle | CA | 59 | N | Electric Utility | NG | natural gas nonpeaker | TRUE
| 7646 | CA | Conventional Hydroelectric | HY | 5 | N | Electric Utility | WAT | hydro | TRUE
| 7646 | CA | Conventional Hydroelectric | HY | 5 | N | Electric Utility | WAT | hydro | TRUE
| 7646 | CA | Conventional Hydroelectric | HY | 1.5 | N | Electric Utility | WAT | hydro | TRUE
| 7824 | CA | Natural Gas Fired Combustion Turbine | GT | 21.1 | N | Electric Utility | NG | natural gas peaker | TRUE
| 7824 | CA | Petroleum Liquids | GT | 21.9 | N | Electric Utility | DFO | petroleum | TRUE
| 7907 | CA | Conventional Hydroelectric | HY | 55 | N | Electric Utility | WAT | hydro | TRUE
| 7907 | CA | Conventional Hydroelectric | HY | 55 | N | Electric Utility | WAT | hydro | TRUE
| 7907 | CA | Conventional Hydroelectric | HY | 55 | N | Electric Utility | WAT | hydro | TRUE
| 7911 | CA | Conventional Hydroelectric | HY | 11.5 | N | Electric Utility | WAT | hydro | TRUE
| 7942 | CA | Conventional Hydroelectric | HY | 3.3 | N | Electric Utility | WAT | hydro | TRUE
| 7942 | CA | Conventional Hydroelectric | HY | 3.3 | N | Electric Utility | WAT | hydro | TRUE
| 7942 | CA | Conventional Hydroelectric | HY | 3.3 | N | Electric Utility | WAT | hydro | TRUE
| 7942 | CA | Conventional Hydroelectric | HY | 3.3 | N | Electric Utility | WAT | hydro | TRUE
| 7942 | CA | Conventional Hydroelectric | HY | 3.3 | N | Electric Utility | WAT | hydro | TRUE
| 7942 | CA | Conventional Hydroelectric | HY | 3.3 | N | Electric Utility | WAT | hydro | TRUE
| 7942 | CA | Conventional Hydroelectric | HY | 3.3 | N | Electric Utility | WAT | hydro | TRUE
| 7942 | CA | Conventional Hydroelectric | HY | 3.3 | N | Electric Utility | WAT | hydro | TRUE
| 7942 | CA | Conventional Hydroelectric | HY | 3.3 | N | Electric Utility | WAT | hydro | TRUE
| 7987 | CA | Natural Gas Fired Combustion Turbine | GT | 48 | N | Electric Utility | NG | natural gas peaker | TRUE
| 8076 | CA | Natural Gas Fired Combustion Turbine | GT | 54 | N | IPP Non-CHP | NG | natural gas peaker | TRUE
| 10005 | CA | Onshore Wind Turbine | WT | 17 | N | IPP Non-CHP | WND | onshore wind | TRUE
| 10026 | CA | Other Waste Biomass | IC | 0.8 | N | Commercial Non-CHP | OBG | biomass | FALSE
| 10026 | CA | Other Waste Biomass | IC | 0.8 | N | Commercial Non-CHP | OBG | biomass | FALSE
| 10026 | CA | Other Waste Biomass | IC | 0.8 | N | Commercial Non-CHP | OBG | biomass | FALSE
| 10026 | CA | Other Waste Biomass | IC | 0.8 | N | Commercial Non-CHP | OBG | biomass | FALSE
| 10034 | CA | Natural Gas Fired Combined Cycle | CT | 85 | Y | IPP CHP | NG | natural gas nonpeaker | FALSE
| 10034 | CA | Natural Gas Fired Combined Cycle | CA | 30 | Y | IPP CHP | NG | natural gas nonpeaker | FALSE
| 10042 | CA | Natural Gas Fired Combustion Turbine | GT | 3.5 | N | Commercial Non-CHP | NG | natural gas peaker | FALSE
| 10052 | CA | Wood/Wood Waste Biomass | ST | 16 | N | IPP Non-CHP | WDS | biomass | TRUE
| 10091 | CA | Other Waste Biomass | CT | 8 | Y | Commercial CHP | OBG | biomass | FALSE
| 10091 | CA | Other Waste Biomass | CT | 8 | Y | Commercial CHP | OBG | biomass | FALSE
| 10091 | CA | Other Waste Biomass | CT | 8 | Y | Commercial CHP | OBG | biomass | FALSE
| 10091 | CA | Other Waste Biomass | CA | 7.4 | Y | Commercial CHP | OBG | biomass | FALSE
| 10110 | CA | Natural Gas Fired Combustion Turbine | GT | 5.5 | Y | Industrial CHP | NG | natural gas peaker | FALSE
| 10115 | CA | Natural Gas Fired Combustion Turbine | GT | 4.2 | Y | Commercial CHP | NG | natural gas peaker | FALSE
| 10128 | CA | Conventional Hydroelectric | HY | 0.1 | N | Commercial Non-CHP | WAT | hydro | FALSE
| 10128 | CA | Conventional Hydroelectric | HY | 0.1 | N | Commercial Non-CHP | WAT | hydro | FALSE
| 10139 | CA | Conventional Hydroelectric | HY | 5.9 | N | IPP Non-CHP | WAT | hydro | TRUE
| 10139 | CA | Conventional Hydroelectric | HY | 5.9 | N | IPP Non-CHP | WAT | hydro | TRUE
| 10144 | CA | Wood/Wood Waste Biomass | ST | 17.5 | Y | Industrial CHP | WDS | biomass | FALSE
| 10156 | CA | Natural Gas Fired Combined Cycle | CA | 6 | Y | IPP CHP | NG | natural gas nonpeaker | FALSE
| 10156 | CA | Natural Gas Fired Combustion Turbine | GT | 18.6 | N | IPP CHP | NG | natural gas peaker | FALSE
| 10156 | CA | Natural Gas Fired Combined Cycle | CT | 52.2 | Y | IPP CHP | NG | natural gas nonpeaker | FALSE
| 10162 | CA | Conventional Hydroelectric | HY | 1.3 | N | IPP Non-CHP | WAT | hydro | TRUE
| 10169 | CA | Natural Gas Fired Combined Cycle | CT | 41.3 | N | IPP Non-CHP | NG | natural gas nonpeaker | TRUE
| 10169 | CA | Natural Gas Fired Combined Cycle | CA | 8 | N | IPP Non-CHP | NG | natural gas nonpeaker | TRUE
| 10175 | CA | Petroleum Liquids | IC | 2 | N | Commercial CHP | DFO | petroleum | FALSE
| 10175 | CA | Natural Gas Fired Combustion Turbine | GT | 4.8 | Y | Commercial CHP | NG | natural gas peaker | FALSE
| 10175 | CA | Petroleum Liquids | IC | 1.5 | N | Commercial CHP | DFO | petroleum | FALSE
| 10175 | CA | Petroleum Liquids | IC | 1.5 | N | Commercial CHP | DFO | petroleum | FALSE
| 10175 | CA | Petroleum Liquids | IC | 1.5 | N | Commercial CHP | DFO | petroleum | FALSE
| 10191 | CA | Onshore Wind Turbine | WT | 8.7 | N | IPP Non-CHP | WND | onshore wind | TRUE
| 10206 | CA | Natural Gas Fired Combustion Turbine | GT | 4.8 | Y | Commercial CHP | NG | natural gas peaker | FALSE
| 10206 | CA | Natural Gas Fired Combustion Turbine | GT | 4.8 | Y | Commercial CHP | NG | natural gas peaker | FALSE
| 10206 | CA | Petroleum Liquids | IC | 1.7 | N | Commercial CHP | DFO | petroleum | FALSE
| 10206 | CA | Petroleum Liquids | IC | 1 | N | Commercial CHP | DFO | petroleum | FALSE
| 10213 | CA | Natural Gas Fired Combined Cycle | CT | 38.7 | Y | Industrial CHP | NG | natural gas nonpeaker | FALSE
| 10213 | CA | Natural Gas Fired Combined Cycle | CT | 38.7 | Y | Industrial CHP | NG | natural gas nonpeaker | FALSE
| 10213 | CA | Natural Gas Fired Combined Cycle | CT | 39.2 | Y | Industrial CHP | NG | natural gas nonpeaker | FALSE
| 10213 | CA | Natural Gas Fired Combined Cycle | CA | 9.1 | Y | Industrial CHP | NG | natural gas nonpeaker | FALSE
| 10213 | CA | Natural Gas Fired Combined Cycle | CT | 40.7 | Y | Industrial CHP | NG | natural gas nonpeaker | FALSE
| 10213 | CA | Natural Gas Fired Combined Cycle | CA | 5.2 | N | Industrial CHP | NG | natural gas nonpeaker | FALSE
| 10222 | CA | Conventional Hydroelectric | HY | 1.4 | N | IPP Non-CHP | WAT | hydro | TRUE
| 10253 | CA | Conventional Hydroelectric | HY | 5 | N | IPP Non-CHP | WAT | hydro | TRUE
| 10253 | CA | Conventional Hydroelectric | HY | 5 | N | IPP Non-CHP | WAT | hydro | TRUE
| 10262 | CA | Natural Gas Fired Combined Cycle | CT | 9 | Y | Commercial CHP | NG | natural gas nonpeaker | FALSE
| 10262 | CA | Natural Gas Fired Combined Cycle | CA | 2.1 | Y | Commercial CHP | NG | natural gas nonpeaker | FALSE
| 10282 | CA | Conventional Hydroelectric | HY | 4.8 | N | Commercial Non-CHP | WAT | hydro | FALSE
| 10288 | CA | Wood/Wood Waste Biomass | ST | 8.7 | N | Industrial Non-CHP | WDS | biomass | FALSE
| 10294 | CA | Natural Gas Fired Combined Cycle | CT | 73 | Y | IPP CHP | NG | natural gas nonpeaker | FALSE
| 10294 | CA | Natural Gas Fired Combined Cycle | CA | 38 | Y | IPP CHP | NG | natural gas nonpeaker | FALSE
| 10300 | CA | Wood/Wood Waste Biomass | ST | 47 | N | IPP Non-CHP | WDS | biomass | TRUE
| 10342 | CA | Natural Gas Fired Combined Cycle | CT | 35 | Y | IPP CHP | NG | natural gas nonpeaker | FALSE
| 10342 | CA | Natural Gas Fired Combined Cycle | CT | 35 | Y | IPP CHP | NG | natural gas nonpeaker | FALSE
| 10342 | CA | Natural Gas Fired Combined Cycle | CA | 33.5 | Y | IPP CHP | NG | natural gas nonpeaker | FALSE
| 10349 | CA | Natural Gas Fired Combustion Turbine | GT | 49.5 | Y | IPP CHP | NG | natural gas peaker | FALSE
| 10387 | CA | Landfill Gas | GT | 1.2 | N | IPP Non-CHP | LFG | biomass | TRUE
| 10387 | CA | Landfill Gas | GT | 1.2 | N | IPP Non-CHP | LFG | biomass | TRUE
| 10387 | CA | Landfill Gas | GT | 2.8 | N | IPP Non-CHP | LFG | biomass | TRUE
| 10405 | CA | Natural Gas Fired Combined Cycle | CT | 22 | Y | IPP CHP | NG | natural gas nonpeaker | FALSE
| 10405 | CA | Natural Gas Fired Combined Cycle | CA | 11.8 | Y | IPP CHP | NG | natural gas nonpeaker | FALSE
| 10427 | CA | Natural Gas Fired Combustion Turbine | GT | 14.7 | N | Industrial Non-CHP | NG | natural gas peaker | FALSE
| 10427 | CA | Natural Gas Fired Combustion Turbine | GT | 14.7 | N | Industrial Non-CHP | NG | natural gas peaker | FALSE
| 10437 | CA | Solar Photovoltaic | PV | 20 | N | IPP Non-CHP | SUN | solar PV | TRUE
| 10438 | CA | Solar Photovoltaic | PV | 13.8 | N | IPP Non-CHP | SUN | solar PV | TRUE
| 10439 | CA | Solar Thermal without Energy Storage | ST | 36 | N | IPP Non-CHP | SUN | solar thermal | TRUE
| 10440 | CA | Solar Thermal without Energy Storage | ST | 36 | N | IPP Non-CHP | SUN | solar thermal | TRUE
| 10441 | CA | Solar Thermal without Energy Storage | ST | 36 | N | IPP Non-CHP | SUN | solar thermal | TRUE
| 10442 | CA | Solar Thermal without Energy Storage | ST | 36 | N | IPP Non-CHP | SUN | solar thermal | TRUE
| 10443 | CA | Solar Thermal without Energy Storage | ST | 36 | N | IPP Non-CHP | SUN | solar thermal | TRUE
| 10444 | CA | Solar Thermal without Energy Storage | ST | 88 | N | IPP Non-CHP | SUN | solar thermal | TRUE
| 10446 | CA | Solar Thermal without Energy Storage | ST | 88 | N | IPP Non-CHP | SUN | solar thermal | TRUE
| 10458 | CA | Conventional Hydroelectric | HY | 29.9 | N | IPP Non-CHP | WAT | hydro | TRUE
| 10472 | CA | Landfill Gas | ST | 45 | N | Commercial Non-CHP | LFG | biomass | FALSE
| 10479 | CA | Geothermal | BT | 3.3 | N | IPP Non-CHP | GEO | geothermal | TRUE
| 10479 | CA | Geothermal | BT | 3.3 | N | IPP Non-CHP | GEO | geothermal | TRUE
| 10479 | CA | Geothermal | BT | 3.3 | N | IPP Non-CHP | GEO | geothermal | TRUE
| 10480 | CA | Geothermal | BT | 3.3 | N | IPP Non-CHP | GEO | geothermal | TRUE
| 10480 | CA | Geothermal | BT | 3.3 | N | IPP Non-CHP | GEO | geothermal | TRUE
| 10481 | CA | Geothermal | BT | 3.3 | N | IPP Non-CHP | GEO | geothermal | TRUE
| 10481 | CA | Geothermal | BT | 3.3 | N | IPP Non-CHP | GEO | geothermal | TRUE
| 10481 | CA | Geothermal | BT | 3.3 | N | IPP Non-CHP | GEO | geothermal | TRUE
| 10496 | CA | Natural Gas Fired Combustion Turbine | GT | 72 | Y | IPP CHP | NG | natural gas peaker | FALSE
| 10496 | CA | Natural Gas Fired Combustion Turbine | GT | 72 | Y | IPP CHP | NG | natural gas peaker | FALSE
| 10496 | CA | Natural Gas Fired Combustion Turbine | GT | 72 | Y | IPP CHP | NG | natural gas peaker | FALSE
| 10496 | CA | Natural Gas Fired Combustion Turbine | GT | 72 | Y | IPP CHP | NG | natural gas peaker | FALSE
| 10501 | CA | Natural Gas Fired Combustion Turbine | GT | 36 | Y | IPP CHP | NG | natural gas peaker | FALSE
| 10548 | CA | Natural Gas Fired Combustion Turbine | GT | 5.6 | Y | Commercial CHP | NG | natural gas peaker | FALSE
| 10586 | CA | Onshore Wind Turbine | WT | 59.6 | N | IPP Non-CHP | WND | onshore wind | TRUE
| 10597 | CA | Onshore Wind Turbine | WT | 29 | N | IPP Non-CHP | WND | onshore wind | TRUE
| 10601 | CA | All Other | ST | 30.7 | Y | Industrial CHP | WH | other | FALSE
| 10623 | CA | Natural Gas Fired Combined Cycle | CT | 22.1 | Y | Commercial CHP | NG | natural gas nonpeaker | FALSE
| 10623 | CA | Natural Gas Fired Combined Cycle | CA | 1.5 | Y | Commercial CHP | NG | natural gas nonpeaker | FALSE
| 10631 | CA | Geothermal | ST | 42 | N | IPP Non-CHP | GEO | geothermal | TRUE
| 10632 | CA | Geothermal | ST | 42 | N | IPP Non-CHP | GEO | geothermal | TRUE
| 10634 | CA | Geothermal | ST | 49 | N | IPP Non-CHP | GEO | geothermal | TRUE
| 10649 | CA | Natural Gas Fired Combustion Turbine | GT | 46 | Y | IPP CHP | NG | natural gas peaker | FALSE
| 10650 | CA | Natural Gas Fired Combustion Turbine | GT | 46 | Y | IPP CHP | NG | natural gas peaker | FALSE
| 10652 | CA | Wood/Wood Waste Biomass | ST | 31 | Y | IPP CHP | WDS | biomass | FALSE
| 10677 | CA | Natural Gas Fired Combined Cycle | CT | 46 | N | IPP Non-CHP | NG | natural gas nonpeaker | TRUE
| 10677 | CA | Natural Gas Fired Combined Cycle | CA | 23 | N | IPP Non-CHP | NG | natural gas nonpeaker | TRUE
| 10684 | CA | Conventional Steam Coal | ST | 7 | Y | Industrial CHP | RC | hard coal | FALSE
| 10684 | CA | Conventional Steam Coal | ST | 25 | Y | Industrial CHP | RC | hard coal | FALSE
| 10684 | CA | Conventional Steam Coal | ST | 25 | Y | Industrial CHP | RC | hard coal | FALSE
| 10685 | CA | Natural Gas Fired Combustion Turbine | GT | 15 | Y | Industrial CHP | NG | natural gas peaker | FALSE
| 10706 | CA | Conventional Hydroelectric | HY | 3 | N | IPP Non-CHP | WAT | hydro | TRUE
| 10707 | CA | Conventional Hydroelectric | HY | 5 | N | IPP Non-CHP | WAT | hydro | TRUE
| 10708 | CA | Conventional Hydroelectric | HY | 1.1 | N | IPP Non-CHP | WAT | hydro | TRUE
| 10709 | CA | Conventional Hydroelectric | HY | 1.1 | N | IPP Non-CHP | WAT | hydro | TRUE
| 10718 | CA | Onshore Wind Turbine | WT | 11.7 | N | IPP Non-CHP | WND | onshore wind | TRUE
| 10720 | CA | Natural Gas Internal Combustion Engine | IC | 1.7 | Y | Industrial CHP | NG | natural gas peaker | FALSE
| 10720 | CA | Natural Gas Internal Combustion Engine | IC | 2.1 | Y | Industrial CHP | NG | natural gas peaker | FALSE
| 10748 | CA | Landfill Gas | IC | 1.6 | N | Commercial Non-CHP | LFG | biomass | FALSE
| 10748 | CA | Landfill Gas | IC | 1 | N | Commercial Non-CHP | LFG | biomass | FALSE
| 10748 | CA | Landfill Gas | IC | 1 | N | Commercial Non-CHP | LFG | biomass | FALSE
| 10748 | CA | Landfill Gas | IC | 1.2 | N | Commercial Non-CHP | LFG | biomass | FALSE
| 10759 | CA | Geothermal | ST | 50 | N | IPP Non-CHP | GEO | geothermal | TRUE
| 10763 | CA | Geothermal | BT | 5.3 | N | IPP Non-CHP | GEO | geothermal | TRUE
| 10763 | CA | Geothermal | ST | 14.4 | N | IPP Non-CHP | GEO | geothermal | TRUE
| 10763 | CA | Geothermal | BT | 10.7 | N | IPP Non-CHP | GEO | geothermal | TRUE
| 10764 | CA | Wood/Wood Waste Biomass | ST | 11.5 | N | IPP Non-CHP | WDS | biomass | TRUE
| 10767 | CA | Wood/Wood Waste Biomass | ST | 24.3 | N | IPP Non-CHP | WDS | biomass | TRUE
| 10772 | CA | Wood/Wood Waste Biomass | ST | 24.4 | N | IPP Non-CHP | WDS | biomass | TRUE
| 10776 | CA | Natural Gas Fired Combustion Turbine | GT | 48.5 | N | IPP Non-CHP | NG | natural gas peaker | TRUE
| 10777 | CA | Wood/Wood Waste Biomass | ST | 30 | N | IPP Non-CHP | WDS | biomass | TRUE
| 10836 | CA | Wood/Wood Waste Biomass | ST | 25 | N | IPP Non-CHP | WDS | biomass | TRUE
| 10837 | CA | Wood/Wood Waste Biomass | ST | 25 | N | IPP Non-CHP | WDS | biomass | TRUE
| 10840 | CA | Wood/Wood Waste Biomass | ST | 27 | N | IPP Non-CHP | WDS | biomass | TRUE
| 10840 | CA | Wood/Wood Waste Biomass | ST | 22 | N | IPP Non-CHP | WDS | biomass | TRUE
| 10873 | CA | Geothermal | ST | 27.5 | N | IPP Non-CHP | GEO | geothermal | TRUE
| 10873 | CA | Geothermal | ST | 27 | N | IPP Non-CHP | GEO | geothermal | TRUE
| 10873 | CA | Geothermal | ST | 26.7 | N | IPP Non-CHP | GEO | geothermal | TRUE
| 10874 | CA | Geothermal | ST | 30 | N | IPP Non-CHP | GEO | geothermal | TRUE
| 10874 | CA | Geothermal | ST | 23.4 | N | IPP Non-CHP | GEO | geothermal | TRUE
| 10874 | CA | Geothermal | ST | 26.9 | N | IPP Non-CHP | GEO | geothermal | TRUE
| 10875 | CA | Geothermal | ST | 21.8 | N | IPP Non-CHP | GEO | geothermal | TRUE
| 10875 | CA | Geothermal | ST | 22.5 | N | IPP Non-CHP | GEO | geothermal | TRUE
| 10875 | CA | Geothermal | ST | 23.5 | N | IPP Non-CHP | GEO | geothermal | TRUE
| 10878 | CA | Geothermal | ST | 10 | N | IPP Non-CHP | GEO | geothermal | TRUE
| 10879 | CA | Geothermal | ST | 17 | N | IPP Non-CHP | GEO | geothermal | TRUE
| 10879 | CA | Geothermal | ST | 4 | N | IPP Non-CHP | GEO | geothermal | TRUE
| 10879 | CA | Geothermal | ST | 2.1 | N | IPP Non-CHP | GEO | geothermal | TRUE
| 10880 | CA | Conventional Hydroelectric | HY | 1.8 | N | IPP Non-CHP | WAT | hydro | TRUE
| 10881 | CA | Conventional Hydroelectric | HY | 2 | N | IPP Non-CHP | WAT | hydro | TRUE
| 10882 | CA | Conventional Hydroelectric | HY | 6.8 | N | IPP Non-CHP | WAT | hydro | TRUE
| 10884 | CA | Natural Gas Fired Combustion Turbine | GT | 2.7 | Y | Commercial CHP | NG | natural gas peaker | FALSE
| 10884 | CA | Natural Gas Fired Combustion Turbine | GT | 2.7 | Y | Commercial CHP | NG | natural gas peaker | FALSE
| 50003 | CA | Natural Gas Fired Combustion Turbine | GT | 46 | Y | IPP CHP | NG | natural gas peaker | FALSE
| 50037 | CA | Conventional Hydroelectric | HY | 6.7 | N | IPP Non-CHP | WAT | hydro | TRUE
| 50037 | CA | Conventional Hydroelectric | HY | 6.7 | N | IPP Non-CHP | WAT | hydro | TRUE
| 50049 | CA | Wood/Wood Waste Biomass | ST | 13 | Y | Industrial CHP | WDS | biomass | FALSE
| 50049 | CA | Wood/Wood Waste Biomass | ST | 13 | Y | Industrial CHP | WDS | biomass | FALSE
| 50049 | CA | Wood/Wood Waste Biomass | ST | 7.5 | N | Industrial CHP | WDS | biomass | FALSE
| 50061 | CA | Natural Gas Fired Combined Cycle | CT | 4.6 | Y | Commercial CHP | NG | natural gas nonpeaker | FALSE
| 50061 | CA | Natural Gas Fired Combined Cycle | CT | 4.6 | Y | Commercial CHP | NG | natural gas nonpeaker | FALSE
| 50061 | CA | Natural Gas Fired Combined Cycle | CA | 4.1 | Y | Commercial CHP | NG | natural gas nonpeaker | FALSE
| 50061 | CA | Solar Photovoltaic | PV | 0.1 | N | Commercial CHP | SUN | solar PV | FALSE
| 50061 | CA | Solar Photovoltaic | PV | 0.3 | N | Commercial CHP | SUN | solar PV | FALSE
| 50061 | CA | Solar Photovoltaic | PV | 0.3 | N | Commercial CHP | SUN | solar PV | FALSE
| 50061 | CA | Solar Photovoltaic | PV | 0.1 | N | Commercial CHP | SUN | solar PV | FALSE
| 50064 | CA | Natural Gas Fired Combustion Turbine | GT | 4.4 | Y | Commercial CHP | NG | natural gas peaker | FALSE
| 50066 | CA | Geothermal | ST | 50 | N | IPP Non-CHP | GEO | geothermal | TRUE
| 50066 | CA | Geothermal | ST | 50 | N | IPP Non-CHP | GEO | geothermal | TRUE
| 50076 | CA | Conventional Hydroelectric | HY | 0.2 | N | IPP Non-CHP | WAT | hydro | TRUE
| 50076 | CA | Conventional Hydroelectric | HY | 1.1 | N | IPP Non-CHP | WAT | hydro | TRUE
| 50089 | CA | Natural Gas Internal Combustion Engine | IC | 1.4 | Y | Commercial CHP | NG | natural gas peaker | FALSE
| 50110 | CA | Wood/Wood Waste Biomass | ST | 18.9 | Y | Industrial CHP | WDS | biomass | FALSE
| 50111 | CA | Wood/Wood Waste Biomass | ST | 11.8 | N | IPP Non-CHP | WDS | biomass | TRUE
| 50112 | CA | Wood/Wood Waste Biomass | ST | 24 | N | Industrial Non-CHP | WDS | biomass | FALSE
| 50115 | CA | Natural Gas Fired Combustion Turbine | GT | 39 | Y | Industrial CHP | NG | natural gas peaker | FALSE
| 50119 | CA | Other Gases | GT | 15.3 | Y | Industrial CHP | OG | other | FALSE
| 50119 | CA | Other Gases | GT | 15.4 | Y | Industrial CHP | OG | other | FALSE
| 50119 | CA | Other Gases | GT | 14.9 | Y | Industrial CHP | OG | other | FALSE
| 50128 | CA | Conventional Hydroelectric | HY | 2.4 | N | IPP Non-CHP | WAT | hydro | TRUE
| 50129 | CA | Conventional Hydroelectric | HY | 1.3 | N | IPP Non-CHP | WAT | hydro | TRUE
| 50129 | CA | Conventional Hydroelectric | HY | 1.3 | N | IPP Non-CHP | WAT | hydro | TRUE
| 50129 | CA | Conventional Hydroelectric | HY | 0.1 | N | IPP Non-CHP | WAT | hydro | TRUE
| 50131 | CA | Natural Gas Fired Combustion Turbine | GT | 36 | Y | IPP CHP | NG | natural gas peaker | FALSE
| 50134 | CA | Natural Gas Fired Combustion Turbine | GT | 75 | Y | IPP CHP | NG | natural gas peaker | FALSE
| 50134 | CA | Natural Gas Fired Combustion Turbine | GT | 75 | Y | IPP CHP | NG | natural gas peaker | FALSE
| 50134 | CA | Natural Gas Fired Combustion Turbine | GT | 75 | Y | IPP CHP | NG | natural gas peaker | FALSE
| 50134 | CA | Natural Gas Fired Combustion Turbine | GT | 75 | Y | IPP CHP | NG | natural gas peaker | FALSE
| 50147 | CA | Conventional Hydroelectric | HY | 1 | N | IPP Non-CHP | WAT | hydro | TRUE
| 50148 | CA | Natural Gas Fired Combined Cycle | CT | 21 | Y | Industrial CHP | NG | natural gas nonpeaker | FALSE
| 50148 | CA | Natural Gas Fired Combined Cycle | CA | 6 | Y | Industrial CHP | NG | natural gas nonpeaker | FALSE
| 50156 | CA | Conventional Hydroelectric | HY | 3 | N | IPP Non-CHP | WAT | hydro | TRUE
| 50170 | CA | Natural Gas Fired Combustion Turbine | GT | 35 | Y | Industrial CHP | NG | natural gas peaker | FALSE
| 50179 | CA | Conventional Hydroelectric | HY | 2.5 | N | IPP Non-CHP | WAT | hydro | TRUE
| 50179 | CA | Conventional Hydroelectric | HY | 2.5 | N | IPP Non-CHP | WAT | hydro | TRUE
| 50180 | CA | Conventional Hydroelectric | HY | 4.8 | N | IPP Non-CHP | WAT | hydro | TRUE
| 50200 | CA | Natural Gas Fired Combustion Turbine | GT | 2.7 | Y | Industrial CHP | NG | natural gas peaker | FALSE
| 50200 | CA | Natural Gas Fired Combustion Turbine | GT | 3 | Y | Industrial CHP | NG | natural gas peaker | FALSE
| 50210 | CA | Geothermal | ST | 29 | N | IPP Non-CHP | GEO | geothermal | TRUE
| 50210 | CA | Geothermal | ST | 9 | N | IPP Non-CHP | GEO | geothermal | TRUE
| 50216 | CA | Natural Gas Fired Combined Cycle | CT | 82 | Y | Industrial CHP | NG | natural gas nonpeaker | FALSE
| 50216 | CA | Natural Gas Fired Combined Cycle | CT | 82 | Y | Industrial CHP | NG | natural gas nonpeaker | FALSE
| 50216 | CA | Natural Gas Fired Combined Cycle | CT | 82 | Y | Industrial CHP | NG | natural gas nonpeaker | FALSE
| 50216 | CA | Natural Gas Fired Combined Cycle | CT | 82 | Y | Industrial CHP | NG | natural gas nonpeaker | FALSE
| 50216 | CA | Natural Gas Fired Combined Cycle | CA | 35 | Y | Industrial CHP | NG | natural gas nonpeaker | FALSE
| 50216 | CA | Natural Gas Fired Combined Cycle | CA | 35 | Y | Industrial CHP | NG | natural gas nonpeaker | FALSE
| 50218 | CA | Conventional Hydroelectric | HY | 2.7 | N | IPP Non-CHP | WAT | hydro | TRUE
| 50219 | CA | Conventional Hydroelectric | HY | 4 | N | IPP Non-CHP | WAT | hydro | TRUE
| 50223 | CA | Conventional Hydroelectric | HY | 0.5 | N | IPP Non-CHP | WAT | hydro | TRUE
| 50224 | CA | Other Waste Biomass | IC | 0.4 | Y | Commercial CHP | OBG | biomass | FALSE
| 50224 | CA | Other Waste Biomass | IC | 0.4 | Y | Commercial CHP | OBG | biomass | FALSE
| 50224 | CA | Other Waste Biomass | IC | 0.4 | Y | Commercial CHP | OBG | biomass | FALSE
| 50233 | CA | Conventional Hydroelectric | HY | 1 | N | IPP Non-CHP | WAT | hydro | TRUE
| 50234 | CA | Natural Gas Internal Combustion Engine | IC | 0.9 | Y | Commercial CHP | NG | natural gas peaker | FALSE
| 50234 | CA | Natural Gas Internal Combustion Engine | IC | 0.9 | Y | Commercial CHP | NG | natural gas peaker | FALSE
| 50234 | CA | Natural Gas Internal Combustion Engine | IC | 0.9 | Y | Commercial CHP | NG | natural gas peaker | FALSE
| 50270 | CA | Natural Gas Fired Combined Cycle | CT | 40.2 | Y | Industrial CHP | NG | natural gas nonpeaker | FALSE
| 50270 | CA | Natural Gas Fired Combined Cycle | CA | 8.9 | Y | Industrial CHP | NG | natural gas nonpeaker | FALSE
| 50276 | CA | Onshore Wind Turbine | WT | 5.9 | N | IPP Non-CHP | WND | onshore wind | TRUE
| 50281 | CA | Onshore Wind Turbine | WT | 31 | N | IPP Non-CHP | WND | onshore wind | TRUE
| 50293 | CA | Other Waste Biomass | ST | 26.5 | N | IPP Non-CHP | AB | biomass | TRUE
| 50299 | CA | Natural Gas Fired Combustion Turbine | GT | 46.1 | N | IPP Non-CHP | NG | natural gas peaker | TRUE
| 50300 | CA | Batteries | BA | 20 | N | IPP Non-CHP | MWH | other | TRUE
| 50322 | CA | Conventional Hydroelectric | HY | 2.1 | N | IPP Non-CHP | WAT | hydro | TRUE
| 50350 | CA | Conventional Hydroelectric | HY | 14.5 | N | IPP Non-CHP | WAT | hydro | TRUE
| 50352 | CA | Conventional Hydroelectric | HY | 3.7 | N | IPP Non-CHP | WAT | hydro | TRUE
| 50352 | CA | Conventional Hydroelectric | HY | 0.3 | N | IPP Non-CHP | WAT | hydro | TRUE
| 50363 | CA | Wood/Wood Waste Biomass | ST | 15.5 | N | IPP Non-CHP | WDS | biomass | TRUE
| 50375 | CA | Conventional Hydroelectric | HY | 1.2 | N | IPP Non-CHP | WAT | hydro | TRUE
| 50388 | CA | Petroleum Coke | ST | 20 | Y | Industrial CHP | PC | petroleum | FALSE
| 50393 | CA | Conventional Hydroelectric | HY | 20 | N | IPP Non-CHP | WAT | hydro | TRUE
| 50393 | CA | Conventional Hydroelectric | HY | 9.8 | N | IPP Non-CHP | WAT | hydro | TRUE
| 50393 | CA | Conventional Hydroelectric | HY | 2.3 | N | IPP Non-CHP | WAT | hydro | TRUE
| 50393 | CA | Conventional Hydroelectric | HY | 7.3 | N | IPP Non-CHP | WAT | hydro | TRUE
| 50400 | CA | Conventional Hydroelectric | HY | 15.6 | N | IPP Non-CHP | WAT | hydro | TRUE
| 50464 | CA | Natural Gas Fired Combustion Turbine | GT | 22.4 | Y | Industrial CHP | NG | natural gas peaker | FALSE
| 50464 | CA | Natural Gas Fired Combustion Turbine | GT | 48.5 | Y | Industrial CHP | NG | natural gas peaker | FALSE
| 50492 | CA | Other Waste Biomass | IC | 2.3 | Y | Commercial CHP | OBG | biomass | FALSE
| 50492 | CA | Other Waste Biomass | IC | 2.3 | Y | Commercial CHP | OBG | biomass | FALSE
| 50492 | CA | Conventional Hydroelectric | HY | 1 | N | Commercial CHP | WAT | hydro | FALSE
| 50493 | CA | Natural Gas Fired Combustion Turbine | GT | 23 | N | IPP Non-CHP | NG | natural gas peaker | TRUE
| 50493 | CA | Natural Gas Fired Combustion Turbine | GT | 23 | N | IPP Non-CHP | NG | natural gas peaker | TRUE
| 50494 | CA | Natural Gas Fired Combustion Turbine | GT | 23 | N | IPP Non-CHP | NG | natural gas peaker | TRUE
| 50494 | CA | Natural Gas Fired Combustion Turbine | GT | 23 | N | IPP Non-CHP | NG | natural gas peaker | TRUE
| 50495 | CA | Natural Gas Fired Combustion Turbine | GT | 23 | Y | IPP CHP | NG | natural gas peaker | FALSE
| 50495 | CA | Natural Gas Fired Combustion Turbine | GT | 23 | Y | IPP CHP | NG | natural gas peaker | FALSE
| 50530 | CA | Other Gases | GT | 20.9 | Y | Industrial CHP | OG | other | FALSE
| 50530 | CA | Other Gases | GT | 20.9 | Y | Industrial CHP | OG | other | FALSE
| 50530 | CA | Other Gases | ST | 9.4 | Y | Industrial CHP | OG | other | FALSE
| 50532 | CA | Onshore Wind Turbine | WT | 1.5 | N | IPP Non-CHP | WND | onshore wind | TRUE
| 50532 | CA | Onshore Wind Turbine | WT | 17.3 | N | IPP Non-CHP | WND | onshore wind | TRUE
| 50535 | CA | Onshore Wind Turbine | WT | 29.9 | N | IPP Non-CHP | WND | onshore wind | TRUE
| 50537 | CA | Natural Gas Fired Combustion Turbine | GT | 5.6 | Y | Commercial CHP | NG | natural gas peaker | FALSE
| 50540 | CA | Other Gases | OT | 6.5 | N | Industrial Non-CHP | OG | other | FALSE
| 50540 | CA | Natural Gas Steam Turbine | ST | 1.5 | N | Industrial Non-CHP | NG | natural gas peaker | FALSE
| 50541 | CA | Natural Gas Fired Combined Cycle | CT | 80.8 | N | IPP Non-CHP | NG | natural gas nonpeaker | TRUE
| 50541 | CA | Natural Gas Fired Combined Cycle | CA | 9.9 | N | IPP Non-CHP | NG | natural gas nonpeaker | TRUE
| 50541 | CA | Natural Gas Fired Combined Cycle | CA | 11 | N | IPP Non-CHP | NG | natural gas nonpeaker | TRUE
| 50546 | CA | Conventional Hydroelectric | HY | 3.6 | N | IPP Non-CHP | WAT | hydro | TRUE
| 50552 | CA | Onshore Wind Turbine | WT | 38.9 | N | IPP Non-CHP | WND | onshore wind | TRUE
| 50553 | CA | Onshore Wind Turbine | WT | 20 | N | IPP Non-CHP | WND | onshore wind | TRUE
| 50560 | CA | Wood/Wood Waste Biomass | ST | 18 | N | IPP Non-CHP | WDS | biomass | TRUE
| 50571 | CA | Landfill Gas | GT | 2.9 | N | IPP Non-CHP | LFG | biomass | TRUE
| 50571 | CA | Landfill Gas | GT | 2.9 | N | IPP Non-CHP | LFG | biomass | TRUE
| 50610 | CA | Natural Gas Fired Combustion Turbine | GT | 1 | Y | Commercial CHP | NG | natural gas peaker | FALSE
| 50612 | CA | Natural Gas Fired Combustion Turbine | GT | 46 | Y | IPP CHP | NG | natural gas peaker | FALSE
| 50622 | CA | Natural Gas Fired Combustion Turbine | GT | 8 | Y | Industrial CHP | NG | natural gas peaker | FALSE
| 50622 | CA | Natural Gas Fired Combustion Turbine | GT | 8 | Y | Industrial CHP | NG | natural gas peaker | FALSE
| 50624 | CA | All Other | ST | 7.5 | N | Industrial CHP | WH | other | FALSE
| 50624 | CA | Other Gases | GT | 22.5 | Y | Industrial CHP | OG | other | FALSE
| 50624 | CA | All Other | ST | 19.3 | N | Industrial CHP | WH | other | FALSE
| 50632 | CA | Municipal Solid Waste | ST | 19.9 | N | IPP Non-CHP | MSW | municipal solid waste | TRUE
| 50674 | CA | Natural Gas Internal Combustion Engine | IC | 1.2 | N | Commercial Non-CHP | NG | natural gas peaker | FALSE
| 50690 | CA | Onshore Wind Turbine | WT | 43.4 | N | IPP Non-CHP | WND | onshore wind | TRUE
| 50696 | CA | Other Waste Biomass | IC | 2.4 | Y | Commercial CHP | OBG | biomass | FALSE
| 50696 | CA | Other Waste Biomass | IC | 2.4 | Y | Commercial CHP | OBG | biomass | FALSE
| 50696 | CA | Other Waste Biomass | IC | 2.4 | Y | Commercial CHP | OBG | biomass | FALSE
| 50748 | CA | Natural Gas Fired Combined Cycle | CT | 24.4 | N | IPP Non-CHP | NG | natural gas nonpeaker | TRUE
| 50748 | CA | Natural Gas Fired Combined Cycle | CA | 7.3 | N | IPP Non-CHP | NG | natural gas nonpeaker | TRUE
| 50750 | CA | Natural Gas Fired Combustion Turbine | GT | 3.2 | Y | Industrial CHP | NG | natural gas peaker | FALSE
| 50750 | CA | Natural Gas Fired Combustion Turbine | GT | 3.2 | Y | Industrial CHP | NG | natural gas peaker | FALSE
| 50751 | CA | Natural Gas Fired Combustion Turbine | GT | 20.8 | Y | Industrial CHP | NG | natural gas peaker | FALSE
| 50751 | CA | Natural Gas Fired Combustion Turbine | GT | 3 | Y | Industrial CHP | NG | natural gas peaker | FALSE
| 50751 | CA | Natural Gas Fired Combustion Turbine | GT | 3 | Y | Industrial CHP | NG | natural gas peaker | FALSE
| 50752 | CA | Natural Gas Fired Combustion Turbine | GT | 19 | Y | Industrial CHP | NG | natural gas peaker | FALSE
| 50752 | CA | Natural Gas Fired Combustion Turbine | GT | 19 | Y | Industrial CHP | NG | natural gas peaker | FALSE
| 50752 | CA | Natural Gas Fired Combustion Turbine | GT | 19 | Y | Industrial CHP | NG | natural gas peaker | FALSE
| 50754 | CA | Onshore Wind Turbine | WT | 3.5 | N | IPP Non-CHP | WND | onshore wind | TRUE
| 50754 | CA | Onshore Wind Turbine | WT | 4.2 | N | IPP Non-CHP | WND | onshore wind | TRUE
| 50754 | CA | Onshore Wind Turbine | WT | 23.1 | N | IPP Non-CHP | WND | onshore wind | TRUE
| 50754 | CA | Onshore Wind Turbine | WT | 3.7 | N | IPP Non-CHP | WND | onshore wind | TRUE
| 50755 | CA | Conventional Hydroelectric | HY | 1.9 | N | Electric Utility | WAT | hydro | TRUE
| 50755 | CA | Conventional Hydroelectric | HY | 0.9 | N | Electric Utility | WAT | hydro | TRUE
| 50766 | CA | Geothermal | BT | 8 | N | IPP Non-CHP | GEO | geothermal | TRUE
| 50766 | CA | Geothermal | BT | 8 | N | IPP Non-CHP | GEO | geothermal | TRUE
| 50766 | CA | Geothermal | BT | 0.8 | N | IPP Non-CHP | GEO | geothermal | TRUE
| 50766 | CA | Geothermal | BT | 0.8 | N | IPP Non-CHP | GEO | geothermal | TRUE
| 50820 | CA | Onshore Wind Turbine | WT | 3 | N | IPP Non-CHP | WND | onshore wind | TRUE
| 50821 | CA | Onshore Wind Turbine | WT | 88.5 | N | IPP Non-CHP | WND | onshore wind | TRUE
| 50831 | CA | Landfill Gas | IC | 1 | N | IPP Non-CHP | LFG | biomass | TRUE
| 50831 | CA | Landfill Gas | IC | 1 | N | IPP Non-CHP | LFG | biomass | TRUE
| 50831 | CA | Landfill Gas | IC | 1 | N | IPP Non-CHP | LFG | biomass | TRUE
| 50837 | CA | Municipal Solid Waste | ST | 28 | Y | IPP CHP | MSW | municipal solid waste | FALSE
| 50849 | CA | Natural Gas Fired Combined Cycle | CT | 22 | Y | Commercial CHP | NG | natural gas nonpeaker | FALSE
| 50849 | CA | Natural Gas Fired Combined Cycle | CA | 2 | Y | Commercial CHP | NG | natural gas nonpeaker | FALSE
| 50850 | CA | Natural Gas Fired Combined Cycle | CT | 22.5 | Y | IPP CHP | NG | natural gas nonpeaker | FALSE
| 50850 | CA | Natural Gas Fired Combined Cycle | CA | 6.5 | Y | IPP CHP | NG | natural gas nonpeaker | FALSE
| 50851 | CA | Natural Gas Fired Combined Cycle | CT | 21.5 | Y | IPP CHP | NG | natural gas nonpeaker | FALSE
| 50851 | CA | Natural Gas Fired Combined Cycle | CA | 6.8 | Y | IPP CHP | NG | natural gas nonpeaker | FALSE
| 50864 | CA | Natural Gas Fired Combustion Turbine | GT | 30 | Y | IPP CHP | NG | natural gas peaker | FALSE
| 50865 | CA | Natural Gas Fired Combustion Turbine | GT | 33 | Y | IPP CHP | NG | natural gas peaker | FALSE
| 50881 | CA | Wood/Wood Waste Biomass | ST | 18.8 | N | IPP Non-CHP | WDS | biomass | TRUE
| 50881 | CA | Wood/Wood Waste Biomass | ST | 18.8 | N | IPP Non-CHP | WDS | biomass | TRUE
| 50881 | CA | Wood/Wood Waste Biomass | ST | 18.8 | N | IPP Non-CHP | WDS | biomass | TRUE
| 50892 | CA | Conventional Hydroelectric | HY | 1.5 | N | IPP Non-CHP | WAT | hydro | TRUE
| 50892 | CA | Conventional Hydroelectric | HY | 1.5 | N | IPP Non-CHP | WAT | hydro | TRUE
| 50961 | CA | Conventional Hydroelectric | HY | 4 | N | IPP Non-CHP | WAT | hydro | TRUE
| 50963 | CA | Natural Gas Fired Combustion Turbine | GT | 4.4 | Y | Commercial CHP | NG | natural gas peaker | FALSE
| 50964 | CA | Geothermal | ST | 1.1 | N | IPP Non-CHP | GEO | geothermal | TRUE
| 50964 | CA | Geothermal | ST | 1.1 | N | IPP Non-CHP | GEO | geothermal | TRUE
| 50985 | CA | Natural Gas Internal Combustion Engine | IC | 1 | Y | Commercial CHP | NG | natural gas peaker | FALSE
| 50985 | CA | Natural Gas Internal Combustion Engine | IC | 0.4 | Y | Commercial CHP | NG | natural gas peaker | FALSE
| 50985 | CA | Natural Gas Internal Combustion Engine | IC | 1.4 | Y | Commercial CHP | NG | natural gas peaker | FALSE
| 52063 | CA | All Other | ST | 4 | Y | Industrial CHP | WH | other | FALSE
| 52064 | CA | All Other | ST | 3.5 | Y | Industrial CHP | WH | other | FALSE
| 52073 | CA | Natural Gas Fired Combined Cycle | CT | 12.5 | Y | Commercial CHP | NG | natural gas nonpeaker | FALSE
| 52073 | CA | Natural Gas Fired Combined Cycle | CT | 12.5 | Y | Commercial CHP | NG | natural gas nonpeaker | FALSE
| 52073 | CA | Natural Gas Fired Combined Cycle | CA | 11 | Y | Commercial CHP | NG | natural gas nonpeaker | FALSE
| 52076 | CA | Natural Gas Fired Combustion Turbine | GT | 4.8 | Y | Industrial CHP | NG | natural gas peaker | FALSE
| 52076 | CA | Natural Gas Fired Combustion Turbine | GT | 4.8 | Y | Industrial CHP | NG | natural gas peaker | FALSE
| 52077 | CA | Natural Gas Fired Combustion Turbine | GT | 2.7 | Y | Industrial CHP | NG | natural gas peaker | FALSE
| 52077 | CA | Natural Gas Fired Combustion Turbine | GT | 2.7 | Y | Industrial CHP | NG | natural gas peaker | FALSE
| 52077 | CA | Natural Gas Fired Combustion Turbine | GT | 2.7 | Y | Industrial CHP | NG | natural gas peaker | FALSE
| 52078 | CA | Natural Gas Fired Combustion Turbine | GT | 3 | Y | Industrial CHP | NG | natural gas peaker | FALSE
| 52078 | CA | Natural Gas Fired Combustion Turbine | GT | 3 | Y | Industrial CHP | NG | natural gas peaker | FALSE
| 52078 | CA | Natural Gas Fired Combustion Turbine | GT | 3 | Y | Industrial CHP | NG | natural gas peaker | FALSE
| 52081 | CA | Natural Gas Fired Combustion Turbine | GT | 2.7 | Y | Industrial CHP | NG | natural gas peaker | FALSE
| 52081 | CA | Natural Gas Fired Combustion Turbine | GT | 2.7 | Y | Industrial CHP | NG | natural gas peaker | FALSE
| 52082 | CA | Natural Gas Fired Combustion Turbine | GT | 2.7 | Y | Industrial CHP | NG | natural gas peaker | FALSE
| 52082 | CA | Natural Gas Fired Combustion Turbine | GT | 2.7 | Y | Industrial CHP | NG | natural gas peaker | FALSE
| 52083 | CA | Natural Gas Fired Combustion Turbine | GT | 2.7 | Y | Industrial CHP | NG | natural gas peaker | FALSE
| 52083 | CA | Natural Gas Fired Combustion Turbine | GT | 2.7 | Y | Industrial CHP | NG | natural gas peaker | FALSE
| 52085 | CA | Natural Gas Fired Combustion Turbine | GT | 2.7 | Y | Industrial CHP | NG | natural gas peaker | FALSE
| 52085 | CA | Natural Gas Fired Combustion Turbine | GT | 2.7 | Y | Industrial CHP | NG | natural gas peaker | FALSE
| 52085 | CA | Natural Gas Fired Combustion Turbine | GT | 2.7 | Y | Industrial CHP | NG | natural gas peaker | FALSE
| 52085 | CA | Natural Gas Fired Combustion Turbine | GT | 2.7 | Y | Industrial CHP | NG | natural gas peaker | FALSE
| 52086 | CA | Natural Gas Fired Combustion Turbine | GT | 2.7 | Y | Industrial CHP | NG | natural gas peaker | FALSE
| 52086 | CA | Natural Gas Fired Combustion Turbine | GT | 2.7 | Y | Industrial CHP | NG | natural gas peaker | FALSE
| 52086 | CA | Natural Gas Fired Combustion Turbine | GT | 2.7 | Y | Industrial CHP | NG | natural gas peaker | FALSE
| 52086 | CA | Natural Gas Fired Combustion Turbine | GT | 2.7 | Y | Industrial CHP | NG | natural gas peaker | FALSE
| 52096 | CA | Natural Gas Fired Combustion Turbine | GT | 20 | Y | Industrial CHP | NG | natural gas peaker | FALSE
| 52096 | CA | Natural Gas Fired Combustion Turbine | GT | 20 | Y | Industrial CHP | NG | natural gas peaker | FALSE
| 52099 | CA | Other Waste Biomass | IC | 2.7 | Y | Commercial CHP | OBG | biomass | FALSE
| 52099 | CA | Other Waste Biomass | IC | 2.7 | Y | Commercial CHP | OBG | biomass | FALSE
| 52099 | CA | Other Waste Biomass | IC | 2.7 | Y | Commercial CHP | OBG | biomass | FALSE
| 52099 | CA | Other Waste Biomass | IC | 2.7 | Y | Commercial CHP | OBG | biomass | FALSE
| 52099 | CA | Other Waste Biomass | IC | 2.7 | Y | Commercial CHP | OBG | biomass | FALSE
| 52099 | CA | Other Waste Biomass | ST | 0.9 | Y | Commercial CHP | OBG | biomass | FALSE
| 52104 | CA | Natural Gas Fired Combustion Turbine | GT | 2.7 | Y | Industrial CHP | NG | natural gas peaker | FALSE
| 52104 | CA | Natural Gas Fired Combustion Turbine | GT | 2.7 | Y | Industrial CHP | NG | natural gas peaker | FALSE
| 52104 | CA | Natural Gas Fired Combustion Turbine | GT | 2.7 | Y | Industrial CHP | NG | natural gas peaker | FALSE
| 52104 | CA | Natural Gas Fired Combustion Turbine | GT | 2.7 | Y | Industrial CHP | NG | natural gas peaker | FALSE
| 52107 | CA | Natural Gas Fired Combustion Turbine | GT | 20.8 | Y | Industrial CHP | NG | natural gas peaker | FALSE
| 52107 | CA | Natural Gas Fired Combustion Turbine | GT | 20.8 | Y | Industrial CHP | NG | natural gas peaker | FALSE
| 52109 | CA | Natural Gas Fired Combined Cycle | CT | 50 | Y | Industrial CHP | NG | natural gas nonpeaker | FALSE
| 52109 | CA | Natural Gas Fired Combined Cycle | CT | 50 | Y | Industrial CHP | NG | natural gas nonpeaker | FALSE
| 52109 | CA | Natural Gas Fired Combined Cycle | CA | 30.4 | N | Industrial CHP | NG | natural gas nonpeaker | FALSE
| 52109 | CA | All Other | ST | 17.9 | N | Industrial CHP | WH | other | FALSE
| 52142 | CA | Onshore Wind Turbine | WT | 67 | N | IPP Non-CHP | WND | onshore wind | TRUE
| 52147 | CA | Natural Gas Fired Combustion Turbine | GT | 9.2 | Y | Industrial CHP | NG | natural gas peaker | FALSE
| 52147 | CA | Natural Gas Fired Combustion Turbine | GT | 9.3 | Y | Industrial CHP | NG | natural gas peaker | FALSE
| 52147 | CA | Natural Gas Fired Combustion Turbine | GT | 9.3 | Y | Industrial CHP | NG | natural gas peaker | FALSE
| 52158 | CA | Geothermal | ST | 9 | N | IPP Non-CHP | GEO | geothermal | TRUE
| 52158 | CA | Geothermal | ST | 9 | N | IPP Non-CHP | GEO | geothermal | TRUE
| 52162 | CA | Onshore Wind Turbine | WT | 14.1 | N | IPP Non-CHP | WND | onshore wind | TRUE
| 52163 | CA | Onshore Wind Turbine | WT | 21.2 | N | IPP Non-CHP | WND | onshore wind | TRUE
| 52169 | CA | Natural Gas Fired Combustion Turbine | GT | 73 | Y | IPP CHP | NG | natural gas peaker | FALSE
| 52169 | CA | Natural Gas Fired Combustion Turbine | GT | 73 | Y | IPP CHP | NG | natural gas peaker | FALSE
| 52169 | CA | Natural Gas Fired Combustion Turbine | GT | 73 | Y | IPP CHP | NG | natural gas peaker | FALSE
| 52186 | CA | Natural Gas Fired Combustion Turbine | GT | 49.9 | Y | IPP CHP | NG | natural gas peaker | FALSE
| 54015 | CA | Landfill Gas | ST | 5.4 | N | IPP Non-CHP | LFG | biomass | TRUE
| 54017 | CA | Conventional Hydroelectric | HY | 3.7 | N | IPP Non-CHP | WAT | hydro | TRUE
| 54017 | CA | Conventional Hydroelectric | HY | 1.1 | N | IPP Non-CHP | WAT | hydro | TRUE
| 54038 | CA | Geothermal | ST | 14.4 | N | IPP Non-CHP | GEO | geothermal | TRUE
| 54111 | CA | Geothermal | BT | 3.8 | N | IPP Non-CHP | GEO | geothermal | TRUE
| 54111 | CA | Geothermal | BT | 3.8 | N | IPP Non-CHP | GEO | geothermal | TRUE
| 54111 | CA | Geothermal | BT | 3.8 | N | IPP Non-CHP | GEO | geothermal | TRUE
| 54111 | CA | Geothermal | BT | 12 | N | IPP Non-CHP | GEO | geothermal | TRUE
| 54111 | CA | Geothermal | BT | 3 | N | IPP Non-CHP | GEO | geothermal | TRUE
| 54111 | CA | Geothermal | BT | 12 | N | IPP Non-CHP | GEO | geothermal | TRUE
| 54111 | CA | Geothermal | BT | 3 | N | IPP Non-CHP | GEO | geothermal | TRUE
| 54111 | CA | Geothermal | BT | 3 | N | IPP Non-CHP | GEO | geothermal | TRUE
| 54111 | CA | Geothermal | BT | 3 | N | IPP Non-CHP | GEO | geothermal | TRUE
| 54111 | CA | Geothermal | BT | 3 | N | IPP Non-CHP | GEO | geothermal | TRUE
| 54111 | CA | Geothermal | BT | 3 | N | IPP Non-CHP | GEO | geothermal | TRUE
| 54111 | CA | Geothermal | BT | 3.8 | N | IPP Non-CHP | GEO | geothermal | TRUE
| 54111 | CA | Geothermal | BT | 3.8 | N | IPP Non-CHP | GEO | geothermal | TRUE
| 54111 | CA | Geothermal | BT | 3.8 | N | IPP Non-CHP | GEO | geothermal | TRUE
| 54238 | CA | Wood/Wood Waste Biomass | ST | 45 | Y | IPP CHP | WDS | biomass | FALSE
| 54261 | CA | Conventional Hydroelectric | HY | 1.2 | N | IPP Non-CHP | WAT | hydro | TRUE
| 54296 | CA | Batteries | BA | 0.3 | N | Commercial CHP | MWH | other | FALSE
| 54296 | CA | Natural Gas Internal Combustion Engine | IC | 1 | Y | Commercial CHP | NG | natural gas peaker | FALSE
| 54298 | CA | Onshore Wind Turbine | WT | 7.5 | N | IPP Non-CHP | WND | onshore wind | TRUE
| 54299 | CA | Onshore Wind Turbine | WT | 3 | N | IPP Non-CHP | WND | onshore wind | TRUE
| 54300 | CA | Onshore Wind Turbine | WT | 4.5 | N | IPP Non-CHP | WND | onshore wind | TRUE
| 54300 | CA | Onshore Wind Turbine | WT | 0.1 | N | IPP Non-CHP | WND | onshore wind | TRUE
| 54308 | CA | Conventional Hydroelectric | HY | 1.2 | N | IPP Non-CHP | WAT | hydro | TRUE
| 54343 | CA | Conventional Hydroelectric | HY | 20 | N | IPP Non-CHP | WAT | hydro | TRUE
| 54410 | CA | Natural Gas Fired Combustion Turbine | GT | 19.6 | Y | Industrial CHP | NG | natural gas peaker | FALSE
| 54447 | CA | Natural Gas Fired Combustion Turbine | GT | 4 | Y | Industrial CHP | NG | natural gas peaker | FALSE
| 54449 | CA | Natural Gas Fired Combustion Turbine | GT | 2.5 | Y | Industrial CHP | NG | natural gas peaker | FALSE
| 54449 | CA | Natural Gas Fired Combustion Turbine | GT | 2.5 | Y | Industrial CHP | NG | natural gas peaker | FALSE
| 54451 | CA | Other Natural Gas | OT | 6.1 | N | Industrial CHP | NG | other | FALSE
| 54451 | CA | Other Gases | GT | 45 | Y | Industrial CHP | OG | other | FALSE
| 54453 | CA | Onshore Wind Turbine | WT | 15.5 | N | IPP Non-CHP | WND | onshore wind | TRUE
| 54454 | CA | Onshore Wind Turbine | WT | 49.5 | N | IPP Non-CHP | WND | onshore wind | TRUE
| 54477 | CA | Natural Gas Internal Combustion Engine | IC | 1.1 | Y | Industrial CHP | NG | natural gas peaker | FALSE
| 54477 | CA | Natural Gas Internal Combustion Engine | IC | 1.1 | Y | Industrial CHP | NG | natural gas peaker | FALSE
| 54477 | CA | Natural Gas Internal Combustion Engine | IC | 1.1 | Y | Industrial CHP | NG | natural gas peaker | FALSE
| 54477 | CA | Natural Gas Internal Combustion Engine | IC | 1.1 | Y | Industrial CHP | NG | natural gas peaker | FALSE
| 54477 | CA | Natural Gas Internal Combustion Engine | IC | 1.1 | Y | Industrial CHP | NG | natural gas peaker | FALSE
| 54477 | CA | Natural Gas Internal Combustion Engine | IC | 1.1 | Y | Industrial CHP | NG | natural gas peaker | FALSE
| 54477 | CA | Natural Gas Internal Combustion Engine | IC | 1.1 | Y | Industrial CHP | NG | natural gas peaker | FALSE
| 54517 | CA | Wood/Wood Waste Biomass | ST | 6 | N | Industrial Non-CHP | WDS | biomass | FALSE
| 54554 | CA | Conventional Hydroelectric | HY | 2.5 | N | Electric Utility | WAT | hydro | TRUE
| 54554 | CA | Conventional Hydroelectric | HY | 2.5 | N | Electric Utility | WAT | hydro | TRUE
| 54554 | CA | Conventional Hydroelectric | HY | 0.5 | N | Electric Utility | WAT | hydro | TRUE
| 54555 | CA | Conventional Hydroelectric | HY | 126.5 | N | Electric Utility | WAT | hydro | TRUE
| 54555 | CA | Conventional Hydroelectric | HY | 126.5 | N | Electric Utility | WAT | hydro | TRUE
| 54567 | CA | Landfill Gas | IC | 0.5 | N | IPP Non-CHP | LFG | biomass | TRUE
| 54567 | CA | Landfill Gas | IC | 0.5 | N | IPP Non-CHP | LFG | biomass | TRUE
| 54567 | CA | Landfill Gas | IC | 0.5 | N | IPP Non-CHP | LFG | biomass | TRUE
| 54567 | CA | Landfill Gas | IC | 0.6 | N | IPP Non-CHP | LFG | biomass | TRUE
| 54567 | CA | Landfill Gas | IC | 0.4 | N | IPP Non-CHP | LFG | biomass | TRUE
| 54626 | CA | Wood/Wood Waste Biomass | ST | 42.4 | Y | IPP CHP | WDS | biomass | FALSE
| 54647 | CA | Onshore Wind Turbine | WT | 28.7 | N | IPP Non-CHP | WND | onshore wind | TRUE
| 54650 | CA | Onshore Wind Turbine | WT | 9.1 | N | IPP Non-CHP | WND | onshore wind | TRUE
| 54650 | CA | Onshore Wind Turbine | WT | 9.6 | N | IPP Non-CHP | WND | onshore wind | TRUE
| 54653 | CA | Conventional Hydroelectric | HY | 1.1 | N | IPP Non-CHP | WAT | hydro | TRUE
| 54654 | CA | Conventional Hydroelectric | HY | 4.9 | N | IPP Non-CHP | WAT | hydro | TRUE
| 54686 | CA | Onshore Wind Turbine | WT | 25.3 | N | IPP Non-CHP | WND | onshore wind | TRUE
| 54689 | CA | Geothermal | ST | 34.3 | N | IPP Non-CHP | GEO | geothermal | TRUE
| 54689 | CA | Geothermal | BT | 4.5 | N | IPP Non-CHP | GEO | geothermal | TRUE
| 54689 | CA | Geothermal | BT | 3 | N | IPP Non-CHP | GEO | geothermal | TRUE
| 54689 | CA | Geothermal | BT | 12.5 | N | IPP Non-CHP | GEO | geothermal | TRUE
| 54724 | CA | Geothermal | BT | 8 | N | IPP Non-CHP | GEO | geothermal | TRUE
| 54724 | CA | Geothermal | BT | 8 | N | IPP Non-CHP | GEO | geothermal | TRUE
| 54749 | CA | Natural Gas Fired Combined Cycle | CT | 40 | Y | IPP CHP | NG | natural gas nonpeaker | FALSE
| 54749 | CA | Natural Gas Fired Combined Cycle | CA | 9.4 | Y | IPP CHP | NG | natural gas nonpeaker | FALSE
| 54750 | CA | Onshore Wind Turbine | WT | 6.5 | N | IPP Non-CHP | WND | onshore wind | TRUE
| 54768 | CA | Natural Gas Fired Combustion Turbine | GT | 46 | Y | IPP CHP | NG | natural gas peaker | FALSE
| 54800 | CA | Natural Gas Fired Combustion Turbine | GT | 2.7 | Y | Commercial CHP | NG | natural gas peaker | FALSE
| 54800 | CA | Natural Gas Fired Combustion Turbine | GT | 2.7 | Y | Commercial CHP | NG | natural gas peaker | FALSE
| 54909 | CA | Onshore Wind Turbine | WT | 8.3 | N | IPP Non-CHP | WND | onshore wind | TRUE
| 54909 | CA | Onshore Wind Turbine | WT | 13.6 | N | IPP Non-CHP | WND | onshore wind | TRUE
| 54912 | CA | Natural Gas Fired Combined Cycle | CT | 40 | Y | Industrial CHP | NG | natural gas nonpeaker | FALSE
| 54912 | CA | Natural Gas Fired Combined Cycle | CT | 40 | Y | Industrial CHP | NG | natural gas nonpeaker | FALSE
| 54912 | CA | Other Gases | CA | 20 | Y | Industrial CHP | OG | other | FALSE
| 54931 | CA | Onshore Wind Turbine | WT | 46.9 | N | IPP Non-CHP | WND | onshore wind | TRUE
| 54936 | CA | Natural Gas Fired Combustion Turbine | GT | 2.2 | Y | Commercial CHP | NG | natural gas peaker | FALSE
| 54951 | CA | Other Waste Biomass | IC | 0.6 | Y | Commercial CHP | OBG | biomass | FALSE
| 54951 | CA | Other Waste Biomass | IC | 0.6 | Y | Commercial CHP | OBG | biomass | FALSE
| 54951 | CA | Other Waste Biomass | IC | 0.6 | Y | Commercial CHP | OBG | biomass | FALSE
| 54996 | CA | Geothermal | ST | 44 | N | IPP Non-CHP | GEO | geothermal | TRUE
| 55009 | CA | Conventional Hydroelectric | HY | 2.6 | N | IPP Non-CHP | WAT | hydro | TRUE
| 55084 | CA | Natural Gas Fired Combined Cycle | CS | 247.4 | Y | IPP CHP | NG | natural gas nonpeaker | FALSE
| 55094 | CA | Landfill Gas | IC | 1.6 | Y | IPP CHP | LFG | biomass | FALSE
| 55094 | CA | Landfill Gas | IC | 1.6 | Y | IPP CHP | LFG | biomass | FALSE
| 55094 | CA | Landfill Gas | IC | 1.6 | Y | IPP CHP | LFG | biomass | FALSE
| 55094 | CA | Landfill Gas | IC | 1.6 | Y | IPP CHP | LFG | biomass | FALSE
| 55112 | CA | Natural Gas Fired Combined Cycle | CT | 175 | N | IPP Non-CHP | NG | natural gas nonpeaker | TRUE
| 55112 | CA | Natural Gas Fired Combined Cycle | CT | 175 | N | IPP Non-CHP | NG | natural gas nonpeaker | TRUE
| 55112 | CA | Natural Gas Fired Combined Cycle | CA | 180 | N | IPP Non-CHP | NG | natural gas nonpeaker | TRUE
| 55151 | CA | Natural Gas Fired Combined Cycle | CS | 253 | N | IPP Non-CHP | NG | natural gas nonpeaker | TRUE
| 55151 | CA | Natural Gas Fired Combined Cycle | CS | 252 | N | IPP Non-CHP | NG | natural gas nonpeaker | TRUE
| 55151 | CA | Natural Gas Fired Combined Cycle | CS | 252 | N | IPP Non-CHP | NG | natural gas nonpeaker | TRUE
| 55151 | CA | Natural Gas Fired Combined Cycle | CS | 253 | N | IPP Non-CHP | NG | natural gas nonpeaker | TRUE
| 55160 | CA | Landfill Gas | IC | 0.8 | N | IPP Non-CHP | LFG | biomass | TRUE
| 55160 | CA | Landfill Gas | IC | 0.8 | N | IPP Non-CHP | LFG | biomass | TRUE
| 55161 | CA | Landfill Gas | IC | 2.7 | N | IPP Non-CHP | LFG | biomass | TRUE
| 55182 | CA | Natural Gas Fired Combined Cycle | CA | 245 | N | IPP Non-CHP | NG | natural gas nonpeaker | TRUE
| 55182 | CA | Natural Gas Fired Combined Cycle | CT | 150 | N | IPP Non-CHP | NG | natural gas nonpeaker | TRUE
| 55182 | CA | Natural Gas Fired Combined Cycle | CT | 150 | N | IPP Non-CHP | NG | natural gas nonpeaker | TRUE
| 55184 | CA | Natural Gas Fired Combustion Turbine | GT | 2.8 | Y | Industrial CHP | NG | natural gas peaker | FALSE
| 55184 | CA | Natural Gas Fired Combustion Turbine | GT | 2.8 | Y | Industrial CHP | NG | natural gas peaker | FALSE
| 55217 | CA | Natural Gas Fired Combined Cycle | CT | 165 | Y | IPP CHP | NG | natural gas nonpeaker | FALSE
| 55217 | CA | Natural Gas Fired Combined Cycle | CT | 165 | Y | IPP CHP | NG | natural gas nonpeaker | FALSE
| 55217 | CA | Natural Gas Fired Combined Cycle | CA | 237 | Y | IPP CHP | NG | natural gas nonpeaker | FALSE
| 55295 | CA | Natural Gas Fired Combined Cycle | CT | 156.5 | N | IPP Non-CHP | NG | natural gas nonpeaker | TRUE
| 55295 | CA | Natural Gas Fired Combined Cycle | CT | 156.5 | N | IPP Non-CHP | NG | natural gas nonpeaker | TRUE
| 55295 | CA | Natural Gas Fired Combined Cycle | CA | 201 | N | IPP Non-CHP | NG | natural gas nonpeaker | TRUE
| 55333 | CA | Natural Gas Fired Combined Cycle | CT | 176 | N | IPP Non-CHP | NG | natural gas nonpeaker | TRUE
| 55333 | CA | Natural Gas Fired Combined Cycle | CT | 165 | N | IPP Non-CHP | NG | natural gas nonpeaker | TRUE
| 55333 | CA | Natural Gas Fired Combined Cycle | CT | 165 | N | IPP Non-CHP | NG | natural gas nonpeaker | TRUE
| 55333 | CA | Natural Gas Fired Combined Cycle | CA | 263.1 | N | IPP Non-CHP | NG | natural gas nonpeaker | TRUE
| 55345 | CA | Natural Gas Fired Combined Cycle | CT | 152.8 | N | IPP Non-CHP | NG | natural gas nonpeaker | TRUE
| 55345 | CA | Natural Gas Fired Combined Cycle | CT | 152.8 | N | IPP Non-CHP | NG | natural gas nonpeaker | TRUE
| 55345 | CA | Natural Gas Fired Combined Cycle | CA | 265.4 | N | IPP Non-CHP | NG | natural gas nonpeaker | TRUE
| 55393 | CA | Natural Gas Fired Combined Cycle | CT | 172 | N | IPP Non-CHP | NG | natural gas nonpeaker | TRUE
| 55393 | CA | Natural Gas Fired Combined Cycle | CT | 172 | N | IPP Non-CHP | NG | natural gas nonpeaker | TRUE
| 55393 | CA | Natural Gas Fired Combined Cycle | CA | 202.1 | N | IPP Non-CHP | NG | natural gas nonpeaker | TRUE
| 55396 | CA | Onshore Wind Turbine | WT | 16.5 | N | IPP Non-CHP | WND | onshore wind | TRUE
| 55400 | CA | Natural Gas Fired Combined Cycle | CT | 156 | Y | IPP CHP | NG | natural gas nonpeaker | FALSE
| 55400 | CA | Natural Gas Fired Combined Cycle | CT | 156 | Y | IPP CHP | NG | natural gas nonpeaker | FALSE
| 55400 | CA | Natural Gas Fired Combined Cycle | CA | 213 | Y | IPP CHP | NG | natural gas nonpeaker | FALSE
| 55499 | CA | Natural Gas Fired Combustion Turbine | GT | 48 | N | IPP Non-CHP | NG | natural gas peaker | TRUE
| 55508 | CA | Natural Gas Fired Combustion Turbine | GT | 48 | N | IPP Non-CHP | NG | natural gas peaker | TRUE
| 55510 | CA | Natural Gas Fired Combustion Turbine | GT | 48 | N | IPP Non-CHP | NG | natural gas peaker | TRUE
| 55512 | CA | Natural Gas Fired Combustion Turbine | GT | 48.7 | N | Electric Utility | NG | natural gas peaker | TRUE
| 55513 | CA | Natural Gas Fired Combustion Turbine | GT | 48 | N | IPP Non-CHP | NG | natural gas peaker | TRUE
| 55518 | CA | Natural Gas Fired Combined Cycle | CT | 157.6 | N | IPP Non-CHP | NG | natural gas nonpeaker | TRUE
| 55518 | CA | Natural Gas Fired Combined Cycle | CT | 157.6 | N | IPP Non-CHP | NG | natural gas nonpeaker | TRUE
| 55518 | CA | Natural Gas Fired Combined Cycle | CT | 156.5 | N | IPP Non-CHP | NG | natural gas nonpeaker | TRUE
| 55518 | CA | Natural Gas Fired Combined Cycle | CA | 304.8 | N | IPP Non-CHP | NG | natural gas nonpeaker | TRUE
| 55538 | CA | Natural Gas Fired Combustion Turbine | GT | 54 | N | IPP Non-CHP | NG | natural gas peaker | TRUE
| 55540 | CA | Natural Gas Fired Combustion Turbine | GT | 37.2 | N | IPP Non-CHP | NG | natural gas peaker | TRUE
| 55541 | CA | Natural Gas Fired Combustion Turbine | GT | 46.7 | N | IPP Non-CHP | NG | natural gas peaker | TRUE
| 55541 | CA | Natural Gas Fired Combustion Turbine | GT | 47.6 | N | IPP Non-CHP | NG | natural gas peaker | TRUE
| 55541 | CA | Natural Gas Fired Combustion Turbine | GT | 48.2 | N | IPP Non-CHP | NG | natural gas peaker | TRUE
| 55542 | CA | Natural Gas Fired Combustion Turbine | GT | 45.6 | N | IPP Non-CHP | NG | natural gas peaker | TRUE
| 55542 | CA | Natural Gas Fired Combustion Turbine | GT | 46 | N | IPP Non-CHP | NG | natural gas peaker | TRUE
| 55557 | CA | All Other | ST | 28.1 | Y | Industrial CHP | WH | other | FALSE
| 55601 | CA | Landfill Gas | IC | 2.7 | N | IPP Non-CHP | LFG | biomass | TRUE
| 55601 | CA | Landfill Gas | IC | 2.7 | N | IPP Non-CHP | LFG | biomass | TRUE
| 55602 | CA | Landfill Gas | IC | 0.9 | N | IPP Non-CHP | LFG | biomass | TRUE
| 55602 | CA | Landfill Gas | IC | 0.9 | N | IPP Non-CHP | LFG | biomass | TRUE
| 55602 | CA | Landfill Gas | IC | 0.9 | N | IPP Non-CHP | LFG | biomass | TRUE
| 55602 | CA | Landfill Gas | IC | 0.9 | N | IPP Non-CHP | LFG | biomass | TRUE
| 55625 | CA | Natural Gas Fired Combustion Turbine | GT | 45 | N | IPP Non-CHP | NG | natural gas peaker | TRUE
| 55626 | CA | Natural Gas Fired Combustion Turbine | GT | 45 | N | IPP Non-CHP | NG | natural gas peaker | TRUE
| 55627 | CA | Natural Gas Fired Combustion Turbine | GT | 45 | N | IPP Non-CHP | NG | natural gas peaker | TRUE
| 55656 | CA | Natural Gas Fired Combined Cycle | CT | 175 | N | IPP Non-CHP | NG | natural gas nonpeaker | TRUE
| 55656 | CA | Natural Gas Fired Combined Cycle | CT | 173 | N | IPP Non-CHP | NG | natural gas nonpeaker | TRUE
| 55656 | CA | Natural Gas Fired Combined Cycle | CT | 171 | N | IPP Non-CHP | NG | natural gas nonpeaker | TRUE
| 55656 | CA | Natural Gas Fired Combined Cycle | CA | 174 | N | IPP Non-CHP | NG | natural gas nonpeaker | TRUE
| 55656 | CA | Natural Gas Fired Combined Cycle | CA | 87 | N | IPP Non-CHP | NG | natural gas nonpeaker | TRUE
| 55698 | CA | Natural Gas Fired Combustion Turbine | GT | 45.9 | N | IPP Non-CHP | NG | natural gas peaker | TRUE
| 55698 | CA | Natural Gas Fired Combustion Turbine | GT | 45.9 | N | IPP Non-CHP | NG | natural gas peaker | TRUE
| 55719 | CA | Onshore Wind Turbine | WT | 22.2 | N | IPP Non-CHP | WND | onshore wind | TRUE
| 55719 | CA | Onshore Wind Turbine | WT | 42.6 | N | IPP Non-CHP | WND | onshore wind | TRUE
| 55748 | CA | Natural Gas Fired Combined Cycle | CA | 126.1 | N | IPP Non-CHP | NG | natural gas nonpeaker | TRUE
| 55748 | CA | Natural Gas Fired Combined Cycle | CT | 45 | N | IPP Non-CHP | NG | natural gas nonpeaker | TRUE
| 55748 | CA | Natural Gas Fired Combined Cycle | CT | 45 | N | IPP Non-CHP | NG | natural gas nonpeaker | TRUE
| 55748 | CA | Natural Gas Fired Combined Cycle | CT | 45 | N | IPP Non-CHP | NG | natural gas nonpeaker | TRUE
| 55748 | CA | Natural Gas Fired Combined Cycle | CT | 45 | N | IPP Non-CHP | NG | natural gas nonpeaker | TRUE
| 55752 | CA | Landfill Gas | IC | 0.7 | N | Commercial Non-CHP | LFG | biomass | FALSE
| 55752 | CA | Landfill Gas | IC | 0.7 | N | Commercial Non-CHP | LFG | biomass | FALSE
| 55752 | CA | Landfill Gas | IC | 0.7 | N | Commercial Non-CHP | LFG | biomass | FALSE
| 55752 | CA | Landfill Gas | IC | 0.7 | N | Commercial Non-CHP | LFG | biomass | FALSE
| 55753 | CA | Landfill Gas | IC | 0.7 | N | Commercial Non-CHP | LFG | biomass | FALSE
| 55753 | CA | Landfill Gas | IC | 0.7 | N | Commercial Non-CHP | LFG | biomass | FALSE
| 55753 | CA | Landfill Gas | IC | 0.7 | N | Commercial Non-CHP | LFG | biomass | FALSE
| 55753 | CA | Landfill Gas | IC | 0.7 | N | Commercial Non-CHP | LFG | biomass | FALSE
| 55766 | CA | Landfill Gas | IC | 2.8 | N | Commercial Non-CHP | LFG | biomass | FALSE
| 55766 | CA | Landfill Gas | IC | 2.8 | N | Commercial Non-CHP | LFG | biomass | FALSE
| 55766 | CA | Landfill Gas | IC | 2.8 | N | Commercial Non-CHP | LFG | biomass | FALSE
| 55807 | CA | Natural Gas Fired Combustion Turbine | GT | 46.3 | N | IPP Non-CHP | NG | natural gas peaker | TRUE
| 55807 | CA | Natural Gas Fired Combustion Turbine | GT | 46.1 | N | IPP Non-CHP | NG | natural gas peaker | TRUE
| 55810 | CA | Natural Gas Fired Combustion Turbine | GT | 45 | N | IPP Non-CHP | NG | natural gas peaker | TRUE
| 55810 | CA | Natural Gas Fired Combustion Turbine | GT | 45 | N | IPP Non-CHP | NG | natural gas peaker | TRUE
| 55810 | CA | Natural Gas Fired Combustion Turbine | GT | 45 | N | IPP Non-CHP | NG | natural gas peaker | TRUE
| 55811 | CA | Natural Gas Fired Combustion Turbine | GT | 44 | N | IPP Non-CHP | NG | natural gas peaker | TRUE
| 55813 | CA | Natural Gas Fired Combustion Turbine | GT | 45 | N | IPP Non-CHP | NG | natural gas peaker | TRUE
| 55847 | CA | Natural Gas Fired Combustion Turbine | GT | 45 | N | IPP Non-CHP | NG | natural gas peaker | TRUE
| 55851 | CA | Natural Gas Fired Combustion Turbine | GT | 45.4 | Y | Industrial CHP | NG | natural gas peaker | FALSE
| 55855 | CA | Natural Gas Fired Combustion Turbine | GT | 45 | N | IPP Non-CHP | NG | natural gas peaker | TRUE
| 55874 | CA | Natural Gas Fired Combustion Turbine | GT | 56.7 | N | IPP Non-CHP | NG | natural gas peaker | TRUE
| 55880 | CA | Landfill Gas | IC | 0.7 | N | Commercial Non-CHP | LFG | biomass | FALSE
| 55880 | CA | Landfill Gas | IC | 0.7 | N | Commercial Non-CHP | LFG | biomass | FALSE
| 55933 | CA | Natural Gas Fired Combined Cycle | CA | 156.2 | N | IPP Non-CHP | NG | natural gas nonpeaker | TRUE
| 55933 | CA | Natural Gas Fired Combined Cycle | CT | 82.1 | N | IPP Non-CHP | NG | natural gas nonpeaker | TRUE
| 55933 | CA | Natural Gas Fired Combined Cycle | CT | 81.8 | N | IPP Non-CHP | NG | natural gas nonpeaker | TRUE
| 55934 | CA | Natural Gas Fired Combustion Turbine | GT | 9.5 | N | IPP Non-CHP | NG | natural gas peaker | TRUE
| 55934 | CA | Natural Gas Fired Combustion Turbine | GT | 9.5 | N | IPP Non-CHP | NG | natural gas peaker | TRUE
| 55934 | CA | Natural Gas Fired Combustion Turbine | GT | 9.5 | N | IPP Non-CHP | NG | natural gas peaker | TRUE
| 55934 | CA | Natural Gas Fired Combustion Turbine | GT | 9.5 | N | IPP Non-CHP | NG | natural gas peaker | TRUE
| 55935 | CA | Natural Gas Fired Combustion Turbine | GT | 9.5 | N | IPP Non-CHP | NG | natural gas peaker | TRUE
| 55935 | CA | Natural Gas Fired Combustion Turbine | GT | 9.5 | N | IPP Non-CHP | NG | natural gas peaker | TRUE
| 55935 | CA | Natural Gas Fired Combustion Turbine | GT | 9.5 | N | IPP Non-CHP | NG | natural gas peaker | TRUE
| 55935 | CA | Natural Gas Fired Combustion Turbine | GT | 9.5 | N | IPP Non-CHP | NG | natural gas peaker | TRUE
| 55950 | CA | Natural Gas Fired Combustion Turbine | GT | 23.3 | Y | Industrial CHP | NG | natural gas peaker | FALSE
| 55950 | CA | Natural Gas Fired Combustion Turbine | GT | 23.3 | Y | Industrial CHP | NG | natural gas peaker | FALSE
| 55951 | CA | Natural Gas Fired Combustion Turbine | GT | 40 | N | Electric Utility | NG | natural gas peaker | TRUE
| 55963 | CA | Natural Gas Fired Combustion Turbine | GT | 46.1 | N | IPP Non-CHP | NG | natural gas peaker | TRUE
| 55970 | CA | Natural Gas Fired Combined Cycle | CA | 171 | N | Electric Utility | NG | natural gas nonpeaker | TRUE
| 55970 | CA | Natural Gas Fired Combined Cycle | CT | 185 | N | Electric Utility | NG | natural gas nonpeaker | TRUE
| 55970 | CA | Natural Gas Fired Combined Cycle | CT | 189 | N | Electric Utility | NG | natural gas nonpeaker | TRUE
| 55983 | CA | Geothermal | ST | 46 | N | IPP Non-CHP | GEO | geothermal | TRUE
| 55984 | CA | Geothermal | ST | 10 | N | IPP Non-CHP | GEO | geothermal | TRUE
| 55985 | CA | Natural Gas Fired Combined Cycle | CT | 170 | N | Electric Utility | NG | natural gas nonpeaker | TRUE
| 55985 | CA | Natural Gas Fired Combined Cycle | CT | 170 | N | Electric Utility | NG | natural gas nonpeaker | TRUE
| 55985 | CA | Natural Gas Fired Combined Cycle | CA | 222 | N | Electric Utility | NG | natural gas nonpeaker | TRUE
| 56011 | CA | Onshore Wind Turbine | WT | 41 | N | IPP Non-CHP | WND | onshore wind | TRUE
| 56012 | CA | Onshore Wind Turbine | WT | 61.5 | N | IPP Non-CHP | WND | onshore wind | TRUE
| 56026 | CA | Natural Gas Fired Combined Cycle | CT | 50 | N | Electric Utility | NG | natural gas nonpeaker | TRUE
| 56026 | CA | Natural Gas Fired Combined Cycle | CT | 50 | N | Electric Utility | NG | natural gas nonpeaker | TRUE
| 56026 | CA | Natural Gas Fired Combined Cycle | CA | 47.8 | N | Electric Utility | NG | natural gas nonpeaker | TRUE
| 56036 | CA | Other Waste Biomass | IC | 2 | Y | Commercial CHP | OBG | biomass | FALSE
| 56036 | CA | Other Waste Biomass | IC | 2 | Y | Commercial CHP | OBG | biomass | FALSE
| 56036 | CA | Other Waste Biomass | IC | 2 | Y | Commercial CHP | OBG | biomass | FALSE
| 56039 | CA | Natural Gas Fired Combustion Turbine | GT | 5.4 | N | Electric Utility | NG | natural gas peaker | TRUE
| 56039 | CA | Natural Gas Fired Combustion Turbine | GT | 5.4 | N | Electric Utility | NG | natural gas peaker | TRUE
| 56041 | CA | Natural Gas Fired Combined Cycle | CT | 44 | N | IPP Non-CHP | NG | natural gas nonpeaker | TRUE
| 56041 | CA | Natural Gas Fired Combined Cycle | CT | 44 | N | IPP Non-CHP | NG | natural gas nonpeaker | TRUE
| 56041 | CA | Natural Gas Fired Combined Cycle | CA | 51 | N | IPP Non-CHP | NG | natural gas nonpeaker | TRUE
| 56046 | CA | Natural Gas Fired Combined Cycle | CT | 161 | N | Electric Utility | NG | natural gas nonpeaker | TRUE
| 56046 | CA | Natural Gas Fired Combined Cycle | CA | 140 | N | Electric Utility | NG | natural gas nonpeaker | TRUE
| 56051 | CA | Natural Gas Fired Combustion Turbine | GT | 45 | N | Industrial Non-CHP | NG | natural gas peaker | FALSE
| 56075 | CA | Onshore Wind Turbine | WT | 145.8 | N | IPP Non-CHP | WND | onshore wind | TRUE
| 56075 | CA | Onshore Wind Turbine | WT | 16.2 | N | IPP Non-CHP | WND | onshore wind | TRUE
| 56078 | CA | Natural Gas Fired Combined Cycle | CT | 84 | N | Electric Utility | NG | natural gas nonpeaker | TRUE
| 56078 | CA | Natural Gas Fired Combined Cycle | CT | 84 | N | Electric Utility | NG | natural gas nonpeaker | TRUE
| 56078 | CA | Natural Gas Fired Combined Cycle | CA | 101 | N | Electric Utility | NG | natural gas nonpeaker | TRUE
| 56080 | CA | Natural Gas Internal Combustion Engine | IC | 2.8 | Y | Commercial CHP | NG | natural gas peaker | FALSE
| 56080 | CA | Natural Gas Internal Combustion Engine | IC | 2.8 | Y | Commercial CHP | NG | natural gas peaker | FALSE
| 56080 | CA | Natural Gas Internal Combustion Engine | IC | 2.8 | Y | Commercial CHP | NG | natural gas peaker | FALSE
| 56080 | CA | Other Waste Biomass | IC | 3.2 | Y | Commercial CHP | OBG | biomass | FALSE
| 56080 | CA | Other Waste Biomass | IC | 3.2 | N | Commercial CHP | OBG | biomass | FALSE
| 56080 | CA | Other Waste Biomass | IC | 3.2 | N | Commercial CHP | OBG | biomass | FALSE
| 56080 | CA | Other Waste Biomass | IC | 3.2 | N | Commercial CHP | OBG | biomass | FALSE
| 56090 | CA | Other Gases | GT | 2.5 | N | Industrial Non-CHP | OG | other | FALSE
| 56090 | CA | Other Gases | GT | 3 | N | Industrial Non-CHP | OG | other | FALSE
| 56090 | CA | Other Gases | GT | 0.3 | N | Industrial Non-CHP | OG | other | FALSE
| 56112 | CA | Onshore Wind Turbine | WT | 22.4 | N | IPP Non-CHP | WND | onshore wind | TRUE
| 56125 | CA | Conventional Hydroelectric | HY | 1 | N | IPP Non-CHP | WAT | hydro | TRUE
| 56134 | CA | Other Waste Biomass | IC | 1 | Y | Commercial CHP | OBG | biomass | FALSE
| 56134 | CA | Other Waste Biomass | IC | 1 | Y | Commercial CHP | OBG | biomass | FALSE
| 56134 | CA | Other Waste Biomass | IC | 1 | Y | Commercial CHP | OBG | biomass | FALSE
| 56134 | CA | Petroleum Liquids | IC | 1 | Y | Commercial CHP | DFO | petroleum | FALSE
| 56135 | CA | Natural Gas Fired Combustion Turbine | GT | 50 | N | Electric Utility | NG | natural gas peaker | TRUE
| 56135 | CA | Natural Gas Fired Combustion Turbine | GT | 50 | N | Electric Utility | NG | natural gas peaker | TRUE
| 56143 | CA | Natural Gas Fired Combustion Turbine | GT | 50 | N | Electric Utility | NG | natural gas peaker | TRUE
| 56143 | CA | Natural Gas Fired Combustion Turbine | GT | 50 | N | Electric Utility | NG | natural gas peaker | TRUE
| 56143 | CA | Natural Gas Fired Combustion Turbine | GT | 48 | N | Electric Utility | NG | natural gas peaker | TRUE
| 56143 | CA | Natural Gas Fired Combustion Turbine | GT | 48 | N | Electric Utility | NG | natural gas peaker | TRUE
| 56144 | CA | Natural Gas Fired Combustion Turbine | GT | 10 | N | Electric Utility | NG | natural gas peaker | TRUE
| 56144 | CA | Natural Gas Fired Combustion Turbine | GT | 10 | N | Electric Utility | NG | natural gas peaker | TRUE
| 56144 | CA | Natural Gas Fired Combustion Turbine | GT | 10 | N | Electric Utility | NG | natural gas peaker | TRUE
| 56144 | CA | Natural Gas Fired Combustion Turbine | GT | 10 | N | Electric Utility | NG | natural gas peaker | TRUE
| 56184 | CA | Natural Gas Internal Combustion Engine | IC | 2.8 | N | IPP Non-CHP | NG | natural gas peaker | TRUE
| 56184 | CA | Natural Gas Internal Combustion Engine | IC | 2.8 | N | IPP Non-CHP | NG | natural gas peaker | TRUE
| 56184 | CA | Natural Gas Internal Combustion Engine | IC | 2.8 | N | IPP Non-CHP | NG | natural gas peaker | TRUE
| 56184 | CA | Natural Gas Internal Combustion Engine | IC | 2.8 | N | IPP Non-CHP | NG | natural gas peaker | TRUE
| 56184 | CA | Natural Gas Internal Combustion Engine | IC | 2.8 | N | IPP Non-CHP | NG | natural gas peaker | TRUE
| 56184 | CA | Natural Gas Internal Combustion Engine | IC | 2.8 | N | IPP Non-CHP | NG | natural gas peaker | TRUE
| 56184 | CA | Natural Gas Internal Combustion Engine | IC | 2.8 | N | IPP Non-CHP | NG | natural gas peaker | TRUE
| 56184 | CA | Natural Gas Internal Combustion Engine | IC | 2.8 | N | IPP Non-CHP | NG | natural gas peaker | TRUE
| 56184 | CA | Natural Gas Internal Combustion Engine | IC | 2.8 | N | IPP Non-CHP | NG | natural gas peaker | TRUE
| 56184 | CA | Natural Gas Internal Combustion Engine | IC | 2.8 | N | IPP Non-CHP | NG | natural gas peaker | TRUE
| 56184 | CA | Natural Gas Internal Combustion Engine | IC | 2.8 | N | IPP Non-CHP | NG | natural gas peaker | TRUE
| 56184 | CA | Natural Gas Internal Combustion Engine | IC | 2.8 | N | IPP Non-CHP | NG | natural gas peaker | TRUE
| 56184 | CA | Natural Gas Internal Combustion Engine | IC | 2.8 | N | IPP Non-CHP | NG | natural gas peaker | TRUE
| 56184 | CA | Natural Gas Internal Combustion Engine | IC | 2.8 | N | IPP Non-CHP | NG | natural gas peaker | TRUE
| 56184 | CA | Natural Gas Internal Combustion Engine | IC | 2.8 | N | IPP Non-CHP | NG | natural gas peaker | TRUE
| 56184 | CA | Natural Gas Internal Combustion Engine | IC | 2.8 | N | IPP Non-CHP | NG | natural gas peaker | TRUE
| 56185 | CA | Natural Gas Internal Combustion Engine | IC | 3.1 | N | IPP Non-CHP | NG | natural gas peaker | TRUE
| 56185 | CA | Natural Gas Internal Combustion Engine | IC | 3.1 | N | IPP Non-CHP | NG | natural gas peaker | TRUE
| 56185 | CA | Natural Gas Internal Combustion Engine | IC | 3.1 | N | IPP Non-CHP | NG | natural gas peaker | TRUE
| 56185 | CA | Natural Gas Internal Combustion Engine | IC | 3.1 | N | IPP Non-CHP | NG | natural gas peaker | TRUE
| 56185 | CA | Natural Gas Internal Combustion Engine | IC | 3.1 | N | IPP Non-CHP | NG | natural gas peaker | TRUE
| 56185 | CA | Natural Gas Internal Combustion Engine | IC | 3.1 | N | IPP Non-CHP | NG | natural gas peaker | TRUE
| 56185 | CA | Natural Gas Internal Combustion Engine | IC | 3.1 | N | IPP Non-CHP | NG | natural gas peaker | TRUE
| 56185 | CA | Natural Gas Internal Combustion Engine | IC | 3.1 | N | IPP Non-CHP | NG | natural gas peaker | TRUE
| 56185 | CA | Natural Gas Internal Combustion Engine | IC | 3.1 | N | IPP Non-CHP | NG | natural gas peaker | TRUE
| 56185 | CA | Natural Gas Internal Combustion Engine | IC | 3.1 | N | IPP Non-CHP | NG | natural gas peaker | TRUE
| 56185 | CA | Natural Gas Internal Combustion Engine | IC | 3.1 | N | IPP Non-CHP | NG | natural gas peaker | TRUE
| 56185 | CA | Natural Gas Internal Combustion Engine | IC | 3.1 | N | IPP Non-CHP | NG | natural gas peaker | TRUE
| 56185 | CA | Natural Gas Internal Combustion Engine | IC | 3.1 | N | IPP Non-CHP | NG | natural gas peaker | TRUE
| 56185 | CA | Natural Gas Internal Combustion Engine | IC | 3.1 | N | IPP Non-CHP | NG | natural gas peaker | TRUE
| 56185 | CA | Natural Gas Internal Combustion Engine | IC | 3.1 | N | IPP Non-CHP | NG | natural gas peaker | TRUE
| 56185 | CA | Natural Gas Internal Combustion Engine | IC | 3.1 | N | IPP Non-CHP | NG | natural gas peaker | TRUE
| 56232 | CA | Natural Gas Fired Combustion Turbine | GT | 47 | N | Electric Utility | NG | natural gas peaker | TRUE
| 56232 | CA | Natural Gas Fired Combustion Turbine | GT | 47 | N | Electric Utility | NG | natural gas peaker | TRUE
| 56239 | CA | Natural Gas Fired Combustion Turbine | GT | 48 | N | IPP Non-CHP | NG | natural gas peaker | TRUE
| 56239 | CA | Natural Gas Fired Combustion Turbine | GT | 48 | N | IPP Non-CHP | NG | natural gas peaker | TRUE
| 56271 | CA | Onshore Wind Turbine | WT | 18 | N | IPP Non-CHP | WND | onshore wind | TRUE
| 56275 | CA | Onshore Wind Turbine | WT | 2.4 | N | IPP Non-CHP | WND | onshore wind | TRUE
| 56276 | CA | Onshore Wind Turbine | WT | 1.6 | N | IPP Non-CHP | WND | onshore wind | TRUE
| 56284 | CA | Other Gases | ST | 5.3 | N | Industrial Non-CHP | OG | other | FALSE
| 56295 | CA | Onshore Wind Turbine | WT | 50 | N | IPP Non-CHP | WND | onshore wind | TRUE
| 56298 | CA | Natural Gas Fired Combined Cycle | CT | 38 | N | Electric Utility | NG | natural gas nonpeaker | TRUE
| 56298 | CA | Natural Gas Fired Combined Cycle | CT | 38 | N | Electric Utility | NG | natural gas nonpeaker | TRUE
| 56298 | CA | Natural Gas Fired Combined Cycle | CA | 75 | N | Electric Utility | NG | natural gas nonpeaker | TRUE
| 56302 | CA | Onshore Wind Turbine | WT | 59 | N | IPP Non-CHP | WND | onshore wind | TRUE
| 56346 | CA | Natural Gas Internal Combustion Engine | IC | 1.2 | N | Electric Utility | NG | natural gas peaker | TRUE
| 56346 | CA | Natural Gas Internal Combustion Engine | IC | 1.2 | N | Electric Utility | NG | natural gas peaker | TRUE
| 56346 | CA | Natural Gas Internal Combustion Engine | IC | 1.2 | N | Electric Utility | NG | natural gas peaker | TRUE
| 56346 | CA | Natural Gas Internal Combustion Engine | IC | 1.2 | N | Electric Utility | NG | natural gas peaker | TRUE
| 56346 | CA | Natural Gas Internal Combustion Engine | IC | 1.2 | N | Electric Utility | NG | natural gas peaker | TRUE
| 56346 | CA | Natural Gas Internal Combustion Engine | IC | 1.2 | N | Electric Utility | NG | natural gas peaker | TRUE
| 56346 | CA | Natural Gas Internal Combustion Engine | IC | 1.2 | N | Electric Utility | NG | natural gas peaker | TRUE
| 56356 | CA | Natural Gas Fired Combined Cycle | CT | 21 | Y | Electric Utility | NG | natural gas nonpeaker | TRUE
| 56356 | CA | Natural Gas Fired Combined Cycle | CA | 7 | Y | Electric Utility | NG | natural gas nonpeaker | TRUE
| 56362 | CA | Onshore Wind Turbine | WT | 150 | N | IPP Non-CHP | WND | onshore wind | TRUE
| 56428 | CA | Landfill Gas | IC | 1 | N | IPP Non-CHP | LFG | biomass | TRUE
| 56428 | CA | Landfill Gas | IC | 1 | N | IPP Non-CHP | LFG | biomass | TRUE
| 56428 | CA | Landfill Gas | IC | 1 | N | IPP Non-CHP | LFG | biomass | TRUE
| 56433 | CA | Onshore Wind Turbine | WT | 135 | N | Electric Utility | WND | onshore wind | TRUE
| 56446 | CA | Onshore Wind Turbine | WT | 38 | N | IPP Non-CHP | WND | onshore wind | TRUE
| 56467 | CA | Natural Gas Fired Combined Cycle | CT | 185 | N | IPP Non-CHP | NG | natural gas nonpeaker | TRUE
| 56467 | CA | Natural Gas Fired Combined Cycle | CT | 185 | N | IPP Non-CHP | NG | natural gas nonpeaker | TRUE
| 56467 | CA | Natural Gas Fired Combined Cycle | CA | 245 | N | IPP Non-CHP | NG | natural gas nonpeaker | TRUE
| 56469 | CA | Wood/Wood Waste Biomass | ST | 9 | Y | Industrial CHP | WDS | biomass | FALSE
| 56471 | CA | Natural Gas Fired Combustion Turbine | GT | 49 | N | Electric Utility | NG | natural gas peaker | TRUE
| 56472 | CA | Natural Gas Fired Combustion Turbine | GT | 46 | N | Electric Utility | NG | natural gas peaker | TRUE
| 56472 | CA | Batteries | BA | 10 | N | Electric Utility | MWH | other | TRUE
| 56473 | CA | Natural Gas Fired Combustion Turbine | GT | 49 | N | Electric Utility | NG | natural gas peaker | TRUE
| 56474 | CA | Natural Gas Fired Combustion Turbine | GT | 49 | N | Electric Utility | NG | natural gas peaker | TRUE
| 56475 | CA | Natural Gas Fired Combustion Turbine | GT | 47 | N | Electric Utility | NG | natural gas peaker | TRUE
| 56475 | CA | Batteries | BA | 10 | N | Electric Utility | MWH | other | TRUE
| 56476 | CA | Natural Gas Fired Combined Cycle | CT | 177 | N | Electric Utility | NG | natural gas nonpeaker | TRUE
| 56476 | CA | Natural Gas Fired Combined Cycle | CT | 177 | N | Electric Utility | NG | natural gas nonpeaker | TRUE
| 56476 | CA | Natural Gas Fired Combined Cycle | CA | 209.4 | N | Electric Utility | NG | natural gas nonpeaker | TRUE
| 56532 | CA | Natural Gas Fired Combined Cycle | CT | 167 | N | Electric Utility | NG | natural gas nonpeaker | TRUE
| 56532 | CA | Natural Gas Fired Combined Cycle | CT | 167 | N | Electric Utility | NG | natural gas nonpeaker | TRUE
| 56532 | CA | Natural Gas Fired Combined Cycle | CA | 306 | N | Electric Utility | NG | natural gas nonpeaker | TRUE
| 56569 | CA | Natural Gas Fired Combustion Turbine | GT | 43 | N | Electric Utility | NG | natural gas peaker | TRUE
| 56569 | CA | Natural Gas Fired Combustion Turbine | GT | 43.9 | N | Electric Utility | NG | natural gas peaker | TRUE
| 56570 | CA | Onshore Wind Turbine | WT | 7.4 | N | IPP Non-CHP | WND | onshore wind | TRUE
| 56615 | CA | Conventional Hydroelectric | HY | 4.4 | N | IPP Non-CHP | WAT | hydro | TRUE
| 56639 | CA | Natural Gas Fired Combustion Turbine | GT | 55.6 | N | IPP Non-CHP | NG | natural gas peaker | TRUE
| 56639 | CA | Natural Gas Fired Combustion Turbine | GT | 55.6 | N | IPP Non-CHP | NG | natural gas peaker | TRUE
| 56654 | CA | Onshore Wind Turbine | WT | 101.2 | N | IPP Non-CHP | WND | onshore wind | TRUE
| 56706 | CA | Wood/Wood Waste Biomass | ST | 10.5 | N | IPP Non-CHP | WDS | biomass | TRUE
| 56707 | CA | Wood/Wood Waste Biomass | ST | 10.5 | N | IPP Non-CHP | WDS | biomass | TRUE
| 56768 | CA | Solar Photovoltaic | PV | 5 | N | IPP Non-CHP | SUN | solar PV | TRUE
| 56791 | CA | Onshore Wind Turbine | WT | 45 | N | IPP Non-CHP | WND | onshore wind | TRUE
| 56803 | CA | Natural Gas Fired Combustion Turbine | GT | 97 | N | IPP Non-CHP | NG | natural gas peaker | TRUE
| 56803 | CA | Natural Gas Fired Combustion Turbine | GT | 97 | N | IPP Non-CHP | NG | natural gas peaker | TRUE
| 56803 | CA | Natural Gas Fired Combustion Turbine | GT | 97 | N | IPP Non-CHP | NG | natural gas peaker | TRUE
| 56803 | CA | Natural Gas Fired Combustion Turbine | GT | 97 | N | IPP Non-CHP | NG | natural gas peaker | TRUE
| 56813 | CA | Solar Photovoltaic | PV | 0.5 | N | IPP Non-CHP | SUN | solar PV | TRUE
| 56813 | CA | Solar Photovoltaic | PV | 0.5 | N | IPP Non-CHP | SUN | solar PV | TRUE
| 56814 | CA | Solar Photovoltaic | PV | 0.4 | N | IPP Non-CHP | SUN | solar PV | TRUE
| 56814 | CA | Solar Photovoltaic | PV | 0.4 | N | IPP Non-CHP | SUN | solar PV | TRUE
| 56832 | CA | Geothermal | BT | 10.7 | N | IPP Non-CHP | GEO | geothermal | TRUE
| 56832 | CA | Geothermal | BT | 10.7 | N | IPP Non-CHP | GEO | geothermal | TRUE
| 56832 | CA | Geothermal | BT | 10.7 | N | IPP Non-CHP | GEO | geothermal | TRUE
| 56832 | CA | Geothermal | BT | 10.7 | N | IPP Non-CHP | GEO | geothermal | TRUE
| 56832 | CA | Geothermal | BT | 10.7 | N | IPP Non-CHP | GEO | geothermal | TRUE
| 56862 | CA | Solar Photovoltaic | PV | 0.3 | N | IPP Non-CHP | SUN | solar PV | TRUE
| 56862 | CA | Solar Photovoltaic | PV | 0.3 | N | IPP Non-CHP | SUN | solar PV | TRUE
| 56862 | CA | Solar Photovoltaic | PV | 0.3 | N | IPP Non-CHP | SUN | solar PV | TRUE
| 56862 | CA | Solar Photovoltaic | PV | 0.3 | N | IPP Non-CHP | SUN | solar PV | TRUE
| 56874 | CA | Onshore Wind Turbine | WT | 150 | N | IPP Non-CHP | WND | onshore wind | TRUE
| 56875 | CA | Solar Photovoltaic | PV | 1 | N | IPP Non-CHP | SUN | solar PV | TRUE
| 56895 | CA | Landfill Gas | IC | 1.8 | N | IPP Non-CHP | LFG | biomass | TRUE
| 56895 | CA | Landfill Gas | IC | 1.8 | N | IPP Non-CHP | LFG | biomass | TRUE
| 56895 | CA | Landfill Gas | IC | 1.8 | N | IPP Non-CHP | LFG | biomass | TRUE
| 56895 | CA | Landfill Gas | IC | 1.8 | N | IPP Non-CHP | LFG | biomass | TRUE
| 56895 | CA | Landfill Gas | IC | 1.8 | N | IPP Non-CHP | LFG | biomass | TRUE
| 56895 | CA | Landfill Gas | IC | 1.8 | N | IPP Non-CHP | LFG | biomass | TRUE
| 56897 | CA | Landfill Gas | IC | 1.8 | N | IPP Non-CHP | LFG | biomass | TRUE
| 56897 | CA | Landfill Gas | IC | 1.8 | N | IPP Non-CHP | LFG | biomass | TRUE
| 56898 | CA | Landfill Gas | GT | 4 | N | IPP Non-CHP | LFG | biomass | TRUE
| 56898 | CA | Landfill Gas | GT | 4 | N | IPP Non-CHP | LFG | biomass | TRUE
| 56909 | CA | Solar Photovoltaic | PV | 0.3 | N | Commercial Non-CHP | SUN | solar PV | FALSE
| 56909 | CA | Solar Photovoltaic | PV | 0.3 | N | Commercial Non-CHP | SUN | solar PV | FALSE
| 56909 | CA | Solar Photovoltaic | PV | 0.3 | N | Commercial Non-CHP | SUN | solar PV | FALSE
| 56909 | CA | Solar Photovoltaic | PV | 0.3 | N | Commercial Non-CHP | SUN | solar PV | FALSE
| 56914 | CA | Natural Gas Fired Combustion Turbine | GT | 49.1 | N | IPP Non-CHP | NG | natural gas peaker | TRUE
| 56914 | CA | Natural Gas Fired Combustion Turbine | GT | 49.1 | N | IPP Non-CHP | NG | natural gas peaker | TRUE
| 56917 | CA | Solar Photovoltaic | PV | 101 | N | IPP Non-CHP | SUN | solar PV | TRUE
| 56917 | CA | Solar Photovoltaic | PV | 64.6 | N | IPP Non-CHP | SUN | solar PV | TRUE
| 56917 | CA | Solar Photovoltaic | PV | 34.3 | N | IPP Non-CHP | SUN | solar PV | TRUE
| 56939 | CA | Solar Photovoltaic | PV | 21 | N | IPP Non-CHP | SUN | solar PV | TRUE
| 56996 | CA | Solar Photovoltaic | PV | 0.5 | N | Electric Utility | SUN | solar PV | TRUE
| 56996 | CA | Solar Photovoltaic | PV | 0.5 | N | Electric Utility | SUN | solar PV | TRUE
| 57001 | CA | Natural Gas Fired Combustion Turbine | GT | 60.5 | N | IPP Non-CHP | NG | natural gas peaker | TRUE
| 57004 | CA | Solar Photovoltaic | PV | 0.9 | N | IPP Non-CHP | SUN | solar PV | TRUE
| 57005 | CA | Solar Photovoltaic | PV | 0.9 | N | IPP Non-CHP | SUN | solar PV | TRUE
| 57006 | CA | Solar Photovoltaic | PV | 0.9 | N | IPP Non-CHP | SUN | solar PV | TRUE
| 57007 | CA | Solar Photovoltaic | PV | 0.9 | N | IPP Non-CHP | SUN | solar PV | TRUE
| 57008 | CA | Solar Photovoltaic | PV | 0.8 | N | IPP Non-CHP | SUN | solar PV | TRUE
| 57009 | CA | Solar Photovoltaic | PV | 0.9 | N | IPP Non-CHP | SUN | solar PV | TRUE
| 57010 | CA | Solar Photovoltaic | PV | 0.9 | N | IPP Non-CHP | SUN | solar PV | TRUE
| 57011 | CA | Solar Photovoltaic | PV | 0.9 | N | IPP Non-CHP | SUN | solar PV | TRUE
| 57012 | CA | Solar Photovoltaic | PV | 0.9 | N | IPP Non-CHP | SUN | solar PV | TRUE
| 57027 | CA | Natural Gas Fired Combustion Turbine | GT | 49.4 | N | Electric Utility | NG | natural gas peaker | TRUE
| 57027 | CA | Natural Gas Fired Combustion Turbine | GT | 48 | N | Electric Utility | NG | natural gas peaker | TRUE
| 57027 | CA | Natural Gas Fired Combustion Turbine | GT | 48 | N | Electric Utility | NG | natural gas peaker | TRUE
| 57027 | CA | Natural Gas Fired Combustion Turbine | GT | 49.4 | N | Electric Utility | NG | natural gas peaker | TRUE
| 57041 | CA | Solar Photovoltaic | PV | 2 | N | Electric Utility | SUN | solar PV | TRUE
| 57042 | CA | Other Natural Gas | FC | 1.4 | Y | Electric Utility | NG | other | TRUE
| 57043 | CA | Other Natural Gas | FC | 0.2 | Y | Electric Utility | NG | other | TRUE
| 57043 | CA | Other Natural Gas | FC | 1.4 | Y | Electric Utility | NG | other | TRUE
| 57073 | CA | Solar Thermal without Energy Storage | ST | 133.4 | N | IPP Non-CHP | SUN | solar thermal | TRUE
| 57074 | CA | Solar Thermal without Energy Storage | ST | 126 | N | IPP Non-CHP | SUN | solar thermal | TRUE
| 57075 | CA | Solar Thermal without Energy Storage | ST | 133.4 | N | IPP Non-CHP | SUN | solar thermal | TRUE
| 57100 | CA | Landfill Gas | IC | 1 | Y | IPP CHP | LFG | biomass | FALSE
| 57101 | CA | Landfill Gas | IC | 1.4 | Y | IPP CHP | LFG | biomass | FALSE
| 57102 | CA | Landfill Gas | IC | 1 | Y | IPP CHP | LFG | biomass | FALSE
| 57102 | CA | Landfill Gas | IC | 1 | N | IPP CHP | LFG | biomass | FALSE
| 57122 | CA | Natural Gas Fired Combined Cycle | CT | 13.5 | Y | Commercial CHP | NG | natural gas nonpeaker | FALSE
| 57122 | CA | Natural Gas Fired Combined Cycle | CA | 5.5 | N | Commercial CHP | NG | natural gas nonpeaker | FALSE
| 57133 | CA | Landfill Gas | IC | 1.8 | N | IPP Non-CHP | LFG | biomass | TRUE
| 57133 | CA | Landfill Gas | IC | 1.5 | N | IPP Non-CHP | LFG | biomass | TRUE
| 57154 | CA | Wood/Wood Waste Biomass | ST | 13 | N | IPP Non-CHP | WDS | biomass | TRUE
| 57163 | CA | Landfill Gas | GT | 3.3 | N | Commercial Non-CHP | LFG | biomass | FALSE
| 57163 | CA | Landfill Gas | GT | 3.3 | N | Commercial Non-CHP | LFG | biomass | FALSE
| 57201 | CA | Onshore Wind Turbine | WT | 36.8 | N | IPP Non-CHP | WND | onshore wind | TRUE
| 57217 | CA | Solar Photovoltaic | PV | 0.5 | N | Electric Utility | SUN | solar PV | TRUE
| 57217 | CA | Solar Photovoltaic | PV | 0.5 | N | Electric Utility | SUN | solar PV | TRUE
| 57219 | CA | Solar Photovoltaic | PV | 0.5 | N | Electric Utility | SUN | solar PV | TRUE
| 57219 | CA | Solar Photovoltaic | PV | 0.5 | N | Electric Utility | SUN | solar PV | TRUE
| 57219 | CA | Solar Photovoltaic | PV | 0.5 | N | Electric Utility | SUN | solar PV | TRUE
| 57219 | CA | Solar Photovoltaic | PV | 0.5 | N | Electric Utility | SUN | solar PV | TRUE
| 57219 | CA | Solar Photovoltaic | PV | 0.5 | N | Electric Utility | SUN | solar PV | TRUE
| 57220 | CA | Solar Photovoltaic | PV | 0.5 | N | Electric Utility | SUN | solar PV | TRUE
| 57220 | CA | Solar Photovoltaic | PV | 0.5 | N | Electric Utility | SUN | solar PV | TRUE
| 57220 | CA | Solar Photovoltaic | PV | 0.5 | N | Electric Utility | SUN | solar PV | TRUE
| 57220 | CA | Solar Photovoltaic | PV | 0.5 | N | Electric Utility | SUN | solar PV | TRUE
| 57221 | CA | Solar Photovoltaic | PV | 0.5 | N | Electric Utility | SUN | solar PV | TRUE
| 57221 | CA | Solar Photovoltaic | PV | 0.5 | N | Electric Utility | SUN | solar PV | TRUE
| 57221 | CA | Solar Photovoltaic | PV | 0.5 | N | Electric Utility | SUN | solar PV | TRUE
| 57221 | CA | Solar Photovoltaic | PV | 0.5 | N | Electric Utility | SUN | solar PV | TRUE
| 57221 | CA | Solar Photovoltaic | PV | 0.5 | N | Electric Utility | SUN | solar PV | TRUE
| 57222 | CA | Solar Photovoltaic | PV | 0.5 | N | Electric Utility | SUN | solar PV | TRUE
| 57222 | CA | Solar Photovoltaic | PV | 0.5 | N | Electric Utility | SUN | solar PV | TRUE
| 57222 | CA | Solar Photovoltaic | PV | 0.5 | N | Electric Utility | SUN | solar PV | TRUE
| 57222 | CA | Solar Photovoltaic | PV | 0.5 | N | Electric Utility | SUN | solar PV | TRUE
| 57223 | CA | Solar Photovoltaic | PV | 0.5 | N | Electric Utility | SUN | solar PV | TRUE
| 57223 | CA | Solar Photovoltaic | PV | 0.5 | N | Electric Utility | SUN | solar PV | TRUE
| 57224 | CA | Solar Photovoltaic | PV | 0.5 | N | Electric Utility | SUN | solar PV | TRUE
| 57224 | CA | Solar Photovoltaic | PV | 0.5 | N | Electric Utility | SUN | solar PV | TRUE
| 57224 | CA | Solar Photovoltaic | PV | 0.5 | N | Electric Utility | SUN | solar PV | TRUE
| 57225 | CA | Solar Photovoltaic | PV | 0.5 | N | Electric Utility | SUN | solar PV | TRUE
| 57225 | CA | Solar Photovoltaic | PV | 0.5 | N | Electric Utility | SUN | solar PV | TRUE
| 57225 | CA | Solar Photovoltaic | PV | 0.5 | N | Electric Utility | SUN | solar PV | TRUE
| 57225 | CA | Solar Photovoltaic | PV | 0.5 | N | Electric Utility | SUN | solar PV | TRUE
| 57225 | CA | Solar Photovoltaic | PV | 0.5 | N | Electric Utility | SUN | solar PV | TRUE
| 57225 | CA | Solar Photovoltaic | PV | 0.5 | N | Electric Utility | SUN | solar PV | TRUE
| 57225 | CA | Solar Photovoltaic | PV | 0.5 | N | Electric Utility | SUN | solar PV | TRUE
| 57226 | CA | Solar Photovoltaic | PV | 0.5 | N | Electric Utility | SUN | solar PV | TRUE
| 57227 | CA | Solar Photovoltaic | PV | 0.5 | N | Electric Utility | SUN | solar PV | TRUE
| 57227 | CA | Solar Photovoltaic | PV | 0.5 | N | Electric Utility | SUN | solar PV | TRUE
| 57227 | CA | Solar Photovoltaic | PV | 0.5 | N | Electric Utility | SUN | solar PV | TRUE
| 57227 | CA | Solar Photovoltaic | PV | 0.5 | N | Electric Utility | SUN | solar PV | TRUE
| 57227 | CA | Solar Photovoltaic | PV | 0.5 | N | Electric Utility | SUN | solar PV | TRUE
| 57227 | CA | Solar Photovoltaic | PV | 0.5 | N | Electric Utility | SUN | solar PV | TRUE
| 57227 | CA | Solar Photovoltaic | PV | 0.5 | N | Electric Utility | SUN | solar PV | TRUE
| 57229 | CA | Solar Photovoltaic | PV | 0.5 | N | Electric Utility | SUN | solar PV | TRUE
| 57229 | CA | Solar Photovoltaic | PV | 0.5 | N | Electric Utility | SUN | solar PV | TRUE
| 57229 | CA | Solar Photovoltaic | PV | 0.5 | N | Electric Utility | SUN | solar PV | TRUE
| 57229 | CA | Solar Photovoltaic | PV | 0.5 | N | Electric Utility | SUN | solar PV | TRUE
| 57229 | CA | Solar Photovoltaic | PV | 0.5 | N | Electric Utility | SUN | solar PV | TRUE
| 57229 | CA | Solar Photovoltaic | PV | 0.5 | N | Electric Utility | SUN | solar PV | TRUE
| 57229 | CA | Solar Photovoltaic | PV | 0.5 | N | Electric Utility | SUN | solar PV | TRUE
| 57230 | CA | Solar Photovoltaic | PV | 0.5 | N | Electric Utility | SUN | solar PV | TRUE
| 57230 | CA | Solar Photovoltaic | PV | 0.5 | N | Electric Utility | SUN | solar PV | TRUE
| 57230 | CA | Solar Photovoltaic | PV | 0.5 | N | Electric Utility | SUN | solar PV | TRUE
| 57231 | CA | Solar Photovoltaic | PV | 0.5 | N | Electric Utility | SUN | solar PV | TRUE
| 57231 | CA | Solar Photovoltaic | PV | 0.5 | N | Electric Utility | SUN | solar PV | TRUE
| 57231 | CA | Solar Photovoltaic | PV | 0.5 | N | Electric Utility | SUN | solar PV | TRUE
| 57231 | CA | Solar Photovoltaic | PV | 0.5 | N | Electric Utility | SUN | solar PV | TRUE
| 57231 | CA | Solar Photovoltaic | PV | 0.5 | N | Electric Utility | SUN | solar PV | TRUE
| 57231 | CA | Solar Photovoltaic | PV | 0.5 | N | Electric Utility | SUN | solar PV | TRUE
| 57231 | CA | Solar Photovoltaic | PV | 0.5 | N | Electric Utility | SUN | solar PV | TRUE
| 57232 | CA | Solar Photovoltaic | PV | 0.5 | N | Electric Utility | SUN | solar PV | TRUE
| 57232 | CA | Solar Photovoltaic | PV | 0.5 | N | Electric Utility | SUN | solar PV | TRUE
| 57232 | CA | Solar Photovoltaic | PV | 0.5 | N | Electric Utility | SUN | solar PV | TRUE
| 57236 | CA | Solar Photovoltaic | PV | 0.5 | N | Electric Utility | SUN | solar PV | TRUE
| 57236 | CA | Solar Photovoltaic | PV | 0.5 | N | Electric Utility | SUN | solar PV | TRUE
| 57236 | CA | Solar Photovoltaic | PV | 0.5 | N | Electric Utility | SUN | solar PV | TRUE
| 57236 | CA | Solar Photovoltaic | PV | 0.5 | N | Electric Utility | SUN | solar PV | TRUE
| 57236 | CA | Solar Photovoltaic | PV | 0.5 | N | Electric Utility | SUN | solar PV | TRUE
| 57237 | CA | Solar Photovoltaic | PV | 0.5 | N | Electric Utility | SUN | solar PV | TRUE
| 57237 | CA | Solar Photovoltaic | PV | 0.5 | N | Electric Utility | SUN | solar PV | TRUE
| 57237 | CA | Solar Photovoltaic | PV | 0.5 | N | Electric Utility | SUN | solar PV | TRUE
| 57237 | CA | Solar Photovoltaic | PV | 0.5 | N | Electric Utility | SUN | solar PV | TRUE
| 57245 | CA | Solar Photovoltaic | PV | 0.5 | N | Electric Utility | SUN | solar PV | TRUE
| 57245 | CA | Solar Photovoltaic | PV | 0.5 | N | Electric Utility | SUN | solar PV | TRUE
| 57245 | CA | Solar Photovoltaic | PV | 0.5 | N | Electric Utility | SUN | solar PV | TRUE
| 57245 | CA | Solar Photovoltaic | PV | 0.5 | N | Electric Utility | SUN | solar PV | TRUE
| 57245 | CA | Solar Photovoltaic | PV | 0.5 | N | Electric Utility | SUN | solar PV | TRUE
| 57245 | CA | Solar Photovoltaic | PV | 0.5 | N | Electric Utility | SUN | solar PV | TRUE
| 57245 | CA | Solar Photovoltaic | PV | 0.5 | N | Electric Utility | SUN | solar PV | TRUE
| 57245 | CA | Solar Photovoltaic | PV | 0.5 | N | Electric Utility | SUN | solar PV | TRUE
| 57245 | CA | Solar Photovoltaic | PV | 0.5 | N | Electric Utility | SUN | solar PV | TRUE
| 57245 | CA | Solar Photovoltaic | PV | 0.5 | N | Electric Utility | SUN | solar PV | TRUE
| 57245 | CA | Solar Photovoltaic | PV | 0.5 | N | Electric Utility | SUN | solar PV | TRUE
| 57245 | CA | Solar Photovoltaic | PV | 0.5 | N | Electric Utility | SUN | solar PV | TRUE
| 57246 | CA | Solar Photovoltaic | PV | 0.5 | N | Electric Utility | SUN | solar PV | TRUE
| 57246 | CA | Solar Photovoltaic | PV | 0.5 | N | Electric Utility | SUN | solar PV | TRUE
| 57246 | CA | Solar Photovoltaic | PV | 0.5 | N | Electric Utility | SUN | solar PV | TRUE
| 57246 | CA | Solar Photovoltaic | PV | 0.5 | N | Electric Utility | SUN | solar PV | TRUE
| 57247 | CA | Solar Photovoltaic | PV | 0.5 | N | Electric Utility | SUN | solar PV | TRUE
| 57247 | CA | Solar Photovoltaic | PV | 0.5 | N | Electric Utility | SUN | solar PV | TRUE
| 57247 | CA | Solar Photovoltaic | PV | 0.5 | N | Electric Utility | SUN | solar PV | TRUE
| 57247 | CA | Solar Photovoltaic | PV | 0.5 | N | Electric Utility | SUN | solar PV | TRUE
| 57247 | CA | Solar Photovoltaic | PV | 0.5 | N | Electric Utility | SUN | solar PV | TRUE
| 57247 | CA | Solar Photovoltaic | PV | 0.5 | N | Electric Utility | SUN | solar PV | TRUE
| 57247 | CA | Solar Photovoltaic | PV | 0.5 | N | Electric Utility | SUN | solar PV | TRUE
| 57254 | CA | Solar Photovoltaic | PV | 1 | N | Commercial Non-CHP | SUN | solar PV | FALSE
| 57267 | CA | Natural Gas Fired Combustion Turbine | GT | 191.9 | N | IPP Non-CHP | NG | natural gas peaker | TRUE
| 57267 | CA | Natural Gas Fired Combustion Turbine | GT | 191.1 | N | IPP Non-CHP | NG | natural gas peaker | TRUE
| 57267 | CA | Natural Gas Fired Combustion Turbine | GT | 190.4 | N | IPP Non-CHP | NG | natural gas peaker | TRUE
| 57267 | CA | Natural Gas Fired Combustion Turbine | GT | 191.8 | N | IPP Non-CHP | NG | natural gas peaker | TRUE
| 57282 | CA | Onshore Wind Turbine | WT | 150 | N | IPP Non-CHP | WND | onshore wind | TRUE
| 57291 | CA | Onshore Wind Turbine | WT | 150 | N | IPP Non-CHP | WND | onshore wind | TRUE
| 57292 | CA | Onshore Wind Turbine | WT | 150 | N | IPP Non-CHP | WND | onshore wind | TRUE
| 57293 | CA | Onshore Wind Turbine | WT | 102 | N | IPP Non-CHP | WND | onshore wind | TRUE
| 57294 | CA | Onshore Wind Turbine | WT | 168 | N | IPP Non-CHP | WND | onshore wind | TRUE
| 57295 | CA | Solar Photovoltaic | PV | 66 | N | IPP Non-CHP | SUN | solar PV | TRUE
| 57302 | CA | Onshore Wind Turbine | WT | 6.5 | N | IPP Non-CHP | WND | onshore wind | TRUE
| 57305 | CA | Solar Photovoltaic | PV | 10 | N | Electric Utility | SUN | solar PV | TRUE
| 57306 | CA | Solar Photovoltaic | PV | 8.5 | N | Electric Utility | SUN | solar PV | TRUE
| 57308 | CA | Solar Photovoltaic | PV | 2.2 | N | Electric Utility | SUN | solar PV | TRUE
| 57309 | CA | Solar Photovoltaic | PV | 1.1 | N | Commercial Non-CHP | SUN | solar PV | FALSE
| 57310 | CA | Solar Photovoltaic | PV | 1.3 | N | Commercial Non-CHP | SUN | solar PV | FALSE
| 57311 | CA | Solar Photovoltaic | PV | 1 | N | Commercial Non-CHP | SUN | solar PV | FALSE
| 57313 | CA | Solar Photovoltaic | PV | 1.2 | N | Commercial Non-CHP | SUN | solar PV | FALSE
| 57314 | CA | Solar Photovoltaic | PV | 2.2 | N | Commercial Non-CHP | SUN | solar PV | FALSE
| 57331 | CA | Solar Thermal without Energy Storage | ST | 137.5 | N | IPP Non-CHP | SUN | solar thermal | TRUE
| 57331 | CA | Solar Thermal without Energy Storage | ST | 137.5 | N | IPP Non-CHP | SUN | solar thermal | TRUE
| 57340 | CA | Solar Photovoltaic | PV | 140 | N | IPP Non-CHP | SUN | solar PV | TRUE
| 57359 | CA | Solar Photovoltaic | PV | 6 | N | IPP Non-CHP | SUN | solar PV | TRUE
| 57360 | CA | Solar Photovoltaic | PV | 20 | N | IPP Non-CHP | SUN | solar PV | TRUE
| 57361 | CA | Solar Photovoltaic | PV | 19 | N | IPP Non-CHP | SUN | solar PV | TRUE
| 57364 | CA | Conventional Hydroelectric | HY | 2.2 | N | IPP Non-CHP | WAT | hydro | TRUE
| 57364 | CA | Conventional Hydroelectric | HY | 2.2 | N | IPP Non-CHP | WAT | hydro | TRUE
| 57378 | CA | Solar Photovoltaic | PV | 241.5 | N | IPP Non-CHP | SUN | solar PV | TRUE
| 57394 | CA | Solar Thermal without Energy Storage | ST | 125 | N | IPP Non-CHP | SUN | solar thermal | TRUE
| 57394 | CA | Solar Thermal without Energy Storage | ST | 125 | N | IPP Non-CHP | SUN | solar thermal | TRUE
| 57422 | CA | Solar Photovoltaic | PV | 1 | N | Commercial Non-CHP | SUN | solar PV | FALSE
| 57439 | CA | Solar Photovoltaic | PV | 32.3 | N | IPP Non-CHP | SUN | solar PV | TRUE
| 57439 | CA | Solar Photovoltaic | PV | 21 | N | IPP Non-CHP | SUN | solar PV | TRUE
| 57439 | CA | Solar Photovoltaic | PV | 86.5 | N | IPP Non-CHP | SUN | solar PV | TRUE
| 57439 | CA | Solar Photovoltaic | PV | 70 | N | IPP Non-CHP | SUN | solar PV | TRUE
| 57439 | CA | Solar Photovoltaic | PV | 40 | N | IPP Non-CHP | SUN | solar PV | TRUE
| 57441 | CA | Solar Photovoltaic | PV | 0.5 | N | Electric Utility | SUN | solar PV | TRUE
| 57441 | CA | Solar Photovoltaic | PV | 0.5 | N | Electric Utility | SUN | solar PV | TRUE
| 57441 | CA | Solar Photovoltaic | PV | 0.5 | N | Electric Utility | SUN | solar PV | TRUE
| 57441 | CA | Solar Photovoltaic | PV | 0.5 | N | Electric Utility | SUN | solar PV | TRUE
| 57441 | CA | Solar Photovoltaic | PV | 0.5 | N | Electric Utility | SUN | solar PV | TRUE
| 57441 | CA | Solar Photovoltaic | PV | 0.5 | N | Electric Utility | SUN | solar PV | TRUE
| 57441 | CA | Solar Photovoltaic | PV | 0.5 | N | Electric Utility | SUN | solar PV | TRUE
| 57441 | CA | Solar Photovoltaic | PV | 0.5 | N | Electric Utility | SUN | solar PV | TRUE
| 57441 | CA | Solar Photovoltaic | PV | 0.5 | N | Electric Utility | SUN | solar PV | TRUE
| 57441 | CA | Solar Photovoltaic | PV | 0.5 | N | Electric Utility | SUN | solar PV | TRUE
| 57455 | CA | Solar Photovoltaic | PV | 26 | N | IPP Non-CHP | SUN | solar PV | TRUE
| 57459 | CA | Onshore Wind Turbine | WT | 49 | N | IPP Non-CHP | WND | onshore wind | TRUE
| 57460 | CA | Other Natural Gas | FC | 0.1 | N | IPP Non-CHP | NG | other | TRUE
| 57460 | CA | Other Natural Gas | FC | 0.1 | N | IPP Non-CHP | NG | other | TRUE
| 57460 | CA | Other Natural Gas | FC | 0.1 | N | IPP Non-CHP | NG | other | TRUE
| 57460 | CA | Other Natural Gas | FC | 0.1 | N | IPP Non-CHP | NG | other | TRUE
| 57460 | CA | Other Natural Gas | FC | 0.1 | N | IPP Non-CHP | NG | other | TRUE
| 57460 | CA | Other Natural Gas | FC | 0.1 | N | IPP Non-CHP | NG | other | TRUE
| 57460 | CA | Other Natural Gas | FC | 0.1 | N | IPP Non-CHP | NG | other | TRUE
| 57460 | CA | Other Natural Gas | FC | 0.1 | N | IPP Non-CHP | NG | other | TRUE
| 57460 | CA | Other Natural Gas | FC | 0.1 | N | IPP Non-CHP | NG | other | TRUE
| 57460 | CA | Other Natural Gas | FC | 0.1 | N | IPP Non-CHP | NG | other | TRUE
| 57460 | CA | Other Natural Gas | FC | 0.1 | N | IPP Non-CHP | NG | other | TRUE
| 57475 | CA | Geothermal | ST | 49.9 | N | IPP Non-CHP | GEO | geothermal | TRUE
| 57482 | CA | Natural Gas Fired Combustion Turbine | GT | 100 | N | IPP Non-CHP | NG | natural gas peaker | TRUE
| 57482 | CA | Natural Gas Fired Combustion Turbine | GT | 100 | N | IPP Non-CHP | NG | natural gas peaker | TRUE
| 57482 | CA | Natural Gas Fired Combustion Turbine | GT | 100 | N | IPP Non-CHP | NG | natural gas peaker | TRUE
| 57482 | CA | Natural Gas Fired Combustion Turbine | GT | 100 | N | IPP Non-CHP | NG | natural gas peaker | TRUE
| 57482 | CA | Natural Gas Fired Combustion Turbine | GT | 100 | N | IPP Non-CHP | NG | natural gas peaker | TRUE
| 57482 | CA | Natural Gas Fired Combustion Turbine | GT | 100 | N | IPP Non-CHP | NG | natural gas peaker | TRUE
| 57482 | CA | Natural Gas Fired Combustion Turbine | GT | 100 | N | IPP Non-CHP | NG | natural gas peaker | TRUE
| 57482 | CA | Natural Gas Fired Combustion Turbine | GT | 100 | N | IPP Non-CHP | NG | natural gas peaker | TRUE
| 57483 | CA | Natural Gas Fired Combustion Turbine | GT | 49.9 | N | IPP Non-CHP | NG | natural gas peaker | TRUE
| 57483 | CA | Natural Gas Fired Combustion Turbine | GT | 49.9 | N | IPP Non-CHP | NG | natural gas peaker | TRUE
| 57483 | CA | Natural Gas Fired Combustion Turbine | GT | 49.9 | N | IPP Non-CHP | NG | natural gas peaker | TRUE
| 57483 | CA | Natural Gas Fired Combustion Turbine | GT | 49.9 | N | IPP Non-CHP | NG | natural gas peaker | TRUE
| 57484 | CA | Onshore Wind Turbine | WT | 189 | N | IPP Non-CHP | WND | onshore wind | TRUE
| 57490 | CA | Solar Photovoltaic | PV | 128.9 | N | IPP Non-CHP | SUN | solar PV | TRUE
| 57491 | CA | Solar Photovoltaic | PV | 148.7 | N | IPP Non-CHP | SUN | solar PV | TRUE
| 57497 | CA | Solar Photovoltaic | PV | 20 | N | Electric Utility | SUN | solar PV | TRUE
| 57498 | CA | Solar Photovoltaic | PV | 15 | N | Electric Utility | SUN | solar PV | TRUE
| 57499 | CA | Solar Photovoltaic | PV | 15 | N | Electric Utility | SUN | solar PV | TRUE
| 57506 | CA | Solar Photovoltaic | PV | 1 | N | IPP Non-CHP | SUN | solar PV | TRUE
| 57514 | CA | Onshore Wind Turbine | WT | 265.4 | N | IPP Non-CHP | WND | onshore wind | TRUE
| 57515 | CA | Natural Gas Fired Combustion Turbine | GT | 97 | N | IPP Non-CHP | NG | natural gas peaker | TRUE
| 57515 | CA | Natural Gas Fired Combustion Turbine | GT | 97 | N | IPP Non-CHP | NG | natural gas peaker | TRUE
| 57515 | CA | Natural Gas Fired Combustion Turbine | GT | 97 | N | IPP Non-CHP | NG | natural gas peaker | TRUE
| 57515 | CA | Natural Gas Fired Combustion Turbine | GT | 97 | N | IPP Non-CHP | NG | natural gas peaker | TRUE
| 57515 | CA | Natural Gas Fired Combustion Turbine | GT | 97 | N | IPP Non-CHP | NG | natural gas peaker | TRUE
| 57521 | CA | Solar Photovoltaic | PV | 10 | N | Electric Utility | SUN | solar PV | TRUE
| 57522 | CA | Solar Photovoltaic | PV | 20 | N | Electric Utility | SUN | solar PV | TRUE
| 57523 | CA | Solar Photovoltaic | PV | 20 | N | Electric Utility | SUN | solar PV | TRUE
| 57534 | CA | Solar Photovoltaic | PV | 0.5 | N | Electric Utility | SUN | solar PV | TRUE
| 57534 | CA | Solar Photovoltaic | PV | 0.5 | N | Electric Utility | SUN | solar PV | TRUE
| 57534 | CA | Solar Photovoltaic | PV | 0.5 | N | Electric Utility | SUN | solar PV | TRUE
| 57535 | CA | Solar Photovoltaic | PV | 0.5 | N | Electric Utility | SUN | solar PV | TRUE
| 57535 | CA | Solar Photovoltaic | PV | 0.5 | N | Electric Utility | SUN | solar PV | TRUE
| 57544 | CA | Other Natural Gas | FC | 1.4 | Y | Electric Utility | NG | other | TRUE
| 57555 | CA | Natural Gas Fired Combustion Turbine | GT | 106 | N | IPP Non-CHP | NG | natural gas peaker | TRUE
| 57555 | CA | Natural Gas Fired Combustion Turbine | GT | 106 | N | IPP Non-CHP | NG | natural gas peaker | TRUE
| 57555 | CA | Natural Gas Fired Combustion Turbine | GT | 106 | N | IPP Non-CHP | NG | natural gas peaker | TRUE
| 57557 | CA | Natural Gas Internal Combustion Engine | IC | 0.8 | Y | Electric Utility | NG | natural gas peaker | TRUE
| 57557 | CA | Natural Gas Internal Combustion Engine | IC | 0.8 | Y | Electric Utility | NG | natural gas peaker | TRUE
| 57559 | CA | Solar Photovoltaic | PV | 4.5 | N | IPP Non-CHP | SUN | solar PV | TRUE
| 57564 | CA | Natural Gas Fired Combined Cycle | CT | 49 | N | IPP Non-CHP | NG | natural gas nonpeaker | TRUE
| 57564 | CA | Natural Gas Fired Combined Cycle | CA | 12.5 | N | IPP Non-CHP | NG | natural gas nonpeaker | TRUE
| 57566 | CA | Onshore Wind Turbine | WT | 2.5 | N | IPP Non-CHP | WND | onshore wind | TRUE
| 57566 | CA | Onshore Wind Turbine | WT | 2.8 | N | IPP Non-CHP | WND | onshore wind | TRUE
| 57573 | CA | Natural Gas Fired Combustion Turbine | GT | 3 | Y | Commercial CHP | NG | natural gas peaker | FALSE
| 57579 | CA | Solar Photovoltaic | PV | 0.9 | N | Electric Utility | SUN | solar PV | TRUE
| 57579 | CA | Solar Photovoltaic | PV | 0.4 | N | Electric Utility | SUN | solar PV | TRUE
| 57580 | CA | Natural Gas Internal Combustion Engine | IC | 2.1 | Y | IPP CHP | NG | natural gas peaker | FALSE
| 57580 | CA | Natural Gas Internal Combustion Engine | IC | 2.1 | Y | IPP CHP | NG | natural gas peaker | FALSE
| 57580 | CA | Solar Photovoltaic | PV | 0.3 | N | IPP CHP | SUN | solar PV | FALSE
| 57580 | CA | Solar Photovoltaic | PV | 0.5 | N | IPP CHP | SUN | solar PV | FALSE
| 57584 | CA | Batteries | BA | 2.5 | N | Commercial CHP | MWH | other | FALSE
| 57584 | CA | Natural Gas Fired Combined Cycle | CT | 13.5 | Y | Commercial CHP | NG | natural gas nonpeaker | FALSE
| 57584 | CA | Natural Gas Fired Combined Cycle | CT | 13.5 | Y | Commercial CHP | NG | natural gas nonpeaker | FALSE
| 57584 | CA | Natural Gas Fired Combined Cycle | CA | 3 | Y | Commercial CHP | NG | natural gas nonpeaker | FALSE
| 57585 | CA | Natural Gas Fired Combustion Turbine | GT | 29 | Y | Industrial CHP | NG | natural gas peaker | FALSE
| 57586 | CA | Onshore Wind Turbine | WT | 102.5 | N | IPP Non-CHP | WND | onshore wind | TRUE
| 57594 | CA | Onshore Wind Turbine | WT | 1 | N | IPP Non-CHP | WND | onshore wind | TRUE
| 57621 | CA | Onshore Wind Turbine | WT | 79.2 | N | IPP Non-CHP | WND | onshore wind | TRUE
| 57626 | CA | Onshore Wind Turbine | WT | 2 | N | IPP Non-CHP | WND | onshore wind | TRUE
| 57650 | CA | Solar Photovoltaic | PV | 60 | N | IPP Non-CHP | SUN | solar PV | TRUE
| 57651 | CA | Solar Photovoltaic | PV | 20 | N | IPP Non-CHP | SUN | solar PV | TRUE
| 57655 | CA | Solar Photovoltaic | PV | 1.1 | N | Commercial Non-CHP | SUN | solar PV | FALSE
| 57656 | CA | Solar Photovoltaic | PV | 1.5 | N | IPP Non-CHP | SUN | solar PV | TRUE
| 57669 | CA | Solar Photovoltaic | PV | 18 | N | IPP Non-CHP | SUN | solar PV | TRUE
| 57670 | CA | Solar Photovoltaic | PV | 2.9 | N | IPP Non-CHP | SUN | solar PV | TRUE
| 57671 | CA | Solar Photovoltaic | PV | 2.9 | N | IPP Non-CHP | SUN | solar PV | TRUE
| 57682 | CA | Solar Photovoltaic | PV | 1 | N | IPP Non-CHP | SUN | solar PV | TRUE
| 57683 | CA | Solar Photovoltaic | PV | 0.9 | N | IPP Non-CHP | SUN | solar PV | TRUE
| 57695 | CA | Solar Photovoltaic | PV | 129.8 | N | IPP Non-CHP | SUN | solar PV | TRUE
| 57695 | CA | Solar Photovoltaic | PV | 151.2 | N | IPP Non-CHP | SUN | solar PV | TRUE
| 57695 | CA | Solar Photovoltaic | PV | 102.1 | N | IPP Non-CHP | SUN | solar PV | TRUE
| 57695 | CA | Solar Photovoltaic | PV | 90.3 | N | IPP Non-CHP | SUN | solar PV | TRUE
| 57695 | CA | Solar Photovoltaic | PV | 112.5 | N | IPP Non-CHP | SUN | solar PV | TRUE
| 57696 | CA | Other Waste Biomass | GT | 3.8 | Y | Commercial CHP | OBG | biomass | FALSE
| 57697 | CA | Solar Photovoltaic | PV | 3 | N | IPP Non-CHP | SUN | solar PV | TRUE
| 57698 | CA | Solar Photovoltaic | PV | 2.7 | N | IPP Non-CHP | SUN | solar PV | TRUE
| 57700 | CA | Onshore Wind Turbine | WT | 78.2 | N | IPP Non-CHP | WND | onshore wind | TRUE
| 57701 | CA | Onshore Wind Turbine | WT | 78.2 | N | IPP Non-CHP | WND | onshore wind | TRUE
| 57702 | CA | Other Gases | GT | 5.7 | N | Industrial Non-CHP | OG | other | FALSE
| 57708 | CA | Solar Photovoltaic | PV | 110 | N | IPP Non-CHP | SUN | solar PV | TRUE
| 57714 | CA | Natural Gas Internal Combustion Engine | IC | 1.1 | N | Electric Utility | NG | natural gas peaker | TRUE
| 57714 | CA | Natural Gas Internal Combustion Engine | IC | 1.1 | N | Electric Utility | NG | natural gas peaker | TRUE
| 57714 | CA | Natural Gas Internal Combustion Engine | IC | 1.1 | N | Electric Utility | NG | natural gas peaker | TRUE
| 57714 | CA | Natural Gas Internal Combustion Engine | IC | 1.1 | N | Electric Utility | NG | natural gas peaker | TRUE
| 57715 | CA | Natural Gas Internal Combustion Engine | IC | 1 | N | Industrial Non-CHP | NG | natural gas peaker | FALSE
| 57715 | CA | Natural Gas Internal Combustion Engine | IC | 1 | N | Industrial Non-CHP | NG | natural gas peaker | FALSE
| 57722 | CA | Solar Photovoltaic | PV | 4 | N | IPP Non-CHP | SUN | solar PV | TRUE
| 57725 | CA | Onshore Wind Turbine | WT | 102.5 | N | IPP Non-CHP | WND | onshore wind | TRUE
| 57729 | CA | Hydroelectric Pumped Storage | PS | 21 | N | Electric Utility | WAT | other | TRUE
| 57729 | CA | Hydroelectric Pumped Storage | PS | 21 | N | Electric Utility | WAT | other | TRUE
| 57735 | CA | Other Waste Biomass | FC | 2.8 | N | IPP Non-CHP | OBG | biomass | TRUE
| 57743 | CA | Solar Photovoltaic | PV | 2.4 | N | IPP Non-CHP | SUN | solar PV | TRUE
| 57753 | CA | Solar Photovoltaic | PV | 1 | N | IPP Non-CHP | SUN | solar PV | TRUE
| 57757 | CA | Onshore Wind Turbine | WT | 140 | N | IPP Non-CHP | WND | onshore wind | TRUE
| 57764 | CA | Solar Photovoltaic | PV | 11.1 | N | Commercial Non-CHP | SUN | solar PV | FALSE
| 57770 | CA | Other Waste Biomass | FC | 1.4 | N | IPP Non-CHP | OBG | biomass | TRUE
| 57771 | CA | Landfill Gas | IC | 2 | N | IPP Non-CHP | LFG | biomass | TRUE
| 57773 | CA | Solar Photovoltaic | PV | 1.2 | N | Commercial Non-CHP | SUN | solar PV | FALSE
| 57774 | CA | Onshore Wind Turbine | WT | 120 | N | IPP Non-CHP | WND | onshore wind | TRUE
| 57777 | CA | Solar Photovoltaic | PV | 3 | N | IPP Non-CHP | SUN | solar PV | TRUE
| 57778 | CA | Solar Photovoltaic | PV | 5 | N | IPP Non-CHP | SUN | solar PV | TRUE
| 57779 | CA | Solar Photovoltaic | PV | 3 | N | IPP Non-CHP | SUN | solar PV | TRUE
| 57780 | CA | Solar Photovoltaic | PV | 5 | N | IPP Non-CHP | SUN | solar PV | TRUE
| 57781 | CA | Solar Photovoltaic | PV | 3 | N | IPP Non-CHP | SUN | solar PV | TRUE
| 57782 | CA | Solar Photovoltaic | PV | 5 | N | IPP Non-CHP | SUN | solar PV | TRUE
| 57783 | CA | Solar Photovoltaic | PV | 5 | N | IPP Non-CHP | SUN | solar PV | TRUE
| 57784 | CA | Solar Photovoltaic | PV | 5 | N | IPP Non-CHP | SUN | solar PV | TRUE
| 57785 | CA | Solar Photovoltaic | PV | 5 | N | IPP Non-CHP | SUN | solar PV | TRUE
| 57791 | CA | Onshore Wind Turbine | WT | 1.5 | N | IPP Non-CHP | WND | onshore wind | TRUE
| 57792 | CA | Onshore Wind Turbine | WT | 1 | N | IPP Non-CHP | WND | onshore wind | TRUE
| 57796 | CA | Solar Photovoltaic | PV | 1.2 | N | IPP Non-CHP | SUN | solar PV | TRUE
| 57797 | CA | Solar Photovoltaic | PV | 1.3 | N | IPP Non-CHP | SUN | solar PV | TRUE
| 57806 | CA | Solar Photovoltaic | PV | 0.4 | N | IPP Non-CHP | SUN | solar PV | TRUE
| 57808 | CA | Other Natural Gas | FC | 1 | N | IPP Non-CHP | NG | other | TRUE
| 57809 | CA | Other Natural Gas | FC | 1 | N | IPP Non-CHP | NG | other | TRUE
| 57811 | CA | Other Natural Gas | FC | 0.8 | N | IPP Non-CHP | NG | other | TRUE
| 57811 | CA | Other Natural Gas | FC | 0.4 | N | IPP Non-CHP | NG | other | TRUE
| 57816 | CA | Solar Photovoltaic | PV | 5 | N | IPP Non-CHP | SUN | solar PV | TRUE
| 57817 | CA | Solar Photovoltaic | PV | 5 | N | IPP Non-CHP | SUN | solar PV | TRUE
| 57818 | CA | Solar Photovoltaic | PV | 5 | N | IPP Non-CHP | SUN | solar PV | TRUE
| 57819 | CA | Solar Photovoltaic | PV | 5 | N | IPP Non-CHP | SUN | solar PV | TRUE
| 57820 | CA | Solar Photovoltaic | PV | 5 | N | IPP Non-CHP | SUN | solar PV | TRUE
| 57821 | CA | Solar Photovoltaic | PV | 5 | N | IPP Non-CHP | SUN | solar PV | TRUE
| 57827 | CA | Solar Photovoltaic | PV | 1 | N | Commercial Non-CHP | SUN | solar PV | FALSE
| 57831 | CA | Solar Photovoltaic | PV | 1.3 | N | IPP Non-CHP | SUN | solar PV | TRUE
| 57833 | CA | Onshore Wind Turbine | WT | 150 | N | IPP Non-CHP | WND | onshore wind | TRUE
| 57834 | CA | Onshore Wind Turbine | WT | 168 | N | IPP Non-CHP | WND | onshore wind | TRUE
| 57835 | CA | Onshore Wind Turbine | WT | 150 | N | IPP Non-CHP | WND | onshore wind | TRUE
| 57836 | CA | Solar Photovoltaic | PV | 1.3 | N | IPP Non-CHP | SUN | solar PV | TRUE
| 57837 | CA | Onshore Wind Turbine | WT | 132 | N | IPP Non-CHP | WND | onshore wind | TRUE
| 57840 | CA | Solar Photovoltaic | PV | 1.1 | N | IPP Non-CHP | SUN | solar PV | TRUE
| 57841 | CA | Solar Photovoltaic | PV | 1.1 | N | IPP Non-CHP | SUN | solar PV | TRUE
| 57849 | CA | Solar Photovoltaic | PV | 2.8 | N | IPP Non-CHP | SUN | solar PV | TRUE
| 57850 | CA | Solar Photovoltaic | PV | 0.9 | N | IPP Non-CHP | SUN | solar PV | TRUE
| 57854 | CA | Conventional Hydroelectric | HY | 1.8 | N | Commercial Non-CHP | WAT | hydro | FALSE
| 57854 | CA | Conventional Hydroelectric | HY | 1.8 | N | Commercial Non-CHP | WAT | hydro | FALSE
| 57854 | CA | Conventional Hydroelectric | HY | 1.8 | N | Commercial Non-CHP | WAT | hydro | FALSE
| 57854 | CA | Conventional Hydroelectric | HY | 1.2 | N | Commercial Non-CHP | WAT | hydro | FALSE
| 57854 | CA | Conventional Hydroelectric | HY | 1.2 | N | Commercial Non-CHP | WAT | hydro | FALSE
| 57854 | CA | Conventional Hydroelectric | HY | 0.5 | N | Commercial Non-CHP | WAT | hydro | FALSE
| 57854 | CA | Conventional Hydroelectric | HY | 0.2 | N | Commercial Non-CHP | WAT | hydro | FALSE
| 57856 | CA | Solar Photovoltaic | PV | 1.2 | N | Commercial Non-CHP | SUN | solar PV | FALSE
| 57860 | CA | Solar Photovoltaic | PV | 1.5 | N | Electric Utility | SUN | solar PV | TRUE
| 57870 | CA | Solar Photovoltaic | PV | 1 | N | Commercial Non-CHP | SUN | solar PV | FALSE
| 57871 | CA | Solar Photovoltaic | PV | 1 | N | Commercial Non-CHP | SUN | solar PV | FALSE
| 57876 | CA | Landfill Gas | IC | 1.5 | N | IPP Non-CHP | LFG | biomass | TRUE
| 57891 | CA | Solar Photovoltaic | PV | 20 | N | Electric Utility | SUN | solar PV | TRUE
| 57892 | CA | Solar Photovoltaic | PV | 20 | N | Electric Utility | SUN | solar PV | TRUE
| 57895 | CA | Solar Photovoltaic | PV | 1.1 | N | Commercial Non-CHP | SUN | solar PV | FALSE
| 57900 | CA | Solar Photovoltaic | PV | 0.5 | N | Electric Utility | SUN | solar PV | TRUE
| 57900 | CA | Solar Photovoltaic | PV | 0.5 | N | Electric Utility | SUN | solar PV | TRUE
| 57900 | CA | Solar Photovoltaic | PV | 0.5 | N | Electric Utility | SUN | solar PV | TRUE
| 57900 | CA | Solar Photovoltaic | PV | 0.5 | N | Electric Utility | SUN | solar PV | TRUE
| 57900 | CA | Solar Photovoltaic | PV | 0.5 | N | Electric Utility | SUN | solar PV | TRUE
| 57900 | CA | Solar Photovoltaic | PV | 0.5 | N | Electric Utility | SUN | solar PV | TRUE
| 57900 | CA | Solar Photovoltaic | PV | 0.5 | N | Electric Utility | SUN | solar PV | TRUE
| 57900 | CA | Solar Photovoltaic | PV | 0.5 | N | Electric Utility | SUN | solar PV | TRUE
| 57900 | CA | Solar Photovoltaic | PV | 0.5 | N | Electric Utility | SUN | solar PV | TRUE
| 57900 | CA | Solar Photovoltaic | PV | 0.5 | N | Electric Utility | SUN | solar PV | TRUE
| 57901 | CA | Natural Gas Fired Combined Cycle | CT | 195 | N | IPP Non-CHP | NG | natural gas nonpeaker | TRUE
| 57901 | CA | Natural Gas Fired Combined Cycle | CA | 60 | N | IPP Non-CHP | NG | natural gas nonpeaker | TRUE
| 57901 | CA | Natural Gas Fired Combined Cycle | CT | 195 | N | IPP Non-CHP | NG | natural gas nonpeaker | TRUE
| 57901 | CA | Natural Gas Fired Combined Cycle | CA | 60 | N | IPP Non-CHP | NG | natural gas nonpeaker | TRUE
| 57904 | CA | Solar Photovoltaic | PV | 1.5 | N | IPP Non-CHP | SUN | solar PV | TRUE
| 57913 | CA | Onshore Wind Turbine | WT | 143 | N | IPP Non-CHP | WND | onshore wind | TRUE
| 57916 | CA | Natural Gas Steam Turbine | ST | 8.9 | Y | Industrial CHP | NG | natural gas peaker | FALSE
| 57933 | CA | Solar Photovoltaic | PV | 2 | N | IPP Non-CHP | SUN | solar PV | TRUE
| 57959 | CA | Solar Photovoltaic | PV | 6.3 | N | IPP Non-CHP | SUN | solar PV | TRUE
| 57962 | CA | Onshore Wind Turbine | WT | 102 | N | IPP Non-CHP | WND | onshore wind | TRUE
| 57970 | CA | Solar Photovoltaic | PV | 3.6 | N | Commercial Non-CHP | SUN | solar PV | FALSE
| 57971 | CA | Other Waste Biomass | IC | 1.9 | N | Commercial Non-CHP | OBG | biomass | FALSE
| 57977 | CA | Natural Gas Internal Combustion Engine | IC | 2.5 | Y | Electric Utility | NG | natural gas peaker | TRUE
| 57977 | CA | Natural Gas Internal Combustion Engine | IC | 2.5 | Y | Electric Utility | NG | natural gas peaker | TRUE
| 57978 | CA | Natural Gas Fired Combined Cycle | CT | 162 | N | Electric Utility | NG | natural gas nonpeaker | TRUE
| 57978 | CA | Natural Gas Fired Combined Cycle | CA | 95 | N | Electric Utility | NG | natural gas nonpeaker | TRUE
| 57982 | CA | Solar Photovoltaic | PV | 0.5 | N | IPP Non-CHP | SUN | solar PV | TRUE
| 57982 | CA | Solar Photovoltaic | PV | 0.6 | N | IPP Non-CHP | SUN | solar PV | TRUE
| 57988 | CA | Landfill Gas | IC | 0.8 | N | IPP Non-CHP | LFG | biomass | TRUE
| 57988 | CA | Landfill Gas | IC | 0.8 | N | IPP Non-CHP | LFG | biomass | TRUE
| 57988 | CA | Landfill Gas | IC | 0.8 | N | IPP Non-CHP | LFG | biomass | TRUE
| 57988 | CA | Landfill Gas | IC | 0.8 | N | IPP Non-CHP | LFG | biomass | TRUE
| 57988 | CA | Landfill Gas | IC | 0.8 | N | IPP Non-CHP | LFG | biomass | TRUE
| 57988 | CA | Landfill Gas | IC | 0.8 | N | IPP Non-CHP | LFG | biomass | TRUE
| 57993 | CA | Solar Photovoltaic | PV | 40.3 | N | IPP Non-CHP | SUN | solar PV | TRUE
| 57993 | CA | Solar Photovoltaic | PV | 30.2 | N | IPP Non-CHP | SUN | solar PV | TRUE
| 57993 | CA | Solar Photovoltaic | PV | 20.2 | N | IPP Non-CHP | SUN | solar PV | TRUE
| 57993 | CA | Solar Photovoltaic | PV | 40.3 | N | IPP Non-CHP | SUN | solar PV | TRUE
| 57993 | CA | Solar Photovoltaic | PV | 40.3 | N | IPP Non-CHP | SUN | solar PV | TRUE
| 57993 | CA | Solar Photovoltaic | PV | 30.2 | N | IPP Non-CHP | SUN | solar PV | TRUE
| 57993 | CA | Solar Photovoltaic | PV | 25.2 | N | IPP Non-CHP | SUN | solar PV | TRUE
| 57993 | CA | Solar Photovoltaic | PV | 25.2 | N | IPP Non-CHP | SUN | solar PV | TRUE
| 57993 | CA | Solar Photovoltaic | PV | 20.2 | N | IPP Non-CHP | SUN | solar PV | TRUE
| 57993 | CA | Solar Photovoltaic | PV | 18.9 | N | IPP Non-CHP | SUN | solar PV | TRUE
| 57993 | CA | Solar Photovoltaic | PV | 22.7 | N | IPP Non-CHP | SUN | solar PV | TRUE
| 58002 | CA | Solar Photovoltaic | PV | 20 | N | IPP Non-CHP | SUN | solar PV | TRUE
| 58003 | CA | Solar Photovoltaic | PV | 50 | N | IPP Non-CHP | SUN | solar PV | TRUE
| 58007 | CA | Landfill Gas | CT | 6.8 | N | IPP Non-CHP | LFG | biomass | TRUE
| 58007 | CA | Landfill Gas | CT | 6.8 | N | IPP Non-CHP | LFG | biomass | TRUE
| 58007 | CA | Landfill Gas | CT | 6.8 | N | IPP Non-CHP | LFG | biomass | TRUE
| 58007 | CA | Landfill Gas | CT | 6.8 | N | IPP Non-CHP | LFG | biomass | TRUE
| 58007 | CA | Landfill Gas | CA | 10 | N | IPP Non-CHP | LFG | biomass | TRUE
| 58028 | CA | Solar Photovoltaic | PV | 1.5 | N | Commercial Non-CHP | SUN | solar PV | FALSE
| 58034 | CA | Solar Photovoltaic | PV | 1.5 | N | IPP Non-CHP | SUN | solar PV | TRUE
| 58039 | CA | Solar Photovoltaic | PV | 25 | N | IPP Non-CHP | SUN | solar PV | TRUE
| 58053 | CA | Petroleum Liquids | IC | 0.7 | N | Industrial Non-CHP | DFO | petroleum | FALSE
| 58053 | CA | Petroleum Liquids | IC | 1 | N | Industrial Non-CHP | DFO | petroleum | FALSE
| 58053 | CA | Petroleum Liquids | IC | 0.9 | N | Industrial Non-CHP | DFO | petroleum | FALSE
| 58056 | CA | Other Waste Biomass | IC | 0.6 | N | Industrial Non-CHP | OBG | biomass | FALSE
| 58056 | CA | Other Waste Biomass | IC | 0.6 | N | Industrial Non-CHP | OBG | biomass | FALSE
| 58056 | CA | Solar Photovoltaic | PV | 2.5 | N | Industrial Non-CHP | SUN | solar PV | FALSE
| 58056 | CA | Natural Gas Fired Combustion Turbine | GT | 4.1 | N | Industrial Non-CHP | NG | natural gas peaker | FALSE
| 58056 | CA | Natural Gas Fired Combustion Turbine | GT | 4.1 | N | Industrial Non-CHP | NG | natural gas peaker | FALSE
| 58058 | CA | Natural Gas Fired Combustion Turbine | GT | 6.5 | Y | Industrial CHP | NG | natural gas peaker | FALSE
| 58062 | CA | Solar Photovoltaic | PV | 23 | N | Electric Utility | SUN | solar PV | TRUE
| 58073 | CA | Solar Photovoltaic | PV | 2 | N | IPP Non-CHP | SUN | solar PV | TRUE
| 58074 | CA | Solar Photovoltaic | PV | 2 | N | IPP Non-CHP | SUN | solar PV | TRUE
| 58076 | CA | Solar Photovoltaic | PV | 1 | N | IPP Non-CHP | SUN | solar PV | TRUE
| 58076 | CA | Solar Photovoltaic | PV | 1 | N | IPP Non-CHP | SUN | solar PV | TRUE
| 58076 | CA | Solar Photovoltaic | PV | 1 | N | IPP Non-CHP | SUN | solar PV | TRUE
| 58085 | CA | Petroleum Liquids | IC | 0.5 | N | Industrial Non-CHP | DFO | petroleum | FALSE
| 58085 | CA | Petroleum Liquids | IC | 1 | N | Industrial Non-CHP | DFO | petroleum | FALSE
| 58086 | CA | Solar Photovoltaic | PV | 0.5 | N | IPP Non-CHP | SUN | solar PV | TRUE
| 58086 | CA | Solar Photovoltaic | PV | 0.5 | N | IPP Non-CHP | SUN | solar PV | TRUE
| 58100 | CA | Natural Gas Fired Combustion Turbine | GT | 4.9 | N | Industrial Non-CHP | NG | natural gas peaker | FALSE
| 58101 | CA | Onshore Wind Turbine | WT | 1.6 | N | IPP Non-CHP | WND | onshore wind | TRUE
| 58101 | CA | Onshore Wind Turbine | WT | 1.6 | N | IPP Non-CHP | WND | onshore wind | TRUE
| 58102 | CA | Onshore Wind Turbine | WT | 1.5 | N | IPP Non-CHP | WND | onshore wind | TRUE
| 58102 | CA | Onshore Wind Turbine | WT | 1.5 | N | IPP Non-CHP | WND | onshore wind | TRUE
| 58104 | CA | Onshore Wind Turbine | WT | 1 | N | Industrial Non-CHP | WND | onshore wind | FALSE
| 58105 | CA | Onshore Wind Turbine | WT | 1 | N | Commercial Non-CHP | WND | onshore wind | FALSE
| 58112 | CA | Onshore Wind Turbine | WT | 1 | N | IPP Non-CHP | WND | onshore wind | TRUE
| 58113 | CA | Onshore Wind Turbine | WT | 1 | N | IPP Non-CHP | WND | onshore wind | TRUE
| 58113 | CA | Onshore Wind Turbine | WT | 1 | N | IPP Non-CHP | WND | onshore wind | TRUE
| 58114 | CA | Onshore Wind Turbine | WT | 1.6 | N | IPP Non-CHP | WND | onshore wind | TRUE
| 58114 | CA | Onshore Wind Turbine | WT | 1.6 | N | IPP Non-CHP | WND | onshore wind | TRUE
| 58114 | CA | Onshore Wind Turbine | WT | 1.9 | N | IPP Non-CHP | WND | onshore wind | TRUE
| 58118 | CA | Solar Photovoltaic | PV | 1.5 | N | IPP Non-CHP | SUN | solar PV | TRUE
| 58119 | CA | Solar Photovoltaic | PV | 3 | N | IPP Non-CHP | SUN | solar PV | TRUE
| 58122 | CA | Natural Gas Fired Combustion Turbine | GT | 60.5 | N | IPP Non-CHP | NG | natural gas peaker | TRUE
| 58128 | CA | Other Natural Gas | FC | 0.2 | N | IPP Non-CHP | NG | other | TRUE
| 58128 | CA | Other Natural Gas | FC | 0.2 | N | IPP Non-CHP | NG | other | TRUE
| 58128 | CA | Other Natural Gas | FC | 0.2 | N | IPP Non-CHP | NG | other | TRUE
| 58128 | CA | Other Natural Gas | FC | 0.2 | N | IPP Non-CHP | NG | other | TRUE
| 58128 | CA | Other Natural Gas | FC | 0.2 | N | IPP Non-CHP | NG | other | TRUE
| 58132 | CA | Other Natural Gas | FC | 0.2 | N | IPP Non-CHP | NG | other | TRUE
| 58132 | CA | Other Natural Gas | FC | 0.2 | N | IPP Non-CHP | NG | other | TRUE
| 58132 | CA | Other Natural Gas | FC | 0.2 | N | IPP Non-CHP | NG | other | TRUE
| 58132 | CA | Other Natural Gas | FC | 0.2 | N | IPP Non-CHP | NG | other | TRUE
| 58132 | CA | Other Natural Gas | FC | 0.2 | N | IPP Non-CHP | NG | other | TRUE
| 58148 | CA | Solar Photovoltaic | PV | 20 | N | IPP Non-CHP | SUN | solar PV | TRUE
| 58149 | CA | Solar Photovoltaic | PV | 20 | N | IPP Non-CHP | SUN | solar PV | TRUE
| 58154 | CA | Onshore Wind Turbine | WT | 162 | N | IPP Non-CHP | WND | onshore wind | TRUE
| 58168 | CA | Natural Gas Fired Combustion Turbine | GT | 0.3 | Y | Commercial CHP | NG | natural gas peaker | FALSE
| 58168 | CA | Natural Gas Fired Combustion Turbine | GT | 0.3 | Y | Commercial CHP | NG | natural gas peaker | FALSE
| 58168 | CA | Natural Gas Fired Combustion Turbine | GT | 0.3 | Y | Commercial CHP | NG | natural gas peaker | FALSE
| 58169 | CA | Natural Gas Fired Combustion Turbine | GT | 4.3 | Y | Commercial CHP | NG | natural gas peaker | FALSE
| 58169 | CA | Solar Photovoltaic | PV | 0.3 | N | Commercial CHP | SUN | solar PV | FALSE
| 58169 | CA | Solar Photovoltaic | PV | 0.3 | N | Commercial CHP | SUN | solar PV | FALSE
| 58169 | CA | Solar Photovoltaic | PV | 2 | N | Commercial CHP | SUN | solar PV | FALSE
| 58169 | CA | Solar Photovoltaic | PV | 0.3 | N | Commercial CHP | SUN | solar PV | FALSE
| 58169 | CA | Solar Photovoltaic | PV | 0.4 | N | Commercial CHP | SUN | solar PV | FALSE
| 58169 | CA | Solar Photovoltaic | PV | 1 | N | Commercial CHP | SUN | solar PV | FALSE
| 58170 | CA | Solar Photovoltaic | PV | 1.3 | N | Commercial Non-CHP | SUN | solar PV | FALSE
| 58190 | CA | Natural Gas Fired Combustion Turbine | GT | 1.2 | N | Industrial Non-CHP | NG | natural gas peaker | FALSE
| 58198 | CA | Natural Gas Fired Combined Cycle | CT | 5.2 | Y | Commercial CHP | NG | natural gas nonpeaker | FALSE
| 58198 | CA | Natural Gas Fired Combined Cycle | CT | 5.5 | Y | Commercial CHP | NG | natural gas nonpeaker | FALSE
| 58198 | CA | Natural Gas Fired Combined Cycle | CA | 1.8 | Y | Commercial CHP | NG | natural gas nonpeaker | FALSE
| 58202 | CA | Solar Photovoltaic | PV | 20 | N | IPP Non-CHP | SUN | solar PV | TRUE
| 58204 | CA | Solar Photovoltaic | PV | 2.5 | N | IPP Non-CHP | SUN | solar PV | TRUE
| 58206 | CA | Solar Photovoltaic | PV | 10 | N | Electric Utility | SUN | solar PV | TRUE
| 58216 | CA | All Other | ST | 3.2 | N | Industrial Non-CHP | WH | other | FALSE
| 58217 | CA | Solar Photovoltaic | PV | 2.5 | N | IPP Non-CHP | SUN | solar PV | TRUE
| 58223 | CA | Natural Gas Internal Combustion Engine | IC | 1.2 | Y | Commercial CHP | NG | natural gas peaker | FALSE
| 58223 | CA | Natural Gas Internal Combustion Engine | IC | 1.2 | Y | Commercial CHP | NG | natural gas peaker | FALSE
| 58223 | CA | Natural Gas Internal Combustion Engine | IC | 1.2 | Y | Commercial CHP | NG | natural gas peaker | FALSE
| 58226 | CA | Solar Photovoltaic | PV | 1.5 | N | IPP Non-CHP | SUN | solar PV | TRUE
| 58227 | CA | Solar Photovoltaic | PV | 8.5 | N | IPP Non-CHP | SUN | solar PV | TRUE
| 58232 | CA | Solar Photovoltaic | PV | 1 | N | Commercial Non-CHP | SUN | solar PV | FALSE
| 58233 | CA | Onshore Wind Turbine | WT | 6 | N | IPP Non-CHP | WND | onshore wind | TRUE
| 58234 | CA | Solar Photovoltaic | PV | 11.8 | N | IPP Non-CHP | SUN | solar PV | TRUE
| 58244 | CA | Solar Photovoltaic | PV | 0.9 | N | Commercial Non-CHP | SUN | solar PV | FALSE
| 58248 | CA | Solar Photovoltaic | PV | 1.9 | N | Commercial Non-CHP | SUN | solar PV | FALSE
| 58249 | CA | Solar Photovoltaic | PV | 3.5 | N | Commercial Non-CHP | SUN | solar PV | FALSE
| 58251 | CA | All Other | ST | 5 | Y | Industrial CHP | PUR | other | FALSE
| 58251 | CA | All Other | ST | 5 | Y | Industrial CHP | PUR | other | FALSE
| 58253 | CA | Solar Photovoltaic | PV | 1.6 | N | Commercial Non-CHP | SUN | solar PV | FALSE
| 58253 | CA | Other Natural Gas | FC | 0.4 | N | Commercial Non-CHP | NG | other | FALSE
| 58253 | CA | Other Natural Gas | FC | 0.4 | N | Commercial Non-CHP | NG | other | FALSE
| 58253 | CA | Other Natural Gas | FC | 0.4 | N | Commercial Non-CHP | NG | other | FALSE
| 58258 | CA | Natural Gas Fired Combustion Turbine | GT | 4.2 | Y | Commercial CHP | NG | natural gas peaker | FALSE
| 58258 | CA | Natural Gas Fired Combustion Turbine | GT | 4.2 | Y | Commercial CHP | NG | natural gas peaker | FALSE
| 58261 | CA | Solar Photovoltaic | PV | 1 | N | IPP Non-CHP | SUN | solar PV | TRUE
| 58289 | CA | Solar Photovoltaic | PV | 1.5 | N | IPP Non-CHP | SUN | solar PV | TRUE
| 58290 | CA | Solar Photovoltaic | PV | 1.5 | N | IPP Non-CHP | SUN | solar PV | TRUE
| 58296 | CA | Other Natural Gas | FC | 1 | N | IPP Non-CHP | NG | other | TRUE
| 58297 | CA | Other Natural Gas | FC | 1 | N | IPP Non-CHP | NG | other | TRUE
| 58298 | CA | Other Natural Gas | FC | 1 | N | IPP Non-CHP | NG | other | TRUE
| 58299 | CA | Other Natural Gas | FC | 1 | N | IPP Non-CHP | NG | other | TRUE
| 58300 | CA | Other Natural Gas | FC | 1 | N | IPP Non-CHP | NG | other | TRUE
| 58301 | CA | Other Natural Gas | FC | 1 | N | IPP Non-CHP | NG | other | TRUE
| 58302 | CA | Other Natural Gas | FC | 1 | N | IPP Non-CHP | NG | other | TRUE
| 58303 | CA | Other Natural Gas | FC | 1 | N | IPP Non-CHP | NG | other | TRUE
| 58304 | CA | Solar Photovoltaic | PV | 1.5 | N | IPP Non-CHP | SUN | solar PV | TRUE
| 58304 | CA | Solar Photovoltaic | PV | 1.5 | N | IPP Non-CHP | SUN | solar PV | TRUE
| 58304 | CA | Solar Photovoltaic | PV | 0.7 | N | IPP Non-CHP | SUN | solar PV | TRUE
| 58306 | CA | Solar Photovoltaic | PV | 1 | N | IPP Non-CHP | SUN | solar PV | TRUE
| 58306 | CA | Solar Photovoltaic | PV | 1 | N | IPP Non-CHP | SUN | solar PV | TRUE
| 58306 | CA | Solar Photovoltaic | PV | 1.5 | N | IPP Non-CHP | SUN | solar PV | TRUE
| 58307 | CA | Solar Photovoltaic | PV | 1.5 | N | IPP Non-CHP | SUN | solar PV | TRUE
| 58307 | CA | Solar Photovoltaic | PV | 0.5 | N | IPP Non-CHP | SUN | solar PV | TRUE
| 58307 | CA | Solar Photovoltaic | PV | 1.5 | N | IPP Non-CHP | SUN | solar PV | TRUE
| 58308 | CA | Solar Photovoltaic | PV | 1.5 | N | IPP Non-CHP | SUN | solar PV | TRUE
| 58308 | CA | Solar Photovoltaic | PV | 1.5 | N | IPP Non-CHP | SUN | solar PV | TRUE
| 58308 | CA | Solar Photovoltaic | PV | 1 | N | IPP Non-CHP | SUN | solar PV | TRUE
| 58309 | CA | Solar Photovoltaic | PV | 1 | N | IPP Non-CHP | SUN | solar PV | TRUE
| 58309 | CA | Solar Photovoltaic | PV | 1 | N | IPP Non-CHP | SUN | solar PV | TRUE
| 58309 | CA | Solar Photovoltaic | PV | 1.5 | N | IPP Non-CHP | SUN | solar PV | TRUE
| 58320 | CA | Landfill Gas | IC | 1.5 | N | IPP Non-CHP | LFG | biomass | TRUE
| 58354 | CA | Solar Photovoltaic | PV | 1.5 | N | IPP Non-CHP | SUN | solar PV | TRUE
| 58355 | CA | Solar Photovoltaic | PV | 1.5 | N | IPP Non-CHP | SUN | solar PV | TRUE
| 58366 | CA | Solar Photovoltaic | PV | 20.2 | N | IPP Non-CHP | SUN | solar PV | TRUE
| 58370 | CA | Solar Photovoltaic | PV | 1 | N | IPP Non-CHP | SUN | solar PV | TRUE
| 58371 | CA | Solar Photovoltaic | PV | 2.5 | N | IPP Non-CHP | SUN | solar PV | TRUE
| 58373 | CA | Solar Photovoltaic | PV | 20 | N | IPP Non-CHP | SUN | solar PV | TRUE
| 58374 | CA | Solar Photovoltaic | PV | 20 | N | IPP Non-CHP | SUN | solar PV | TRUE
| 58376 | CA | Solar Photovoltaic | PV | 1.5 | N | IPP Non-CHP | SUN | solar PV | TRUE
| 58379 | CA | Landfill Gas | IC | 1.5 | N | IPP Non-CHP | LFG | biomass | TRUE
| 58388 | CA | Solar Photovoltaic | PV | 38 | N | IPP Non-CHP | SUN | solar PV | TRUE
| 58388 | CA | Solar Photovoltaic | PV | 52.6 | N | IPP Non-CHP | SUN | solar PV | TRUE
| 58388 | CA | Solar Photovoltaic | PV | 52.6 | N | IPP Non-CHP | SUN | solar PV | TRUE
| 58388 | CA | Solar Photovoltaic | PV | 57 | N | IPP Non-CHP | SUN | solar PV | TRUE
| 58388 | CA | Solar Photovoltaic | PV | 32.2 | N | IPP Non-CHP | SUN | solar PV | TRUE
| 58388 | CA | Solar Photovoltaic | PV | 14.6 | N | IPP Non-CHP | SUN | solar PV | TRUE
| 58388 | CA | Solar Photovoltaic | PV | 62.9 | N | IPP Non-CHP | SUN | solar PV | TRUE
| 58389 | CA | Solar Photovoltaic | PV | 19 | N | IPP Non-CHP | SUN | solar PV | TRUE
| 58389 | CA | Solar Photovoltaic | PV | 59 | N | IPP Non-CHP | SUN | solar PV | TRUE
| 58389 | CA | Solar Photovoltaic | PV | 55 | N | IPP Non-CHP | SUN | solar PV | TRUE
| 58389 | CA | Solar Photovoltaic | PV | 47 | N | IPP Non-CHP | SUN | solar PV | TRUE
| 58389 | CA | Solar Photovoltaic | PV | 43 | N | IPP Non-CHP | SUN | solar PV | TRUE
| 58389 | CA | Solar Photovoltaic | PV | 52 | N | IPP Non-CHP | SUN | solar PV | TRUE
| 58394 | CA | Onshore Wind Turbine | WT | 138 | N | IPP Non-CHP | WND | onshore wind | TRUE
| 58395 | CA | Onshore Wind Turbine | WT | 90 | N | IPP Non-CHP | WND | onshore wind | TRUE
| 58397 | CA | Landfill Gas | IC | 1.4 | N | IPP Non-CHP | LFG | biomass | TRUE
| 58398 | CA | Solar Photovoltaic | PV | 10 | N | IPP Non-CHP | SUN | solar PV | TRUE
| 58417 | CA | Solar Photovoltaic | PV | 10 | N | IPP Non-CHP | SUN | solar PV | TRUE
| 58418 | CA | Solar Photovoltaic | PV | 5 | N | IPP Non-CHP | SUN | solar PV | TRUE
| 58419 | CA | Solar Photovoltaic | PV | 5 | N | IPP Non-CHP | SUN | solar PV | TRUE
| 58422 | CA | Solar Photovoltaic | PV | 0.3 | N | Commercial Non-CHP | SUN | solar PV | FALSE
| 58422 | CA | Solar Photovoltaic | PV | 0.1 | N | Commercial Non-CHP | SUN | solar PV | FALSE
| 58429 | CA | Landfill Gas | GT | 4 | N | IPP Non-CHP | LFG | biomass | TRUE
| 58429 | CA | Landfill Gas | GT | 4 | N | IPP Non-CHP | LFG | biomass | TRUE
| 58429 | CA | Landfill Gas | GT | 4 | N | IPP Non-CHP | LFG | biomass | TRUE
| 58429 | CA | Landfill Gas | GT | 4 | N | IPP Non-CHP | LFG | biomass | TRUE
| 58429 | CA | Landfill Gas | GT | 4 | N | IPP Non-CHP | LFG | biomass | TRUE
| 58430 | CA | Solar Photovoltaic | PV | 33.4 | N | IPP Non-CHP | SUN | solar PV | TRUE
| 58430 | CA | Solar Photovoltaic | PV | 25.6 | N | IPP Non-CHP | SUN | solar PV | TRUE
| 58430 | CA | Solar Photovoltaic | PV | 33.4 | N | IPP Non-CHP | SUN | solar PV | TRUE
| 58430 | CA | Solar Photovoltaic | PV | 33.4 | N | IPP Non-CHP | SUN | solar PV | TRUE
| 58430 | CA | Solar Photovoltaic | PV | 18.6 | N | IPP Non-CHP | SUN | solar PV | TRUE
| 58430 | CA | Solar Photovoltaic | PV | 25.6 | N | IPP Non-CHP | SUN | solar PV | TRUE
| 58432 | CA | Natural Gas Internal Combustion Engine | IC | 4.4 | Y | IPP CHP | NG | natural gas peaker | FALSE
| 58432 | CA | Natural Gas Internal Combustion Engine | IC | 4.4 | Y | IPP CHP | NG | natural gas peaker | FALSE
| 58432 | CA | Natural Gas Internal Combustion Engine | IC | 4.4 | Y | IPP CHP | NG | natural gas peaker | FALSE
| 58435 | CA | Landfill Gas | IC | 2.1 | N | IPP Non-CHP | LFG | biomass | TRUE
| 58435 | CA | Landfill Gas | IC | 2.1 | N | IPP Non-CHP | LFG | biomass | TRUE
| 58436 | CA | Landfill Gas | IC | 2.1 | N | IPP Non-CHP | LFG | biomass | TRUE
| 58436 | CA | Landfill Gas | IC | 2.1 | N | IPP Non-CHP | LFG | biomass | TRUE
| 58437 | CA | Landfill Gas | IC | 2.1 | N | IPP Non-CHP | LFG | biomass | TRUE
| 58437 | CA | Landfill Gas | IC | 2.1 | N | IPP Non-CHP | LFG | biomass | TRUE
| 58440 | CA | Other Natural Gas | FC | 0.4 | N | Commercial Non-CHP | NG | other | FALSE
| 58440 | CA | Other Natural Gas | FC | 0.4 | N | Commercial Non-CHP | NG | other | FALSE
| 58440 | CA | Other Natural Gas | FC | 0.4 | N | Commercial Non-CHP | NG | other | FALSE
| 58440 | CA | Other Natural Gas | FC | 0.4 | N | Commercial Non-CHP | NG | other | FALSE
| 58440 | CA | Other Natural Gas | FC | 0.4 | N | Commercial Non-CHP | NG | other | FALSE
| 58440 | CA | Other Natural Gas | FC | 0.4 | N | Commercial Non-CHP | NG | other | FALSE
| 58445 | CA | Solar Photovoltaic | PV | 1 | N | IPP Non-CHP | SUN | solar PV | TRUE
| 58445 | CA | Solar Photovoltaic | PV | 1 | N | IPP Non-CHP | SUN | solar PV | TRUE
| 58446 | CA | Solar Photovoltaic | PV | 1.5 | N | IPP Non-CHP | SUN | solar PV | TRUE
| 58447 | CA | Solar Photovoltaic | PV | 1.5 | N | IPP Non-CHP | SUN | solar PV | TRUE
| 58447 | CA | Solar Photovoltaic | PV | 1.5 | N | IPP Non-CHP | SUN | solar PV | TRUE
| 58447 | CA | Solar Photovoltaic | PV | 1 | N | IPP Non-CHP | SUN | solar PV | TRUE
| 58448 | CA | Solar Photovoltaic | PV | 1 | N | IPP Non-CHP | SUN | solar PV | TRUE
| 58449 | CA | Solar Photovoltaic | PV | 1.5 | N | IPP Non-CHP | SUN | solar PV | TRUE
| 58449 | CA | Solar Photovoltaic | PV | 1.5 | N | IPP Non-CHP | SUN | solar PV | TRUE
| 58449 | CA | Solar Photovoltaic | PV | 1 | N | IPP Non-CHP | SUN | solar PV | TRUE
| 58450 | CA | Solar Photovoltaic | PV | 1.5 | N | IPP Non-CHP | SUN | solar PV | TRUE
| 58451 | CA | Solar Photovoltaic | PV | 1.5 | N | IPP Non-CHP | SUN | solar PV | TRUE
| 58452 | CA | Solar Photovoltaic | PV | 1.5 | N | IPP Non-CHP | SUN | solar PV | TRUE
| 58454 | CA | Solar Photovoltaic | PV | 1.5 | N | IPP Non-CHP | SUN | solar PV | TRUE
| 58454 | CA | Solar Photovoltaic | PV | 0.5 | N | IPP Non-CHP | SUN | solar PV | TRUE
| 58462 | CA | Solar Photovoltaic | PV | 41.9 | N | IPP Non-CHP | SUN | solar PV | TRUE
| 58462 | CA | Solar Photovoltaic | PV | 21 | N | IPP Non-CHP | SUN | solar PV | TRUE
| 58462 | CA | Solar Photovoltaic | PV | 39.6 | N | IPP Non-CHP | SUN | solar PV | TRUE
| 58462 | CA | Solar Photovoltaic | PV | 31.4 | N | IPP Non-CHP | SUN | solar PV | TRUE
| 58462 | CA | Solar Photovoltaic | PV | 31.4 | N | IPP Non-CHP | SUN | solar PV | TRUE
| 58462 | CA | Solar Photovoltaic | PV | 26.9 | N | IPP Non-CHP | SUN | solar PV | TRUE
| 58462 | CA | Solar Photovoltaic | PV | 41.9 | N | IPP Non-CHP | SUN | solar PV | TRUE
| 58462 | CA | Solar Photovoltaic | PV | 36.5 | N | IPP Non-CHP | SUN | solar PV | TRUE
| 58467 | CA | Solar Photovoltaic | PV | 139 | N | IPP Non-CHP | SUN | solar PV | TRUE
| 58472 | CA | Wood/Wood Waste Biomass | ST | 17.8 | N | IPP Non-CHP | WDS | biomass | TRUE
| 58498 | CA | Solar Photovoltaic | PV | 20 | N | IPP Non-CHP | SUN | solar PV | TRUE
| 58499 | CA | Solar Photovoltaic | PV | 20 | N | IPP Non-CHP | SUN | solar PV | TRUE
| 58500 | CA | Solar Photovoltaic | PV | 5 | N | IPP Non-CHP | SUN | solar PV | TRUE
| 58502 | CA | Solar Photovoltaic | PV | 10 | N | IPP Non-CHP | SUN | solar PV | TRUE
| 58506 | CA | Solar Photovoltaic | PV | 4 | N | IPP Non-CHP | SUN | solar PV | TRUE
| 58508 | CA | Solar Photovoltaic | PV | 1.5 | N | IPP Non-CHP | SUN | solar PV | TRUE
| 58509 | CA | Solar Photovoltaic | PV | 1.5 | N | IPP Non-CHP | SUN | solar PV | TRUE
| 58510 | CA | Solar Photovoltaic | PV | 1 | N | IPP Non-CHP | SUN | solar PV | TRUE
| 58513 | CA | Solar Photovoltaic | PV | 4 | N | IPP Non-CHP | SUN | solar PV | TRUE
| 58514 | CA | Solar Photovoltaic | PV | 2.2 | N | IPP Non-CHP | SUN | solar PV | TRUE
| 58522 | CA | Solar Photovoltaic | PV | 1 | N | IPP Non-CHP | SUN | solar PV | TRUE
| 58525 | CA | Solar Photovoltaic | PV | 1.6 | N | IPP CHP | SUN | solar PV | FALSE
| 58525 | CA | Other Waste Biomass | IC | 1.1 | Y | IPP CHP | OBG | biomass | FALSE
| 58527 | CA | Solar Photovoltaic | PV | 1 | N | Industrial Non-CHP | SUN | solar PV | FALSE
| 58528 | CA | Solar Photovoltaic | PV | 4 | N | IPP Non-CHP | SUN | solar PV | TRUE
| 58542 | CA | Solar Photovoltaic | PV | 39.1 | N | IPP Non-CHP | SUN | solar PV | TRUE
| 58542 | CA | Solar Photovoltaic | PV | 39.1 | N | IPP Non-CHP | SUN | solar PV | TRUE
| 58542 | CA | Solar Photovoltaic | PV | 26.5 | N | IPP Non-CHP | SUN | solar PV | TRUE
| 58542 | CA | Solar Photovoltaic | PV | 13.9 | N | IPP Non-CHP | SUN | solar PV | TRUE
| 58542 | CA | Solar Photovoltaic | PV | 22.7 | N | IPP Non-CHP | SUN | solar PV | TRUE
| 58542 | CA | Solar Photovoltaic | PV | 29 | N | IPP Non-CHP | SUN | solar PV | TRUE
| 58542 | CA | Solar Photovoltaic | PV | 29 | N | IPP Non-CHP | SUN | solar PV | TRUE
| 58542 | CA | Solar Photovoltaic | PV | 25.2 | N | IPP Non-CHP | SUN | solar PV | TRUE
| 58542 | CA | Solar Photovoltaic | PV | 25.2 | N | IPP Non-CHP | SUN | solar PV | TRUE
| 58545 | CA | Solar Photovoltaic | PV | 5.7 | N | IPP Non-CHP | SUN | solar PV | TRUE
| 58578 | CA | Solar Photovoltaic | PV | 1.5 | N | IPP Non-CHP | SUN | solar PV | TRUE
| 58581 | CA | Solar Photovoltaic | PV | 1 | N | IPP Non-CHP | SUN | solar PV | TRUE
| 58582 | CA | Solar Photovoltaic | PV | 1.5 | N | IPP Non-CHP | SUN | solar PV | TRUE
| 58585 | CA | Batteries | BA | 0.5 | N | Industrial CHP | MWH | other | FALSE
| 58585 | CA | Natural Gas Fired Combustion Turbine | GT | 1.7 | Y | Industrial CHP | NG | natural gas peaker | FALSE
| 58585 | CA | Solar Photovoltaic | PV | 1.4 | N | Industrial CHP | SUN | solar PV | FALSE
| 58590 | CA | Solar Photovoltaic | PV | 18.5 | N | IPP Non-CHP | SUN | solar PV | TRUE
| 58592 | CA | Solar Photovoltaic | PV | 50 | N | IPP Non-CHP | SUN | solar PV | TRUE
| 58592 | CA | Solar Photovoltaic | PV | 50 | N | IPP Non-CHP | SUN | solar PV | TRUE
| 58592 | CA | Solar Photovoltaic | PV | 50 | N | IPP Non-CHP | SUN | solar PV | TRUE
| 58593 | CA | Petroleum Liquids | IC | 0.6 | N | Commercial CHP | DFO | petroleum | FALSE
| 58593 | CA | Petroleum Liquids | IC | 0.4 | N | Commercial CHP | DFO | petroleum | FALSE
| 58593 | CA | Natural Gas Steam Turbine | ST | 2.9 | Y | Commercial CHP | NG | natural gas peaker | FALSE
| 58607 | CA | Natural Gas Internal Combustion Engine | IC | 0.5 | Y | Commercial CHP | NG | natural gas peaker | FALSE
| 58607 | CA | Natural Gas Internal Combustion Engine | IC | 0.5 | Y | Commercial CHP | NG | natural gas peaker | FALSE
| 58607 | CA | Natural Gas Internal Combustion Engine | IC | 0.5 | Y | Commercial CHP | NG | natural gas peaker | FALSE
| 58609 | CA | Solar Photovoltaic | PV | 1.5 | N | IPP Non-CHP | SUN | solar PV | TRUE
| 58610 | CA | Solar Photovoltaic | PV | 1.5 | N | IPP Non-CHP | SUN | solar PV | TRUE
| 58611 | CA | Solar Photovoltaic | PV | 1.5 | N | IPP Non-CHP | SUN | solar PV | TRUE
| 58612 | CA | Solar Photovoltaic | PV | 1.5 | N | IPP Non-CHP | SUN | solar PV | TRUE
| 58616 | CA | Solar Photovoltaic | PV | 18 | N | IPP Non-CHP | SUN | solar PV | TRUE
| 58619 | CA | Natural Gas Internal Combustion Engine | IC | 0.5 | Y | Commercial CHP | NG | natural gas peaker | FALSE
| 58619 | CA | Natural Gas Internal Combustion Engine | IC | 0.5 | Y | Commercial CHP | NG | natural gas peaker | FALSE
| 58621 | CA | Solar Photovoltaic | PV | 20 | N | IPP Non-CHP | SUN | solar PV | TRUE
| 58625 | CA | Other Natural Gas | FC | 1.4 | Y | IPP CHP | NG | other | FALSE
| 58625 | CA | Batteries | BA | 2 | N | IPP CHP | MWH | other | FALSE
| 58625 | CA | Solar Photovoltaic | PV | 1 | N | IPP CHP | SUN | solar PV | FALSE
| 58625 | CA | Solar Photovoltaic | PV | 0.5 | N | IPP CHP | SUN | solar PV | FALSE
| 58626 | CA | Solar Photovoltaic | PV | 19 | N | IPP Non-CHP | SUN | solar PV | TRUE
| 58627 | CA | Solar Photovoltaic | PV | 10 | N | IPP Non-CHP | SUN | solar PV | TRUE
| 58633 | CA | Solar Photovoltaic | PV | 1 | N | IPP Non-CHP | SUN | solar PV | TRUE
| 58634 | CA | Solar Photovoltaic | PV | 1 | N | IPP Non-CHP | SUN | solar PV | TRUE
| 58636 | CA | Solar Photovoltaic | PV | 1 | N | IPP Non-CHP | SUN | solar PV | TRUE
| 58642 | CA | Solar Photovoltaic | PV | 1.5 | N | IPP Non-CHP | SUN | solar PV | TRUE
| 58642 | CA | Solar Photovoltaic | PV | 1.5 | N | IPP Non-CHP | SUN | solar PV | TRUE
| 58646 | CA | Solar Photovoltaic | PV | 76 | N | IPP Non-CHP | SUN | solar PV | TRUE
| 58646 | CA | Solar Photovoltaic | PV | 34 | N | IPP Non-CHP | SUN | solar PV | TRUE
| 58646 | CA | Solar Photovoltaic | PV | 38 | N | IPP Non-CHP | SUN | solar PV | TRUE
| 58646 | CA | Solar Photovoltaic | PV | 38 | N | IPP Non-CHP | SUN | solar PV | TRUE
| 58646 | CA | Solar Photovoltaic | PV | 38 | N | IPP Non-CHP | SUN | solar PV | TRUE
| 58646 | CA | Solar Photovoltaic | PV | 38 | N | IPP Non-CHP | SUN | solar PV | TRUE
| 58646 | CA | Solar Photovoltaic | PV | 38 | N | IPP Non-CHP | SUN | solar PV | TRUE
| 58698 | CA | Solar Photovoltaic | PV | 1 | N | Commercial Non-CHP | SUN | solar PV | FALSE
| 58698 | CA | Solar Photovoltaic | PV | 1.5 | N | Commercial Non-CHP | SUN | solar PV | FALSE
| 58698 | CA | Solar Photovoltaic | PV | 0.5 | N | Commercial Non-CHP | SUN | solar PV | FALSE
| 58699 | CA | Other Waste Biomass | IC | 0.9 | N | IPP Non-CHP | OBG | biomass | TRUE
| 58699 | CA | Other Waste Biomass | IC | 0.9 | N | IPP Non-CHP | OBG | biomass | TRUE
| 58711 | CA | Solar Photovoltaic | PV | 12 | N | IPP Non-CHP | SUN | solar PV | TRUE
| 58711 | CA | Solar Photovoltaic | PV | 20 | N | IPP Non-CHP | SUN | solar PV | TRUE
| 58713 | CA | Solar Photovoltaic | PV | 60 | N | IPP Non-CHP | SUN | solar PV | TRUE
| 58718 | CA | Solar Photovoltaic | PV | 12 | N | IPP Non-CHP | SUN | solar PV | TRUE
| 58721 | CA | Solar Photovoltaic | PV | 8 | N | IPP Non-CHP | SUN | solar PV | TRUE
| 58748 | CA | Solar Photovoltaic | PV | 1 | N | Commercial Non-CHP | SUN | solar PV | FALSE
| 58750 | CA | Solar Photovoltaic | PV | 5 | N | IPP Non-CHP | SUN | solar PV | TRUE
| 58751 | CA | Solar Photovoltaic | PV | 1.5 | N | IPP Non-CHP | SUN | solar PV | TRUE
| 58752 | CA | Solar Photovoltaic | PV | 1.5 | N | IPP Non-CHP | SUN | solar PV | TRUE
| 58753 | CA | Solar Photovoltaic | PV | 1.5 | N | IPP Non-CHP | SUN | solar PV | TRUE
| 58754 | CA | Solar Photovoltaic | PV | 1.5 | N | IPP Non-CHP | SUN | solar PV | TRUE
| 58755 | CA | Solar Photovoltaic | PV | 1.5 | N | IPP Non-CHP | SUN | solar PV | TRUE
| 58756 | CA | Solar Photovoltaic | PV | 1 | N | IPP Non-CHP | SUN | solar PV | TRUE
| 58757 | CA | Solar Photovoltaic | PV | 1.5 | N | IPP Non-CHP | SUN | solar PV | TRUE
| 58757 | CA | Solar Photovoltaic | PV | 2 | N | IPP Non-CHP | SUN | solar PV | TRUE
| 58757 | CA | Solar Photovoltaic | PV | 1.5 | N | IPP Non-CHP | SUN | solar PV | TRUE
| 58757 | CA | Solar Photovoltaic | PV | 1.5 | N | IPP Non-CHP | SUN | solar PV | TRUE
| 58761 | CA | Solar Photovoltaic | PV | 2 | N | IPP Non-CHP | SUN | solar PV | TRUE
| 58762 | CA | Solar Photovoltaic | PV | 2 | N | IPP Non-CHP | SUN | solar PV | TRUE
| 58763 | CA | Solar Photovoltaic | PV | 1.5 | N | IPP Non-CHP | SUN | solar PV | TRUE
| 58814 | CA | Solar Photovoltaic | PV | 1.5 | N | IPP Non-CHP | SUN | solar PV | TRUE
| 58814 | CA | Solar Photovoltaic | PV | 1.5 | N | IPP Non-CHP | SUN | solar PV | TRUE
| 58831 | CA | Solar Photovoltaic | PV | 16 | N | IPP Non-CHP | SUN | solar PV | TRUE
| 58889 | CA | Solar Photovoltaic | PV | 1 | N | IPP Non-CHP | SUN | solar PV | TRUE
| 58890 | CA | Solar Photovoltaic | PV | 1.1 | N | IPP Non-CHP | SUN | solar PV | TRUE
| 58906 | CA | Solar Photovoltaic | PV | 2.5 | N | IPP Non-CHP | SUN | solar PV | TRUE
| 58907 | CA | Solar Photovoltaic | PV | 5 | N | IPP Non-CHP | SUN | solar PV | TRUE
| 58909 | CA | Solar Photovoltaic | PV | 2 | N | IPP Non-CHP | SUN | solar PV | TRUE
| 58911 | CA | Solar Photovoltaic | PV | 5 | N | IPP Non-CHP | SUN | solar PV | TRUE
| 58912 | CA | Solar Photovoltaic | PV | 1.8 | N | IPP Non-CHP | SUN | solar PV | TRUE
| 58913 | CA | Solar Photovoltaic | PV | 1.5 | N | IPP Non-CHP | SUN | solar PV | TRUE
| 58914 | CA | Natural Gas Fired Combustion Turbine | GT | 7 | Y | IPP CHP | NG | natural gas peaker | FALSE
| 58914 | CA | Natural Gas Fired Combustion Turbine | GT | 4.6 | N | IPP CHP | NG | natural gas peaker | FALSE
| 58914 | CA | Natural Gas Fired Combustion Turbine | GT | 4.6 | N | IPP CHP | NG | natural gas peaker | FALSE
| 58918 | CA | Solar Photovoltaic | PV | 1.2 | N | IPP Non-CHP | SUN | solar PV | TRUE
| 58919 | CA | Solar Photovoltaic | PV | 1.3 | N | IPP Non-CHP | SUN | solar PV | TRUE
| 58920 | CA | Solar Photovoltaic | PV | 1.5 | N | IPP Non-CHP | SUN | solar PV | TRUE
| 58949 | CA | Solar Photovoltaic | PV | 1.5 | N | IPP Non-CHP | SUN | solar PV | TRUE
| 58954 | CA | Solar Photovoltaic | PV | 1 | N | IPP Non-CHP | SUN | solar PV | TRUE
| 58960 | CA | Other Waste Biomass | IC | 1.1 | Y | Commercial CHP | OBG | biomass | FALSE
| 58960 | CA | Other Waste Biomass | IC | 1.1 | Y | Commercial CHP | OBG | biomass | FALSE
| 58960 | CA | Other Waste Biomass | IC | 1.1 | Y | Commercial CHP | OBG | biomass | FALSE
| 58960 | CA | Other Waste Biomass | IC | 1.1 | Y | Commercial CHP | OBG | biomass | FALSE
| 58963 | CA | Solar Photovoltaic | PV | 1 | N | IPP Non-CHP | SUN | solar PV | TRUE
| 58973 | CA | Solar Photovoltaic | PV | 19.8 | N | IPP Non-CHP | SUN | solar PV | TRUE
| 58975 | CA | Solar Photovoltaic | PV | 100 | N | IPP Non-CHP | SUN | solar PV | TRUE
| 58978 | CA | Other Waste Biomass | IC | 1.5 | N | IPP Non-CHP | OBG | biomass | TRUE
| 58983 | CA | Solar Photovoltaic | PV | 45 | N | IPP Non-CHP | SUN | solar PV | TRUE
| 58984 | CA | Solar Photovoltaic | PV | 19 | N | IPP Non-CHP | SUN | solar PV | TRUE
| 58985 | CA | Solar Photovoltaic | PV | 20 | N | IPP Non-CHP | SUN | solar PV | TRUE
| 58986 | CA | Solar Photovoltaic | PV | 20 | N | IPP Non-CHP | SUN | solar PV | TRUE
| 58990 | CA | Solar Photovoltaic | PV | 15 | N | IPP Non-CHP | SUN | solar PV | TRUE
| 58991 | CA | Solar Photovoltaic | PV | 20 | N | IPP Non-CHP | SUN | solar PV | TRUE
| 59002 | CA | Natural Gas Fired Combustion Turbine | GT | 105.5 | N | IPP Non-CHP | NG | natural gas peaker | TRUE
| 59002 | CA | Natural Gas Fired Combustion Turbine | GT | 105.5 | N | IPP Non-CHP | NG | natural gas peaker | TRUE
| 59002 | CA | Natural Gas Fired Combustion Turbine | GT | 105.5 | N | IPP Non-CHP | NG | natural gas peaker | TRUE
| 59002 | CA | Natural Gas Fired Combustion Turbine | GT | 105.5 | N | IPP Non-CHP | NG | natural gas peaker | TRUE
| 59002 | CA | Natural Gas Fired Combustion Turbine | GT | 105.5 | N | IPP Non-CHP | NG | natural gas peaker | TRUE
| 59008 | CA | Solar Photovoltaic | PV | 15 | N | IPP Non-CHP | SUN | solar PV | TRUE
| 59009 | CA | Solar Photovoltaic | PV | 26 | N | IPP Non-CHP | SUN | solar PV | TRUE
| 59058 | CA | Solar Photovoltaic | PV | 1 | N | IPP Non-CHP | SUN | solar PV | TRUE
| 59074 | CA | Petroleum Liquids | IC | 2.3 | N | Commercial Non-CHP | DFO | petroleum | FALSE
| 59074 | CA | Petroleum Liquids | IC | 2.3 | N | Commercial Non-CHP | DFO | petroleum | FALSE
| 59074 | CA | Petroleum Liquids | IC | 2.3 | N | Commercial Non-CHP | DFO | petroleum | FALSE
| 59074 | CA | Petroleum Liquids | IC | 2.3 | N | Commercial Non-CHP | DFO | petroleum | FALSE
| 59074 | CA | Petroleum Liquids | IC | 2.3 | N | Commercial Non-CHP | DFO | petroleum | FALSE
| 59074 | CA | Petroleum Liquids | IC | 2.3 | N | Commercial Non-CHP | DFO | petroleum | FALSE
| 59074 | CA | Petroleum Liquids | IC | 2.3 | N | Commercial Non-CHP | DFO | petroleum | FALSE
| 59074 | CA | Petroleum Liquids | IC | 2.3 | N | Commercial Non-CHP | DFO | petroleum | FALSE
| 59074 | CA | Petroleum Liquids | IC | 2.3 | N | Commercial Non-CHP | DFO | petroleum | FALSE
| 59074 | CA | Petroleum Liquids | IC | 2.3 | N | Commercial Non-CHP | DFO | petroleum | FALSE
| 59074 | CA | Petroleum Liquids | IC | 2.3 | N | Commercial Non-CHP | DFO | petroleum | FALSE
| 59074 | CA | Petroleum Liquids | IC | 2.3 | N | Commercial Non-CHP | DFO | petroleum | FALSE
| 59074 | CA | Petroleum Liquids | IC | 2.3 | N | Commercial Non-CHP | DFO | petroleum | FALSE
| 59074 | CA | Petroleum Liquids | IC | 2.3 | N | Commercial Non-CHP | DFO | petroleum | FALSE
| 59074 | CA | Petroleum Liquids | IC | 2.3 | N | Commercial Non-CHP | DFO | petroleum | FALSE
| 59074 | CA | Petroleum Liquids | IC | 2.3 | N | Commercial Non-CHP | DFO | petroleum | FALSE
| 59074 | CA | Petroleum Liquids | IC | 2.3 | N | Commercial Non-CHP | DFO | petroleum | FALSE
| 59074 | CA | Petroleum Liquids | IC | 2.3 | N | Commercial Non-CHP | DFO | petroleum | FALSE
| 59074 | CA | Petroleum Liquids | IC | 2.3 | N | Commercial Non-CHP | DFO | petroleum | FALSE
| 59074 | CA | Petroleum Liquids | IC | 2.3 | N | Commercial Non-CHP | DFO | petroleum | FALSE
| 59074 | CA | Petroleum Liquids | IC | 2.3 | N | Commercial Non-CHP | DFO | petroleum | FALSE
| 59074 | CA | Petroleum Liquids | IC | 2.3 | N | Commercial Non-CHP | DFO | petroleum | FALSE
| 59074 | CA | Petroleum Liquids | IC | 2.3 | N | Commercial Non-CHP | DFO | petroleum | FALSE
| 59074 | CA | Petroleum Liquids | IC | 2.2 | N | Commercial Non-CHP | DFO | petroleum | FALSE
| 59074 | CA | Petroleum Liquids | IC | 2.2 | N | Commercial Non-CHP | DFO | petroleum | FALSE
| 59074 | CA | Petroleum Liquids | IC | 2.2 | N | Commercial Non-CHP | DFO | petroleum | FALSE
| 59074 | CA | Petroleum Liquids | IC | 2.2 | N | Commercial Non-CHP | DFO | petroleum | FALSE
| 59074 | CA | Petroleum Liquids | IC | 2.2 | N | Commercial Non-CHP | DFO | petroleum | FALSE
| 59074 | CA | Petroleum Liquids | IC | 2.2 | N | Commercial Non-CHP | DFO | petroleum | FALSE
| 59074 | CA | Petroleum Liquids | IC | 2.2 | N | Commercial Non-CHP | DFO | petroleum | FALSE
| 59074 | CA | Petroleum Liquids | IC | 2.2 | N | Commercial Non-CHP | DFO | petroleum | FALSE
| 59074 | CA | Petroleum Liquids | IC | 2.2 | N | Commercial Non-CHP | DFO | petroleum | FALSE
| 59074 | CA | Petroleum Liquids | IC | 2.2 | N | Commercial Non-CHP | DFO | petroleum | FALSE
| 59074 | CA | Petroleum Liquids | IC | 2.2 | N | Commercial Non-CHP | DFO | petroleum | FALSE
| 59074 | CA | Petroleum Liquids | IC | 2.2 | N | Commercial Non-CHP | DFO | petroleum | FALSE
| 59074 | CA | Petroleum Liquids | IC | 2.2 | N | Commercial Non-CHP | DFO | petroleum | FALSE
| 59074 | CA | Petroleum Liquids | IC | 2.2 | N | Commercial Non-CHP | DFO | petroleum | FALSE
| 59074 | CA | Petroleum Liquids | IC | 2.2 | N | Commercial Non-CHP | DFO | petroleum | FALSE
| 59074 | CA | Petroleum Liquids | IC | 2.3 | N | Commercial Non-CHP | DFO | petroleum | FALSE
| 59074 | CA | Petroleum Liquids | IC | 2.3 | N | Commercial Non-CHP | DFO | petroleum | FALSE
| 59074 | CA | Petroleum Liquids | IC | 2.2 | N | Commercial Non-CHP | DFO | petroleum | FALSE
| 59086 | CA | Solar Photovoltaic | PV | 12 | N | IPP Non-CHP | SUN | solar PV | TRUE
| 59087 | CA | Solar Photovoltaic | PV | 12 | N | IPP Non-CHP | SUN | solar PV | TRUE
| 59088 | CA | Solar Photovoltaic | PV | 20 | N | IPP Non-CHP | SUN | solar PV | TRUE
| 59094 | CA | Solar Photovoltaic | PV | 1.5 | N | IPP Non-CHP | SUN | solar PV | TRUE
| 59095 | CA | Solar Photovoltaic | PV | 1 | N | IPP Non-CHP | SUN | solar PV | TRUE
| 59096 | CA | Solar Photovoltaic | PV | 1 | N | IPP Non-CHP | SUN | solar PV | TRUE
| 59098 | CA | Solar Photovoltaic | PV | 1 | N | IPP Non-CHP | SUN | solar PV | TRUE
| 59099 | CA | Solar Photovoltaic | PV | 1 | N | IPP Non-CHP | SUN | solar PV | TRUE
| 59122 | CA | Solar Photovoltaic | PV | 1.5 | N | IPP Non-CHP | SUN | solar PV | TRUE
| 59129 | CA | Solar Photovoltaic | PV | 1.1 | N | IPP Non-CHP | SUN | solar PV | TRUE
| 59130 | CA | Solar Photovoltaic | PV | 1.3 | N | IPP Non-CHP | SUN | solar PV | TRUE
| 59132 | CA | Solar Photovoltaic | PV | 1.1 | N | IPP Non-CHP | SUN | solar PV | TRUE
| 59133 | CA | Solar Photovoltaic | PV | 1.1 | N | IPP Non-CHP | SUN | solar PV | TRUE
| 59138 | CA | Solar Photovoltaic | PV | 1.1 | N | IPP Non-CHP | SUN | solar PV | TRUE
| 59139 | CA | Solar Photovoltaic | PV | 1.1 | N | IPP Non-CHP | SUN | solar PV | TRUE
| 59150 | CA | Solar Photovoltaic | PV | 100 | N | IPP Non-CHP | SUN | solar PV | TRUE
| 59167 | CA | Solar Photovoltaic | PV | 1.5 | N | IPP Non-CHP | SUN | solar PV | TRUE
| 59169 | CA | Solar Photovoltaic | PV | 1.5 | N | IPP Non-CHP | SUN | solar PV | TRUE
| 59182 | CA | Solar Photovoltaic | PV | 1.5 | N | IPP Non-CHP | SUN | solar PV | TRUE
| 59183 | CA | Solar Photovoltaic | PV | 20 | N | IPP Non-CHP | SUN | solar PV | TRUE
| 59203 | CA | Solar Photovoltaic | PV | 1.5 | N | IPP Non-CHP | SUN | solar PV | TRUE
| 59203 | CA | Solar Photovoltaic | PV | 1.5 | N | IPP Non-CHP | SUN | solar PV | TRUE
| 59203 | CA | Solar Photovoltaic | PV | 1.5 | N | IPP Non-CHP | SUN | solar PV | TRUE
| 59219 | CA | Solar Photovoltaic | PV | 1.5 | N | IPP Non-CHP | SUN | solar PV | TRUE
| 59219 | CA | Solar Photovoltaic | PV | 1.5 | N | IPP Non-CHP | SUN | solar PV | TRUE
| 59235 | CA | Onshore Wind Turbine | WT | 19.8 | N | IPP Non-CHP | WND | onshore wind | TRUE
| 59236 | CA | Onshore Wind Turbine | WT | 99 | N | IPP Non-CHP | WND | onshore wind | TRUE
| 59237 | CA | Solar Photovoltaic | PV | 20 | N | IPP Non-CHP | SUN | solar PV | TRUE
| 59249 | CA | Solar Photovoltaic | PV | 19.5 | N | IPP Non-CHP | SUN | solar PV | TRUE
| 59250 | CA | Solar Photovoltaic | PV | 19.5 | N | IPP Non-CHP | SUN | solar PV | TRUE
| 59253 | CA | Solar Photovoltaic | PV | 14.7 | N | IPP Non-CHP | SUN | solar PV | TRUE
| 59256 | CA | Batteries | BA | 2 | N | Electric Utility | MWH | other | TRUE
| 59257 | CA | Batteries | BA | 4 | N | Electric Utility | MWH | other | TRUE
| 59261 | CA | Other Natural Gas | FC | 1 | N | IPP Non-CHP | NG | other | TRUE
| 59262 | CA | Solar Photovoltaic | PV | 5 | N | IPP Non-CHP | SUN | solar PV | TRUE
| 59265 | CA | Solar Photovoltaic | PV | 1.5 | N | IPP Non-CHP | SUN | solar PV | TRUE
| 59267 | CA | Solar Photovoltaic | PV | 1.5 | N | IPP Non-CHP | SUN | solar PV | TRUE
| 59268 | CA | Solar Photovoltaic | PV | 1.5 | N | IPP Non-CHP | SUN | solar PV | TRUE
| 59269 | CA | Solar Photovoltaic | PV | 1.6 | N | IPP Non-CHP | SUN | solar PV | TRUE
| 59270 | CA | Solar Photovoltaic | PV | 1.6 | N | IPP Non-CHP | SUN | solar PV | TRUE
| 59271 | CA | Solar Photovoltaic | PV | 1.6 | N | IPP Non-CHP | SUN | solar PV | TRUE
| 59272 | CA | Solar Photovoltaic | PV | 1.6 | N | IPP Non-CHP | SUN | solar PV | TRUE
| 59273 | CA | Solar Photovoltaic | PV | 9 | N | IPP Non-CHP | SUN | solar PV | TRUE
| 59279 | CA | Other Natural Gas | FC | 1 | N | IPP Non-CHP | NG | other | TRUE
| 59280 | CA | Other Natural Gas | FC | 1 | N | IPP Non-CHP | NG | other | TRUE
| 59283 | CA | Solar Photovoltaic | PV | 1 | N | IPP Non-CHP | SUN | solar PV | TRUE
| 59299 | CA | Landfill Gas | IC | 2 | N | IPP Non-CHP | LFG | biomass | TRUE
| 59299 | CA | Landfill Gas | IC | 2 | N | IPP Non-CHP | LFG | biomass | TRUE
| 59300 | CA | Solar Photovoltaic | PV | 1.5 | N | IPP Non-CHP | SUN | solar PV | TRUE
| 59300 | CA | Solar Photovoltaic | PV | 1.5 | N | IPP Non-CHP | SUN | solar PV | TRUE
| 59308 | CA | Solar Photovoltaic | PV | 37.8 | N | IPP Non-CHP | SUN | solar PV | TRUE
| 59309 | CA | Solar Photovoltaic | PV | 47.3 | N | IPP Non-CHP | SUN | solar PV | TRUE
| 59315 | CA | Solar Photovoltaic | PV | 51 | N | IPP Non-CHP | SUN | solar PV | TRUE
| 59316 | CA | Solar Photovoltaic | PV | 51 | N | IPP Non-CHP | SUN | solar PV | TRUE
| 59317 | CA | Solar Photovoltaic | PV | 47 | N | IPP Non-CHP | SUN | solar PV | TRUE
| 59322 | CA | Solar Photovoltaic | PV | 20 | N | IPP Non-CHP | SUN | solar PV | TRUE
| 59323 | CA | Solar Photovoltaic | PV | 1.5 | N | IPP Non-CHP | SUN | solar PV | TRUE
| 59328 | CA | Onshore Wind Turbine | WT | 1 | N | Commercial Non-CHP | WND | onshore wind | FALSE
| 59329 | CA | Onshore Wind Turbine | WT | 1 | N | IPP Non-CHP | WND | onshore wind | TRUE
| 59330 | CA | Onshore Wind Turbine | WT | 1 | N | IPP Non-CHP | WND | onshore wind | TRUE
| 59331 | CA | Onshore Wind Turbine | WT | 1.6 | N | Industrial Non-CHP | WND | onshore wind | FALSE
| 59334 | CA | Solar Photovoltaic | PV | 18 | N | IPP Non-CHP | SUN | solar PV | TRUE
| 59339 | CA | Solar Photovoltaic | PV | 105.1 | N | IPP Non-CHP | SUN | solar PV | TRUE
| 59359 | CA | Solar Photovoltaic | PV | 1.5 | N | IPP Non-CHP | SUN | solar PV | TRUE
| 59360 | CA | Solar Photovoltaic | PV | 1 | N | IPP Non-CHP | SUN | solar PV | TRUE
| 59380 | CA | Solar Photovoltaic | PV | 19.5 | N | IPP Non-CHP | SUN | solar PV | TRUE
| 59395 | CA | Solar Photovoltaic | PV | 1 | N | Commercial Non-CHP | SUN | solar PV | FALSE
| 59405 | CA | Solar Photovoltaic | PV | 1.3 | N | IPP Non-CHP | SUN | solar PV | TRUE
| 59408 | CA | Solar Photovoltaic | PV | 20 | N | IPP Non-CHP | SUN | solar PV | TRUE
| 59409 | CA | Solar Photovoltaic | PV | 1 | N | IPP Non-CHP | SUN | solar PV | TRUE
| 59410 | CA | Solar Photovoltaic | PV | 1.5 | N | IPP Non-CHP | SUN | solar PV | TRUE
| 59411 | CA | Solar Photovoltaic | PV | 1.5 | N | IPP Non-CHP | SUN | solar PV | TRUE
| 59412 | CA | Solar Photovoltaic | PV | 20 | N | IPP Non-CHP | SUN | solar PV | TRUE
| 59413 | CA | Solar Photovoltaic | PV | 19.8 | N | IPP Non-CHP | SUN | solar PV | TRUE
| 59414 | CA | Solar Photovoltaic | PV | 20 | N | IPP Non-CHP | SUN | solar PV | TRUE
| 59416 | CA | Solar Photovoltaic | PV | 2 | N | Electric Utility | SUN | solar PV | TRUE
| 59421 | CA | Solar Photovoltaic | PV | 1.5 | N | IPP Non-CHP | SUN | solar PV | TRUE
| 59422 | CA | Solar Photovoltaic | PV | 1.5 | N | IPP Non-CHP | SUN | solar PV | TRUE
| 59423 | CA | Solar Photovoltaic | PV | 1.5 | N | IPP Non-CHP | SUN | solar PV | TRUE
| 59428 | CA | Conventional Hydroelectric | HY |  | N | IPP Non-CHP | WAT | hydro | TRUE
| 59428 | CA | Conventional Hydroelectric | HY |  | N | IPP Non-CHP | WAT | hydro | TRUE
| 59431 | CA | Solar Photovoltaic | PV | 18 | N | IPP Non-CHP | SUN | solar PV | TRUE
| 59440 | CA | Solar Photovoltaic | PV | 7 | N | IPP Non-CHP | SUN | solar PV | TRUE
| 59441 | CA | Solar Photovoltaic | PV | 20 | N | IPP Non-CHP | SUN | solar PV | TRUE
| 59443 | CA | Solar Photovoltaic | PV | 20 | N | IPP Non-CHP | SUN | solar PV | TRUE
| 59456 | CA | Natural Gas Fired Combustion Turbine | GT | 4 | Y | Commercial CHP | NG | natural gas peaker | FALSE
| 59456 | CA | Natural Gas Fired Combustion Turbine | GT | 4 | Y | Commercial CHP | NG | natural gas peaker | FALSE
| 59457 | CA | Natural Gas Fired Combustion Turbine | GT | 4 | Y | Commercial CHP | NG | natural gas peaker | FALSE
| 59458 | CA | Natural Gas Fired Combustion Turbine | GT | 4 | Y | Commercial CHP | NG | natural gas peaker | FALSE
| 59461 | CA | Landfill Gas | IC | 3.4 | N | IPP Non-CHP | LFG | biomass | TRUE
| 59461 | CA | Landfill Gas | IC | 3.4 | N | IPP Non-CHP | LFG | biomass | TRUE
| 59461 | CA | Landfill Gas | IC | 3.4 | N | IPP Non-CHP | LFG | biomass | TRUE
| 59461 | CA | Landfill Gas | IC | 3.4 | N | IPP Non-CHP | LFG | biomass | TRUE
| 59461 | CA | Landfill Gas | IC | 3.4 | N | IPP Non-CHP | LFG | biomass | TRUE
| 59461 | CA | Landfill Gas | IC | 3.4 | N | IPP Non-CHP | LFG | biomass | TRUE
| 59461 | CA | Landfill Gas | IC | 3.4 | N | IPP Non-CHP | LFG | biomass | TRUE
| 59469 | CA | Solar Photovoltaic | PV | 20 | N | IPP Non-CHP | SUN | solar PV | TRUE
| 59473 | CA | Solar Photovoltaic | PV | 14.4 | N | Industrial Non-CHP | SUN | solar PV | FALSE
| 59522 | CA | Solar Photovoltaic | PV | 20 | N | IPP Non-CHP | SUN | solar PV | TRUE
| 59523 | CA | Solar Photovoltaic | PV | 60 | N | IPP Non-CHP | SUN | solar PV | TRUE
| 59524 | CA | Solar Photovoltaic | PV | 20 | N | IPP Non-CHP | SUN | solar PV | TRUE
| 59525 | CA | Solar Photovoltaic | PV | 200 | N | IPP Non-CHP | SUN | solar PV | TRUE
| 59528 | CA | Solar Photovoltaic | PV | 20 | N | IPP Non-CHP | SUN | solar PV | TRUE
| 59531 | CA | Solar Photovoltaic | PV | 50 | N | IPP Non-CHP | SUN | solar PV | TRUE
| 59532 | CA | Solar Photovoltaic | PV | 105 | N | IPP Non-CHP | SUN | solar PV | TRUE
| 59536 | CA | Solar Photovoltaic | PV | 1.5 | N | IPP Non-CHP | SUN | solar PV | TRUE
| 59537 | CA | Solar Photovoltaic | PV | 1.5 | N | IPP Non-CHP | SUN | solar PV | TRUE
| 59539 | CA | Solar Photovoltaic | PV | 1.5 | N | IPP Non-CHP | SUN | solar PV | TRUE
| 59540 | CA | Solar Photovoltaic | PV | 1.8 | N | IPP Non-CHP | SUN | solar PV | TRUE
| 59541 | CA | Solar Photovoltaic | PV | 1.5 | N | IPP Non-CHP | SUN | solar PV | TRUE
| 59550 | CA | Solar Photovoltaic | PV | 2 | N | IPP Non-CHP | SUN | solar PV | TRUE
| 59555 | CA | Solar Photovoltaic | PV | 20 | N | IPP Non-CHP | SUN | solar PV | TRUE
| 59557 | CA | Landfill Gas | FC | 4 | N | Industrial Non-CHP | LFG | biomass | FALSE
| 59597 | CA | Solar Photovoltaic | PV | 2.5 | N | IPP Non-CHP | SUN | solar PV | TRUE
| 59598 | CA | Solar Photovoltaic | PV | 1 | N | IPP Non-CHP | SUN | solar PV | TRUE
| 59599 | CA | Solar Photovoltaic | PV | 13 | N | IPP Non-CHP | SUN | solar PV | TRUE
| 59600 | CA | Solar Photovoltaic | PV | 19 | N | IPP Non-CHP | SUN | solar PV | TRUE
| 59607 | CA | Solar Photovoltaic | PV | 20 | N | IPP Non-CHP | SUN | solar PV | TRUE
| 59610 | CA | Solar Photovoltaic | PV | 20 | N | IPP Non-CHP | SUN | solar PV | TRUE
| 59633 | CA | Solar Photovoltaic | PV | 20 | N | IPP Non-CHP | SUN | solar PV | TRUE
| 59638 | CA | Solar Photovoltaic | PV | 20 | N | IPP Non-CHP | SUN | solar PV | TRUE
| 59651 | CA | Solar Photovoltaic | PV | 1.3 | N | IPP Non-CHP | SUN | solar PV | TRUE
| 59652 | CA | Solar Photovoltaic | PV | 1 | N | IPP Non-CHP | SUN | solar PV | TRUE
| 59657 | CA | Solar Photovoltaic | PV | 20 | N | IPP Non-CHP | SUN | solar PV | TRUE
| 59658 | CA | Wood/Wood Waste Biomass | ST | 27.2 | Y | Industrial CHP | WDS | biomass | FALSE
| 59661 | CA | Batteries | BA | 8 | N | Electric Utility | MWH | other | TRUE
| 59687 | CA | Solar Photovoltaic | PV | 1.5 | N | IPP Non-CHP | SUN | solar PV | TRUE
| 59703 | CA | Solar Photovoltaic | PV | 1 | N | IPP Non-CHP | SUN | solar PV | TRUE
| 59722 | CA | Solar Photovoltaic | PV | 20 | N | IPP Non-CHP | SUN | solar PV | TRUE
| 59723 | CA | Solar Photovoltaic | PV | 30 | N | IPP Non-CHP | SUN | solar PV | TRUE
| 59730 | CA | Solar Photovoltaic | PV | 2 | N | IPP Non-CHP | SUN | solar PV | TRUE
| 59737 | CA | Solar Photovoltaic | PV | 9 | N | IPP Non-CHP | SUN | solar PV | TRUE
| 59738 | CA | Solar Photovoltaic | PV | 5 | N | IPP Non-CHP | SUN | solar PV | TRUE
| 59739 | CA | Solar Photovoltaic | PV | 3 | N | IPP Non-CHP | SUN | solar PV | TRUE
| 59740 | CA | Solar Photovoltaic | PV | 20 | N | IPP Non-CHP | SUN | solar PV | TRUE
| 59746 | CA | Solar Photovoltaic | PV | 2.6 | N | IPP Non-CHP | SUN | solar PV | TRUE
| 59748 | CA | Solar Photovoltaic | PV | 1.2 | N | IPP Non-CHP | SUN | solar PV | TRUE
| 59798 | CA | Solar Photovoltaic | PV | 0.9 | N | IPP Non-CHP | SUN | solar PV | TRUE
| 59800 | CA | Other Natural Gas | FC | 1 | N | IPP Non-CHP | NG | other | TRUE
| 59802 | CA | Other Natural Gas | FC | 1 | N | IPP Non-CHP | NG | other | TRUE
| 59803 | CA | Other Natural Gas | FC | 1 | N | IPP Non-CHP | NG | other | TRUE
| 59804 | CA | Other Natural Gas | FC | 1 | N | IPP Non-CHP | NG | other | TRUE
| 59805 | CA | Other Natural Gas | FC | 1 | N | IPP Non-CHP | NG | other | TRUE
| 59840 | CA | Solar Photovoltaic | PV | 155 | N | IPP Non-CHP | SUN | solar PV | TRUE
| 59868 | CA | Solar Photovoltaic | PV | 20 | N | IPP Non-CHP | SUN | solar PV | TRUE
| 59870 | CA | Solar Photovoltaic | PV | 40 | N | IPP Non-CHP | SUN | solar PV | TRUE
| 59872 | CA | Solar Photovoltaic | PV | 13 | N | Commercial Non-CHP | SUN | solar PV | FALSE
| 59877 | CA | Other Waste Biomass | FC | 1.4 | Y | Commercial CHP | OBG | biomass | FALSE
| 59878 | CA | Solar Photovoltaic | PV | 20 | N | IPP Non-CHP | SUN | solar PV | TRUE
| 59879 | CA | Solar Photovoltaic | PV | 151.1 | N | IPP Non-CHP | SUN | solar PV | TRUE
| 59900 | CA | Solar Photovoltaic | PV | 20 | N | IPP Non-CHP | SUN | solar PV | TRUE
| 59915 | CA | Solar Photovoltaic | PV | 20 | N | IPP Non-CHP | SUN | solar PV | TRUE
| 59916 | CA | Solar Photovoltaic | PV | 1 | N | IPP Non-CHP | SUN | solar PV | TRUE
| 59939 | CA | Solar Photovoltaic | PV | 200 | N | IPP Non-CHP | SUN | solar PV | TRUE
| 59940 | CA | Solar Photovoltaic | PV | 60 | N | IPP Non-CHP | SUN | solar PV | TRUE
| 59940 | CA | Solar Photovoltaic | PV | 20 | N | IPP Non-CHP | SUN | solar PV | TRUE
| 59940 | CA | Solar Photovoltaic | PV | 20 | N | IPP Non-CHP | SUN | solar PV | TRUE
| 59940 | CA | Solar Photovoltaic | PV | 102.5 | N | IPP Non-CHP | SUN | solar PV | TRUE
| 59942 | CA | Solar Photovoltaic | PV | 1.5 | N | IPP Non-CHP | SUN | solar PV | TRUE
| 59948 | CA | Solar Photovoltaic | PV | 1.4 | N | IPP Non-CHP | SUN | solar PV | TRUE
| 59952 | CA | Landfill Gas | IC | 1.6 | N | IPP Non-CHP | LFG | biomass | TRUE
| 59952 | CA | Landfill Gas | IC | 1.6 | N | IPP Non-CHP | LFG | biomass | TRUE
| 59952 | CA | Landfill Gas | IC | 1.6 | N | IPP Non-CHP | LFG | biomass | TRUE
| 59952 | CA | Landfill Gas | IC | 1.6 | N | IPP Non-CHP | LFG | biomass | TRUE
| 59952 | CA | Landfill Gas | IC | 1.6 | N | IPP Non-CHP | LFG | biomass | TRUE
| 59961 | CA | Solar Photovoltaic | PV | 19 | N | IPP Non-CHP | SUN | solar PV | TRUE
| 59962 | CA | Solar Photovoltaic | PV | 18 | N | IPP Non-CHP | SUN | solar PV | TRUE
| 59963 | CA | Solar Photovoltaic | PV | 17 | N | IPP Non-CHP | SUN | solar PV | TRUE
| 59964 | CA | Solar Photovoltaic | PV | 39 | N | IPP Non-CHP | SUN | solar PV | TRUE
| 59976 | CA | Solar Photovoltaic | PV | 100 | N | IPP Non-CHP | SUN | solar PV | TRUE
| 59977 | CA | Solar Photovoltaic | PV | 75 | N | IPP Non-CHP | SUN | solar PV | TRUE
| 59978 | CA | Solar Photovoltaic | PV | 1.5 | N | IPP Non-CHP | SUN | solar PV | TRUE
| 59979 | CA | Solar Photovoltaic | PV | 19.2 | N | IPP Non-CHP | SUN | solar PV | TRUE
| 60007 | CA | Solar Photovoltaic | PV | 15 | N | IPP Non-CHP | SUN | solar PV | TRUE
| 60026 | CA | Solar Photovoltaic | PV | 3 | N | IPP Non-CHP | SUN | solar PV | TRUE
| 60027 | CA | Solar Photovoltaic | PV | 19 | N | IPP Non-CHP | SUN | solar PV | TRUE
| 60032 | CA | Solar Photovoltaic | PV | 1 | N | IPP Non-CHP | SUN | solar PV | TRUE
| 60033 | CA | Solar Photovoltaic | PV | 130 | N | IPP Non-CHP | SUN | solar PV | TRUE
| 60034 | CA | Solar Photovoltaic | PV | 150 | N | IPP Non-CHP | SUN | solar PV | TRUE
| 60035 | CA | Solar Photovoltaic | PV | 7.3 | N | IPP Non-CHP | SUN | solar PV | TRUE
| 60039 | CA | Solar Photovoltaic | PV | 20 | N | IPP Non-CHP | SUN | solar PV | TRUE
| 60043 | CA | Solar Photovoltaic | PV | 40 | N | IPP Non-CHP | SUN | solar PV | TRUE
| 60049 | CA | Onshore Wind Turbine | WT | 85.9 | N | IPP Non-CHP | WND | onshore wind | TRUE
| 60060 | CA | Solar Photovoltaic | PV | 1.7 | N | IPP Non-CHP | SUN | solar PV | TRUE
| 60060 | CA | Solar Photovoltaic | PV | 0.5 | N | IPP Non-CHP | SUN | solar PV | TRUE
| 60060 | CA | Solar Photovoltaic | PV | 0.5 | N | IPP Non-CHP | SUN | solar PV | TRUE
| 60077 | CA | Solar Photovoltaic | PV | 15.8 | N | IPP Non-CHP | SUN | solar PV | TRUE
| 60078 | CA | Solar Photovoltaic | PV | 20 | N | IPP Non-CHP | SUN | solar PV | TRUE
| 60079 | CA | Solar Photovoltaic | PV | 20 | N | IPP Non-CHP | SUN | solar PV | TRUE
| 60080 | CA | Solar Photovoltaic | PV | 15 | N | IPP Non-CHP | SUN | solar PV | TRUE
| 60081 | CA | Solar Photovoltaic | PV | 20 | N | IPP Non-CHP | SUN | solar PV | TRUE
| 60083 | CA | Solar Photovoltaic | PV | 1.5 | N | IPP Non-CHP | SUN | solar PV | TRUE
| 60083 | CA | Solar Photovoltaic | PV | 1.5 | N | IPP Non-CHP | SUN | solar PV | TRUE
| 60085 | CA | Solar Photovoltaic | PV | 3.7 | N | IPP Non-CHP | SUN | solar PV | TRUE
| 60086 | CA | Solar Photovoltaic | PV | 3 | N | IPP Non-CHP | SUN | solar PV | TRUE
| 60091 | CA | Solar Photovoltaic | PV | 20 | N | IPP Non-CHP | SUN | solar PV | TRUE
| 60092 | CA | Solar Photovoltaic | PV | 33.2 | N | IPP Non-CHP | SUN | solar PV | TRUE
| 60092 | CA | Solar Photovoltaic | PV | 33.9 | N | IPP Non-CHP | SUN | solar PV | TRUE
| 60092 | CA | Solar Photovoltaic | PV | 32 | N | IPP Non-CHP | SUN | solar PV | TRUE
| 60092 | CA | Solar Photovoltaic | PV | 32.1 | N | IPP Non-CHP | SUN | solar PV | TRUE
| 60093 | CA | Solar Photovoltaic | PV | 38.7 | N | IPP Non-CHP | SUN | solar PV | TRUE
| 60093 | CA | Solar Photovoltaic | PV | 36.3 | N | IPP Non-CHP | SUN | solar PV | TRUE
| 60093 | CA | Solar Photovoltaic | PV | 34.8 | N | IPP Non-CHP | SUN | solar PV | TRUE
| 60094 | CA | Solar Photovoltaic | PV | 136.8 | N | IPP Non-CHP | SUN | solar PV | TRUE
| 60095 | CA | Solar Photovoltaic | PV | 68.7 | N | IPP Non-CHP | SUN | solar PV | TRUE
| 60095 | CA | Solar Photovoltaic | PV | 68.7 | N | IPP Non-CHP | SUN | solar PV | TRUE
| 60100 | CA | Wood/Wood Waste Biomass | ST | 11.5 | N | IPP Non-CHP | WDS | biomass | TRUE
| 60120 | CA | Other Natural Gas | FC | 1.4 | Y | IPP CHP | NG | other | FALSE
| 60142 | CA | Solar Photovoltaic | PV | 1.5 | N | IPP Non-CHP | SUN | solar PV | TRUE
| 60151 | CA | Solar Photovoltaic | PV | 1.3 | N | IPP Non-CHP | SUN | solar PV | TRUE
| 60153 | CA | Solar Photovoltaic | PV | 1.2 | N | IPP Non-CHP | SUN | solar PV | TRUE
| 60154 | CA | Solar Photovoltaic | PV | 1 | N | IPP Non-CHP | SUN | solar PV | TRUE
| 60182 | CA | Solar Photovoltaic | PV | 2 | N | IPP Non-CHP | SUN | solar PV | TRUE
| 60183 | CA | Solar Photovoltaic | PV | 2 | N | IPP Non-CHP | SUN | solar PV | TRUE
| 60185 | CA | Solar Photovoltaic | PV | 81 | N | IPP Non-CHP | SUN | solar PV | TRUE
| 60186 | CA | Solar Photovoltaic | PV | 48 | N | IPP Non-CHP | SUN | solar PV | TRUE
| 60187 | CA | Solar Photovoltaic | PV | 5 | N | IPP Non-CHP | SUN | solar PV | TRUE
| 60193 | CA | Solar Photovoltaic | PV | 3.3 | N | IPP Non-CHP | SUN | solar PV | TRUE
| 60219 | CA | Solar Photovoltaic | PV | 1 | N | IPP Non-CHP | SUN | solar PV | TRUE
| 60220 | CA | Other Waste Biomass | IC | 0.8 | Y | IPP CHP | OBG | biomass | FALSE
| 60220 | CA | Other Waste Biomass | IC | 0.8 | N | IPP CHP | OBG | biomass | FALSE
| 60223 | CA | Other Natural Gas | FC | 1 | N | IPP Non-CHP | NG | other | TRUE
| 60224 | CA | Other Natural Gas | FC | 1 | N | IPP Non-CHP | NG | other | TRUE
| 60226 | CA | Solar Photovoltaic | PV | 10.8 | N | IPP Non-CHP | SUN | solar PV | TRUE
| 60231 | CA | Batteries | BA | 2 | N | IPP Non-CHP | MWH | other | TRUE
| 60231 | CA | Solar Photovoltaic | PV | 4.5 | N | IPP Non-CHP | SUN | solar PV | TRUE
| 60233 | CA | Solar Photovoltaic | PV | 180 | N | IPP Non-CHP | SUN | solar PV | TRUE
| 60237 | CA | Solar Photovoltaic | PV | 30 | N | IPP Non-CHP | SUN | solar PV | TRUE
| 60242 | CA | Solar Photovoltaic | PV | 10 | N | IPP Non-CHP | SUN | solar PV | TRUE
| 60249 | CA | Batteries | BA | 1 | N | IPP CHP | MWH | other | FALSE
| 60249 | CA | Other Waste Biomass | IC | 1.2 | Y | IPP CHP | OBG | biomass | FALSE
| 60255 | CA | Solar Photovoltaic | PV | 2 | N | Electric Utility | SUN | solar PV | TRUE
| 60255 | CA | Solar Photovoltaic | PV | 1 | N | Electric Utility | SUN | solar PV | TRUE
| 60275 | CA | Solar Photovoltaic | PV | 2 | N | IPP Non-CHP | SUN | solar PV | TRUE
| 60277 | CA | Solar Photovoltaic | PV | 1.5 | N | IPP Non-CHP | SUN | solar PV | TRUE
| 60279 | CA | Solar Photovoltaic | PV | 19 | N | IPP Non-CHP | SUN | solar PV | TRUE
| 60280 | CA | Solar Photovoltaic | PV | 19 | N | IPP Non-CHP | SUN | solar PV | TRUE
| 60281 | CA | Solar Photovoltaic | PV | 3 | N | IPP Non-CHP | SUN | solar PV | TRUE
| 60310 | CA | Solar Photovoltaic | PV | 20 | N | IPP Non-CHP | SUN | solar PV | TRUE
| 60311 | CA | Solar Photovoltaic | PV | 11.4 | N | IPP Non-CHP | SUN | solar PV | TRUE
| 60315 | CA | Solar Photovoltaic | PV | 20 | N | IPP Non-CHP | SUN | solar PV | TRUE
| 60324 | CA | Solar Photovoltaic | PV | 107.9 | N | IPP Non-CHP | SUN | solar PV | TRUE
| 60336 | CA | Solar Photovoltaic | PV | 50 | N | IPP Non-CHP | SUN | solar PV | TRUE
| 60385 | CA | Other Natural Gas | FC | 1.4 | Y | IPP CHP | NG | other | FALSE
| 60386 | CA | Solar Photovoltaic | PV | 20 | N | IPP Non-CHP | SUN | solar PV | TRUE
| 60389 | CA | Solar Photovoltaic | PV | 60 | N | IPP Non-CHP | SUN | solar PV | TRUE
| 60412 | CA | Solar Photovoltaic | PV | 4 | N | IPP Non-CHP | SUN | solar PV | TRUE
| 60426 | CA | Solar Photovoltaic | PV | 4.1 | N | IPP Non-CHP | SUN | solar PV | TRUE
| 60428 | CA | Solar Photovoltaic | PV | 2.2 | N | IPP Non-CHP | SUN | solar PV | TRUE
| 60446 | CA | Solar Photovoltaic | PV | 1 | N | IPP Non-CHP | SUN | solar PV | TRUE
| 60450 | CA | Solar Photovoltaic | PV | 1.1 | N | IPP Non-CHP | SUN | solar PV | TRUE
| 60474 | CA | Solar Photovoltaic | PV | 20 | N | IPP Non-CHP | SUN | solar PV | TRUE
| 60475 | CA | Solar Photovoltaic | PV | 20 | N | IPP Non-CHP | SUN | solar PV | TRUE
| 60481 | CA | Solar Photovoltaic | PV | 20 | N | IPP Non-CHP | SUN | solar PV | TRUE
| 60485 | CA | Solar Photovoltaic | PV | 20 | N | IPP Non-CHP | SUN | solar PV | TRUE
| 60490 | CA | Solar Photovoltaic | PV | 20 | N | IPP Non-CHP | SUN | solar PV | TRUE
| 60491 | CA | Batteries | BA | 1.5 | N | IPP Non-CHP | MWH | other | TRUE
| 60491 | CA | Solar Photovoltaic | PV | 90 | N | IPP Non-CHP | SUN | solar PV | TRUE
| 60509 | CA | Solar Photovoltaic | PV | 2.3 | N | IPP Non-CHP | SUN | solar PV | TRUE
| 60516 | CA | Solar Photovoltaic | PV | 3 | N | IPP Non-CHP | SUN | solar PV | TRUE
| 60558 | CA | Solar Photovoltaic | PV | 20 | N | IPP Non-CHP | SUN | solar PV | TRUE
| 60565 | CA | Batteries | BA | 0.5 | N | Electric Utility | MWH | other | TRUE
| 60565 | CA | Batteries | BA | 1 | N | Electric Utility | MWH | other | TRUE
| 60566 | CA | Batteries | BA | 0.5 | N | Electric Utility | MWH | other | TRUE
| 60566 | CA | Batteries | BA | 1 | N | Electric Utility | MWH | other | TRUE
| 60567 | CA | Batteries | BA | 1 | N | Electric Utility | MWH | other | TRUE
| 60567 | CA | Batteries | BA | 1 | N | Electric Utility | MWH | other | TRUE
| 60568 | CA | Batteries | BA | 1 | N | Electric Utility | MWH | other | TRUE
| 60569 | CA | Batteries | BA | 7.5 |  | Electric Utility | MWH | other | TRUE
| 60570 | CA | Batteries | BA | 30 |  | Electric Utility | MWH | other | TRUE
| 60571 | CA | Landfill Gas | IC | 1.4 | N | Commercial Non-CHP | LFG | biomass | FALSE
| 60590 | CA | Solar Photovoltaic | PV | 54 | N | IPP Non-CHP | SUN | solar PV | TRUE
| 60591 | CA | Solar Photovoltaic | PV | 54 | N | IPP Non-CHP | SUN | solar PV | TRUE
| 60594 | CA | Onshore Wind Turbine | WT | 131.1 | N | IPP Non-CHP | WND | onshore wind | TRUE
| 60661 | CA | Batteries | BA | 10 | N | Electric Utility | MWH | other | TRUE
| 60661 | CA | Batteries | BA | 10 | N | Electric Utility | MWH | other | TRUE
| 60678 | CA | Solar Photovoltaic | PV | 18.5 | N | IPP Non-CHP | SUN | solar PV | TRUE
| 60678 | CA | Solar Photovoltaic | PV | 1.5 | N | IPP Non-CHP | SUN | solar PV | TRUE
| 60698 | CA | Batteries | BA | 10 | N | IPP Non-CHP | MWH | other | TRUE
| 60698 | CA | Batteries | BA | 10 | N | IPP Non-CHP | MWH | other | TRUE
| 60698 | CA | Natural Gas Fired Combustion Turbine | GT | 70.5 | N | IPP Non-CHP | NG | natural gas peaker | TRUE
| 60698 | CA | Natural Gas Fired Combustion Turbine | GT | 70.5 | N | IPP Non-CHP | NG | natural gas peaker | TRUE
| 60744 | CA | Solar Photovoltaic | PV | 2.9 | N | IPP Non-CHP | SUN | solar PV | TRUE
| 60745 | CA | Solar Photovoltaic | PV | 1.9 | N | IPP Non-CHP | SUN | solar PV | TRUE
| 60760 | CA | Batteries | BA | 2 | N | IPP Non-CHP | MWH | other | TRUE
| 60777 | CA | Solar Photovoltaic | PV | 128 | N | IPP Non-CHP | SUN | solar PV | TRUE
| 60790 | CA | Solar Photovoltaic | PV | 3 | N | IPP Non-CHP | SUN | solar PV | TRUE
| 60791 | CA | Solar Photovoltaic | PV | 2 | N | Electric Utility | SUN | solar PV | TRUE
| 60791 | CA | Solar Photovoltaic | PV | 1.4 | N | Electric Utility | SUN | solar PV | TRUE
| 60813 | CA | Solar Photovoltaic | PV | 1 | N | IPP Non-CHP | SUN | solar PV | TRUE
| 60824 | CA | Solar Photovoltaic | PV | 1 | N | IPP Non-CHP | SUN | solar PV | TRUE
| 60825 | CA | Solar Photovoltaic | PV | 74.8 | N | IPP Non-CHP | SUN | solar PV | TRUE
| 60844 | CA | Solar Photovoltaic | PV | 3.8 | N | IPP Non-CHP | SUN | solar PV | TRUE
| 60844 | CA | Solar Photovoltaic | PV | 2.3 | N | IPP Non-CHP | SUN | solar PV | TRUE
| 60846 | CA | Solar Photovoltaic | PV | 1.1 | N | IPP Non-CHP | SUN | solar PV | TRUE
| 60861 | CA | Solar Photovoltaic | PV | 2.7 | N | IPP Non-CHP | SUN | solar PV | TRUE
| 60869 | CA | Solar Photovoltaic | PV | 9.5 | N | IPP Non-CHP | SUN | solar PV | TRUE
| 60914 | CA | Solar Photovoltaic | PV | 2.3 | N | IPP Non-CHP | SUN | solar PV | TRUE
| 60918 | CA | Other Waste Biomass | IC | 1 | N | IPP Non-CHP | OBG | biomass | TRUE
| 60947 | CA | Solar Photovoltaic | PV | 20 | N | IPP Non-CHP | SUN | solar PV | TRUE
| 60953 | CA | Solar Photovoltaic | PV | 1 | N | IPP Non-CHP | SUN | solar PV | TRUE
| 60960 | CA | Other Waste Biomass | GT | 10 | N | IPP Non-CHP | OBG | biomass | TRUE
| 60960 | CA | Other Waste Biomass | GT | 10 | N | IPP Non-CHP | OBG | biomass | TRUE
| 60960 | CA | Other Waste Biomass | GT | 2 | N | IPP Non-CHP | OBG | biomass | TRUE
| 60974 | CA | Batteries | BA | 2 | N | Electric Utility | MWH | other | TRUE
| 60975 | CA | Solar Photovoltaic | PV | 20 | N | IPP Non-CHP | SUN | solar PV | TRUE
| 60978 | CA | Solar Photovoltaic | PV | 1 | N | IPP Non-CHP | SUN | solar PV | TRUE
| 60979 | CA | Solar Photovoltaic | PV | 1.9 | N | IPP Non-CHP | SUN | solar PV | TRUE
| 60981 | CA | Solar Photovoltaic | PV | 20 | N | IPP Non-CHP | SUN | solar PV | TRUE
| 60984 | CA | Solar Photovoltaic | PV | 1.9 | N | IPP Non-CHP | SUN | solar PV | TRUE
| 60995 | CA | Solar Photovoltaic | PV | 3.7 | N | Electric Utility | SUN | solar PV | TRUE
| 61006 | CA | Solar Photovoltaic | PV | 7 | N | IPP Non-CHP | SUN | solar PV | TRUE
| 61013 | CA | Solar Photovoltaic | PV | 10.5 | N | IPP Non-CHP | SUN | solar PV | TRUE
| 61066 | CA | Onshore Wind Turbine | WT | 1.9 | N | IPP Non-CHP | WND | onshore wind | TRUE
| 61067 | CA | Onshore Wind Turbine | WT | 1.9 | N | IPP Non-CHP | WND | onshore wind | TRUE
| 61107 | CA | Batteries | BA | 2 | N | Electric Utility | MWH | other | TRUE
| 61115 | CA | Solar Photovoltaic | PV | 1 | N | IPP Non-CHP | SUN | solar PV | TRUE
| 61116 | CA | Solar Photovoltaic | PV | 1 | N | IPP Non-CHP | SUN | solar PV | TRUE
| 61117 | CA | Solar Photovoltaic | PV | 5.3 | N | IPP Non-CHP | SUN | solar PV | TRUE
| 61118 | CA | Solar Photovoltaic | PV | 1 | N | IPP Non-CHP | SUN | solar PV | TRUE
| 61152 | CA | Solar Photovoltaic | PV | 5.2 | N | IPP Non-CHP | SUN | solar PV | TRUE
| 61153 | CA | Other Natural Gas | FC | 1.3 | N | IPP Non-CHP | NG | other | TRUE
| 61154 | CA | Other Natural Gas | FC | 1.3 | N | IPP Non-CHP | NG | other | TRUE
| 61202 | CA | Solar Photovoltaic | PV | 252.3 | N | IPP Non-CHP | SUN | solar PV | TRUE
| 61209 | CA | Solar Photovoltaic | PV | 3.5 | N | IPP Non-CHP | SUN | solar PV | TRUE
| 61215 | CA | Solar Photovoltaic | PV | 3 | N | IPP Non-CHP | SUN | solar PV | TRUE
| 61216 | CA | Solar Photovoltaic | PV | 3 | N | IPP Non-CHP | SUN | solar PV | TRUE
| 61222 | CA | Onshore Wind Turbine | WT | 46 | N | IPP Non-CHP | WND | onshore wind | TRUE
| 61249 | CA | Solar Photovoltaic | PV | 2.9 | N | IPP Non-CHP | SUN | solar PV | TRUE
| 61250 | CA | Solar Photovoltaic | PV | 7.4 | N | Electric Utility | SUN | solar PV | TRUE
| 61264 | CA | Solar Photovoltaic | PV | 105 | N | IPP Non-CHP | SUN | solar PV | TRUE
| 61265 | CA | Solar Photovoltaic | PV | 20 | N | IPP Non-CHP | SUN | solar PV | TRUE
| 61319 | CA | Solar Photovoltaic | PV | 1.1 | N | IPP Non-CHP | SUN | solar PV | TRUE
| 61339 | CA | Solar Photovoltaic | PV | 3 | N | IPP Non-CHP | SUN | solar PV | TRUE
| 61348 | CA | Solar Photovoltaic | PV | 2.3 | N | IPP Non-CHP | SUN | solar PV | TRUE
| 61349 | CA | Solar Photovoltaic | PV | 2.2 | N | IPP Non-CHP | SUN | solar PV | TRUE
| 61353 | CA | Solar Photovoltaic | PV | 153.5 | N | IPP Non-CHP | SUN | solar PV | TRUE
| 61377 | CA | Solar Photovoltaic | PV | 2.5 | N | IPP Non-CHP | SUN | solar PV | TRUE
| 61418 | CA | Solar Photovoltaic | PV | 3 | N | IPP Non-CHP | SUN | solar PV | TRUE
| 61419 | CA | Solar Photovoltaic | PV | 2 | N | IPP Non-CHP | SUN | solar PV | TRUE
| 61420 | CA | Solar Photovoltaic | PV | 3 | N | IPP Non-CHP | SUN | solar PV | TRUE
| 61421 | CA | Solar Photovoltaic | PV | 1.5 | N | IPP Non-CHP | SUN | solar PV | TRUE
| 61431 | CA | Batteries | BA | 20 | N | Electric Utility | MWH | other | TRUE
| 61442 | CA | Onshore Wind Turbine | WT | 1.8 | N | IPP Non-CHP | WND | onshore wind | TRUE
| 61443 | CA | Onshore Wind Turbine | WT | 1.8 | N | IPP Non-CHP | WND | onshore wind | TRUE
| 61444 | CA | Onshore Wind Turbine | WT | 1.8 | N | IPP Non-CHP | WND | onshore wind | TRUE
| 61445 | CA | Solar Photovoltaic | PV | 20 | N | IPP Non-CHP | SUN | solar PV | TRUE
| 61463 | CA | Solar Photovoltaic | PV | 20.6 | N | IPP Non-CHP | SUN | solar PV | TRUE
| 61464 | CA | Petroleum Liquids | IC | 2 | N | IPP Non-CHP | DFO | petroleum | TRUE
| 61464 | CA | Petroleum Liquids | IC | 2 | N | IPP Non-CHP | DFO | petroleum | TRUE
| 61464 | CA | Petroleum Liquids | IC | 2 | N | IPP Non-CHP | DFO | petroleum | TRUE
| 61464 | CA | Petroleum Liquids | IC | 2 | N | IPP Non-CHP | DFO | petroleum | TRUE
| 61464 | CA | Petroleum Liquids | IC | 2 | N | IPP Non-CHP | DFO | petroleum | TRUE
| 61464 | CA | Petroleum Liquids | IC | 2 | N | IPP Non-CHP | DFO | petroleum | TRUE
| 61474 | CA | Petroleum Liquids | IC | 2 | N | Commercial Non-CHP | DFO | petroleum | FALSE
| 61474 | CA | Petroleum Liquids | IC | 2 | N | Commercial Non-CHP | DFO | petroleum | FALSE
| 61474 | CA | Petroleum Liquids | IC | 2 | N | Commercial Non-CHP | DFO | petroleum | FALSE
| 61474 | CA | Petroleum Liquids | IC | 2 | N | Commercial Non-CHP | DFO | petroleum | FALSE
| 61475 | CA | Petroleum Liquids | IC | 1 | N | Commercial Non-CHP | DFO | petroleum | FALSE
| 61475 | CA | Petroleum Liquids | IC | 1 | N | Commercial Non-CHP | DFO | petroleum | FALSE
| 61475 | CA | Petroleum Liquids | IC | 1 | N | Commercial Non-CHP | DFO | petroleum | FALSE
| 61475 | CA | Petroleum Liquids | IC | 1 | N | Commercial Non-CHP | DFO | petroleum | FALSE
| 61475 | CA | Petroleum Liquids | IC | 1 | N | Commercial Non-CHP | DFO | petroleum | FALSE
| 61476 | CA | Petroleum Liquids | IC | 2 | N | Commercial Non-CHP | DFO | petroleum | FALSE
| 61476 | CA | Petroleum Liquids | IC | 2 | N | Commercial Non-CHP | DFO | petroleum | FALSE
| 61476 | CA | Petroleum Liquids | IC | 2 | N | Commercial Non-CHP | DFO | petroleum | FALSE
| 61476 | CA | Petroleum Liquids | IC | 2 | N | Commercial Non-CHP | DFO | petroleum | FALSE
| 61476 | CA | Petroleum Liquids | IC | 2 | N | Commercial Non-CHP | DFO | petroleum | FALSE
| 61482 | CA | Petroleum Liquids | IC | 3 | N | Commercial Non-CHP | DFO | petroleum | FALSE
| 61482 | CA | Petroleum Liquids | IC | 3 | N | Commercial Non-CHP | DFO | petroleum | FALSE
| 61482 | CA | Petroleum Liquids | IC | 3 | N | Commercial Non-CHP | DFO | petroleum | FALSE
| 61482 | CA | Petroleum Liquids | IC | 3 | N | Commercial Non-CHP | DFO | petroleum | FALSE
| 61482 | CA | Petroleum Liquids | IC | 3 | N | Commercial Non-CHP | DFO | petroleum | FALSE
| 61482 | CA | Petroleum Liquids | IC | 3 | N | Commercial Non-CHP | DFO | petroleum | FALSE
| 61482 | CA | Petroleum Liquids | IC | 3 | N | Commercial Non-CHP | DFO | petroleum | FALSE
| 61482 | CA | Petroleum Liquids | IC | 3 | N | Commercial Non-CHP | DFO | petroleum | FALSE
| 61482 | CA | Petroleum Liquids | IC | 3 | N | Commercial Non-CHP | DFO | petroleum | FALSE
| 61482 | CA | Petroleum Liquids | IC | 3 | N | Commercial Non-CHP | DFO | petroleum | FALSE
| 61501 | CA | Other Waste Biomass | IC | 1 | N | IPP Non-CHP | OBG | biomass | TRUE
| 61502 | CA | Other Waste Biomass | IC | 1 | N | IPP Non-CHP | OBG | biomass | TRUE
| 61503 | CA | Other Waste Biomass | IC | 1 | N | IPP Non-CHP | OBG | biomass | TRUE
| 61582 | CA | Onshore Wind Turbine | WT | 128.7 | N | IPP Non-CHP | WND | onshore wind | TRUE
| 61583 | CA | Onshore Wind Turbine | WT | 43.2 | N | IPP Non-CHP | WND | onshore wind | TRUE
| 61584 | CA | Onshore Wind Turbine | WT | 21.6 | N | IPP Non-CHP | WND | onshore wind | TRUE
| 61593 | CA | Solar Photovoltaic | PV | 1.8 | N | Commercial Non-CHP | SUN | solar PV | FALSE
| 61594 | CA | Solar Photovoltaic | PV | 2 | N | Commercial Non-CHP | SUN | solar PV | FALSE
| 61607 | CA | Solar Photovoltaic | PV | 4.5 | N | Commercial Non-CHP | SUN | solar PV | FALSE
| 61619 | CA | Solar Photovoltaic | PV | 1.1 | N | IPP Non-CHP | SUN | solar PV | TRUE
| 61620 | CA | Solar Photovoltaic | PV | 5 | N | IPP Non-CHP | SUN | solar PV | TRUE
| 61621 | CA | Solar Photovoltaic | PV | 1.5 | N | IPP Non-CHP | SUN | solar PV | TRUE
| 61628 | CA | Solar Photovoltaic | PV | 1.1 | N | IPP Non-CHP | SUN | solar PV | TRUE
| 61661 | CA | Batteries | BA | 40 | N | IPP Non-CHP | MWH | other | TRUE
| 61682 | CA | Solar Photovoltaic | PV | 1 | N | IPP Non-CHP | SUN | solar PV | TRUE
| 61683 | CA | Solar Photovoltaic | PV | 1 | N | IPP Non-CHP | SUN | solar PV | TRUE
| 61692 | CA | Solar Photovoltaic | PV | 3 | N | IPP Non-CHP | SUN | solar PV | TRUE
| 61698 | CA | Solar Photovoltaic | PV | 1.3 | N | IPP Non-CHP | SUN | solar PV | TRUE
| 61718 | CA | Solar Photovoltaic | PV | 1.1 | N | Industrial Non-CHP | SUN | solar PV | FALSE
| 61721 | CA | Batteries | BA | 1 | N | Commercial Non-CHP | MWH | other | FALSE
| 61722 | CA | Batteries | BA | 1 | N | IPP Non-CHP | MWH | other | TRUE
| 61722 | CA | Batteries | BA | 4.5 | N | IPP Non-CHP | MWH | other | TRUE
| 61723 | CA | Batteries | BA | 2.5 | N | IPP Non-CHP | MWH | other | TRUE
| 61723 | CA | Batteries | BA | 3.3 | N | IPP Non-CHP | MWH | other | TRUE
| 61750 | CA | Solar Photovoltaic | PV | 100 | N | IPP Non-CHP | SUN | solar PV | TRUE
| 61754 | CA | Natural Gas Internal Combustion Engine | IC | 3.3 | Y | Industrial CHP | NG | natural gas peaker | FALSE
| 61754 | CA | Natural Gas Internal Combustion Engine | IC | 3.3 | Y | Industrial CHP | NG | natural gas peaker | FALSE
| 61791 | CA | Solar Photovoltaic | PV | 0.8 | N | IPP Non-CHP | SUN | solar PV | TRUE
| 61792 | CA | Solar Photovoltaic | PV | 1 |  | IPP Non-CHP | SUN | solar PV | TRUE
| 61795 | CA | Batteries | BA | 1 | N | Commercial Non-CHP | MWH | other | FALSE
| 61824 | CA | Solar Photovoltaic | PV | 3 | N | IPP Non-CHP | SUN | solar PV | TRUE
| 61834 | CA | Solar Photovoltaic | PV | 0.9 | N | Electric Utility | SUN | solar PV | TRUE
| 61834 | CA | Solar Photovoltaic | PV | 0.8 | N | Electric Utility | SUN | solar PV | TRUE
| 61843 | CA | Solar Photovoltaic | PV | 1 | N | IPP Non-CHP | SUN | solar PV | TRUE
| 61846 | CA | Other Waste Biomass | FC | 2.8 | Y | IPP CHP | OBG | biomass | FALSE
| 61894 | CA | Solar Photovoltaic | PV | 0.9 | N | Industrial Non-CHP | SUN | solar PV | FALSE
| 61894 | CA | Solar Photovoltaic | PV | 0.8 | N | Industrial Non-CHP | SUN | solar PV | FALSE
| 61894 | CA | Solar Photovoltaic | PV | 0.5 | N | Industrial Non-CHP | SUN | solar PV | FALSE
| 61894 | CA | Solar Photovoltaic | PV | 0.3 | N | Industrial Non-CHP | SUN | solar PV | FALSE
| 61989 | CA | Solar Photovoltaic | PV | 3.9 | N | Industrial Non-CHP | SUN | solar PV | FALSE
| 61993 | CA | Batteries | BA | 0.5 | N | IPP Non-CHP | MWH | other | TRUE
| 61993 | CA | Solar Photovoltaic | PV | 1.2 | N | IPP Non-CHP | SUN | solar PV | TRUE
| 61995 | CA | Batteries | BA | 0.5 | N | IPP Non-CHP | MWH | other | TRUE
| 61995 | CA | Solar Photovoltaic | PV | 4.3 | N | IPP Non-CHP | SUN | solar PV | TRUE
| 62004 | CA | Solar Photovoltaic | PV | 100 | N | IPP Non-CHP | SUN | solar PV | TRUE
| 62015 | CA | Solar Photovoltaic | PV | 50 | N | IPP Non-CHP | SUN | solar PV | TRUE
| 62015 | CA | Solar Photovoltaic | PV | 100 | N | IPP Non-CHP | SUN | solar PV | TRUE
| 62016 | CA | Solar Photovoltaic | PV | 3.5 | N | IPP Non-CHP | SUN | solar PV | TRUE
| 62020 | CA | Solar Photovoltaic | PV | 3.3 | N | IPP Non-CHP | SUN | solar PV | TRUE
| 62028 | CA | Solar Photovoltaic | PV | 3.3 | N | IPP Non-CHP | SUN | solar PV | TRUE
| 62039 | CA | Solar Photovoltaic | PV | 1.1 | N | IPP Non-CHP | SUN | solar PV | TRUE
| 62052 | CA | Solar Photovoltaic | PV | 30 | N | IPP Non-CHP | SUN | solar PV | TRUE
| 62056 | CA | Solar Photovoltaic | PV | 3 | N | IPP Non-CHP | SUN | solar PV | TRUE
| 62077 | CA | Solar Photovoltaic | PV | 2.1 | N | IPP Non-CHP | SUN | solar PV | TRUE
| 62114 | CA | Solar Photovoltaic | PV | 1 | N | IPP Non-CHP | SUN | solar PV | TRUE
| 62115 | CA | Natural Gas Fired Combined Cycle | CT | 194 | N | IPP Non-CHP | NG | natural gas nonpeaker | TRUE
| 62115 | CA | Natural Gas Fired Combined Cycle | CT | 194 | N | IPP Non-CHP | NG | natural gas nonpeaker | TRUE
| 62115 | CA | Natural Gas Fired Combined Cycle | CA | 215 | N | IPP Non-CHP | NG | natural gas nonpeaker | TRUE
| 62116 | CA | Natural Gas Fired Combined Cycle | CT | 194 | N | IPP Non-CHP | NG | natural gas nonpeaker | TRUE
| 62116 | CA | Natural Gas Fired Combined Cycle | CT | 194 | N | IPP Non-CHP | NG | natural gas nonpeaker | TRUE
| 62116 | CA | Natural Gas Fired Combined Cycle | CA | 215 | N | IPP Non-CHP | NG | natural gas nonpeaker | TRUE
| 62150 | CA | Solar Photovoltaic | PV | 4 | N | Commercial Non-CHP | SUN | solar PV | FALSE
| 62176 | CA | Natural Gas Fired Combustion Turbine | GT | 5.7 | N | Industrial Non-CHP | NG | natural gas peaker | FALSE
| 62176 | CA | Natural Gas Fired Combustion Turbine | GT | 5.7 | N | Industrial Non-CHP | NG | natural gas peaker | FALSE
| 62177 | CA | Solar Photovoltaic | PV | 80 | N | IPP Non-CHP | SUN | solar PV | TRUE
| 62178 | CA | Solar Photovoltaic | PV | 125 | N | IPP Non-CHP | SUN | solar PV | TRUE
| 62242 | CA | Solar Photovoltaic | PV | 1.3 | N | IPP Non-CHP | SUN | solar PV | TRUE
| 62246 | CA | Solar Photovoltaic | PV | 1.8 | N | IPP Non-CHP | SUN | solar PV | TRUE
| 62274 | CA | Solar Photovoltaic | PV | 1.2 | N | Commercial Non-CHP | SUN | solar PV | FALSE
| 62275 | CA | Solar Photovoltaic | PV | 1.4 | N | Commercial Non-CHP | SUN | solar PV | FALSE
| 62286 | CA | Solar Photovoltaic | PV | 1.9 | N | Commercial Non-CHP | SUN | solar PV | FALSE
| 62287 | CA | Solar Photovoltaic | PV | 1 | N | Commercial Non-CHP | SUN | solar PV | FALSE
| 62288 | CA | Solar Photovoltaic | PV | 111.2 | N | IPP Non-CHP | SUN | solar PV | TRUE
| 62378 | CA | Solar Photovoltaic | PV | 1.6 | N | IPP Non-CHP | SUN | solar PV | TRUE
| 62418 | CA | Other Waste Biomass | IC | 1 | N | IPP Non-CHP | OBG | biomass | TRUE
| 62419 | CA | Other Waste Biomass | IC | 1 | N | IPP Non-CHP | OBG | biomass | TRUE
| 62441 | CA | Batteries | BA | 1 | N | IPP Non-CHP | MWH | other | TRUE
| 62458 | CA | Other Natural Gas | FC | 1 | N | IPP Non-CHP | NG | other | TRUE
| 62459 | CA | Other Natural Gas | FC | 2 | N | IPP Non-CHP | NG | other | TRUE
| 62463 | CA | Solar Photovoltaic | PV | 20 | N | IPP Non-CHP | SUN | solar PV | TRUE
| 62464 | CA | Solar Photovoltaic | PV | 50 | N | IPP Non-CHP | SUN | solar PV | TRUE
| 62465 | CA | Solar Photovoltaic | PV | 50 | N | IPP Non-CHP | SUN | solar PV | TRUE
| 62545 | CA | Solar Photovoltaic | PV | 1.7 | N | IPP Non-CHP | SUN | solar PV | TRUE
| 62571 | CA | Other Natural Gas | FC | 1 | N | IPP Non-CHP | NG | other | TRUE
| 62573 | CA | Other Natural Gas | FC | 1 | N | IPP Non-CHP | NG | other | TRUE
| 62574 | CA | Other Natural Gas | FC | 1 | N | IPP Non-CHP | NG | other | TRUE
| 62575 | CA | Other Natural Gas | FC | 1 | N | IPP Non-CHP | NG | other | TRUE
| 62577 | CA | Other Natural Gas | FC | 1 | N | IPP Non-CHP | NG | other | TRUE
| 62577 | CA | Other Natural Gas | FC | 1 | N | IPP Non-CHP | NG | other | TRUE
| 62577 | CA | Other Natural Gas | FC | 1 | N | IPP Non-CHP | NG | other | TRUE
| 62577 | CA | Other Natural Gas | FC | 1 | N | IPP Non-CHP | NG | other | TRUE
| 62578 | CA | Solar Photovoltaic | PV | 2 | N | Commercial Non-CHP | SUN | solar PV | FALSE
| 62611 | CA | Solar Photovoltaic | PV | 1.2 | N | IPP Non-CHP | SUN | solar PV | TRUE
| 62649 | CA | Solar Photovoltaic | PV | 6.3 | N | IPP Non-CHP | SUN | solar PV | TRUE
| 62655 | CA | Solar Photovoltaic | PV | 7.6 | N | IPP Non-CHP | SUN | solar PV | TRUE
| 62671 | CA | Other Natural Gas | FC | 2 | N | IPP Non-CHP | NG | other | TRUE
| 62671 | CA | Other Natural Gas | FC | 2.8 | N | IPP Non-CHP | NG | other | TRUE
| 62687 | CA | Solar Photovoltaic | PV | 1 | N | IPP Non-CHP | SUN | solar PV | TRUE
| 62687 | CA | Solar Photovoltaic | PV | 1 | N | IPP Non-CHP | SUN | solar PV | TRUE
| 62687 | CA | Solar Photovoltaic | PV | 1 | N | IPP Non-CHP | SUN | solar PV | TRUE
| 62688 | CA | Solar Photovoltaic | PV | 3.1 | N | IPP Non-CHP | SUN | solar PV | TRUE
| 62689 | CA | Solar Photovoltaic | PV | 2.2 | N | IPP Non-CHP | SUN | solar PV | TRUE
| 62690 | CA | Solar Photovoltaic | PV | 1.7 | N | IPP Non-CHP | SUN | solar PV | TRUE
| 62697 | CA | Other Natural Gas | FC | 2.4 | N | IPP Non-CHP | NG | other | TRUE
| 62697 | CA | Other Natural Gas | FC | 2.6 | N | IPP Non-CHP | NG | other | TRUE
| 62698 | CA | Other Natural Gas | FC | 2.2 | N | IPP Non-CHP | NG | other | TRUE
| 62699 | CA | Other Natural Gas | FC | 1.4 | N | IPP Non-CHP | NG | other | TRUE
| 62700 | CA | Other Natural Gas | FC | 1 | N | IPP Non-CHP | NG | other | TRUE
| 62701 | CA | Other Natural Gas | FC | 2.5 | N | IPP Non-CHP | NG | other | TRUE
| 62701 | CA | Other Natural Gas | FC | 2.3 | N | IPP Non-CHP | NG | other | TRUE
| 62702 | CA | Other Natural Gas | FC | 2.4 | N | IPP Non-CHP | NG | other | TRUE
| 62702 | CA | Other Natural Gas | FC | 2.1 | N | IPP Non-CHP | NG | other | TRUE
| 62703 | CA | Other Natural Gas | FC | 1.8 | N | IPP Non-CHP | NG | other | TRUE
| 62703 | CA | Other Natural Gas | FC | 2 | N | IPP Non-CHP | NG | other | TRUE
| 62704 | CA | Other Natural Gas | FC | 1.5 | N | IPP Non-CHP | NG | other | TRUE
| 62705 | CA | Other Natural Gas | FC | 2 | N | IPP Non-CHP | NG | other | TRUE
| 62732 | CA | Solar Photovoltaic | PV | 1.3 | N | IPP Non-CHP | SUN | solar PV | TRUE
| 62806 | CA | Solar Photovoltaic | PV | 2.4 | N | IPP Non-CHP | SUN | solar PV | TRUE
| 62902 | CA | Solar Photovoltaic | PV | 1.5 | N | IPP Non-CHP | SUN | solar PV | TRUE
| 62987 | CA | Solar Photovoltaic | PV | 1.3 | N | Commercial Non-CHP | SUN | solar PV | FALSE
| 62988 | CA | Solar Photovoltaic | PV | 13 | N | IPP Non-CHP | SUN | solar PV | TRUE
| 63021 | CA | Solar Photovoltaic | PV | 1.3 | N | IPP Non-CHP | SUN | solar PV | TRUE
| 63054 | CA | Solar Photovoltaic | PV | 3 | N | IPP Non-CHP | SUN | solar PV | TRUE
| 63068 | CA | Solar Photovoltaic | PV | 2.2 | N | IPP Non-CHP | SUN | solar PV | TRUE
| 63074 | CA | Solar Photovoltaic | PV | 2.6 | N | IPP Non-CHP | SUN | solar PV | TRUE
| 63078 | CA | Solar Photovoltaic | PV | 3 | N | IPP Non-CHP | SUN | solar PV | TRUE
| 63204 | CA | Solar Photovoltaic | PV | 2 | N | IPP Non-CHP | SUN | solar PV | TRUE
| 63285 | CA | Natural Gas Fired Combustion Turbine | GT | 32.2 | Y | Industrial CHP | NG | natural gas peaker | FALSE
| 63303 | CA | Solar Photovoltaic | PV | 1.1 | N | IPP Non-CHP | SUN | solar PV | TRUE
| 63361 | CA | Solar Photovoltaic | PV | 1 | N | IPP Non-CHP | SUN | solar PV | TRUE
| 63363 | CA | Solar Photovoltaic | PV | 1 | N | IPP Non-CHP | SUN | solar PV | TRUE
| 63376 | CA | Solar Photovoltaic | PV | 1.1 | N | IPP Non-CHP | SUN | solar PV | TRUE
| 63385 | CA | Solar Photovoltaic | PV | 3.5 | N | IPP Non-CHP | SUN | solar PV | TRUE
| 63412 | CA | Batteries | BA | 1 | N | IPP Non-CHP | MWH | other | TRUE
| 63414 | CA | Solar Photovoltaic | PV | 3.7 | N | IPP Non-CHP | SUN | solar PV | TRUE
| 63416 | CA | Solar Photovoltaic | PV | 8.4 | N | Industrial Non-CHP | SUN | solar PV | FALSE
| 63418 | CA | Solar Photovoltaic | PV | 2.3 | N | IPP Non-CHP | SUN | solar PV | TRUE
| 63419 | CA | Solar Photovoltaic | PV | 2 | N | IPP Non-CHP | SUN | solar PV | TRUE
| 63420 | CA | Solar Photovoltaic | PV | 1.2 | N | IPP Non-CHP | SUN | solar PV | TRUE
| 63420 | CA | Batteries | BA | 0.4 | N | IPP Non-CHP | MWH | other | TRUE
| 63421 | CA | Solar Photovoltaic | PV | 1.2 | N | IPP Non-CHP | SUN | solar PV | TRUE
| 63421 | CA | Batteries | BA | 0.2 | N | IPP Non-CHP | MWH | other | TRUE
| 63422 | CA | Solar Photovoltaic | PV | 1.6 | N | IPP Non-CHP | SUN | solar PV | TRUE
| 63422 | CA | Batteries | BA | 0.3 | N | IPP Non-CHP | MWH | other | TRUE
| 63439 | CA | Other Natural Gas | FC | 2.8 | Y | IPP CHP | NG | other | FALSE
| 63455 | CA | Solar Photovoltaic | PV | 0.5 | N | IPP Non-CHP | SUN | solar PV | TRUE
| 63455 | CA | Solar Photovoltaic | PV | 0.5 | N | IPP Non-CHP | SUN | solar PV | TRUE
| 63486 | CA | Solar Photovoltaic | PV | 1.7 | N | IPP Non-CHP | SUN | solar PV | TRUE
| 63493 | CA | Solar Photovoltaic | PV | 2.4 | N | Electric Utility | SUN | solar PV | TRUE
| 63510 | CA | Solar Photovoltaic | PV | 1.8 | N | IPP Non-CHP | SUN | solar PV | TRUE
| 63510 | CA | Batteries | BA | 0.5 | N | IPP Non-CHP | MWH | other | TRUE
| 63514 | CA | Solar Photovoltaic | PV | 1.4 | N | IPP Non-CHP | SUN | solar PV | TRUE
| 63516 | CA | Solar Photovoltaic | PV | 1.9 | N | IPP Non-CHP | SUN | solar PV | TRUE
| 63527 | CA | Solar Photovoltaic | PV | 1.9 | N | IPP Non-CHP | SUN | solar PV | TRUE
| 63545 | CA | Solar Photovoltaic | PV | 30 | N | IPP Non-CHP | SUN | solar PV | TRUE
| 63603 | CA | Other Natural Gas | FC | 3.5 | N | Industrial Non-CHP | NG | other | FALSE
| 63604 | CA | Other Natural Gas | FC | 1 | N | Commercial Non-CHP | NG | other | FALSE
| 63605 | CA | Other Natural Gas | FC | 2 | N | Commercial Non-CHP | NG | other | FALSE
| 63606 | CA | Other Natural Gas | FC | 1 | N | Commercial Non-CHP | NG | other | FALSE
| 63607 | CA | Other Natural Gas | FC | 1.2 | N | Commercial Non-CHP | NG | other | FALSE
| 63609 | CA | Batteries | BA | 1.5 | N | Commercial Non-CHP | MWH | other | FALSE
| 63610 | CA | Batteries | BA | 1.2 | N | Commercial Non-CHP | MWH | other | FALSE
| 63611 | CA | Batteries | BA | 2.5 | N | Commercial Non-CHP | MWH | other | FALSE
| 63612 | CA | Batteries | BA | 1 | N | Commercial Non-CHP | MWH | other | FALSE
| 63613 | CA | Batteries | BA | 2 | N | Commercial Non-CHP | MWH | other | FALSE
| 63614 | CA | Batteries | BA | 1 | N | Commercial Non-CHP | MWH | other | FALSE
| 63615 | CA | Batteries | BA | 1.5 | N | Commercial Non-CHP | MWH | other | FALSE
| 63616 | CA | Batteries | BA | 4.9 | N | Commercial Non-CHP | MWH | other | FALSE
| 63617 | CA | Batteries | BA | 1.3 | N | Commercial Non-CHP | MWH | other | FALSE
| 63623 | CA | Solar Photovoltaic | PV | 1.7 | N | IPP Non-CHP | SUN | solar PV | TRUE
| 63630 | CA | Solar Photovoltaic | PV | 1.1 | N | Commercial Non-CHP | SUN | solar PV | FALSE
| 63638 | CA | Other Natural Gas | FC | 2.6 | N | Industrial Non-CHP | NG | other | FALSE
| 63651 | CA | Solar Photovoltaic | PV | 4 | N | IPP Non-CHP | SUN | solar PV | TRUE
| 63674 | CA | Solar Photovoltaic | PV | 0.9 | N | IPP Non-CHP | SUN | solar PV | TRUE
| 63699 | CA | Other Natural Gas | FC | 1.2 | N | IPP Non-CHP | NG | other | TRUE
| 63699 | CA | Other Natural Gas | FC | 1 | N | IPP Non-CHP | NG | other | TRUE
| 63701 | CA | Other Natural Gas | FC | 0.9 | N | IPP Non-CHP | NG | other | TRUE
| 63701 | CA | Other Natural Gas | FC | 0.3 | N | IPP Non-CHP | NG | other | TRUE
| 63704 | CA | Other Natural Gas | FC | 1.2 | N | IPP Non-CHP | NG | other | TRUE
| 63704 | CA | Other Natural Gas | FC | 1.2 | N | IPP Non-CHP | NG | other | TRUE
| 63705 | CA | Other Natural Gas | FC | 2 | N | IPP Non-CHP | NG | other | TRUE
| 63705 | CA | Other Natural Gas | FC | 1.4 | N | IPP Non-CHP | NG | other | TRUE
| 63705 | CA | Other Natural Gas | FC | 1.8 | N | IPP Non-CHP | NG | other | TRUE
| 63708 | CA | Other Natural Gas | FC | 2 | N | IPP Non-CHP | NG | other | TRUE
| 63708 | CA | Other Natural Gas | FC | 2 | N | IPP Non-CHP | NG | other | TRUE
| 63711 | CA | Other Natural Gas | FC | 1.1 | N | IPP Non-CHP | NG | other | TRUE
| 63712 | CA | Other Natural Gas | FC | 2 | N | IPP Non-CHP | NG | other | TRUE
| 63714 | CA | Other Natural Gas | FC | 2.5 | N | IPP Non-CHP | NG | other | TRUE
| 63715 | CA | Other Natural Gas | FC | 1.5 | N | IPP Non-CHP | NG | other | TRUE
| 63716 | CA | Other Natural Gas | FC | 1.6 | N | IPP Non-CHP | NG | other | TRUE
| 63717 | CA | Other Natural Gas | FC | 1 | N | IPP Non-CHP | NG | other | TRUE
| 63717 | CA | Other Natural Gas | FC | 1.5 | N | IPP Non-CHP | NG | other | TRUE
| 63717 | CA | Other Natural Gas | FC | 0.5 | N | IPP Non-CHP | NG | other | TRUE
| 63758 | CA | Solar Photovoltaic | PV | 1.2 | N | Industrial Non-CHP | SUN | solar PV | FALSE
| 63761 | CA | Solar Photovoltaic | PV | 1 | N | IPP Non-CHP | SUN | solar PV | TRUE
| 63761 | CA | Solar Photovoltaic | PV | 1 | N | IPP Non-CHP | SUN | solar PV | TRUE
| 63834 | CA | Batteries | BA | 250 | N | IPP Non-CHP | MWH | other | TRUE
| 63859 | CA | Solar Photovoltaic | PV | 192 | N | IPP Non-CHP | SUN | solar PV | TRUE
| 63928 | CA | Solar Photovoltaic | PV | 1.4 | N | Commercial Non-CHP | SUN | solar PV | FALSE
| 63932 | CA | Solar Photovoltaic | PV | 70 | N | IPP Non-CHP | SUN | solar PV | TRUE
| 63986 | CA | Solar Photovoltaic | PV | 0.9 | N | IPP Non-CHP | SUN | solar PV | TRUE
| 63993 | CA | Solar Photovoltaic | PV | 1 | N | IPP Non-CHP | SUN | solar PV | TRUE
| 63994 | CA | Solar Photovoltaic | PV | 1 | N | Industrial Non-CHP | SUN | solar PV | FALSE
| 64055 | CA | Solar Photovoltaic | PV | 5 | N | Industrial Non-CHP | SUN | solar PV | FALSE
| 64103 | CA | Solar Photovoltaic | PV | 70 | N | IPP Non-CHP | SUN | solar PV | TRUE
| 64104 | CA | Solar Photovoltaic | PV | 100 | N | IPP Non-CHP | SUN | solar PV | TRUE
| 64141 | CA | Other Waste Biomass | IC | 1 | N | IPP Non-CHP | OBG | biomass | TRUE
| 64267 | CA | Solar Photovoltaic | PV | 3 | N | IPP Non-CHP | SUN | solar PV | TRUE
| 64308 | CA | Solar Photovoltaic | PV | 3 | N | IPP Non-CHP | SUN | solar PV | TRUE
| 64376 | CA | Solar Photovoltaic | PV | 1.3 | N | IPP Non-CHP | SUN | solar PV | TRUE
| 64391 | CA | Solar Photovoltaic | PV | 1.6 | N | Industrial Non-CHP | SUN | solar PV | FALSE
| 64418 | CA | Solar Photovoltaic | PV | 5.5 | N | IPP Non-CHP | SUN | solar PV | TRUE
| 64517 | CA | Solar Photovoltaic | PV | 2.4 | N | IPP Non-CHP | SUN | solar PV | TRUE
| 64518 | CA | Solar Photovoltaic | PV | 1 | N | IPP Non-CHP | SUN | solar PV | TRUE
| 64519 | CA | Solar Photovoltaic | PV | 6 | N | IPP Non-CHP | SUN | solar PV | TRUE
| 64521 | CA | Solar Photovoltaic | PV | 6 | N | IPP Non-CHP | SUN | solar PV | TRUE
| 64523 | CA | Solar Photovoltaic | PV | 1.1 | N | IPP Non-CHP | SUN | solar PV | TRUE
| 64579 | CA | Solar Photovoltaic | PV | 3 | N | IPP Non-CHP | SUN | solar PV | TRUE
| 64600 | CA | Solar Photovoltaic | PV | 3 | N | IPP Non-CHP | SUN | solar PV | TRUE
| 64601 | CA | Batteries | BA | 0.5 | N | IPP Non-CHP | MWH | other | TRUE
| 64601 | CA | Solar Photovoltaic | PV | 1.7 | N | IPP Non-CHP | SUN | solar PV | TRUE
| 64611 | CA | Batteries | BA | 8.5 | N | IPP Non-CHP | MWH | other | TRUE
[9 empty] | #N/A | TRUE
[9 empty] | #N/A | TRUE
[9 empty] | #N/A | TRUE
[9 empty] | #N/A | TRUE
[9 empty] | #N/A | TRUE
[9 empty] | #N/A | TRUE
[9 empty] | #N/A | TRUE
[9 empty] | #N/A | TRUE
[9 empty] | #N/A | TRUE
[9 empty] | #N/A | TRUE
[9 empty] | #N/A | TRUE
[9 empty] | #N/A | TRUE
[9 empty] | #N/A | TRUE
[9 empty] | #N/A | TRUE
[9 empty] | #N/A | TRUE
[9 empty] | #N/A | TRUE
[9 empty] | #N/A | TRUE
[9 empty] | #N/A | TRUE
[9 empty] | #N/A | TRUE
[9 empty] | #N/A | TRUE
[9 empty] | #N/A | TRUE
[9 empty] | #N/A | TRUE
[9 empty] | #N/A | TRUE
[9 empty] | #N/A | TRUE
[9 empty] | #N/A | TRUE
[9 empty] | #N/A | TRUE
[9 empty] | #N/A | TRUE
[9 empty] | #N/A | TRUE
[9 empty] | #N/A | TRUE
[9 empty] | #N/A | TRUE
[9 empty] | #N/A | TRUE
[9 empty] | #N/A | TRUE
[9 empty] | #N/A | TRUE
[9 empty] | #N/A | TRUE
[9 empty] | #N/A | TRUE
[9 empty] | #N/A | TRUE
[9 empty] | #N/A | TRUE
[9 empty] | #N/A | TRUE
[9 empty] | #N/A | TRUE
[9 empty] | #N/A | TRUE
[9 empty] | #N/A | TRUE
[9 empty] | #N/A | TRUE
[9 empty] | #N/A | TRUE
[9 empty] | #N/A | TRUE
[9 empty] | #N/A | TRUE
[9 empty] | #N/A | TRUE
[9 empty] | #N/A | TRUE
[9 empty] | #N/A | TRUE
[9 empty] | #N/A | TRUE
[9 empty] | #N/A | TRUE
[9 empty] | #N/A | TRUE
[9 empty] | #N/A | TRUE
[9 empty] | #N/A | TRUE
[9 empty] | #N/A | TRUE
[9 empty] | #N/A | TRUE
[9 empty] | #N/A | TRUE
[9 empty] | #N/A | TRUE
[9 empty] | #N/A | TRUE
[9 empty] | #N/A | TRUE
[9 empty] | #N/A | TRUE
[9 empty] | #N/A | TRUE
[9 empty] | #N/A | TRUE
[9 empty] | #N/A | TRUE
[9 empty] | #N/A | TRUE
[9 empty] | #N/A | TRUE
[9 empty] | #N/A | TRUE
[9 empty] | #N/A | TRUE
[9 empty] | #N/A | TRUE
[9 empty] | #N/A | TRUE
[9 empty] | #N/A | TRUE
[9 empty] | #N/A | TRUE
[9 empty] | #N/A | TRUE
[9 empty] | #N/A | TRUE
[9 empty] | #N/A | TRUE
[9 empty] | #N/A | TRUE
[9 empty] | #N/A | TRUE
[9 empty] | #N/A | TRUE
[9 empty] | #N/A | TRUE
[9 empty] | #N/A | TRUE
[9 empty] | #N/A | TRUE
[9 empty] | #N/A | TRUE
[9 empty] | #N/A | TRUE
[9 empty] | #N/A | TRUE
[9 empty] | #N/A | TRUE
[9 empty] | #N/A | TRUE
[9 empty] | #N/A | TRUE
[9 empty] | #N/A | TRUE
[9 empty] | #N/A | TRUE
[9 empty] | #N/A | TRUE
[9 empty] | #N/A | TRUE
[9 empty] | #N/A | TRUE
[9 empty] | #N/A | TRUE
[9 empty] | #N/A | TRUE
[9 empty] | #N/A | TRUE
[9 empty] | #N/A | TRUE
[9 empty] | #N/A | TRUE
[9 empty] | #N/A | TRUE
[9 empty] | #N/A | TRUE
[9 empty] | #N/A | TRUE
[9 empty] | #N/A | TRUE
[9 empty] | #N/A | TRUE
[9 empty] | #N/A | TRUE
[9 empty] | #N/A | TRUE
[9 empty] | #N/A | TRUE
[9 empty] | #N/A | TRUE
[9 empty] | #N/A | TRUE
[9 empty] | #N/A | TRUE
[9 empty] | #N/A | TRUE
[9 empty] | #N/A | TRUE
[9 empty] | #N/A | TRUE
[9 empty] | #N/A | TRUE
[9 empty] | #N/A | TRUE
[9 empty] | #N/A | TRUE
[9 empty] | #N/A | TRUE
[9 empty] | #N/A | TRUE
[9 empty] | #N/A | TRUE
[9 empty] | #N/A | TRUE
[9 empty] | #N/A | TRUE
[9 empty] | #N/A | TRUE
[9 empty] | #N/A | TRUE
[9 empty] | #N/A | TRUE
[9 empty] | #N/A | TRUE
[9 empty] | #N/A | TRUE
[9 empty] | #N/A | TRUE
[9 empty] | #N/A | TRUE
[9 empty] | #N/A | TRUE
[9 empty] | #N/A | TRUE
[9 empty] | #N/A | TRUE
[9 empty] | #N/A | TRUE
[9 empty] | #N/A | TRUE
[9 empty] | #N/A | TRUE
[9 empty] | #N/A | TRUE
[9 empty] | #N/A | TRUE
[9 empty] | #N/A | TRUE
[9 empty] | #N/A | TRUE
[9 empty] | #N/A | TRUE
[9 empty] | #N/A | TRUE
[9 empty] | #N/A | TRUE
[9 empty] | #N/A | TRUE
[9 empty] | #N/A | TRUE
[9 empty] | #N/A | TRUE
[9 empty] | #N/A | TRUE
[9 empty] | #N/A | TRUE
[9 empty] | #N/A | TRUE
[9 empty] | #N/A | TRUE
[9 empty] | #N/A | TRUE
[9 empty] | #N/A | TRUE
[9 empty] | #N/A | TRUE
[9 empty] | #N/A | TRUE
[9 empty] | #N/A | TRUE
[9 empty] | #N/A | TRUE
[9 empty] | #N/A | TRUE
[9 empty] | #N/A | TRUE
[9 empty] | #N/A | TRUE
[9 empty] | #N/A | TRUE
[9 empty] | #N/A | TRUE
[9 empty] | #N/A | TRUE
[9 empty] | #N/A | TRUE
[9 empty] | #N/A | TRUE
[9 empty] | #N/A | TRUE
[9 empty] | #N/A | TRUE
[9 empty] | #N/A | TRUE
[9 empty] | #N/A | TRUE
[9 empty] | #N/A | TRUE
[9 empty] | #N/A | TRUE
[9 empty] | #N/A | TRUE
[9 empty] | #N/A | TRUE
[9 empty] | #N/A | TRUE
[9 empty] | #N/A | TRUE
[9 empty] | #N/A | TRUE
[9 empty] | #N/A | TRUE
[9 empty] | #N/A | TRUE
[9 empty] | #N/A | TRUE
[9 empty] | #N/A | TRUE
[9 empty] | #N/A | TRUE
[9 empty] | #N/A | TRUE
[9 empty] | #N/A | TRUE
[9 empty] | #N/A | TRUE
[9 empty] | #N/A | TRUE
[9 empty] | #N/A | TRUE
[9 empty] | #N/A | TRUE
[9 empty] | #N/A | TRUE
[9 empty] | #N/A | TRUE
[9 empty] | #N/A | TRUE
[9 empty] | #N/A | TRUE
[9 empty] | #N/A | TRUE
[9 empty] | #N/A | TRUE
[9 empty] | #N/A | TRUE
[9 empty] | #N/A | TRUE
[9 empty] | #N/A | TRUE
[9 empty] | #N/A | TRUE
[9 empty] | #N/A | TRUE
[9 empty] | #N/A | TRUE
[9 empty] | #N/A | TRUE
[9 empty] | #N/A | TRUE
[9 empty] | #N/A | TRUE
[9 empty] | #N/A | TRUE
[9 empty] | #N/A | TRUE
[9 empty] | #N/A | TRUE
[9 empty] | #N/A | TRUE
[9 empty] | #N/A | TRUE
[9 empty] | #N/A | TRUE
[9 empty] | #N/A | TRUE
[9 empty] | #N/A | TRUE
[9 empty] | #N/A | TRUE
[9 empty] | #N/A | TRUE
[9 empty] | #N/A | TRUE
[9 empty] | #N/A | TRUE
[9 empty] | #N/A | TRUE
[9 empty] | #N/A | TRUE
[9 empty] | #N/A | TRUE
[9 empty] | #N/A | TRUE
[9 empty] | #N/A | TRUE
[9 empty] | #N/A | TRUE
[9 empty] | #N/A | TRUE
[9 empty] | #N/A | TRUE
[9 empty] | #N/A | TRUE
[9 empty] | #N/A | TRUE
[9 empty] | #N/A | TRUE
[9 empty] | #N/A | TRUE
[9 empty] | #N/A | TRUE
[9 empty] | #N/A | TRUE
[9 empty] | #N/A | TRUE
[9 empty] | #N/A | TRUE
[9 empty] | #N/A | TRUE
[9 empty] | #N/A | TRUE
[9 empty] | #N/A | TRUE
[9 empty] | #N/A | TRUE
[9 empty] | #N/A | TRUE
[9 empty] | #N/A | TRUE
[9 empty] | #N/A | TRUE
[9 empty] | #N/A | TRUE
[9 empty] | #N/A | TRUE
[9 empty] | #N/A | TRUE
[9 empty] | #N/A | TRUE
[9 empty] | #N/A | TRUE
[9 empty] | #N/A | TRUE
[9 empty] | #N/A | TRUE
[9 empty] | #N/A | TRUE
[9 empty] | #N/A | TRUE
[9 empty] | #N/A | TRUE
[9 empty] | #N/A | TRUE
[9 empty] | #N/A | TRUE
[9 empty] | #N/A | TRUE
[9 empty] | #N/A | TRUE
[9 empty] | #N/A | TRUE
[9 empty] | #N/A | TRUE
[9 empty] | #N/A | TRUE
[9 empty] | #N/A | TRUE
[9 empty] | #N/A | TRUE
[9 empty] | #N/A | TRUE
[9 empty] | #N/A | TRUE
[9 empty] | #N/A | TRUE
[9 empty] | #N/A | TRUE
[9 empty] | #N/A | TRUE
[9 empty] | #N/A | TRUE
[9 empty] | #N/A | TRUE
[9 empty] | #N/A | TRUE
[9 empty] | #N/A | TRUE
[9 empty] | #N/A | TRUE
[9 empty] | #N/A | TRUE
[9 empty] | #N/A | TRUE
[9 empty] | #N/A | TRUE
[9 empty] | #N/A | TRUE
[9 empty] | #N/A | TRUE
[9 empty] | #N/A | TRUE
[9 empty] | #N/A | TRUE
[9 empty] | #N/A | TRUE
[9 empty] | #N/A | TRUE
[9 empty] | #N/A | TRUE
[9 empty] | #N/A | TRUE
[9 empty] | #N/A | TRUE
[9 empty] | #N/A | TRUE
[9 empty] | #N/A | TRUE
[9 empty] | #N/A | TRUE
[9 empty] | #N/A | TRUE
[9 empty] | #N/A | TRUE
[9 empty] | #N/A | TRUE
[9 empty] | #N/A | TRUE
[9 empty] | #N/A | TRUE
[9 empty] | #N/A | TRUE
[9 empty] | #N/A | TRUE
[9 empty] | #N/A | TRUE
[9 empty] | #N/A | TRUE
[9 empty] | #N/A | TRUE
[9 empty] | #N/A | TRUE
[9 empty] | #N/A | TRUE
[9 empty] | #N/A | TRUE
[9 empty] | #N/A | TRUE
[9 empty] | #N/A | TRUE
[9 empty] | #N/A | TRUE
[9 empty] | #N/A | TRUE
[9 empty] | #N/A | TRUE
[9 empty] | #N/A | TRUE
[9 empty] | #N/A | TRUE
[9 empty] | #N/A | TRUE
[9 empty] | #N/A | TRUE
[9 empty] | #N/A | TRUE
[9 empty] | #N/A | TRUE
[9 empty] | #N/A | TRUE
[9 empty] | #N/A | TRUE
[9 empty] | #N/A | TRUE
[9 empty] | #N/A | TRUE
[9 empty] | #N/A | TRUE
[9 empty] | #N/A | TRUE
[9 empty] | #N/A | TRUE
[9 empty] | #N/A | TRUE
[9 empty] | #N/A | TRUE
[9 empty] | #N/A | TRUE
[9 empty] | #N/A | TRUE
[9 empty] | #N/A | TRUE
[9 empty] | #N/A | TRUE
[9 empty] | #N/A | TRUE
[9 empty] | #N/A | TRUE
[9 empty] | #N/A | TRUE
[9 empty] | #N/A | TRUE
[9 empty] | #N/A | TRUE
[9 empty] | #N/A | TRUE
[9 empty] | #N/A | TRUE
[9 empty] | #N/A | TRUE
[9 empty] | #N/A | TRUE
[9 empty] | #N/A | TRUE
[9 empty] | #N/A | TRUE
[9 empty] | #N/A | TRUE
[9 empty] | #N/A | TRUE
[9 empty] | #N/A | TRUE
[9 empty] | #N/A | TRUE
[9 empty] | #N/A | TRUE
[9 empty] | #N/A | TRUE
[9 empty] | #N/A | TRUE
[9 empty] | #N/A | TRUE
[9 empty] | #N/A | TRUE
[9 empty] | #N/A | TRUE
[9 empty] | #N/A | TRUE
[9 empty] | #N/A | TRUE
[9 empty] | #N/A | TRUE
[9 empty] | #N/A | TRUE
[9 empty] | #N/A | TRUE
[9 empty] | #N/A | TRUE
[9 empty] | #N/A | TRUE
[9 empty] | #N/A | TRUE
[9 empty] | #N/A | TRUE
[9 empty] | #N/A | TRUE
[9 empty] | #N/A | TRUE
[9 empty] | #N/A | TRUE
[9 empty] | #N/A | TRUE
[9 empty] | #N/A | TRUE
[9 empty] | #N/A | TRUE
[9 empty] | #N/A | TRUE
[9 empty] | #N/A | TRUE
[9 empty] | #N/A | TRUE
[9 empty] | #N/A | TRUE
[9 empty] | #N/A | TRUE
[9 empty] | #N/A | TRUE
[9 empty] | #N/A | TRUE
[9 empty] | #N/A | TRUE
[9 empty] | #N/A | TRUE
[9 empty] | #N/A | TRUE
[9 empty] | #N/A | TRUE
[9 empty] | #N/A | TRUE
[9 empty] | #N/A | TRUE
[9 empty] | #N/A | TRUE
[9 empty] | #N/A | TRUE
[9 empty] | #N/A | TRUE
[9 empty] | #N/A | TRUE
[9 empty] | #N/A | TRUE
[9 empty] | #N/A | TRUE
[9 empty] | #N/A | TRUE
[9 empty] | #N/A | TRUE
[9 empty] | #N/A | TRUE
[9 empty] | #N/A | TRUE
[9 empty] | #N/A | TRUE
[9 empty] | #N/A | TRUE
[9 empty] | #N/A | TRUE
[9 empty] | #N/A | TRUE
[9 empty] | #N/A | TRUE
[9 empty] | #N/A | TRUE
[9 empty] | #N/A | TRUE
[9 empty] | #N/A | TRUE
[9 empty] | #N/A | TRUE
[9 empty] | #N/A | TRUE
[9 empty] | #N/A | TRUE
[9 empty] | #N/A | TRUE
[9 empty] | #N/A | TRUE
[9 empty] | #N/A | TRUE
[9 empty] | #N/A | TRUE
[9 empty] | #N/A | TRUE
[9 empty] | #N/A | TRUE
[9 empty] | #N/A | TRUE
[9 empty] | #N/A | TRUE
[9 empty] | #N/A | TRUE
[9 empty] | #N/A | TRUE
[9 empty] | #N/A | TRUE
[9 empty] | #N/A | TRUE
[9 empty] | #N/A | TRUE
[9 empty] | #N/A | TRUE
[9 empty] | #N/A | TRUE
[9 empty] | #N/A | TRUE
[9 empty] | #N/A | TRUE
[9 empty] | #N/A | TRUE
[9 empty] | #N/A | TRUE
[9 empty] | #N/A | TRUE
[9 empty] | #N/A | TRUE
[9 empty] | #N/A | TRUE
[9 empty] | #N/A | TRUE
[9 empty] | #N/A | TRUE
[9 empty] | #N/A | TRUE
[9 empty] | #N/A | TRUE
[9 empty] | #N/A | TRUE
[9 empty] | #N/A | TRUE
[9 empty] | #N/A | TRUE
[9 empty] | #N/A | TRUE
[9 empty] | #N/A | TRUE
[9 empty] | #N/A | TRUE
[9 empty] | #N/A | TRUE
[9 empty] | #N/A | TRUE
[9 empty] | #N/A | TRUE
[9 empty] | #N/A | TRUE
[9 empty] | #N/A | TRUE
[9 empty] | #N/A | TRUE
[9 empty] | #N/A | TRUE
[9 empty] | #N/A | TRUE
[9 empty] | #N/A | TRUE
[9 empty] | #N/A | TRUE
[9 empty] | #N/A | TRUE
[9 empty] | #N/A | TRUE
[9 empty] | #N/A | TRUE
[9 empty] | #N/A | TRUE
[9 empty] | #N/A | TRUE
[9 empty] | #N/A | TRUE
[9 empty] | #N/A | TRUE
[9 empty] | #N/A | TRUE
[9 empty] | #N/A | TRUE
[9 empty] | #N/A | TRUE
[9 empty] | #N/A | TRUE
[9 empty] | #N/A | TRUE
[9 empty] | #N/A | TRUE
[9 empty] | #N/A | TRUE
[9 empty] | #N/A | TRUE
[9 empty] | #N/A | TRUE
[9 empty] | #N/A | TRUE
[9 empty] | #N/A | TRUE
[9 empty] | #N/A | TRUE
[9 empty] | #N/A | TRUE
[9 empty] | #N/A | TRUE
[9 empty] | #N/A | TRUE
[9 empty] | #N/A | TRUE
[9 empty] | #N/A | TRUE
[9 empty] | #N/A | TRUE
[9 empty] | #N/A | TRUE
[9 empty] | #N/A | TRUE
[9 empty] | #N/A | TRUE
[9 empty] | #N/A | TRUE
[9 empty] | #N/A | TRUE
[9 empty] | #N/A | TRUE
[9 empty] | #N/A | TRUE
[9 empty] | #N/A | TRUE
[9 empty] | #N/A | TRUE
[9 empty] | #N/A | TRUE
[9 empty] | #N/A | TRUE
[9 empty] | #N/A | TRUE
[9 empty] | #N/A | TRUE
[9 empty] | #N/A | TRUE
[9 empty] | #N/A | TRUE
[9 empty] | #N/A | TRUE
[9 empty] | #N/A | TRUE
[9 empty] | #N/A | TRUE
[9 empty] | #N/A | TRUE
[9 empty] | #N/A | TRUE
[9 empty] | #N/A | TRUE
[9 empty] | #N/A | TRUE
[9 empty] | #N/A | TRUE
[9 empty] | #N/A | TRUE
[9 empty] | #N/A | TRUE
[9 empty] | #N/A | TRUE
[9 empty] | #N/A | TRUE
[9 empty] | #N/A | TRUE
[9 empty] | #N/A | TRUE
[9 empty] | #N/A | TRUE
[9 empty] | #N/A | TRUE
[9 empty] | #N/A | TRUE
[9 empty] | #N/A | TRUE
[9 empty] | #N/A | TRUE
[9 empty] | #N/A | TRUE
[9 empty] | #N/A | TRUE
[9 empty] | #N/A | TRUE
[9 empty] | #N/A | TRUE
[9 empty] | #N/A | TRUE
[9 empty] | #N/A | TRUE
[9 empty] | #N/A | TRUE
[9 empty] | #N/A | TRUE
[9 empty] | #N/A | TRUE
[9 empty] | #N/A | TRUE
[9 empty] | #N/A | TRUE
[9 empty] | #N/A | TRUE
[9 empty] | #N/A | TRUE
[9 empty] | #N/A | TRUE
[9 empty] | #N/A | TRUE
[9 empty] | #N/A | TRUE
[9 empty] | #N/A | TRUE
[9 empty] | #N/A | TRUE
[9 empty] | #N/A | TRUE
[9 empty] | #N/A | TRUE
[9 empty] | #N/A | TRUE
[9 empty] | #N/A | TRUE
[9 empty] | #N/A | TRUE
[9 empty] | #N/A | TRUE
[9 empty] | #N/A | TRUE
[9 empty] | #N/A | TRUE
[9 empty] | #N/A | TRUE
[9 empty] | #N/A | TRUE
[9 empty] | #N/A | TRUE
[9 empty] | #N/A | TRUE
[9 empty] | #N/A | TRUE
[9 empty] | #N/A | TRUE
[9 empty] | #N/A | TRUE
[9 empty] | #N/A | TRUE
[9 empty] | #N/A | TRUE
[9 empty] | #N/A | TRUE
[9 empty] | #N/A | TRUE
[9 empty] | #N/A | TRUE
[9 empty] | #N/A | TRUE
[9 empty] | #N/A | TRUE
[9 empty] | #N/A | TRUE
[9 empty] | #N/A | TRUE
[9 empty] | #N/A | TRUE
[9 empty] | #N/A | TRUE
[9 empty] | #N/A | TRUE
[9 empty] | #N/A | TRUE
[9 empty] | #N/A | TRUE
[9 empty] | #N/A | TRUE
[9 empty] | #N/A | TRUE
[9 empty] | #N/A | TRUE
[9 empty] | #N/A | TRUE
[9 empty] | #N/A | TRUE
[9 empty] | #N/A | TRUE
[9 empty] | #N/A | TRUE
[9 empty] | #N/A | TRUE
[9 empty] | #N/A | TRUE
[9 empty] | #N/A | TRUE
[9 empty] | #N/A | TRUE
[9 empty] | #N/A | TRUE
[9 empty] | #N/A | TRUE
[9 empty] | #N/A | TRUE
[9 empty] | #N/A | TRUE
[9 empty] | #N/A | TRUE
[9 empty] | #N/A | TRUE
[9 empty] | #N/A | TRUE
[9 empty] | #N/A | TRUE
[9 empty] | #N/A | TRUE
[9 empty] | #N/A | TRUE
[9 empty] | #N/A | TRUE
[9 empty] | #N/A | TRUE
[9 empty] | #N/A | TRUE
[9 empty] | #N/A | TRUE
[9 empty] | #N/A | TRUE
[9 empty] | #N/A | TRUE
[9 empty] | #N/A | TRUE
[9 empty] | #N/A | TRUE
[9 empty] | #N/A | TRUE
[9 empty] | #N/A | TRUE
[9 empty] | #N/A | TRUE
[9 empty] | #N/A | TRUE
[9 empty] | #N/A | TRUE
[9 empty] | #N/A | TRUE
[9 empty] | #N/A | TRUE
[9 empty] | #N/A | TRUE
[9 empty] | #N/A | TRUE
[9 empty] | #N/A | TRUE
[9 empty] | #N/A | TRUE
[9 empty] | #N/A | TRUE
[9 empty] | #N/A | TRUE
[9 empty] | #N/A | TRUE
[9 empty] | #N/A | TRUE
[9 empty] | #N/A | TRUE
[9 empty] | #N/A | TRUE
[9 empty] | #N/A | TRUE
[9 empty] | #N/A | TRUE
[9 empty] | #N/A | TRUE
[9 empty] | #N/A | TRUE
[9 empty] | #N/A | TRUE
[9 empty] | #N/A | TRUE
[9 empty] | #N/A | TRUE
[9 empty] | #N/A | TRUE
[9 empty] | #N/A | TRUE
[9 empty] | #N/A | TRUE
[9 empty] | #N/A | TRUE
[9 empty] | #N/A | TRUE
[9 empty] | #N/A | TRUE
[9 empty] | #N/A | TRUE
[9 empty] | #N/A | TRUE
[9 empty] | #N/A | TRUE
[9 empty] | #N/A | TRUE
[9 empty] | #N/A | TRUE
[9 empty] | #N/A | TRUE
[9 empty] | #N/A | TRUE
[9 empty] | #N/A | TRUE
[9 empty] | #N/A | TRUE
[9 empty] | #N/A | TRUE
[9 empty] | #N/A | TRUE
[9 empty] | #N/A | TRUE
[9 empty] | #N/A | TRUE
[9 empty] | #N/A | TRUE
[9 empty] | #N/A | TRUE
[9 empty] | #N/A | TRUE
[9 empty] | #N/A | TRUE
[9 empty] | #N/A | TRUE
[9 empty] | #N/A | TRUE
[9 empty] | #N/A | TRUE
[9 empty] | #N/A | TRUE
[9 empty] | #N/A | TRUE
[9 empty] | #N/A | TRUE
[9 empty] | #N/A | TRUE
[9 empty] | #N/A | TRUE
[9 empty] | #N/A | TRUE
[9 empty] | #N/A | TRUE
[9 empty] | #N/A | TRUE
[9 empty] | #N/A | TRUE
[9 empty] | #N/A | TRUE
[9 empty] | #N/A | TRUE
[9 empty] | #N/A | TRUE
[9 empty] | #N/A | TRUE
[9 empty] | #N/A | TRUE
[9 empty] | #N/A | TRUE
[9 empty] | #N/A | TRUE
[9 empty] | #N/A | TRUE
[9 empty] | #N/A | TRUE
[9 empty] | #N/A | TRUE
[9 empty] | #N/A | TRUE
[9 empty] | #N/A | TRUE
[9 empty] | #N/A | TRUE
[9 empty] | #N/A | TRUE
[9 empty] | #N/A | TRUE
[9 empty] | #N/A | TRUE
[9 empty] | #N/A | TRUE
[9 empty] | #N/A | TRUE
[9 empty] | #N/A | TRUE
[9 empty] | #N/A | TRUE
[9 empty] | #N/A | TRUE
[9 empty] | #N/A | TRUE
[9 empty] | #N/A | TRUE
[9 empty] | #N/A | TRUE
[9 empty] | #N/A | TRUE
[9 empty] | #N/A | TRUE
[9 empty] | #N/A | TRUE
[9 empty] | #N/A | TRUE
[9 empty] | #N/A | TRUE
[9 empty] | #N/A | TRUE
[9 empty] | #N/A | TRUE
[9 empty] | #N/A | TRUE
[9 empty] | #N/A | TRUE
[9 empty] | #N/A | TRUE
[9 empty] | #N/A | TRUE
[9 empty] | #N/A | TRUE
[9 empty] | #N/A | TRUE
[9 empty] | #N/A | TRUE
[9 empty] | #N/A | TRUE
[9 empty] | #N/A | TRUE
[9 empty] | #N/A | TRUE
[9 empty] | #N/A | TRUE
[9 empty] | #N/A | TRUE
[9 empty] | #N/A | TRUE
[9 empty] | #N/A | TRUE
[9 empty] | #N/A | TRUE
[9 empty] | #N/A | TRUE
[9 empty] | #N/A | TRUE
[9 empty] | #N/A | TRUE
[9 empty] | #N/A | TRUE
[9 empty] | #N/A | TRUE
[9 empty] | #N/A | TRUE
[9 empty] | #N/A | TRUE
[9 empty] | #N/A | TRUE
[9 empty] | #N/A | TRUE
[9 empty] | #N/A | TRUE
[9 empty] | #N/A | TRUE
[9 empty] | #N/A | TRUE
[9 empty] | #N/A | TRUE
[9 empty] | #N/A | TRUE
[9 empty] | #N/A | TRUE
[9 empty] | #N/A | TRUE
[9 empty] | #N/A | TRUE
[9 empty] | #N/A | TRUE
[9 empty] | #N/A | TRUE
[9 empty] | #N/A | TRUE
[9 empty] | #N/A | TRUE
[9 empty] | #N/A | TRUE
[9 empty] | #N/A | TRUE
[9 empty] | #N/A | TRUE
[9 empty] | #N/A | TRUE
[9 empty] | #N/A | TRUE
[9 empty] | #N/A | TRUE
[9 empty] | #N/A | TRUE
[9 empty] | #N/A | TRUE
[9 empty] | #N/A | TRUE
[9 empty] | #N/A | TRUE
[9 empty] | #N/A | TRUE
[9 empty] | #N/A | TRUE
[9 empty] | #N/A | TRUE
[9 empty] | #N/A | TRUE
[9 empty] | #N/A | TRUE
[9 empty] | #N/A | TRUE
[9 empty] | #N/A | TRUE
[9 empty] | #N/A | TRUE
[9 empty] | #N/A | TRUE
[9 empty] | #N/A | TRUE
[9 empty] | #N/A | TRUE
[9 empty] | #N/A | TRUE
[9 empty] | #N/A | TRUE
[9 empty] | #N/A | TRUE
[9 empty] | #N/A | TRUE
[9 empty] | #N/A | TRUE
[9 empty] | #N/A | TRUE
[9 empty] | #N/A | TRUE
[9 empty] | #N/A | TRUE
[9 empty] | #N/A | TRUE
[9 empty] | #N/A | TRUE
[9 empty] | #N/A | TRUE
[9 empty] | #N/A | TRUE
[9 empty] | #N/A | TRUE
[9 empty] | #N/A | TRUE
[9 empty] | #N/A | TRUE
[9 empty] | #N/A | TRUE
[9 empty] | #N/A | TRUE
[9 empty] | #N/A | TRUE
[9 empty] | #N/A | TRUE
[9 empty] | #N/A | TRUE
[9 empty] | #N/A | TRUE
[9 empty] | #N/A | TRUE
[9 empty] | #N/A | TRUE
[9 empty] | #N/A | TRUE
[9 empty] | #N/A | TRUE
[9 empty] | #N/A | TRUE
[9 empty] | #N/A | TRUE
[9 empty] | #N/A | TRUE
[9 empty] | #N/A | TRUE
[9 empty] | #N/A | TRUE
[9 empty] | #N/A | TRUE
[9 empty] | #N/A | TRUE
[9 empty] | #N/A | TRUE
[9 empty] | #N/A | TRUE
[9 empty] | #N/A | TRUE
[9 empty] | #N/A | TRUE
[9 empty] | #N/A | TRUE
[9 empty] | #N/A | TRUE
[9 empty] | #N/A | TRUE
[9 empty] | #N/A | TRUE
[9 empty] | #N/A | TRUE
[9 empty] | #N/A | TRUE
[9 empty] | #N/A | TRUE
[9 empty] | #N/A | TRUE
[9 empty] | #N/A | TRUE
[9 empty] | #N/A | TRUE
[9 empty] | #N/A | TRUE
[9 empty] | #N/A | TRUE
[9 empty] | #N/A | TRUE
[9 empty] | #N/A | TRUE
[9 empty] | #N/A | TRUE
[9 empty] | #N/A | TRUE
[9 empty] | #N/A | TRUE
[9 empty] | #N/A | TRUE
[9 empty] | #N/A | TRUE
[9 empty] | #N/A | TRUE
[9 empty] | #N/A | TRUE
[9 empty] | #N/A | TRUE
[9 empty] | #N/A | TRUE
[9 empty] | #N/A | TRUE
[9 empty] | #N/A | TRUE
[9 empty] | #N/A | TRUE
[9 empty] | #N/A | TRUE
[9 empty] | #N/A | TRUE
[9 empty] | #N/A | TRUE
[9 empty] | #N/A | TRUE
[9 empty] | #N/A | TRUE
[9 empty] | #N/A | TRUE
[9 empty] | #N/A | TRUE
[9 empty] | #N/A | TRUE
[9 empty] | #N/A | TRUE
[9 empty] | #N/A | TRUE
[9 empty] | #N/A | TRUE
[9 empty] | #N/A | TRUE
[9 empty] | #N/A | TRUE
[9 empty] | #N/A | TRUE
[9 empty] | #N/A | TRUE
[9 empty] | #N/A | TRUE
[9 empty] | #N/A | TRUE
[9 empty] | #N/A | TRUE
[9 empty] | #N/A | TRUE
[9 empty] | #N/A | TRUE
[9 empty] | #N/A | TRUE
[9 empty] | #N/A | TRUE
[9 empty] | #N/A | TRUE
[9 empty] | #N/A | TRUE
[9 empty] | #N/A | TRUE
[9 empty] | #N/A | TRUE
[9 empty] | #N/A | TRUE
[9 empty] | #N/A | TRUE
[9 empty] | #N/A | TRUE
[9 empty] | #N/A | TRUE
[9 empty] | #N/A | TRUE
[9 empty] | #N/A | TRUE
[9 empty] | #N/A | TRUE
[9 empty] | #N/A | TRUE
[9 empty] | #N/A | TRUE
[9 empty] | #N/A | TRUE
[9 empty] | #N/A | TRUE
[9 empty] | #N/A | TRUE
[9 empty] | #N/A | TRUE
[9 empty] | #N/A | TRUE
[9 empty] | #N/A | TRUE
[9 empty] | #N/A | TRUE
[9 empty] | #N/A | TRUE
[9 empty] | #N/A | TRUE
[9 empty] | #N/A | TRUE
[9 empty] | #N/A | TRUE
[9 empty] | #N/A | TRUE
[9 empty] | #N/A | TRUE
[9 empty] | #N/A | TRUE
[9 empty] | #N/A | TRUE
[9 empty] | #N/A | TRUE
[9 empty] | #N/A | TRUE
[9 empty] | #N/A | TRUE
[9 empty] | #N/A | TRUE
[9 empty] | #N/A | TRUE
[9 empty] | #N/A | TRUE
[9 empty] | #N/A | TRUE
[9 empty] | #N/A | TRUE
[9 empty] | #N/A | TRUE
[9 empty] | #N/A | TRUE
[9 empty] | #N/A | TRUE
[9 empty] | #N/A | TRUE
[9 empty] | #N/A | TRUE
[9 empty] | #N/A | TRUE
[9 empty] | #N/A | TRUE
[9 empty] | #N/A | TRUE
[9 empty] | #N/A | TRUE
[9 empty] | #N/A | TRUE
[9 empty] | #N/A | TRUE
[9 empty] | #N/A | TRUE
[9 empty] | #N/A | TRUE
[9 empty] | #N/A | TRUE
[9 empty] | #N/A | TRUE
[9 empty] | #N/A | TRUE
[9 empty] | #N/A | TRUE
[9 empty] | #N/A | TRUE
[9 empty] | #N/A | TRUE
[9 empty] | #N/A | TRUE
[9 empty] | #N/A | TRUE
[9 empty] | #N/A | TRUE
[9 empty] | #N/A | TRUE
[9 empty] | #N/A | TRUE
[9 empty] | #N/A | TRUE
[9 empty] | #N/A | TRUE
[9 empty] | #N/A | TRUE
[9 empty] | #N/A | TRUE
[9 empty] | #N/A | TRUE
[9 empty] | #N/A | TRUE
[9 empty] | #N/A | TRUE
[9 empty] | #N/A | TRUE
[9 empty] | #N/A | TRUE
[9 empty] | #N/A | TRUE
[9 empty] | #N/A | TRUE
[9 empty] | #N/A | TRUE
[9 empty] | #N/A | TRUE
[9 empty] | #N/A | TRUE
[9 empty] | #N/A | TRUE
[9 empty] | #N/A | TRUE
[9 empty] | #N/A | TRUE
[9 empty] | #N/A | TRUE
[9 empty] | #N/A | TRUE
[9 empty] | #N/A | TRUE
[9 empty] | #N/A | TRUE
[9 empty] | #N/A | TRUE
[9 empty] | #N/A | TRUE
[9 empty] | #N/A | TRUE
[9 empty] | #N/A | TRUE
[9 empty] | #N/A | TRUE
[9 empty] | #N/A | TRUE
[9 empty] | #N/A | TRUE
[9 empty] | #N/A | TRUE
[9 empty] | #N/A | TRUE
[9 empty] | #N/A | TRUE
[9 empty] | #N/A | TRUE
[9 empty] | #N/A | TRUE
[9 empty] | #N/A | TRUE
[9 empty] | #N/A | TRUE
[9 empty] | #N/A | TRUE
[9 empty] | #N/A | TRUE
[9 empty] | #N/A | TRUE
[9 empty] | #N/A | TRUE
[9 empty] | #N/A | TRUE
[9 empty] | #N/A | TRUE
[9 empty] | #N/A | TRUE
[9 empty] | #N/A | TRUE
[9 empty] | #N/A | TRUE
[9 empty] | #N/A | TRUE
[9 empty] | #N/A | TRUE
[9 empty] | #N/A | TRUE
[9 empty] | #N/A | TRUE
[9 empty] | #N/A | TRUE
[9 empty] | #N/A | TRUE
[9 empty] | #N/A | TRUE
[9 empty] | #N/A | TRUE
[9 empty] | #N/A | TRUE
[9 empty] | #N/A | TRUE
[9 empty] | #N/A | TRUE
[9 empty] | #N/A | TRUE
[9 empty] | #N/A | TRUE
[9 empty] | #N/A | TRUE
[9 empty] | #N/A | TRUE
[9 empty] | #N/A | TRUE
[9 empty] | #N/A | TRUE
[9 empty] | #N/A | TRUE
[9 empty] | #N/A | TRUE
[9 empty] | #N/A | TRUE
[9 empty] | #N/A | TRUE
[9 empty] | #N/A | TRUE
[9 empty] | #N/A | TRUE
[9 empty] | #N/A | TRUE
[9 empty] | #N/A | TRUE
[9 empty] | #N/A | TRUE
[9 empty] | #N/A | TRUE
[9 empty] | #N/A | TRUE
[9 empty] | #N/A | TRUE
[9 empty] | #N/A | TRUE
[9 empty] | #N/A | TRUE
[9 empty] | #N/A | TRUE
[9 empty] | #N/A | TRUE
[9 empty] | #N/A | TRUE
[9 empty] | #N/A | TRUE
[9 empty] | #N/A | TRUE
[9 empty] | #N/A | TRUE
[9 empty] | #N/A | TRUE
[9 empty] | #N/A | TRUE
[9 empty] | #N/A | TRUE
[9 empty] | #N/A | TRUE
[9 empty] | #N/A | TRUE
[9 empty] | #N/A | TRUE
[9 empty] | #N/A | TRUE
[9 empty] | #N/A | TRUE
[9 empty] | #N/A | TRUE
[9 empty] | #N/A | TRUE
[9 empty] | #N/A | TRUE
[9 empty] | #N/A | TRUE
[9 empty] | #N/A | TRUE
[9 empty] | #N/A | TRUE
[9 empty] | #N/A | TRUE
[9 empty] | #N/A | TRUE
[9 empty] | #N/A | TRUE
[9 empty] | #N/A | TRUE
[9 empty] | #N/A | TRUE
[9 empty] | #N/A | TRUE
[9 empty] | #N/A | TRUE
[9 empty] | #N/A | TRUE
[9 empty] | #N/A | TRUE
[9 empty] | #N/A | TRUE
[9 empty] | #N/A | TRUE
[9 empty] | #N/A | TRUE
[9 empty] | #N/A | TRUE
[9 empty] | #N/A | TRUE
[9 empty] | #N/A | TRUE
[9 empty] | #N/A | TRUE
[9 empty] | #N/A | TRUE
[9 empty] | #N/A | TRUE
[9 empty] | #N/A | TRUE
[9 empty] | #N/A | TRUE
[9 empty] | #N/A | TRUE
[9 empty] | #N/A | TRUE
[9 empty] | #N/A | TRUE
[9 empty] | #N/A | TRUE
[9 empty] | #N/A | TRUE
[9 empty] | #N/A | TRUE
[9 empty] | #N/A | TRUE
[9 empty] | #N/A | TRUE
[9 empty] | #N/A | TRUE
[9 empty] | #N/A | TRUE
[9 empty] | #N/A | TRUE
[9 empty] | #N/A | TRUE
[9 empty] | #N/A | TRUE
[9 empty] | #N/A | TRUE
[9 empty] | #N/A | TRUE
[9 empty] | #N/A | TRUE
[9 empty] | #N/A | TRUE
[9 empty] | #N/A | TRUE
[9 empty] | #N/A | TRUE
[9 empty] | #N/A | TRUE
[9 empty] | #N/A | TRUE
[9 empty] | #N/A | TRUE
[9 empty] | #N/A | TRUE
[9 empty] | #N/A | TRUE
[9 empty] | #N/A | TRUE
[9 empty] | #N/A | TRUE
[9 empty] | #N/A | TRUE
[9 empty] | #N/A | TRUE
[9 empty] | #N/A | TRUE
[9 empty] | #N/A | TRUE
[9 empty] | #N/A | TRUE
[9 empty] | #N/A | TRUE
[9 empty] | #N/A | TRUE
[9 empty] | #N/A | TRUE
[9 empty] | #N/A | TRUE
[9 empty] | #N/A | TRUE
[9 empty] | #N/A | TRUE
[9 empty] | #N/A | TRUE
[9 empty] | #N/A | TRUE
[9 empty] | #N/A | TRUE
[9 empty] | #N/A | TRUE
[9 empty] | #N/A | TRUE
[9 empty] | #N/A | TRUE
[9 empty] | #N/A | TRUE
[9 empty] | #N/A | TRUE
[9 empty] | #N/A | TRUE
[9 empty] | #N/A | TRUE
[9 empty] | #N/A | TRUE
[9 empty] | #N/A | TRUE
[9 empty] | #N/A | TRUE
[9 empty] | #N/A | TRUE
[9 empty] | #N/A | TRUE
[9 empty] | #N/A | TRUE
[9 empty] | #N/A | TRUE
[9 empty] | #N/A | TRUE
[9 empty] | #N/A | TRUE
[9 empty] | #N/A | TRUE
[9 empty] | #N/A | TRUE
[9 empty] | #N/A | TRUE
[9 empty] | #N/A | TRUE
[9 empty] | #N/A | TRUE
[9 empty] | #N/A | TRUE
[9 empty] | #N/A | TRUE
[9 empty] | #N/A | TRUE
[9 empty] | #N/A | TRUE
[9 empty] | #N/A | TRUE
[9 empty] | #N/A | TRUE
[9 empty] | #N/A | TRUE
[9 empty] | #N/A | TRUE
[9 empty] | #N/A | TRUE
[9 empty] | #N/A | TRUE
[9 empty] | #N/A | TRUE
[9 empty] | #N/A | TRUE
[9 empty] | #N/A | TRUE
[9 empty] | #N/A | TRUE
[9 empty] | #N/A | TRUE
[9 empty] | #N/A | TRUE
[9 empty] | #N/A | TRUE
[9 empty] | #N/A | TRUE
[9 empty] | #N/A | TRUE
[9 empty] | #N/A | TRUE
[9 empty] | #N/A | TRUE
[9 empty] | #N/A | TRUE
[9 empty] | #N/A | TRUE
[9 empty] | #N/A | TRUE
[9 empty] | #N/A | TRUE
[9 empty] | #N/A | TRUE
[9 empty] | #N/A | TRUE
[9 empty] | #N/A | TRUE
[9 empty] | #N/A | TRUE
[9 empty] | #N/A | TRUE
[9 empty] | #N/A | TRUE
[9 empty] | #N/A | TRUE
[9 empty] | #N/A | TRUE
[9 empty] | #N/A | TRUE
[9 empty] | #N/A | TRUE
[9 empty] | #N/A | TRUE
[9 empty] | #N/A | TRUE
[9 empty] | #N/A | TRUE
[9 empty] | #N/A | TRUE
[9 empty] | #N/A | TRUE
[9 empty] | #N/A | TRUE
[9 empty] | #N/A | TRUE
[9 empty] | #N/A | TRUE
[9 empty] | #N/A | TRUE
[9 empty] | #N/A | TRUE
[9 empty] | #N/A | TRUE
[9 empty] | #N/A | TRUE
[9 empty] | #N/A | TRUE
[9 empty] | #N/A | TRUE
[9 empty] | #N/A | TRUE
[9 empty] | #N/A | TRUE
[9 empty] | #N/A | TRUE
[9 empty] | #N/A | TRUE
[9 empty] | #N/A | TRUE
[9 empty] | #N/A | TRUE
[9 empty] | #N/A | TRUE
[9 empty] | #N/A | TRUE
[9 empty] | #N/A | TRUE
[9 empty] | #N/A | TRUE
[9 empty] | #N/A | TRUE
[9 empty] | #N/A | TRUE
[9 empty] | #N/A | TRUE
[9 empty] | #N/A | TRUE
[9 empty] | #N/A | TRUE
[9 empty] | #N/A | TRUE
[9 empty] | #N/A | TRUE
[9 empty] | #N/A | TRUE
[9 empty] | #N/A | TRUE
[9 empty] | #N/A | TRUE
[9 empty] | #N/A | TRUE
[9 empty] | #N/A | TRUE
[9 empty] | #N/A | TRUE
[9 empty] | #N/A | TRUE
[9 empty] | #N/A | TRUE
[9 empty] | #N/A | TRUE
[9 empty] | #N/A | TRUE
[9 empty] | #N/A | TRUE
[9 empty] | #N/A | TRUE
[9 empty] | #N/A | TRUE
[9 empty] | #N/A | TRUE
[9 empty] | #N/A | TRUE
[9 empty] | #N/A | TRUE
[9 empty] | #N/A | TRUE
[9 empty] | #N/A | TRUE
[9 empty] | #N/A | TRUE
[9 empty] | #N/A | TRUE
[9 empty] | #N/A | TRUE
[9 empty] | #N/A | TRUE
[9 empty] | #N/A | TRUE
[9 empty] | #N/A | TRUE
[9 empty] | #N/A | TRUE
[9 empty] | #N/A | TRUE
[9 empty] | #N/A | TRUE
[9 empty] | #N/A | TRUE
[9 empty] | #N/A | TRUE
[9 empty] | #N/A | TRUE
[9 empty] | #N/A | TRUE
[9 empty] | #N/A | TRUE
[9 empty] | #N/A | TRUE
[9 empty] | #N/A | TRUE
[9 empty] | #N/A | TRUE
[9 empty] | #N/A | TRUE
[9 empty] | #N/A | TRUE
[9 empty] | #N/A | TRUE
[9 empty] | #N/A | TRUE
[9 empty] | #N/A | TRUE
[9 empty] | #N/A | TRUE
[9 empty] | #N/A | TRUE
[9 empty] | #N/A | TRUE
[9 empty] | #N/A | TRUE
[9 empty] | #N/A | TRUE
[9 empty] | #N/A | TRUE
[9 empty] | #N/A | TRUE
[9 empty] | #N/A | TRUE
[9 empty] | #N/A | TRUE
[9 empty] | #N/A | TRUE
[9 empty] | #N/A | TRUE
[9 empty] | #N/A | TRUE
[9 empty] | #N/A | TRUE
[9 empty] | #N/A | TRUE
[9 empty] | #N/A | TRUE
[9 empty] | #N/A | TRUE
[9 empty] | #N/A | TRUE
[9 empty] | #N/A | TRUE
[9 empty] | #N/A | TRUE
[9 empty] | #N/A | TRUE
[9 empty] | #N/A | TRUE
[9 empty] | #N/A | TRUE
[9 empty] | #N/A | TRUE
[9 empty] | #N/A | TRUE
[9 empty] | #N/A | TRUE
[9 empty] | #N/A | TRUE
[9 empty] | #N/A | TRUE
[9 empty] | #N/A | TRUE
[9 empty] | #N/A | TRUE
[9 empty] | #N/A | TRUE
[9 empty] | #N/A | TRUE
[9 empty] | #N/A | TRUE
[9 empty] | #N/A | TRUE
[9 empty] | #N/A | TRUE
[9 empty] | #N/A | TRUE
[9 empty] | #N/A | TRUE
[9 empty] | #N/A | TRUE
[9 empty] | #N/A | TRUE
[9 empty] | #N/A | TRUE
[9 empty] | #N/A | TRUE
[9 empty] | #N/A | TRUE
[9 empty] | #N/A | TRUE
[9 empty] | #N/A | TRUE
[9 empty] | #N/A | TRUE
[9 empty] | #N/A | TRUE
[9 empty] | #N/A | TRUE
[9 empty] | #N/A | TRUE
[9 empty] | #N/A | TRUE
[9 empty] | #N/A | TRUE
[9 empty] | #N/A | TRUE
[9 empty] | #N/A | TRUE
[9 empty] | #N/A | TRUE
[9 empty] | #N/A | TRUE
[9 empty] | #N/A | TRUE
[9 empty] | #N/A | TRUE
[9 empty] | #N/A | TRUE
[9 empty] | #N/A | TRUE
[9 empty] | #N/A | TRUE
[9 empty] | #N/A | TRUE
[9 empty] | #N/A | TRUE
[9 empty] | #N/A | TRUE
[9 empty] | #N/A | TRUE
[9 empty] | #N/A | TRUE
[9 empty] | #N/A | TRUE
[9 empty] | #N/A | TRUE
[9 empty] | #N/A | TRUE
[9 empty] | #N/A | TRUE
[9 empty] | #N/A | TRUE
[9 empty] | #N/A | TRUE
[9 empty] | #N/A | TRUE
[9 empty] | #N/A | TRUE
[9 empty] | #N/A | TRUE
[9 empty] | #N/A | TRUE
[9 empty] | #N/A | TRUE
[9 empty] | #N/A | TRUE
[9 empty] | #N/A | TRUE
[9 empty] | #N/A | TRUE
[9 empty] | #N/A | TRUE
[9 empty] | #N/A | TRUE
[9 empty] | #N/A | TRUE
[9 empty] | #N/A | TRUE
[9 empty] | #N/A | TRUE
[9 empty] | #N/A | TRUE
[9 empty] | #N/A | TRUE
[9 empty] | #N/A | TRUE
[9 empty] | #N/A | TRUE
[9 empty] | #N/A | TRUE
[9 empty] | #N/A | TRUE
[9 empty] | #N/A | TRUE
[9 empty] | #N/A | TRUE
[9 empty] | #N/A | TRUE
[9 empty] | #N/A | TRUE
[9 empty] | #N/A | TRUE
[9 empty] | #N/A | TRUE
[9 empty] | #N/A | TRUE
[9 empty] | #N/A | TRUE
[9 empty] | #N/A | TRUE
[9 empty] | #N/A | TRUE
[9 empty] | #N/A | TRUE
[9 empty] | #N/A | TRUE
[9 empty] | #N/A | TRUE
[9 empty] | #N/A | TRUE
[9 empty] | #N/A | TRUE
[9 empty] | #N/A | TRUE
[9 empty] | #N/A | TRUE
[9 empty] | #N/A | TRUE
[9 empty] | #N/A | TRUE
[9 empty] | #N/A | TRUE
[9 empty] | #N/A | TRUE
[9 empty] | #N/A | TRUE
[9 empty] | #N/A | TRUE
[9 empty] | #N/A | TRUE
[9 empty] | #N/A | TRUE
[9 empty] | #N/A | TRUE
[9 empty] | #N/A | TRUE
[9 empty] | #N/A | TRUE
[9 empty] | #N/A | TRUE
[9 empty] | #N/A | TRUE
[9 empty] | #N/A | TRUE
[9 empty] | #N/A | TRUE
[9 empty] | #N/A | TRUE
[9 empty] | #N/A | TRUE
[9 empty] | #N/A | TRUE
[9 empty] | #N/A | TRUE
[9 empty] | #N/A | TRUE
[9 empty] | #N/A | TRUE
[9 empty] | #N/A | TRUE
[9 empty] | #N/A | TRUE
[9 empty] | #N/A | TRUE
[9 empty] | #N/A | TRUE
[9 empty] | #N/A | TRUE
[9 empty] | #N/A | TRUE
[9 empty] | #N/A | TRUE
[9 empty] | #N/A | TRUE
[9 empty] | #N/A | TRUE
[9 empty] | #N/A | TRUE
[9 empty] | #N/A | TRUE
[9 empty] | #N/A | TRUE
[9 empty] | #N/A | TRUE
[9 empty] | #N/A | TRUE
[9 empty] | #N/A | TRUE
[9 empty] | #N/A | TRUE
[9 empty] | #N/A | TRUE
[9 empty] | #N/A | TRUE
[9 empty] | #N/A | TRUE
[9 empty] | #N/A | TRUE
[9 empty] | #N/A | TRUE
[9 empty] | #N/A | TRUE
[9 empty] | #N/A | TRUE
[9 empty] | #N/A | TRUE
[9 empty] | #N/A | TRUE
[9 empty] | #N/A | TRUE
[9 empty] | #N/A | TRUE
[9 empty] | #N/A | TRUE
[9 empty] | #N/A | TRUE
[9 empty] | #N/A | TRUE
[9 empty] | #N/A | TRUE
[9 empty] | #N/A | TRUE
[9 empty] | #N/A | TRUE
[9 empty] | #N/A | TRUE
[9 empty] | #N/A | TRUE
[9 empty] | #N/A | TRUE
[9 empty] | #N/A | TRUE
[9 empty] | #N/A | TRUE
[9 empty] | #N/A | TRUE
[9 empty] | #N/A | TRUE
[9 empty] | #N/A | TRUE
[9 empty] | #N/A | TRUE
[9 empty] | #N/A | TRUE
[9 empty] | #N/A | TRUE
[9 empty] | #N/A | TRUE
[9 empty] | #N/A | TRUE
[9 empty] | #N/A | TRUE
[9 empty] | #N/A | TRUE
[9 empty] | #N/A | TRUE
[9 empty] | #N/A | TRUE
[9 empty] | #N/A | TRUE
[9 empty] | #N/A | TRUE
[9 empty] | #N/A | TRUE
[9 empty] | #N/A | TRUE
[9 empty] | #N/A | TRUE
[9 empty] | #N/A | TRUE
[9 empty] | #N/A | TRUE
[9 empty] | #N/A | TRUE
[9 empty] | #N/A | TRUE
[9 empty] | #N/A | TRUE
[9 empty] | #N/A | TRUE
[9 empty] | #N/A | TRUE
[9 empty] | #N/A | TRUE
[9 empty] | #N/A | TRUE
[9 empty] | #N/A | TRUE
[9 empty] | #N/A | TRUE
[9 empty] | #N/A | TRUE
[9 empty] | #N/A | TRUE
[9 empty] | #N/A | TRUE
[9 empty] | #N/A | TRUE
[9 empty] | #N/A | TRUE
[9 empty] | #N/A | TRUE
[9 empty] | #N/A | TRUE
[9 empty] | #N/A | TRUE
[9 empty] | #N/A | TRUE
[9 empty] | #N/A | TRUE
[9 empty] | #N/A | TRUE
[9 empty] | #N/A | TRUE
[9 empty] | #N/A | TRUE
[9 empty] | #N/A | TRUE
[9 empty] | #N/A | TRUE
[9 empty] | #N/A | TRUE
[9 empty] | #N/A | TRUE
[9 empty] | #N/A | TRUE
[9 empty] | #N/A | TRUE
[9 empty] | #N/A | TRUE
[9 empty] | #N/A | TRUE
[9 empty] | #N/A | TRUE
[9 empty] | #N/A | TRUE
[9 empty] | #N/A | TRUE
[9 empty] | #N/A | TRUE
[9 empty] | #N/A | TRUE
[9 empty] | #N/A | TRUE
[9 empty] | #N/A | TRUE
[9 empty] | #N/A | TRUE
[9 empty] | #N/A | TRUE
[9 empty] | #N/A | TRUE
[9 empty] | #N/A | TRUE
[9 empty] | #N/A | TRUE
[9 empty] | #N/A | TRUE
[9 empty] | #N/A | TRUE
[9 empty] | #N/A | TRUE
[9 empty] | #N/A | TRUE
[9 empty] | #N/A | TRUE
[9 empty] | #N/A | TRUE
[9 empty] | #N/A | TRUE
[9 empty] | #N/A | TRUE
[9 empty] | #N/A | TRUE
[9 empty] | #N/A | TRUE
[9 empty] | #N/A | TRUE
[9 empty] | #N/A | TRUE
[9 empty] | #N/A | TRUE
[9 empty] | #N/A | TRUE
[9 empty] | #N/A | TRUE
[9 empty] | #N/A | TRUE
[9 empty] | #N/A | TRUE
[9 empty] | #N/A | TRUE
[9 empty] | #N/A | TRUE
[9 empty] | #N/A | TRUE
[9 empty] | #N/A | TRUE
[9 empty] | #N/A | TRUE
[9 empty] | #N/A | TRUE
[9 empty] | #N/A | TRUE
[9 empty] | #N/A | TRUE
[9 empty] | #N/A | TRUE
[9 empty] | #N/A | TRUE
[9 empty] | #N/A | TRUE
[9 empty] | #N/A | TRUE
[9 empty] | #N/A | TRUE
[9 empty] | #N/A | TRUE
[9 empty] | #N/A | TRUE
[9 empty] | #N/A | TRUE
[9 empty] | #N/A | TRUE
[9 empty] | #N/A | TRUE
[9 empty] | #N/A | TRUE
[9 empty] | #N/A | TRUE
[9 empty] | #N/A | TRUE
[9 empty] | #N/A | TRUE
[9 empty] | #N/A | TRUE
[9 empty] | #N/A | TRUE
[9 empty] | #N/A | TRUE
[9 empty] | #N/A | TRUE
[9 empty] | #N/A | TRUE
[9 empty] | #N/A | TRUE
[9 empty] | #N/A | TRUE
[9 empty] | #N/A | TRUE
[9 empty] | #N/A | TRUE
[9 empty] | #N/A | TRUE
[9 empty] | #N/A | TRUE
[9 empty] | #N/A | TRUE
[9 empty] | #N/A | TRUE
[9 empty] | #N/A | TRUE
[9 empty] | #N/A | TRUE
[9 empty] | #N/A | TRUE
[9 empty] | #N/A | TRUE
[9 empty] | #N/A | TRUE
[9 empty] | #N/A | TRUE
[9 empty] | #N/A | TRUE
[9 empty] | #N/A | TRUE
[9 empty] | #N/A | TRUE
[9 empty] | #N/A | TRUE
[9 empty] | #N/A | TRUE
[9 empty] | #N/A | TRUE
[9 empty] | #N/A | TRUE
[9 empty] | #N/A | TRUE
[9 empty] | #N/A | TRUE
[9 empty] | #N/A | TRUE
[9 empty] | #N/A | TRUE
[9 empty] | #N/A | TRUE
[9 empty] | #N/A | TRUE
[9 empty] | #N/A | TRUE
[9 empty] | #N/A | TRUE
[9 empty] | #N/A | TRUE
[9 empty] | #N/A | TRUE
[9 empty] | #N/A | TRUE
[9 empty] | #N/A | TRUE
[9 empty] | #N/A | TRUE
[9 empty] | #N/A | TRUE
[9 empty] | #N/A | TRUE
[9 empty] | #N/A | TRUE
[9 empty] | #N/A | TRUE
[9 empty] | #N/A | TRUE
[9 empty] | #N/A | TRUE
[9 empty] | #N/A | TRUE
[9 empty] | #N/A | TRUE
[9 empty] | #N/A | TRUE
[9 empty] | #N/A | TRUE
[9 empty] | #N/A | TRUE
[9 empty] | #N/A | TRUE
[9 empty] | #N/A | TRUE
[9 empty] | #N/A | TRUE
[9 empty] | #N/A | TRUE
[9 empty] | #N/A | TRUE
[9 empty] | #N/A | TRUE
[9 empty] | #N/A | TRUE
[9 empty] | #N/A | TRUE
[9 empty] | #N/A | TRUE
[9 empty] | #N/A | TRUE
[9 empty] | #N/A | TRUE
[9 empty] | #N/A | TRUE
[9 empty] | #N/A | TRUE
[9 empty] | #N/A | TRUE
[9 empty] | #N/A | TRUE
[9 empty] | #N/A | TRUE
[9 empty] | #N/A | TRUE
[9 empty] | #N/A | TRUE
[9 empty] | #N/A | TRUE
[9 empty] | #N/A | TRUE
[9 empty] | #N/A | TRUE
[9 empty] | #N/A | TRUE
[9 empty] | #N/A | TRUE
[9 empty] | #N/A | TRUE
[9 empty] | #N/A | TRUE
[9 empty] | #N/A | TRUE
[9 empty] | #N/A | TRUE
[9 empty] | #N/A | TRUE
[9 empty] | #N/A | TRUE
[9 empty] | #N/A | TRUE
[9 empty] | #N/A | TRUE
[9 empty] | #N/A | TRUE
[9 empty] | #N/A | TRUE
[9 empty] | #N/A | TRUE
[9 empty] | #N/A | TRUE
[9 empty] | #N/A | TRUE
[9 empty] | #N/A | TRUE
[9 empty] | #N/A | TRUE
[9 empty] | #N/A | TRUE
[9 empty] | #N/A | TRUE
[9 empty] | #N/A | TRUE
[9 empty] | #N/A | TRUE
[9 empty] | #N/A | TRUE
[9 empty] | #N/A | TRUE
[9 empty] | #N/A | TRUE
[9 empty] | #N/A | TRUE
[9 empty] | #N/A | TRUE
[9 empty] | #N/A | TRUE
[9 empty] | #N/A | TRUE
[9 empty] | #N/A | TRUE
[9 empty] | #N/A | TRUE
[9 empty] | #N/A | TRUE
[9 empty] | #N/A | TRUE
[9 empty] | #N/A | TRUE
[9 empty] | #N/A | TRUE
[9 empty] | #N/A | TRUE
[9 empty] | #N/A | TRUE
[9 empty] | #N/A | TRUE
[9 empty] | #N/A | TRUE
[9 empty] | #N/A | TRUE
[9 empty] | #N/A | TRUE
[9 empty] | #N/A | TRUE
[9 empty] | #N/A | TRUE
[9 empty] | #N/A | TRUE
[9 empty] | #N/A | TRUE
[9 empty] | #N/A | TRUE
[9 empty] | #N/A | TRUE
[9 empty] | #N/A | TRUE
[9 empty] | #N/A | TRUE
[9 empty] | #N/A | TRUE
[9 empty] | #N/A | TRUE
[9 empty] | #N/A | TRUE
[9 empty] | #N/A | TRUE
[9 empty] | #N/A | TRUE
[9 empty] | #N/A | TRUE
[9 empty] | #N/A | TRUE
[9 empty] | #N/A | TRUE
[9 empty] | #N/A | TRUE
[9 empty] | #N/A | TRUE
[9 empty] | #N/A | TRUE
[9 empty] | #N/A | TRUE
[9 empty] | #N/A | TRUE
[9 empty] | #N/A | TRUE
[9 empty] | #N/A | TRUE
[9 empty] | #N/A | TRUE
[9 empty] | #N/A | TRUE
[9 empty] | #N/A | TRUE
[9 empty] | #N/A | TRUE
[9 empty] | #N/A | TRUE
[9 empty] | #N/A | TRUE
[9 empty] | #N/A | TRUE
[9 empty] | #N/A | TRUE
[9 empty] | #N/A | TRUE
[9 empty] | #N/A | TRUE
[9 empty] | #N/A | TRUE
[9 empty] | #N/A | TRUE
[9 empty] | #N/A | TRUE
[9 empty] | #N/A | TRUE
[9 empty] | #N/A | TRUE
[9 empty] | #N/A | TRUE
[9 empty] | #N/A | TRUE
[9 empty] | #N/A | TRUE
[9 empty] | #N/A | TRUE
[9 empty] | #N/A | TRUE
[9 empty] | #N/A | TRUE
[9 empty] | #N/A | TRUE
[9 empty] | #N/A | TRUE
[9 empty] | #N/A | TRUE
[9 empty] | #N/A | TRUE
[9 empty] | #N/A | TRUE
[9 empty] | #N/A | TRUE
[9 empty] | #N/A | TRUE
[9 empty] | #N/A | TRUE
[9 empty] | #N/A | TRUE
[9 empty] | #N/A | TRUE
[9 empty] | #N/A | TRUE
[9 empty] | #N/A | TRUE
[9 empty] | #N/A | TRUE
[9 empty] | #N/A | TRUE
[9 empty] | #N/A | TRUE
[9 empty] | #N/A | TRUE
[9 empty] | #N/A | TRUE
[9 empty] | #N/A | TRUE
[9 empty] | #N/A | TRUE
[9 empty] | #N/A | TRUE
[9 empty] | #N/A | TRUE
[9 empty] | #N/A | TRUE
[9 empty] | #N/A | TRUE
[9 empty] | #N/A | TRUE
[9 empty] | #N/A | TRUE
[9 empty] | #N/A | TRUE
[9 empty] | #N/A | TRUE
[9 empty] | #N/A | TRUE
[9 empty] | #N/A | TRUE
[9 empty] | #N/A | TRUE
[9 empty] | #N/A | TRUE
[9 empty] | #N/A | TRUE
[9 empty] | #N/A | TRUE
[9 empty] | #N/A | TRUE
[9 empty] | #N/A | TRUE
[9 empty] | #N/A | TRUE
[9 empty] | #N/A | TRUE
[9 empty] | #N/A | TRUE
[9 empty] | #N/A | TRUE
[9 empty] | #N/A | TRUE
[9 empty] | #N/A | TRUE
[9 empty] | #N/A | TRUE
[9 empty] | #N/A | TRUE
[9 empty] | #N/A | TRUE
[9 empty] | #N/A | TRUE
[9 empty] | #N/A | TRUE
[9 empty] | #N/A | TRUE
[9 empty] | #N/A | TRUE
[9 empty] | #N/A | TRUE
[9 empty] | #N/A | TRUE
[9 empty] | #N/A | TRUE
[9 empty] | #N/A | TRUE
[9 empty] | #N/A | TRUE
[9 empty] | #N/A | TRUE
[9 empty] | #N/A | TRUE
[9 empty] | #N/A | TRUE
[9 empty] | #N/A | TRUE
[9 empty] | #N/A | TRUE
[9 empty] | #N/A | TRUE
[9 empty] | #N/A | TRUE
[9 empty] | #N/A | TRUE
[9 empty] | #N/A | TRUE
[9 empty] | #N/A | TRUE
[9 empty] | #N/A | TRUE
[9 empty] | #N/A | TRUE
[9 empty] | #N/A | TRUE
[9 empty] | #N/A | TRUE
[9 empty] | #N/A | TRUE
[9 empty] | #N/A | TRUE
[9 empty] | #N/A | TRUE
[9 empty] | #N/A | TRUE
[9 empty] | #N/A | TRUE
[9 empty] | #N/A | TRUE
[9 empty] | #N/A | TRUE
[9 empty] | #N/A | TRUE
[9 empty] | #N/A | TRUE
[9 empty] | #N/A | TRUE
[9 empty] | #N/A | TRUE
[9 empty] | #N/A | TRUE
[9 empty] | #N/A | TRUE
[9 empty] | #N/A | TRUE
[9 empty] | #N/A | TRUE
[9 empty] | #N/A | TRUE
[9 empty] | #N/A | TRUE
[9 empty] | #N/A | TRUE
[9 empty] | #N/A | TRUE
[9 empty] | #N/A | TRUE
[9 empty] | #N/A | TRUE
[9 empty] | #N/A | TRUE
[9 empty] | #N/A | TRUE
[9 empty] | #N/A | TRUE
[9 empty] | #N/A | TRUE
[9 empty] | #N/A | TRUE
[9 empty] | #N/A | TRUE
[9 empty] | #N/A | TRUE
[9 empty] | #N/A | TRUE
[9 empty] | #N/A | TRUE
[9 empty] | #N/A | TRUE
[9 empty] | #N/A | TRUE
[9 empty] | #N/A | TRUE
[9 empty] | #N/A | TRUE
[9 empty] | #N/A | TRUE
[9 empty] | #N/A | TRUE
[9 empty] | #N/A | TRUE
[9 empty] | #N/A | TRUE
[9 empty] | #N/A | TRUE
[9 empty] | #N/A | TRUE
[9 empty] | #N/A | TRUE
[9 empty] | #N/A | TRUE
[9 empty] | #N/A | TRUE
[9 empty] | #N/A | TRUE
[9 empty] | #N/A | TRUE
[9 empty] | #N/A | TRUE
[9 empty] | #N/A | TRUE
[9 empty] | #N/A | TRUE
[9 empty] | #N/A | TRUE
[9 empty] | #N/A | TRUE
[9 empty] | #N/A | TRUE
[9 empty] | #N/A | TRUE
[9 empty] | #N/A | TRUE
[9 empty] | #N/A | TRUE
[9 empty] | #N/A | TRUE
[9 empty] | #N/A | TRUE
[9 empty] | #N/A | TRUE
[9 empty] | #N/A | TRUE
[9 empty] | #N/A | TRUE
[9 empty] | #N/A | TRUE
[9 empty] | #N/A | TRUE
[9 empty] | #N/A | TRUE
[9 empty] | #N/A | TRUE
[9 empty] | #N/A | TRUE
[9 empty] | #N/A | TRUE
[9 empty] | #N/A | TRUE
[9 empty] | #N/A | TRUE
[9 empty] | #N/A | TRUE
[9 empty] | #N/A | TRUE
[9 empty] | #N/A | TRUE
[9 empty] | #N/A | TRUE
[9 empty] | #N/A | TRUE
[9 empty] | #N/A | TRUE
[9 empty] | #N/A | TRUE
[9 empty] | #N/A | TRUE
[9 empty] | #N/A | TRUE
[9 empty] | #N/A | TRUE
[9 empty] | #N/A | TRUE
[9 empty] | #N/A | TRUE
[9 empty] | #N/A | TRUE
[9 empty] | #N/A | TRUE
[9 empty] | #N/A | TRUE
[9 empty] | #N/A | TRUE
[9 empty] | #N/A | TRUE
[9 empty] | #N/A | TRUE
[9 empty] | #N/A | TRUE
[9 empty] | #N/A | TRUE
[9 empty] | #N/A | TRUE
[9 empty] | #N/A | TRUE
[9 empty] | #N/A | TRUE
[9 empty] | #N/A | TRUE
[9 empty] | #N/A | TRUE
[9 empty] | #N/A | TRUE
[9 empty] | #N/A | TRUE
[9 empty] | #N/A | TRUE
[9 empty] | #N/A | TRUE
[9 empty] | #N/A | TRUE
[9 empty] | #N/A | TRUE
[9 empty] | #N/A | TRUE
[9 empty] | #N/A | TRUE
[9 empty] | #N/A | TRUE
[9 empty] | #N/A | TRUE
[9 empty] | #N/A | TRUE
[9 empty] | #N/A | TRUE
[9 empty] | #N/A | TRUE
[9 empty] | #N/A | TRUE
[9 empty] | #N/A | TRUE
[9 empty] | #N/A | TRUE
[9 empty] | #N/A | TRUE
[9 empty] | #N/A | TRUE
[9 empty] | #N/A | TRUE
[9 empty] | #N/A | TRUE
[9 empty] | #N/A | TRUE
[9 empty] | #N/A | TRUE
[9 empty] | #N/A | TRUE
[9 empty] | #N/A | TRUE
[9 empty] | #N/A | TRUE
[9 empty] | #N/A | TRUE
[9 empty] | #N/A | TRUE
[9 empty] | #N/A | TRUE
[9 empty] | #N/A | TRUE
[9 empty] | #N/A | TRUE
[9 empty] | #N/A | TRUE
[9 empty] | #N/A | TRUE
[9 empty] | #N/A | TRUE
[9 empty] | #N/A | TRUE
[9 empty] | #N/A | TRUE
[9 empty] | #N/A | TRUE
[9 empty] | #N/A | TRUE
[9 empty] | #N/A | TRUE
[9 empty] | #N/A | TRUE
[9 empty] | #N/A | TRUE
[9 empty] | #N/A | TRUE
[9 empty] | #N/A | TRUE
[9 empty] | #N/A | TRUE
[9 empty] | #N/A | TRUE
[9 empty] | #N/A | TRUE
[9 empty] | #N/A | TRUE
[9 empty] | #N/A | TRUE
[9 empty] | #N/A | TRUE
[9 empty] | #N/A | TRUE
[9 empty] | #N/A | TRUE
[9 empty] | #N/A | TRUE
[9 empty] | #N/A | TRUE
[9 empty] | #N/A | TRUE
[9 empty] | #N/A | TRUE
[9 empty] | #N/A | TRUE
[9 empty] | #N/A | TRUE
[9 empty] | #N/A | TRUE
[9 empty] | #N/A | TRUE
[9 empty] | #N/A | TRUE
[9 empty] | #N/A | TRUE
[9 empty] | #N/A | TRUE
[9 empty] | #N/A | TRUE
[9 empty] | #N/A | TRUE
[9 empty] | #N/A | TRUE
[9 empty] | #N/A | TRUE
[9 empty] | #N/A | TRUE
[9 empty] | #N/A | TRUE
[9 empty] | #N/A | TRUE
[9 empty] | #N/A | TRUE
[9 empty] | #N/A | TRUE
[9 empty] | #N/A | TRUE
[9 empty] | #N/A | TRUE
[9 empty] | #N/A | TRUE
[9 empty] | #N/A | TRUE
[9 empty] | #N/A | TRUE
[9 empty] | #N/A | TRUE
[9 empty] | #N/A | TRUE
[9 empty] | #N/A | TRUE
[9 empty] | #N/A | TRUE
[9 empty] | #N/A | TRUE
[9 empty] | #N/A | TRUE
[9 empty] | #N/A | TRUE
[9 empty] | #N/A | TRUE
[9 empty] | #N/A | TRUE
[9 empty] | #N/A | TRUE
[9 empty] | #N/A | TRUE
[9 empty] | #N/A | TRUE
[9 empty] | #N/A | TRUE
[9 empty] | #N/A | TRUE
[9 empty] | #N/A | TRUE
[9 empty] | #N/A | TRUE
[9 empty] | #N/A | TRUE
[9 empty] | #N/A | TRUE
[9 empty] | #N/A | TRUE
[9 empty] | #N/A | TRUE
[9 empty] | #N/A | TRUE
[9 empty] | #N/A | TRUE
[9 empty] | #N/A | TRUE
[9 empty] | #N/A | TRUE
[9 empty] | #N/A | TRUE
[9 empty] | #N/A | TRUE
[9 empty] | #N/A | TRUE
[9 empty] | #N/A | TRUE
[9 empty] | #N/A | TRUE
[9 empty] | #N/A | TRUE
[9 empty] | #N/A | TRUE
[9 empty] | #N/A | TRUE
[9 empty] | #N/A | TRUE
[9 empty] | #N/A | TRUE
[9 empty] | #N/A | TRUE
[9 empty] | #N/A | TRUE
[9 empty] | #N/A | TRUE
[9 empty] | #N/A | TRUE
[9 empty] | #N/A | TRUE
[9 empty] | #N/A | TRUE
[9 empty] | #N/A | TRUE
[9 empty] | #N/A | TRUE
[9 empty] | #N/A | TRUE
[9 empty] | #N/A | TRUE
[9 empty] | #N/A | TRUE
[9 empty] | #N/A | TRUE
[9 empty] | #N/A | TRUE
[9 empty] | #N/A | TRUE
[9 empty] | #N/A | TRUE
[9 empty] | #N/A | TRUE
[9 empty] | #N/A | TRUE
[9 empty] | #N/A | TRUE
[9 empty] | #N/A | TRUE
[9 empty] | #N/A | TRUE
[9 empty] | #N/A | TRUE
[9 empty] | #N/A | TRUE
[9 empty] | #N/A | TRUE
[9 empty] | #N/A | TRUE
[9 empty] | #N/A | TRUE
[9 empty] | #N/A | TRUE
[9 empty] | #N/A | TRUE
[9 empty] | #N/A | TRUE
[9 empty] | #N/A | TRUE
[9 empty] | #N/A | TRUE
[9 empty] | #N/A | TRUE
[9 empty] | #N/A | TRUE
[9 empty] | #N/A | TRUE
[9 empty] | #N/A | TRUE
[9 empty] | #N/A | TRUE
[9 empty] | #N/A | TRUE
[9 empty] | #N/A | TRUE
[9 empty] | #N/A | TRUE
[9 empty] | #N/A | TRUE
[9 empty] | #N/A | TRUE
[9 empty] | #N/A | TRUE
[9 empty] | #N/A | TRUE
[9 empty] | #N/A | TRUE
[9 empty] | #N/A | TRUE
[9 empty] | #N/A | TRUE
[9 empty] | #N/A | TRUE
[9 empty] | #N/A | TRUE
[9 empty] | #N/A | TRUE
[9 empty] | #N/A | TRUE
[9 empty] | #N/A | TRUE
[9 empty] | #N/A | TRUE
[9 empty] | #N/A | TRUE
[9 empty] | #N/A | TRUE
[9 empty] | #N/A | TRUE
[9 empty] | #N/A | TRUE
[9 empty] | #N/A | TRUE
[9 empty] | #N/A | TRUE
[9 empty] | #N/A | TRUE
[9 empty] | #N/A | TRUE
[9 empty] | #N/A | TRUE
[9 empty] | #N/A | TRUE
[9 empty] | #N/A | TRUE
[9 empty] | #N/A | TRUE
[9 empty] | #N/A | TRUE
[9 empty] | #N/A | TRUE
[9 empty] | #N/A | TRUE
[9 empty] | #N/A | TRUE
[9 empty] | #N/A | TRUE
[9 empty] | #N/A | TRUE
[9 empty] | #N/A | TRUE
[9 empty] | #N/A | TRUE
[9 empty] | #N/A | TRUE
[9 empty] | #N/A | TRUE
[9 empty] | #N/A | TRUE
[9 empty] | #N/A | TRUE
[9 empty] | #N/A | TRUE
[9 empty] | #N/A | TRUE
[9 empty] | #N/A | TRUE
[9 empty] | #N/A | TRUE
[9 empty] | #N/A | TRUE
[9 empty] | #N/A | TRUE
[9 empty] | #N/A | TRUE
[9 empty] | #N/A | TRUE
[9 empty] | #N/A | TRUE
[9 empty] | #N/A | TRUE
[9 empty] | #N/A | TRUE
[9 empty] | #N/A | TRUE
[9 empty] | #N/A | TRUE
[9 empty] | #N/A | TRUE
[9 empty] | #N/A | TRUE
[9 empty] | #N/A | TRUE
[9 empty] | #N/A | TRUE
[9 empty] | #N/A | TRUE
[9 empty] | #N/A | TRUE
[9 empty] | #N/A | TRUE
[9 empty] | #N/A | TRUE
[9 empty] | #N/A | TRUE
[9 empty] | #N/A | TRUE
[9 empty] | #N/A | TRUE
[9 empty] | #N/A | TRUE
[9 empty] | #N/A | TRUE
[9 empty] | #N/A | TRUE
[9 empty] | #N/A | TRUE
[9 empty] | #N/A | TRUE
[9 empty] | #N/A | TRUE
[9 empty] | #N/A | TRUE
[9 empty] | #N/A | TRUE
[9 empty] | #N/A | TRUE
[9 empty] | #N/A | TRUE
[9 empty] | #N/A | TRUE
[9 empty] | #N/A | TRUE
[9 empty] | #N/A | TRUE
[9 empty] | #N/A | TRUE
[9 empty] | #N/A | TRUE
[9 empty] | #N/A | TRUE
[9 empty] | #N/A | TRUE
[9 empty] | #N/A | TRUE
[9 empty] | #N/A | TRUE
[9 empty] | #N/A | TRUE
[9 empty] | #N/A | TRUE
[9 empty] | #N/A | TRUE
[9 empty] | #N/A | TRUE
[9 empty] | #N/A | TRUE
[9 empty] | #N/A | TRUE
[9 empty] | #N/A | TRUE
[9 empty] | #N/A | TRUE
[9 empty] | #N/A | TRUE
[9 empty] | #N/A | TRUE
[9 empty] | #N/A | TRUE
[9 empty] | #N/A | TRUE
[9 empty] | #N/A | TRUE
[9 empty] | #N/A | TRUE
[9 empty] | #N/A | TRUE
[9 empty] | #N/A | TRUE
[9 empty] | #N/A | TRUE
[9 empty] | #N/A | TRUE
[9 empty] | #N/A | TRUE
[9 empty] | #N/A | TRUE
[9 empty] | #N/A | TRUE
[9 empty] | #N/A | TRUE
[9 empty] | #N/A | TRUE
[9 empty] | #N/A | TRUE
[9 empty] | #N/A | TRUE
[9 empty] | #N/A | TRUE
[9 empty] | #N/A | TRUE
[9 empty] | #N/A | TRUE
[9 empty] | #N/A | TRUE
[9 empty] | #N/A | TRUE
[9 empty] | #N/A | TRUE
[9 empty] | #N/A | TRUE
[9 empty] | #N/A | TRUE
[9 empty] | #N/A | TRUE
[9 empty] | #N/A | TRUE
[9 empty] | #N/A | TRUE
[9 empty] | #N/A | TRUE
[9 empty] | #N/A | TRUE
[9 empty] | #N/A | TRUE
[9 empty] | #N/A | TRUE
[9 empty] | #N/A | TRUE
[9 empty] | #N/A | TRUE
[9 empty] | #N/A | TRUE
[9 empty] | #N/A | TRUE
[9 empty] | #N/A | TRUE
[9 empty] | #N/A | TRUE
[9 empty] | #N/A | TRUE
[9 empty] | #N/A | TRUE
[9 empty] | #N/A | TRUE
[9 empty] | #N/A | TRUE
[9 empty] | #N/A | TRUE
[9 empty] | #N/A | TRUE
[9 empty] | #N/A | TRUE
[9 empty] | #N/A | TRUE
[9 empty] | #N/A | TRUE
[9 empty] | #N/A | TRUE
[9 empty] | #N/A | TRUE
[9 empty] | #N/A | TRUE
[9 empty] | #N/A | TRUE
[9 empty] | #N/A | TRUE
[9 empty] | #N/A | TRUE
[9 empty] | #N/A | TRUE
[9 empty] | #N/A | TRUE
[9 empty] | #N/A | TRUE
[9 empty] | #N/A | TRUE
[9 empty] | #N/A | TRUE
[9 empty] | #N/A | TRUE
[9 empty] | #N/A | TRUE
[9 empty] | #N/A | TRUE
[9 empty] | #N/A | TRUE
[9 empty] | #N/A | TRUE
[9 empty] | #N/A | TRUE
[9 empty] | #N/A | TRUE
[9 empty] | #N/A | TRUE
[9 empty] | #N/A | TRUE
[9 empty] | #N/A | TRUE
[9 empty] | #N/A | TRUE
[9 empty] | #N/A | TRUE
[9 empty] | #N/A | TRUE
[9 empty] | #N/A | TRUE
[9 empty] | #N/A | TRUE
[9 empty] | #N/A | TRUE
[9 empty] | #N/A | TRUE
[9 empty] | #N/A | TRUE
[9 empty] | #N/A | TRUE
[9 empty] | #N/A | TRUE
[9 empty] | #N/A | TRUE
[9 empty] | #N/A | TRUE
[9 empty] | #N/A | TRUE
[9 empty] | #N/A | TRUE
[9 empty] | #N/A | TRUE
[9 empty] | #N/A | TRUE
[9 empty] | #N/A | TRUE
[9 empty] | #N/A | TRUE
[9 empty] | #N/A | TRUE
[9 empty] | #N/A | TRUE
[9 empty] | #N/A | TRUE
[9 empty] | #N/A | TRUE
[9 empty] | #N/A | TRUE
[9 empty] | #N/A | TRUE
[9 empty] | #N/A | TRUE
[9 empty] | #N/A | TRUE
[9 empty] | #N/A | TRUE
[9 empty] | #N/A | TRUE
[9 empty] | #N/A | TRUE
[9 empty] | #N/A | TRUE
[9 empty] | #N/A | TRUE
[9 empty] | #N/A | TRUE
[9 empty] | #N/A | TRUE
[9 empty] | #N/A | TRUE
[9 empty] | #N/A | TRUE
[9 empty] | #N/A | TRUE
[9 empty] | #N/A | TRUE
[9 empty] | #N/A | TRUE
[9 empty] | #N/A | TRUE
[9 empty] | #N/A | TRUE
[9 empty] | #N/A | TRUE
[9 empty] | #N/A | TRUE
[9 empty] | #N/A | TRUE
[9 empty] | #N/A | TRUE
[9 empty] | #N/A | TRUE
[9 empty] | #N/A | TRUE
[9 empty] | #N/A | TRUE
[9 empty] | #N/A | TRUE
[9 empty] | #N/A | TRUE
[9 empty] | #N/A | TRUE
[9 empty] | #N/A | TRUE
[9 empty] | #N/A | TRUE
[9 empty] | #N/A | TRUE
[9 empty] | #N/A | TRUE
[9 empty] | #N/A | TRUE
[9 empty] | #N/A | TRUE
[9 empty] | #N/A | TRUE
[9 empty] | #N/A | TRUE
[9 empty] | #N/A | TRUE
[9 empty] | #N/A | TRUE
[9 empty] | #N/A | TRUE
[9 empty] | #N/A | TRUE
[9 empty] | #N/A | TRUE
[9 empty] | #N/A | TRUE
[9 empty] | #N/A | TRUE
[9 empty] | #N/A | TRUE
[9 empty] | #N/A | TRUE
[9 empty] | #N/A | TRUE
[9 empty] | #N/A | TRUE
[9 empty] | #N/A | TRUE
[9 empty] | #N/A | TRUE
[9 empty] | #N/A | TRUE
[9 empty] | #N/A | TRUE
[9 empty] | #N/A | TRUE
[9 empty] | #N/A | TRUE
[9 empty] | #N/A | TRUE
[9 empty] | #N/A | TRUE
[9 empty] | #N/A | TRUE
[9 empty] | #N/A | TRUE
[9 empty] | #N/A | TRUE
[9 empty] | #N/A | TRUE
[9 empty] | #N/A | TRUE
[9 empty] | #N/A | TRUE
[9 empty] | #N/A | TRUE
[9 empty] | #N/A | TRUE
[9 empty] | #N/A | TRUE
[9 empty] | #N/A | TRUE
[9 empty] | #N/A | TRUE
[9 empty] | #N/A | TRUE
[9 empty] | #N/A | TRUE
[9 empty] | #N/A | TRUE
[9 empty] | #N/A | TRUE
[9 empty] | #N/A | TRUE
[9 empty] | #N/A | TRUE
[9 empty] | #N/A | TRUE
[9 empty] | #N/A | TRUE
[9 empty] | #N/A | TRUE
[9 empty] | #N/A | TRUE
[9 empty] | #N/A | TRUE
[9 empty] | #N/A | TRUE
[9 empty] | #N/A | TRUE
[9 empty] | #N/A | TRUE
[9 empty] | #N/A | TRUE
[9 empty] | #N/A | TRUE
[9 empty] | #N/A | TRUE
[9 empty] | #N/A | TRUE
[9 empty] | #N/A | TRUE
[9 empty] | #N/A | TRUE
[9 empty] | #N/A | TRUE
[9 empty] | #N/A | TRUE
[9 empty] | #N/A | TRUE
[9 empty] | #N/A | TRUE
[9 empty] | #N/A | TRUE
[9 empty] | #N/A | TRUE
[9 empty] | #N/A | TRUE
[9 empty] | #N/A | TRUE
[9 empty] | #N/A | TRUE
[9 empty] | #N/A | TRUE
[9 empty] | #N/A | TRUE
[9 empty] | #N/A | TRUE
[9 empty] | #N/A | TRUE
[9 empty] | #N/A | TRUE
[9 empty] | #N/A | TRUE
[9 empty] | #N/A | TRUE
[9 empty] | #N/A | TRUE
[9 empty] | #N/A | TRUE
[9 empty] | #N/A | TRUE
[9 empty] | #N/A | TRUE
[9 empty] | #N/A | TRUE
[9 empty] | #N/A | TRUE
[9 empty] | #N/A | TRUE
[9 empty] | #N/A | TRUE
[9 empty] | #N/A | TRUE
[9 empty] | #N/A | TRUE
[9 empty] | #N/A | TRUE
[9 empty] | #N/A | TRUE
[9 empty] | #N/A | TRUE
[9 empty] | #N/A | TRUE
[9 empty] | #N/A | TRUE
[9 empty] | #N/A | TRUE
[9 empty] | #N/A | TRUE
[9 empty] | #N/A | TRUE
[9 empty] | #N/A | TRUE
[9 empty] | #N/A | TRUE
[9 empty] | #N/A | TRUE
[9 empty] | #N/A | TRUE
[9 empty] | #N/A | TRUE
[9 empty] | #N/A | TRUE
[9 empty] | #N/A | TRUE
[9 empty] | #N/A | TRUE
[9 empty] | #N/A | TRUE
[9 empty] | #N/A | TRUE
[9 empty] | #N/A | TRUE
[9 empty] | #N/A | TRUE
[9 empty] | #N/A | TRUE
[9 empty] | #N/A | TRUE
[9 empty] | #N/A | TRUE
[9 empty] | #N/A | TRUE
[9 empty] | #N/A | TRUE
[9 empty] | #N/A | TRUE
[9 empty] | #N/A | TRUE
[9 empty] | #N/A | TRUE
[9 empty] | #N/A | TRUE
[9 empty] | #N/A | TRUE
[9 empty] | #N/A | TRUE
[9 empty] | #N/A | TRUE
[9 empty] | #N/A | TRUE
[9 empty] | #N/A | TRUE
[9 empty] | #N/A | TRUE
[9 empty] | #N/A | TRUE
[9 empty] | #N/A | TRUE
[9 empty] | #N/A | TRUE
[9 empty] | #N/A | TRUE
[9 empty] | #N/A | TRUE
[9 empty] | #N/A | TRUE
[9 empty] | #N/A | TRUE
[9 empty] | #N/A | TRUE
[9 empty] | #N/A | TRUE
[9 empty] | #N/A | TRUE
[9 empty] | #N/A | TRUE
[9 empty] | #N/A | TRUE
[9 empty] | #N/A | TRUE
[9 empty] | #N/A | TRUE
[9 empty] | #N/A | TRUE
[9 empty] | #N/A | TRUE
[9 empty] | #N/A | TRUE
[9 empty] | #N/A | TRUE
[9 empty] | #N/A | TRUE
[9 empty] | #N/A | TRUE
[9 empty] | #N/A | TRUE
[9 empty] | #N/A | TRUE
[9 empty] | #N/A | TRUE
[9 empty] | #N/A | TRUE
[9 empty] | #N/A | TRUE
[9 empty] | #N/A | TRUE
[9 empty] | #N/A | TRUE
[9 empty] | #N/A | TRUE
[9 empty] | #N/A | TRUE
[9 empty] | #N/A | TRUE
[9 empty] | #N/A | TRUE
[9 empty] | #N/A | TRUE
[9 empty] | #N/A | TRUE
[9 empty] | #N/A | TRUE
[9 empty] | #N/A | TRUE
[9 empty] | #N/A | TRUE
[9 empty] | #N/A | TRUE
[9 empty] | #N/A | TRUE
[9 empty] | #N/A | TRUE
[9 empty] | #N/A | TRUE
[9 empty] | #N/A | TRUE
[9 empty] | #N/A | TRUE
[9 empty] | #N/A | TRUE
[9 empty] | #N/A | TRUE
[9 empty] | #N/A | TRUE
[9 empty] | #N/A | TRUE
[9 empty] | #N/A | TRUE
[9 empty] | #N/A | TRUE
[9 empty] | #N/A | TRUE
[9 empty] | #N/A | TRUE
[9 empty] | #N/A | TRUE
[9 empty] | #N/A | TRUE
[9 empty] | #N/A | TRUE
[9 empty] | #N/A | TRUE
[9 empty] | #N/A | TRUE
[9 empty] | #N/A | TRUE
[9 empty] | #N/A | TRUE
[9 empty] | #N/A | TRUE
[9 empty] | #N/A | TRUE
[9 empty] | #N/A | TRUE
[9 empty] | #N/A | TRUE
[9 empty] | #N/A | TRUE
[9 empty] | #N/A | TRUE
[9 empty] | #N/A | TRUE
[9 empty] | #N/A | TRUE
[9 empty] | #N/A | TRUE
[9 empty] | #N/A | TRUE
[9 empty] | #N/A | TRUE
[9 empty] | #N/A | TRUE
[9 empty] | #N/A | TRUE
[9 empty] | #N/A | TRUE
[9 empty] | #N/A | TRUE
[9 empty] | #N/A | TRUE
[9 empty] | #N/A | TRUE
[9 empty] | #N/A | TRUE
[9 empty] | #N/A | TRUE
[9 empty] | #N/A | TRUE
[9 empty] | #N/A | TRUE
[9 empty] | #N/A | TRUE
[9 empty] | #N/A | TRUE
[9 empty] | #N/A | TRUE
[9 empty] | #N/A | TRUE
[9 empty] | #N/A | TRUE
[9 empty] | #N/A | TRUE
[9 empty] | #N/A | TRUE
[9 empty] | #N/A | TRUE
[9 empty] | #N/A | TRUE
[9 empty] | #N/A | TRUE
[9 empty] | #N/A | TRUE
[9 empty] | #N/A | TRUE
[9 empty] | #N/A | TRUE
[9 empty] | #N/A | TRUE
[9 empty] | #N/A | TRUE
[9 empty] | #N/A | TRUE
[9 empty] | #N/A | TRUE
[9 empty] | #N/A | TRUE
[9 empty] | #N/A | TRUE
[9 empty] | #N/A | TRUE
[9 empty] | #N/A | TRUE
[9 empty] | #N/A | TRUE
[9 empty] | #N/A | TRUE
[9 empty] | #N/A | TRUE
[9 empty] | #N/A | TRUE
[9 empty] | #N/A | TRUE
[9 empty] | #N/A | TRUE
[9 empty] | #N/A | TRUE
[9 empty] | #N/A | TRUE
[9 empty] | #N/A | TRUE
[9 empty] | #N/A | TRUE
[9 empty] | #N/A | TRUE
[9 empty] | #N/A | TRUE
[9 empty] | #N/A | TRUE
[9 empty] | #N/A | TRUE
[9 empty] | #N/A | TRUE
[9 empty] | #N/A | TRUE
[9 empty] | #N/A | TRUE
[9 empty] | #N/A | TRUE
[9 empty] | #N/A | TRUE
[9 empty] | #N/A | TRUE
[9 empty] | #N/A | TRUE
[9 empty] | #N/A | TRUE
[9 empty] | #N/A | TRUE
[9 empty] | #N/A | TRUE
[9 empty] | #N/A | TRUE
[9 empty] | #N/A | TRUE
[9 empty] | #N/A | TRUE
[9 empty] | #N/A | TRUE
[9 empty] | #N/A | TRUE
[9 empty] | #N/A | TRUE
[9 empty] | #N/A | TRUE
[9 empty] | #N/A | TRUE
[9 empty] | #N/A | TRUE
[9 empty] | #N/A | TRUE
[9 empty] | #N/A | TRUE
[9 empty] | #N/A | TRUE
[9 empty] | #N/A | TRUE
[9 empty] | #N/A | TRUE
[9 empty] | #N/A | TRUE
[9 empty] | #N/A | TRUE
[9 empty] | #N/A | TRUE
[9 empty] | #N/A | TRUE
[9 empty] | #N/A | TRUE
[9 empty] | #N/A | TRUE
[9 empty] | #N/A | TRUE
[9 empty] | #N/A | TRUE
[9 empty] | #N/A | TRUE
[9 empty] | #N/A | TRUE
[9 empty] | #N/A | TRUE
[9 empty] | #N/A | TRUE
[9 empty] | #N/A | TRUE
[9 empty] | #N/A | TRUE
[9 empty] | #N/A | TRUE
[9 empty] | #N/A | TRUE
[9 empty] | #N/A | TRUE
[9 empty] | #N/A | TRUE
[9 empty] | #N/A | TRUE
[9 empty] | #N/A | TRUE
[9 empty] | #N/A | TRUE
[9 empty] | #N/A | TRUE
[9 empty] | #N/A | TRUE
[9 empty] | #N/A | TRUE
[9 empty] | #N/A | TRUE
[9 empty] | #N/A | TRUE
[9 empty] | #N/A | TRUE
[9 empty] | #N/A | TRUE
[9 empty] | #N/A | TRUE
[9 empty] | #N/A | TRUE
[9 empty] | #N/A | TRUE
[9 empty] | #N/A | TRUE
[9 empty] | #N/A | TRUE
[9 empty] | #N/A | TRUE
[9 empty] | #N/A | TRUE
[9 empty] | #N/A | TRUE
[9 empty] | #N/A | TRUE
[9 empty] | #N/A | TRUE
[9 empty] | #N/A | TRUE
[9 empty] | #N/A | TRUE
[9 empty] | #N/A | TRUE
[9 empty] | #N/A | TRUE
[9 empty] | #N/A | TRUE
[9 empty] | #N/A | TRUE
[9 empty] | #N/A | TRUE
[9 empty] | #N/A | TRUE
[9 empty] | #N/A | TRUE
[9 empty] | #N/A | TRUE
[9 empty] | #N/A | TRUE
[9 empty] | #N/A | TRUE
[9 empty] | #N/A | TRUE
[9 empty] | #N/A | TRUE
[9 empty] | #N/A | TRUE
[9 empty] | #N/A | TRUE
[9 empty] | #N/A | TRUE
[9 empty] | #N/A | TRUE
[9 empty] | #N/A | TRUE
[9 empty] | #N/A | TRUE
[9 empty] | #N/A | TRUE
[9 empty] | #N/A | TRUE
[9 empty] | #N/A | TRUE
[9 empty] | #N/A | TRUE
[9 empty] | #N/A | TRUE
[9 empty] | #N/A | TRUE
[9 empty] | #N/A | TRUE
[9 empty] | #N/A | TRUE
[9 empty] | #N/A | TRUE
[9 empty] | #N/A | TRUE
[9 empty] | #N/A | TRUE
[9 empty] | #N/A | TRUE
[9 empty] | #N/A | TRUE
[9 empty] | #N/A | TRUE
[9 empty] | #N/A | TRUE
[9 empty] | #N/A | TRUE
[9 empty] | #N/A | TRUE
[9 empty] | #N/A | TRUE
[9 empty] | #N/A | TRUE
[9 empty] | #N/A | TRUE
[9 empty] | #N/A | TRUE
[9 empty] | #N/A | TRUE
[9 empty] | #N/A | TRUE
[9 empty] | #N/A | TRUE
[9 empty] | #N/A | TRUE
[9 empty] | #N/A | TRUE
[9 empty] | #N/A | TRUE
[9 empty] | #N/A | TRUE
[9 empty] | #N/A | TRUE
[9 empty] | #N/A | TRUE
[9 empty] | #N/A | TRUE
[9 empty] | #N/A | TRUE
[9 empty] | #N/A | TRUE
[9 empty] | #N/A | TRUE
[9 empty] | #N/A | TRUE
[9 empty] | #N/A | TRUE
[9 empty] | #N/A | TRUE
[9 empty] | #N/A | TRUE
[9 empty] | #N/A | TRUE
[9 empty] | #N/A | TRUE
[9 empty] | #N/A | TRUE
[9 empty] | #N/A | TRUE
[9 empty] | #N/A | TRUE
[9 empty] | #N/A | TRUE
[9 empty] | #N/A | TRUE
[9 empty] | #N/A | TRUE
[9 empty] | #N/A | TRUE
[9 empty] | #N/A | TRUE
[9 empty] | #N/A | TRUE
[9 empty] | #N/A | TRUE
[9 empty] | #N/A | TRUE
[9 empty] | #N/A | TRUE
[9 empty] | #N/A | TRUE
[9 empty] | #N/A | TRUE
[9 empty] | #N/A | TRUE
[9 empty] | #N/A | TRUE
[9 empty] | #N/A | TRUE
[9 empty] | #N/A | TRUE
[9 empty] | #N/A | TRUE
[9 empty] | #N/A | TRUE
[9 empty] | #N/A | TRUE
[9 empty] | #N/A | TRUE
[9 empty] | #N/A | TRUE
[9 empty] | #N/A | TRUE
[9 empty] | #N/A | TRUE
[9 empty] | #N/A | TRUE
[9 empty] | #N/A | TRUE
[9 empty] | #N/A | TRUE
[9 empty] | #N/A | TRUE
[9 empty] | #N/A | TRUE
[9 empty] | #N/A | TRUE
[9 empty] | #N/A | TRUE
[9 empty] | #N/A | TRUE
[9 empty] | #N/A | TRUE
[9 empty] | #N/A | TRUE
[9 empty] | #N/A | TRUE
[9 empty] | #N/A | TRUE
[9 empty] | #N/A | TRUE
[9 empty] | #N/A | TRUE
[9 empty] | #N/A | TRUE
[9 empty] | #N/A | TRUE
[9 empty] | #N/A | TRUE
[9 empty] | #N/A | TRUE
[9 empty] | #N/A | TRUE
[9 empty] | #N/A | TRUE
[9 empty] | #N/A | TRUE
[9 empty] | #N/A | TRUE
[9 empty] | #N/A | TRUE
[9 empty] | #N/A | TRUE
[9 empty] | #N/A | TRUE
[9 empty] | #N/A | TRUE
[9 empty] | #N/A | TRUE
[9 empty] | #N/A | TRUE
[9 empty] | #N/A | TRUE
[9 empty] | #N/A | TRUE
[9 empty] | #N/A | TRUE
[9 empty] | #N/A | TRUE
[9 empty] | #N/A | TRUE
[9 empty] | #N/A | TRUE
[9 empty] | #N/A | TRUE
[9 empty] | #N/A | TRUE
[9 empty] | #N/A | TRUE
[9 empty] | #N/A | TRUE
[9 empty] | #N/A | TRUE
[9 empty] | #N/A | TRUE
[9 empty] | #N/A | TRUE
[9 empty] | #N/A | TRUE
[9 empty] | #N/A | TRUE
[9 empty] | #N/A | TRUE
[9 empty] | #N/A | TRUE
[9 empty] | #N/A | TRUE
[9 empty] | #N/A | TRUE
[9 empty] | #N/A | TRUE
[9 empty] | #N/A | TRUE
[9 empty] | #N/A | TRUE
[9 empty] | #N/A | TRUE
[9 empty] | #N/A | TRUE
[9 empty] | #N/A | TRUE
[9 empty] | #N/A | TRUE
[9 empty] | #N/A | TRUE
[9 empty] | #N/A | TRUE
[9 empty] | #N/A | TRUE
[9 empty] | #N/A | TRUE
[9 empty] | #N/A | TRUE
[9 empty] | #N/A | TRUE
[9 empty] | #N/A | TRUE
[9 empty] | #N/A | TRUE
[9 empty] | #N/A | TRUE
[9 empty] | #N/A | TRUE
[9 empty] | #N/A | TRUE
[9 empty] | #N/A | TRUE
[9 empty] | #N/A | TRUE
[9 empty] | #N/A | TRUE
[9 empty] | #N/A | TRUE
[9 empty] | #N/A | TRUE
[9 empty] | #N/A | TRUE
[9 empty] | #N/A | TRUE
[9 empty] | #N/A | TRUE
[9 empty] | #N/A | TRUE
[9 empty] | #N/A | TRUE
[9 empty] | #N/A | TRUE
[9 empty] | #N/A | TRUE
[9 empty] | #N/A | TRUE
[9 empty] | #N/A | TRUE
[9 empty] | #N/A | TRUE
[9 empty] | #N/A | TRUE
[9 empty] | #N/A | TRUE
[9 empty] | #N/A | TRUE
[9 empty] | #N/A | TRUE
[9 empty] | #N/A | TRUE
[9 empty] | #N/A | TRUE
[9 empty] | #N/A | TRUE
[9 empty] | #N/A | TRUE
[9 empty] | #N/A | TRUE
[9 empty] | #N/A | TRUE
[9 empty] | #N/A | TRUE
[9 empty] | #N/A | TRUE
[9 empty] | #N/A | TRUE
[9 empty] | #N/A | TRUE
[9 empty] | #N/A | TRUE
[9 empty] | #N/A | TRUE
[9 empty] | #N/A | TRUE
[9 empty] | #N/A | TRUE
[9 empty] | #N/A | TRUE
[9 empty] | #N/A | TRUE
[9 empty] | #N/A | TRUE
[9 empty] | #N/A | TRUE
[9 empty] | #N/A | TRUE
[9 empty] | #N/A | TRUE
[9 empty] | #N/A | TRUE
[9 empty] | #N/A | TRUE
[9 empty] | #N/A | TRUE
[9 empty] | #N/A | TRUE
[9 empty] | #N/A | TRUE
[9 empty] | #N/A | TRUE
[9 empty] | #N/A | TRUE
[9 empty] | #N/A | TRUE
[9 empty] | #N/A | TRUE
[9 empty] | #N/A | TRUE
[9 empty] | #N/A | TRUE
[9 empty] | #N/A | TRUE
[9 empty] | #N/A | TRUE
[9 empty] | #N/A | TRUE
[9 empty] | #N/A | TRUE
[9 empty] | #N/A | TRUE
[9 empty] | #N/A | TRUE
[9 empty] | #N/A | TRUE
[9 empty] | #N/A | TRUE
[9 empty] | #N/A | TRUE
[9 empty] | #N/A | TRUE
[9 empty] | #N/A | TRUE
[9 empty] | #N/A | TRUE
[9 empty] | #N/A | TRUE
[9 empty] | #N/A | TRUE
[9 empty] | #N/A | TRUE
[9 empty] | #N/A | TRUE
[9 empty] | #N/A | TRUE
[9 empty] | #N/A | TRUE
[9 empty] | #N/A | TRUE
[9 empty] | #N/A | TRUE
[9 empty] | #N/A | TRUE
[9 empty] | #N/A | TRUE
[9 empty] | #N/A | TRUE
[9 empty] | #N/A | TRUE
[9 empty] | #N/A | TRUE
[9 empty] | #N/A | TRUE
[9 empty] | #N/A | TRUE
[9 empty] | #N/A | TRUE
[9 empty] | #N/A | TRUE
[9 empty] | #N/A | TRUE
[9 empty] | #N/A | TRUE
[9 empty] | #N/A | TRUE
[9 empty] | #N/A | TRUE
[9 empty] | #N/A | TRUE
[9 empty] | #N/A | TRUE
[9 empty] | #N/A | TRUE
[9 empty] | #N/A | TRUE
[9 empty] | #N/A | TRUE
[9 empty] | #N/A | TRUE
[9 empty] | #N/A | TRUE
[9 empty] | #N/A | TRUE
[9 empty] | #N/A | TRUE
[9 empty] | #N/A | TRUE
[9 empty] | #N/A | TRUE
[9 empty] | #N/A | TRUE
[9 empty] | #N/A | TRUE
[9 empty] | #N/A | TRUE
[9 empty] | #N/A | TRUE
[9 empty] | #N/A | TRUE
[9 empty] | #N/A | TRUE
[9 empty] | #N/A | TRUE
[9 empty] | #N/A | TRUE
[9 empty] | #N/A | TRUE
[9 empty] | #N/A | TRUE
[9 empty] | #N/A | TRUE
[9 empty] | #N/A | TRUE
[9 empty] | #N/A | TRUE
[9 empty] | #N/A | TRUE
[9 empty] | #N/A | TRUE
[9 empty] | #N/A | TRUE
[9 empty] | #N/A | TRUE
[9 empty] | #N/A | TRUE
[9 empty] | #N/A | TRUE
[9 empty] | #N/A | TRUE
[9 empty] | #N/A | TRUE
[9 empty] | #N/A | TRUE
[9 empty] | #N/A | TRUE
[9 empty] | #N/A | TRUE
[9 empty] | #N/A | TRUE
[9 empty] | #N/A | TRUE
[9 empty] | #N/A | TRUE
[9 empty] | #N/A | TRUE
[9 empty] | #N/A | TRUE
[9 empty] | #N/A | TRUE
[9 empty] | #N/A | TRUE
[9 empty] | #N/A | TRUE
[9 empty] | #N/A | TRUE
[9 empty] | #N/A | TRUE
[9 empty] | #N/A | TRUE
[9 empty] | #N/A | TRUE
[9 empty] | #N/A | TRUE
[9 empty] | #N/A | TRUE
[9 empty] | #N/A | TRUE
[9 empty] | #N/A | TRUE
[9 empty] | #N/A | TRUE
[9 empty] | #N/A | TRUE
[9 empty] | #N/A | TRUE
[9 empty] | #N/A | TRUE
[9 empty] | #N/A | TRUE
[9 empty] | #N/A | TRUE
[9 empty] | #N/A | TRUE
[9 empty] | #N/A | TRUE
[9 empty] | #N/A | TRUE
[9 empty] | #N/A | TRUE
[9 empty] | #N/A | TRUE
[9 empty] | #N/A | TRUE
[9 empty] | #N/A | TRUE
[9 empty] | #N/A | TRUE
[9 empty] | #N/A | TRUE
[9 empty] | #N/A | TRUE
[9 empty] | #N/A | TRUE
[9 empty] | #N/A | TRUE
[9 empty] | #N/A | TRUE
[9 empty] | #N/A | TRUE
[9 empty] | #N/A | TRUE
[9 empty] | #N/A | TRUE
[9 empty] | #N/A | TRUE
[9 empty] | #N/A | TRUE
[9 empty] | #N/A | TRUE
[9 empty] | #N/A | TRUE
[9 empty] | #N/A | TRUE
[9 empty] | #N/A | TRUE
[9 empty] | #N/A | TRUE
[9 empty] | #N/A | TRUE
[9 empty] | #N/A | TRUE
[9 empty] | #N/A | TRUE
[9 empty] | #N/A | TRUE
[9 empty] | #N/A | TRUE
[9 empty] | #N/A | TRUE
[9 empty] | #N/A | TRUE
[9 empty] | #N/A | TRUE
[9 empty] | #N/A | TRUE
[9 empty] | #N/A | TRUE
[9 empty] | #N/A | TRUE
[9 empty] | #N/A | TRUE
[9 empty] | #N/A | TRUE
[9 empty] | #N/A | TRUE
[9 empty] | #N/A | TRUE
[9 empty] | #N/A | TRUE
[9 empty] | #N/A | TRUE
[9 empty] | #N/A | TRUE
[9 empty] | #N/A | TRUE
[9 empty] | #N/A | TRUE
[9 empty] | #N/A | TRUE
[9 empty] | #N/A | TRUE
[9 empty] | #N/A | TRUE
[9 empty] | #N/A | TRUE
[9 empty] | #N/A | TRUE
[9 empty] | #N/A | TRUE
[9 empty] | #N/A | TRUE
[9 empty] | #N/A | TRUE
[9 empty] | #N/A | TRUE
[9 empty] | #N/A | TRUE
[9 empty] | #N/A | TRUE
[9 empty] | #N/A | TRUE
[9 empty] | #N/A | TRUE
[9 empty] | #N/A | TRUE
[9 empty] | #N/A | TRUE
[9 empty] | #N/A | TRUE
[9 empty] | #N/A | TRUE
[9 empty] | #N/A | TRUE
[9 empty] | #N/A | TRUE
[9 empty] | #N/A | TRUE
[9 empty] | #N/A | TRUE
[9 empty] | #N/A | TRUE
[9 empty] | #N/A | TRUE
[9 empty] | #N/A | TRUE
[9 empty] | #N/A | TRUE
[9 empty] | #N/A | TRUE
[9 empty] | #N/A | TRUE
[9 empty] | #N/A | TRUE
[9 empty] | #N/A | TRUE
[9 empty] | #N/A | TRUE
[9 empty] | #N/A | TRUE
[9 empty] | #N/A | TRUE
[9 empty] | #N/A | TRUE
[9 empty] | #N/A | TRUE
[9 empty] | #N/A | TRUE
[9 empty] | #N/A | TRUE
[9 empty] | #N/A | TRUE
[9 empty] | #N/A | TRUE
[9 empty] | #N/A | TRUE
[9 empty] | #N/A | TRUE
[9 empty] | #N/A | TRUE
[9 empty] | #N/A | TRUE
[9 empty] | #N/A | TRUE
[9 empty] | #N/A | TRUE
[9 empty] | #N/A | TRUE
[9 empty] | #N/A | TRUE
[9 empty] | #N/A | TRUE
[9 empty] | #N/A | TRUE
[9 empty] | #N/A | TRUE
[9 empty] | #N/A | TRUE
[9 empty] | #N/A | TRUE
[9 empty] | #N/A | TRUE
[9 empty] | #N/A | TRUE
[9 empty] | #N/A | TRUE
[9 empty] | #N/A | TRUE
[9 empty] | #N/A | TRUE
[9 empty] | #N/A | TRUE
[9 empty] | #N/A | TRUE
[9 empty] | #N/A | TRUE
[9 empty] | #N/A | TRUE
[9 empty] | #N/A | TRUE
[9 empty] | #N/A | TRUE
[9 empty] | #N/A | TRUE
[9 empty] | #N/A | TRUE
[9 empty] | #N/A | TRUE
[9 empty] | #N/A | TRUE
[9 empty] | #N/A | TRUE
[9 empty] | #N/A | TRUE
[9 empty] | #N/A | TRUE
[9 empty] | #N/A | TRUE
[9 empty] | #N/A | TRUE
[9 empty] | #N/A | TRUE
[9 empty] | #N/A | TRUE
[9 empty] | #N/A | TRUE
[9 empty] | #N/A | TRUE
[9 empty] | #N/A | TRUE
[9 empty] | #N/A | TRUE
[9 empty] | #N/A | TRUE
[9 empty] | #N/A | TRUE
[9 empty] | #N/A | TRUE
[9 empty] | #N/A | TRUE
[9 empty] | #N/A | TRUE
[9 empty] | #N/A | TRUE
[9 empty] | #N/A | TRUE
[9 empty] | #N/A | TRUE
[9 empty] | #N/A | TRUE
[9 empty] | #N/A | TRUE
[9 empty] | #N/A | TRUE
[9 empty] | #N/A | TRUE
[9 empty] | #N/A | TRUE
[9 empty] | #N/A | TRUE
[9 empty] | #N/A | TRUE
[9 empty] | #N/A | TRUE
[9 empty] | #N/A | TRUE
[9 empty] | #N/A | TRUE
[9 empty] | #N/A | TRUE
[9 empty] | #N/A | TRUE
[9 empty] | #N/A | TRUE
[9 empty] | #N/A | TRUE
[9 empty] | #N/A | TRUE
[9 empty] | #N/A | TRUE
[9 empty] | #N/A | TRUE
[9 empty] | #N/A | TRUE
[9 empty] | #N/A | TRUE
[9 empty] | #N/A | TRUE
[9 empty] | #N/A | TRUE
[9 empty] | #N/A | TRUE
[9 empty] | #N/A | TRUE
[9 empty] | #N/A | TRUE
[9 empty] | #N/A | TRUE
[9 empty] | #N/A | TRUE
[9 empty] | #N/A | TRUE
[9 empty] | #N/A | TRUE
[9 empty] | #N/A | TRUE
[9 empty] | #N/A | TRUE
[9 empty] | #N/A | TRUE
[9 empty] | #N/A | TRUE
[9 empty] | #N/A | TRUE
[9 empty] | #N/A | TRUE
[9 empty] | #N/A | TRUE
[9 empty] | #N/A | TRUE
[9 empty] | #N/A | TRUE
[9 empty] | #N/A | TRUE
[9 empty] | #N/A | TRUE
[9 empty] | #N/A | TRUE
[9 empty] | #N/A | TRUE
[9 empty] | #N/A | TRUE
[9 empty] | #N/A | TRUE
[9 empty] | #N/A | TRUE
[9 empty] | #N/A | TRUE
[9 empty] | #N/A | TRUE
[9 empty] | #N/A | TRUE
[9 empty] | #N/A | TRUE
[9 empty] | #N/A | TRUE
[9 empty] | #N/A | TRUE
[9 empty] | #N/A | TRUE
[9 empty] | #N/A | TRUE
[9 empty] | #N/A | TRUE
[9 empty] | #N/A | TRUE
[9 empty] | #N/A | TRUE
[9 empty] | #N/A | TRUE
[9 empty] | #N/A | TRUE
[9 empty] | #N/A | TRUE
[9 empty] | #N/A | TRUE
[9 empty] | #N/A | TRUE
[9 empty] | #N/A | TRUE
[9 empty] | #N/A | TRUE
[9 empty] | #N/A | TRUE
[9 empty] | #N/A | TRUE
[9 empty] | #N/A | TRUE
[9 empty] | #N/A | TRUE
[9 empty] | #N/A | TRUE
[9 empty] | #N/A | TRUE
[9 empty] | #N/A | TRUE
[9 empty] | #N/A | TRUE
[9 empty] | #N/A | TRUE
[9 empty] | #N/A | TRUE
[9 empty] | #N/A | TRUE
[9 empty] | #N/A | TRUE
[9 empty] | #N/A | TRUE
[9 empty] | #N/A | TRUE
[9 empty] | #N/A | TRUE
[9 empty] | #N/A | TRUE
[9 empty] | #N/A | TRUE
[9 empty] | #N/A | TRUE
[9 empty] | #N/A | TRUE
[9 empty] | #N/A | TRUE
[9 empty] | #N/A | TRUE
[9 empty] | #N/A | TRUE
[9 empty] | #N/A | TRUE
[9 empty] | #N/A | TRUE
[9 empty] | #N/A | TRUE
[9 empty] | #N/A | TRUE
[9 empty] | #N/A | TRUE
[9 empty] | #N/A | TRUE
[9 empty] | #N/A | TRUE
[9 empty] | #N/A | TRUE
[9 empty] | #N/A | TRUE
[9 empty] | #N/A | TRUE
[9 empty] | #N/A | TRUE
[9 empty] | #N/A | TRUE
[9 empty] | #N/A | TRUE
[9 empty] | #N/A | TRUE
[9 empty] | #N/A | TRUE
[9 empty] | #N/A | TRUE
[9 empty] | #N/A | TRUE
[9 empty] | #N/A | TRUE
[9 empty] | #N/A | TRUE
[9 empty] | #N/A | TRUE
[9 empty] | #N/A | TRUE
[9 empty] | #N/A | TRUE
[9 empty] | #N/A | TRUE
[9 empty] | #N/A | TRUE
[9 empty] | #N/A | TRUE
[9 empty] | #N/A | TRUE
[9 empty] | #N/A | TRUE
[9 empty] | #N/A | TRUE
[9 empty] | #N/A | TRUE
[9 empty] | #N/A | TRUE
[9 empty] | #N/A | TRUE
[9 empty] | #N/A | TRUE
[9 empty] | #N/A | TRUE
[9 empty] | #N/A | TRUE
[9 empty] | #N/A | TRUE
[9 empty] | #N/A | TRUE
[9 empty] | #N/A | TRUE
[9 empty] | #N/A | TRUE
[9 empty] | #N/A | TRUE
[9 empty] | #N/A | TRUE
[9 empty] | #N/A | TRUE
[9 empty] | #N/A | TRUE
[9 empty] | #N/A | TRUE
[9 empty] | #N/A | TRUE
[9 empty] | #N/A | TRUE
[9 empty] | #N/A | TRUE
[9 empty] | #N/A | TRUE
[9 empty] | #N/A | TRUE
[9 empty] | #N/A | TRUE
[9 empty] | #N/A | TRUE
[9 empty] | #N/A | TRUE
[9 empty] | #N/A | TRUE
[9 empty] | #N/A | TRUE
[9 empty] | #N/A | TRUE
[9 empty] | #N/A | TRUE
[9 empty] | #N/A | TRUE
[9 empty] | #N/A | TRUE
[9 empty] | #N/A | TRUE
[9 empty] | #N/A | TRUE
[9 empty] | #N/A | TRUE
[9 empty] | #N/A | TRUE
[9 empty] | #N/A | TRUE
[9 empty] | #N/A | TRUE
[9 empty] | #N/A | TRUE
[9 empty] | #N/A | TRUE
[9 empty] | #N/A | TRUE
[9 empty] | #N/A | TRUE
[9 empty] | #N/A | TRUE
[9 empty] | #N/A | TRUE
[9 empty] | #N/A | TRUE
[9 empty] | #N/A | TRUE
[9 empty] | #N/A | TRUE
[9 empty] | #N/A | TRUE
[9 empty] | #N/A | TRUE
[9 empty] | #N/A | TRUE
[9 empty] | #N/A | TRUE
[9 empty] | #N/A | TRUE
[9 empty] | #N/A | TRUE
[9 empty] | #N/A | TRUE
[9 empty] | #N/A | TRUE
[9 empty] | #N/A | TRUE
[9 empty] | #N/A | TRUE
[9 empty] | #N/A | TRUE
[9 empty] | #N/A | TRUE
[9 empty] | #N/A | TRUE
[9 empty] | #N/A | TRUE
[9 empty] | #N/A | TRUE
[9 empty] | #N/A | TRUE
[9 empty] | #N/A | TRUE
[9 empty] | #N/A | TRUE
[9 empty] | #N/A | TRUE
[9 empty] | #N/A | TRUE
[9 empty] | #N/A | TRUE
[9 empty] | #N/A | TRUE
[9 empty] | #N/A | TRUE
[9 empty] | #N/A | TRUE
[9 empty] | #N/A | TRUE
[9 empty] | #N/A | TRUE
[9 empty] | #N/A | TRUE
[9 empty] | #N/A | TRUE
[9 empty] | #N/A | TRUE
[9 empty] | #N/A | TRUE
[9 empty] | #N/A | TRUE
[9 empty] | #N/A | TRUE
[9 empty] | #N/A | TRUE
[9 empty] | #N/A | TRUE
[9 empty] | #N/A | TRUE
[9 empty] | #N/A | TRUE
[9 empty] | #N/A | TRUE
[9 empty] | #N/A | TRUE
[9 empty] | #N/A | TRUE
[9 empty] | #N/A | TRUE
[9 empty] | #N/A | TRUE
[9 empty] | #N/A | TRUE
[9 empty] | #N/A | TRUE
[9 empty] | #N/A | TRUE
[9 empty] | #N/A | TRUE
[9 empty] | #N/A | TRUE
[9 empty] | #N/A | TRUE
[9 empty] | #N/A | TRUE
[9 empty] | #N/A | TRUE
[9 empty] | #N/A | TRUE
[9 empty] | #N/A | TRUE
[9 empty] | #N/A | TRUE
[9 empty] | #N/A | TRUE
[9 empty] | #N/A | TRUE
[9 empty] | #N/A | TRUE
[9 empty] | #N/A | TRUE
[9 empty] | #N/A | TRUE
[9 empty] | #N/A | TRUE
[9 empty] | #N/A | TRUE
[9 empty] | #N/A | TRUE
[9 empty] | #N/A | TRUE
[9 empty] | #N/A | TRUE
[9 empty] | #N/A | TRUE
[9 empty] | #N/A | TRUE
[9 empty] | #N/A | TRUE
[9 empty] | #N/A | TRUE
[9 empty] | #N/A | TRUE
[9 empty] | #N/A | TRUE
[9 empty] | #N/A | TRUE
[9 empty] | #N/A | TRUE
[9 empty] | #N/A | TRUE
[9 empty] | #N/A | TRUE
[9 empty] | #N/A | TRUE
[9 empty] | #N/A | TRUE
[9 empty] | #N/A | TRUE
[9 empty] | #N/A | TRUE
[9 empty] | #N/A | TRUE
[9 empty] | #N/A | TRUE
[9 empty] | #N/A | TRUE
[9 empty] | #N/A | TRUE
[9 empty] | #N/A | TRUE
[9 empty] | #N/A | TRUE
[9 empty] | #N/A | TRUE
[9 empty] | #N/A | TRUE
[9 empty] | #N/A | TRUE
[9 empty] | #N/A | TRUE
[9 empty] | #N/A | TRUE
[9 empty] | #N/A | TRUE
[9 empty] | #N/A | TRUE
[9 empty] | #N/A | TRUE
[9 empty] | #N/A | TRUE
[9 empty] | #N/A | TRUE
[9 empty] | #N/A | TRUE
[9 empty] | #N/A | TRUE
[9 empty] | #N/A | TRUE
[9 empty] | #N/A | TRUE
[9 empty] | #N/A | TRUE
[9 empty] | #N/A | TRUE
[9 empty] | #N/A | TRUE
[9 empty] | #N/A | TRUE
[9 empty] | #N/A | TRUE
[9 empty] | #N/A | TRUE
[9 empty] | #N/A | TRUE
[9 empty] | #N/A | TRUE
[9 empty] | #N/A | TRUE
[9 empty] | #N/A | TRUE
[9 empty] | #N/A | TRUE
[9 empty] | #N/A | TRUE
[9 empty] | #N/A | TRUE
[9 empty] | #N/A | TRUE
[9 empty] | #N/A | TRUE
[9 empty] | #N/A | TRUE
[9 empty] | #N/A | TRUE
[9 empty] | #N/A | TRUE
[9 empty] | #N/A | TRUE
[9 empty] | #N/A | TRUE
[9 empty] | #N/A | TRUE
[9 empty] | #N/A | TRUE
[9 empty] | #N/A | TRUE
[9 empty] | #N/A | TRUE
[9 empty] | #N/A | TRUE
[9 empty] | #N/A | TRUE
[9 empty] | #N/A | TRUE
[9 empty] | #N/A | TRUE
[9 empty] | #N/A | TRUE
[9 empty] | #N/A | TRUE
[9 empty] | #N/A | TRUE
[9 empty] | #N/A | TRUE
[9 empty] | #N/A | TRUE
[9 empty] | #N/A | TRUE
[9 empty] | #N/A | TRUE
[9 empty] | #N/A | TRUE
[9 empty] | #N/A | TRUE
[9 empty] | #N/A | TRUE
[9 empty] | #N/A | TRUE
[9 empty] | #N/A | TRUE
[9 empty] | #N/A | TRUE
[9 empty] | #N/A | TRUE
[9 empty] | #N/A | TRUE
[9 empty] | #N/A | TRUE
[9 empty] | #N/A | TRUE
[9 empty] | #N/A | TRUE
[9 empty] | #N/A | TRUE
[9 empty] | #N/A | TRUE
[9 empty] | #N/A | TRUE
[9 empty] | #N/A | TRUE
[9 empty] | #N/A | TRUE
[9 empty] | #N/A | TRUE
[9 empty] | #N/A | TRUE
[9 empty] | #N/A | TRUE
[9 empty] | #N/A | TRUE
[9 empty] | #N/A | TRUE
[9 empty] | #N/A | TRUE
[9 empty] | #N/A | TRUE
[9 empty] | #N/A | TRUE
[9 empty] | #N/A | TRUE
[9 empty] | #N/A | TRUE
[9 empty] | #N/A | TRUE
[9 empty] | #N/A | TRUE
[9 empty] | #N/A | TRUE
[9 empty] | #N/A | TRUE
[9 empty] | #N/A | TRUE
[9 empty] | #N/A | TRUE
[9 empty] | #N/A | TRUE
[9 empty] | #N/A | TRUE
[9 empty] | #N/A | TRUE
[9 empty] | #N/A | TRUE
[9 empty] | #N/A | TRUE
[9 empty] | #N/A | TRUE
[9 empty] | #N/A | TRUE
[9 empty] | #N/A | TRUE
[9 empty] | #N/A | TRUE
[9 empty] | #N/A | TRUE
[9 empty] | #N/A | TRUE
[9 empty] | #N/A | TRUE
[9 empty] | #N/A | TRUE
[9 empty] | #N/A | TRUE
[9 empty] | #N/A | TRUE
[9 empty] | #N/A | TRUE
[9 empty] | #N/A | TRUE
[9 empty] | #N/A | TRUE
[9 empty] | #N/A | TRUE
[9 empty] | #N/A | TRUE
[9 empty] | #N/A | TRUE
[9 empty] | #N/A | TRUE
[9 empty] | #N/A | TRUE
[9 empty] | #N/A | TRUE
[9 empty] | #N/A | TRUE
[9 empty] | #N/A | TRUE
[9 empty] | #N/A | TRUE
[9 empty] | #N/A | TRUE
[9 empty] | #N/A | TRUE
[9 empty] | #N/A | TRUE
[9 empty] | #N/A | TRUE
[9 empty] | #N/A | TRUE
[9 empty] | #N/A | TRUE
[9 empty] | #N/A | TRUE
[9 empty] | #N/A | TRUE
[9 empty] | #N/A | TRUE
[9 empty] | #N/A | TRUE
[9 empty] | #N/A | TRUE
[9 empty] | #N/A | TRUE
[9 empty] | #N/A | TRUE
[9 empty] | #N/A | TRUE
[9 empty] | #N/A | TRUE
[9 empty] | #N/A | TRUE
[9 empty] | #N/A | TRUE
[9 empty] | #N/A | TRUE
[9 empty] | #N/A | TRUE
[9 empty] | #N/A | TRUE
[9 empty] | #N/A | TRUE
[9 empty] | #N/A | TRUE
[9 empty] | #N/A | TRUE
[9 empty] | #N/A | TRUE
[9 empty] | #N/A | TRUE
[9 empty] | #N/A | TRUE
[9 empty] | #N/A | TRUE
[9 empty] | #N/A | TRUE
[9 empty] | #N/A | TRUE
[9 empty] | #N/A | TRUE
[9 empty] | #N/A | TRUE
[9 empty] | #N/A | TRUE
[9 empty] | #N/A | TRUE
[9 empty] | #N/A | TRUE
[9 empty] | #N/A | TRUE
[9 empty] | #N/A | TRUE
[9 empty] | #N/A | TRUE
[9 empty] | #N/A | TRUE
[9 empty] | #N/A | TRUE
[9 empty] | #N/A | TRUE
[9 empty] | #N/A | TRUE
[9 empty] | #N/A | TRUE
[9 empty] | #N/A | TRUE
[9 empty] | #N/A | TRUE
[9 empty] | #N/A | TRUE
[9 empty] | #N/A | TRUE
[9 empty] | #N/A | TRUE
[9 empty] | #N/A | TRUE
[9 empty] | #N/A | TRUE
[9 empty] | #N/A | TRUE
[9 empty] | #N/A | TRUE
[9 empty] | #N/A | TRUE
[9 empty] | #N/A | TRUE
[9 empty] | #N/A | TRUE
[9 empty] | #N/A | TRUE
[9 empty] | #N/A | TRUE
[9 empty] | #N/A | TRUE
[9 empty] | #N/A | TRUE
[9 empty] | #N/A | TRUE
[9 empty] | #N/A | TRUE
[9 empty] | #N/A | TRUE
[9 empty] | #N/A | TRUE
[9 empty] | #N/A | TRUE
[9 empty] | #N/A | TRUE
[9 empty] | #N/A | TRUE
[9 empty] | #N/A | TRUE
[9 empty] | #N/A | TRUE
[9 empty] | #N/A | TRUE
[9 empty] | #N/A | TRUE
[9 empty] | #N/A | TRUE
[9 empty] | #N/A | TRUE
[9 empty] | #N/A | TRUE
[9 empty] | #N/A | TRUE
[9 empty] | #N/A | TRUE
[9 empty] | #N/A | TRUE
[9 empty] | #N/A | TRUE
[9 empty] | #N/A | TRUE
[9 empty] | #N/A | TRUE
[9 empty] | #N/A | TRUE
[9 empty] | #N/A | TRUE
[9 empty] | #N/A | TRUE
[9 empty] | #N/A | TRUE
[9 empty] | #N/A | TRUE
[9 empty] | #N/A | TRUE
[9 empty] | #N/A | TRUE
[9 empty] | #N/A | TRUE
[9 empty] | #N/A | TRUE
[9 empty] | #N/A | TRUE
[9 empty] | #N/A | TRUE
[9 empty] | #N/A | TRUE
[9 empty] | #N/A | TRUE
[9 empty] | #N/A | TRUE
[9 empty] | #N/A | TRUE
[9 empty] | #N/A | TRUE
[9 empty] | #N/A | TRUE
[9 empty] | #N/A | TRUE
[9 empty] | #N/A | TRUE
[9 empty] | #N/A | TRUE
[9 empty] | #N/A | TRUE
[9 empty] | #N/A | TRUE
[9 empty] | #N/A | TRUE
[9 empty] | #N/A | TRUE
[9 empty] | #N/A | TRUE
[9 empty] | #N/A | TRUE
[9 empty] | #N/A | TRUE
[9 empty] | #N/A | TRUE
[9 empty] | #N/A | TRUE
[9 empty] | #N/A | TRUE
[9 empty] | #N/A | TRUE
[9 empty] | #N/A | TRUE
[9 empty] | #N/A | TRUE
[9 empty] | #N/A | TRUE
[9 empty] | #N/A | TRUE
[9 empty] | #N/A | TRUE
[9 empty] | #N/A | TRUE
[9 empty] | #N/A | TRUE
[9 empty] | #N/A | TRUE
[9 empty] | #N/A | TRUE
[9 empty] | #N/A | TRUE
[9 empty] | #N/A | TRUE
[9 empty] | #N/A | TRUE
[9 empty] | #N/A | TRUE
[9 empty] | #N/A | TRUE
[9 empty] | #N/A | TRUE
[9 empty] | #N/A | TRUE
[9 empty] | #N/A | TRUE
[9 empty] | #N/A | TRUE
[9 empty] | #N/A | TRUE
[9 empty] | #N/A | TRUE
[9 empty] | #N/A | TRUE
[9 empty] | #N/A | TRUE
[9 empty] | #N/A | TRUE
[9 empty] | #N/A | TRUE
[9 empty] | #N/A | TRUE
[9 empty] | #N/A | TRUE
[9 empty] | #N/A | TRUE
[9 empty] | #N/A | TRUE
[9 empty] | #N/A | TRUE
[9 empty] | #N/A | TRUE
[9 empty] | #N/A | TRUE
[9 empty] | #N/A | TRUE
[9 empty] | #N/A | TRUE
[9 empty] | #N/A | TRUE
[9 empty] | #N/A | TRUE
[9 empty] | #N/A | TRUE
[9 empty] | #N/A | TRUE
[9 empty] | #N/A | TRUE
[9 empty] | #N/A | TRUE
[9 empty] | #N/A | TRUE
[9 empty] | #N/A | TRUE
[9 empty] | #N/A | TRUE
[9 empty] | #N/A | TRUE
[9 empty] | #N/A | TRUE
[9 empty] | #N/A | TRUE
[9 empty] | #N/A | TRUE
[9 empty] | #N/A | TRUE
[9 empty] | #N/A | TRUE
[9 empty] | #N/A | TRUE
[9 empty] | #N/A | TRUE
[9 empty] | #N/A | TRUE
[9 empty] | #N/A | TRUE
[9 empty] | #N/A | TRUE
[9 empty] | #N/A | TRUE
[9 empty] | #N/A | TRUE
[9 empty] | #N/A | TRUE
[9 empty] | #N/A | TRUE
[9 empty] | #N/A | TRUE
[9 empty] | #N/A | TRUE
[9 empty] | #N/A | TRUE
[9 empty] | #N/A | TRUE
[9 empty] | #N/A | TRUE
[9 empty] | #N/A | TRUE
[9 empty] | #N/A | TRUE
[9 empty] | #N/A | TRUE
[9 empty] | #N/A | TRUE
[9 empty] | #N/A | TRUE
[9 empty] | #N/A | TRUE
[9 empty] | #N/A | TRUE
[9 empty] | #N/A | TRUE
[9 empty] | #N/A | TRUE
[9 empty] | #N/A | TRUE
[9 empty] | #N/A | TRUE
[9 empty] | #N/A | TRUE
[9 empty] | #N/A | TRUE
[9 empty] | #N/A | TRUE
[9 empty] | #N/A | TRUE
[9 empty] | #N/A | TRUE
[9 empty] | #N/A | TRUE
[9 empty] | #N/A | TRUE
[9 empty] | #N/A | TRUE
[9 empty] | #N/A | TRUE
[9 empty] | #N/A | TRUE
[9 empty] | #N/A | TRUE
[9 empty] | #N/A | TRUE
[9 empty] | #N/A | TRUE
[9 empty] | #N/A | TRUE
[9 empty] | #N/A | TRUE
[9 empty] | #N/A | TRUE
[9 empty] | #N/A | TRUE
[9 empty] | #N/A | TRUE
[9 empty] | #N/A | TRUE
[9 empty] | #N/A | TRUE
[9 empty] | #N/A | TRUE
[9 empty] | #N/A | TRUE
[9 empty] | #N/A | TRUE
[9 empty] | #N/A | TRUE
[9 empty] | #N/A | TRUE
[9 empty] | #N/A | TRUE
[9 empty] | #N/A | TRUE
[9 empty] | #N/A | TRUE
[9 empty] | #N/A | TRUE
[9 empty] | #N/A | TRUE
[9 empty] | #N/A | TRUE
[9 empty] | #N/A | TRUE
[9 empty] | #N/A | TRUE
[9 empty] | #N/A | TRUE
[9 empty] | #N/A | TRUE
[9 empty] | #N/A | TRUE
[9 empty] | #N/A | TRUE
[9 empty] | #N/A | TRUE
[9 empty] | #N/A | TRUE
[9 empty] | #N/A | TRUE
[9 empty] | #N/A | TRUE
[9 empty] | #N/A | TRUE
[9 empty] | #N/A | TRUE
[9 empty] | #N/A | TRUE
[9 empty] | #N/A | TRUE
[9 empty] | #N/A | TRUE
[9 empty] | #N/A | TRUE
[9 empty] | #N/A | TRUE
[9 empty] | #N/A | TRUE
[9 empty] | #N/A | TRUE
[9 empty] | #N/A | TRUE
[9 empty] | #N/A | TRUE
[9 empty] | #N/A | TRUE
[9 empty] | #N/A | TRUE
[9 empty] | #N/A | TRUE
[9 empty] | #N/A | TRUE
[9 empty] | #N/A | TRUE
[9 empty] | #N/A | TRUE
[9 empty] | #N/A | TRUE
[9 empty] | #N/A | TRUE
[9 empty] | #N/A | TRUE
[9 empty] | #N/A | TRUE
[9 empty] | #N/A | TRUE
[9 empty] | #N/A | TRUE
[9 empty] | #N/A | TRUE
[9 empty] | #N/A | TRUE
[9 empty] | #N/A | TRUE
[9 empty] | #N/A | TRUE
[9 empty] | #N/A | TRUE
[9 empty] | #N/A | TRUE
[9 empty] | #N/A | TRUE
[9 empty] | #N/A | TRUE
[9 empty] | #N/A | TRUE
[9 empty] | #N/A | TRUE
[9 empty] | #N/A | TRUE
[9 empty] | #N/A | TRUE
[9 empty] | #N/A | TRUE
[9 empty] | #N/A | TRUE
[9 empty] | #N/A | TRUE
[9 empty] | #N/A | TRUE
[9 empty] | #N/A | TRUE
[9 empty] | #N/A | TRUE
[9 empty] | #N/A | TRUE
[9 empty] | #N/A | TRUE
[9 empty] | #N/A | TRUE
[9 empty] | #N/A | TRUE
[9 empty] | #N/A | TRUE
[9 empty] | #N/A | TRUE
[9 empty] | #N/A | TRUE
[9 empty] | #N/A | TRUE
[9 empty] | #N/A | TRUE
[9 empty] | #N/A | TRUE
[9 empty] | #N/A | TRUE
[9 empty] | #N/A | TRUE
[9 empty] | #N/A | TRUE
[9 empty] | #N/A | TRUE
[9 empty] | #N/A | TRUE
[9 empty] | #N/A | TRUE
[9 empty] | #N/A | TRUE
[9 empty] | #N/A | TRUE
[9 empty] | #N/A | TRUE
[9 empty] | #N/A | TRUE
[9 empty] | #N/A | TRUE
[9 empty] | #N/A | TRUE
[9 empty] | #N/A | TRUE
[9 empty] | #N/A | TRUE
[9 empty] | #N/A | TRUE
[9 empty] | #N/A | TRUE
[9 empty] | #N/A | TRUE
[9 empty] | #N/A | TRUE
[9 empty] | #N/A | TRUE
[9 empty] | #N/A | TRUE
[9 empty] | #N/A | TRUE
[9 empty] | #N/A | TRUE
[9 empty] | #N/A | TRUE
[9 empty] | #N/A | TRUE
[9 empty] | #N/A | TRUE
[9 empty] | #N/A | TRUE
[9 empty] | #N/A | TRUE
[9 empty] | #N/A | TRUE
[9 empty] | #N/A | TRUE
[9 empty] | #N/A | TRUE
[9 empty] | #N/A | TRUE
[9 empty] | #N/A | TRUE
[9 empty] | #N/A | TRUE
[9 empty] | #N/A | TRUE
[9 empty] | #N/A | TRUE
[9 empty] | #N/A | TRUE
[9 empty] | #N/A | TRUE
[9 empty] | #N/A | TRUE
[9 empty] | #N/A | TRUE
[9 empty] | #N/A | TRUE
[9 empty] | #N/A | TRUE
[9 empty] | #N/A | TRUE
[9 empty] | #N/A | TRUE
[9 empty] | #N/A | TRUE
[9 empty] | #N/A | TRUE
[9 empty] | #N/A | TRUE
[9 empty] | #N/A | TRUE
[9 empty] | #N/A | TRUE
[9 empty] | #N/A | TRUE
[9 empty] | #N/A | TRUE
[9 empty] | #N/A | TRUE
[9 empty] | #N/A | TRUE
[9 empty] | #N/A | TRUE
[9 empty] | #N/A | TRUE
[9 empty] | #N/A | TRUE
[9 empty] | #N/A | TRUE
[9 empty] | #N/A | TRUE
[9 empty] | #N/A | TRUE
[9 empty] | #N/A | TRUE
[9 empty] | #N/A | TRUE
[9 empty] | #N/A | TRUE
[9 empty] | #N/A | TRUE
[9 empty] | #N/A | TRUE
[9 empty] | #N/A | TRUE
[9 empty] | #N/A | TRUE
[9 empty] | #N/A | TRUE
[9 empty] | #N/A | TRUE
[9 empty] | #N/A | TRUE
[9 empty] | #N/A | TRUE
[9 empty] | #N/A | TRUE
[9 empty] | #N/A | TRUE
[9 empty] | #N/A | TRUE
[9 empty] | #N/A | TRUE
[9 empty] | #N/A | TRUE
[9 empty] | #N/A | TRUE
[9 empty] | #N/A | TRUE
[9 empty] | #N/A | TRUE
[9 empty] | #N/A | TRUE
[9 empty] | #N/A | TRUE
[9 empty] | #N/A | TRUE
[9 empty] | #N/A | TRUE
[9 empty] | #N/A | TRUE
[9 empty] | #N/A | TRUE
[9 empty] | #N/A | TRUE
[9 empty] | #N/A | TRUE
[9 empty] | #N/A | TRUE
[9 empty] | #N/A | TRUE
[9 empty] | #N/A | TRUE
[9 empty] | #N/A | TRUE
[9 empty] | #N/A | TRUE
[9 empty] | #N/A | TRUE
[9 empty] | #N/A | TRUE
[9 empty] | #N/A | TRUE
[9 empty] | #N/A | TRUE
[9 empty] | #N/A | TRUE
[9 empty] | #N/A | TRUE
[9 empty] | #N/A | TRUE
[9 empty] | #N/A | TRUE
[9 empty] | #N/A | TRUE
[9 empty] | #N/A | TRUE
[9 empty] | #N/A | TRUE
[9 empty] | #N/A | TRUE
[9 empty] | #N/A | TRUE
[9 empty] | #N/A | TRUE
[9 empty] | #N/A | TRUE
[9 empty] | #N/A | TRUE
[9 empty] | #N/A | TRUE
[9 empty] | #N/A | TRUE
[9 empty] | #N/A | TRUE
[9 empty] | #N/A | TRUE
[9 empty] | #N/A | TRUE
[9 empty] | #N/A | TRUE
[9 empty] | #N/A | TRUE
[9 empty] | #N/A | TRUE
[9 empty] | #N/A | TRUE
[9 empty] | #N/A | TRUE
[9 empty] | #N/A | TRUE
[9 empty] | #N/A | TRUE
[9 empty] | #N/A | TRUE
[9 empty] | #N/A | TRUE
[9 empty] | #N/A | TRUE
[9 empty] | #N/A | TRUE
[9 empty] | #N/A | TRUE
[9 empty] | #N/A | TRUE
[9 empty] | #N/A | TRUE
[9 empty] | #N/A | TRUE
[9 empty] | #N/A | TRUE
[9 empty] | #N/A | TRUE
[9 empty] | #N/A | TRUE
[9 empty] | #N/A | TRUE
[9 empty] | #N/A | TRUE
[9 empty] | #N/A | TRUE
[9 empty] | #N/A | TRUE
[9 empty] | #N/A | TRUE
[9 empty] | #N/A | TRUE
[9 empty] | #N/A | TRUE
[9 empty] | #N/A | TRUE
[9 empty] | #N/A | TRUE
[9 empty] | #N/A | TRUE
[9 empty] | #N/A | TRUE
[9 empty] | #N/A | TRUE
[9 empty] | #N/A | TRUE
[9 empty] | #N/A | TRUE
[9 empty] | #N/A | TRUE
[9 empty] | #N/A | TRUE
[9 empty] | #N/A | TRUE
[9 empty] | #N/A | TRUE
[9 empty] | #N/A | TRUE
[9 empty] | #N/A | TRUE
[9 empty] | #N/A | TRUE
[9 empty] | #N/A | TRUE
[9 empty] | #N/A | TRUE
[9 empty] | #N/A | TRUE
[9 empty] | #N/A | TRUE
[9 empty] | #N/A | TRUE
[9 empty] | #N/A | TRUE
[9 empty] | #N/A | TRUE
[9 empty] | #N/A | TRUE
[9 empty] | #N/A | TRUE
[9 empty] | #N/A | TRUE
[9 empty] | #N/A | TRUE
[9 empty] | #N/A | TRUE
[9 empty] | #N/A | TRUE
[9 empty] | #N/A | TRUE
[9 empty] | #N/A | TRUE
[9 empty] | #N/A | TRUE
[9 empty] | #N/A | TRUE
[9 empty] | #N/A | TRUE
[9 empty] | #N/A | TRUE
[9 empty] | #N/A | TRUE
[9 empty] | #N/A | TRUE
[9 empty] | #N/A | TRUE
[9 empty] | #N/A | TRUE
[9 empty] | #N/A | TRUE
[9 empty] | #N/A | TRUE
[9 empty] | #N/A | TRUE
[9 empty] | #N/A | TRUE
[9 empty] | #N/A | TRUE
[9 empty] | #N/A | TRUE
[9 empty] | #N/A | TRUE
[9 empty] | #N/A | TRUE
[9 empty] | #N/A | TRUE
[9 empty] | #N/A | TRUE
[9 empty] | #N/A | TRUE
[9 empty] | #N/A | TRUE
[9 empty] | #N/A | TRUE
[9 empty] | #N/A | TRUE
[9 empty] | #N/A | TRUE
[9 empty] | #N/A | TRUE
[9 empty] | #N/A | TRUE
[9 empty] | #N/A | TRUE
[9 empty] | #N/A | TRUE
[9 empty] | #N/A | TRUE
[9 empty] | #N/A | TRUE
[9 empty] | #N/A | TRUE
[9 empty] | #N/A | TRUE
[9 empty] | #N/A | TRUE
[9 empty] | #N/A | TRUE
[9 empty] | #N/A | TRUE
[9 empty] | #N/A | TRUE
[9 empty] | #N/A | TRUE
[9 empty] | #N/A | TRUE
[9 empty] | #N/A | TRUE
[9 empty] | #N/A | TRUE
[9 empty] | #N/A | TRUE
[9 empty] | #N/A | TRUE
[9 empty] | #N/A | TRUE
[9 empty] | #N/A | TRUE
[9 empty] | #N/A | TRUE
[9 empty] | #N/A | TRUE
[9 empty] | #N/A | TRUE
[9 empty] | #N/A | TRUE
[9 empty] | #N/A | TRUE
[9 empty] | #N/A | TRUE
[9 empty] | #N/A | TRUE
[9 empty] | #N/A | TRUE
[9 empty] | #N/A | TRUE
[9 empty] | #N/A | TRUE
[9 empty] | #N/A | TRUE
[9 empty] | #N/A | TRUE
[9 empty] | #N/A | TRUE
[9 empty] | #N/A | TRUE
[9 empty] | #N/A | TRUE
[9 empty] | #N/A | TRUE
[9 empty] | #N/A | TRUE
[9 empty] | #N/A | TRUE
[9 empty] | #N/A | TRUE
[9 empty] | #N/A | TRUE
[9 empty] | #N/A | TRUE
[9 empty] | #N/A | TRUE
[9 empty] | #N/A | TRUE
[9 empty] | #N/A | TRUE
[9 empty] | #N/A | TRUE
[9 empty] | #N/A | TRUE
[9 empty] | #N/A | TRUE
[9 empty] | #N/A | TRUE
[9 empty] | #N/A | TRUE
[9 empty] | #N/A | TRUE
[9 empty] | #N/A | TRUE
[9 empty] | #N/A | TRUE
[9 empty] | #N/A | TRUE
[9 empty] | #N/A | TRUE
[9 empty] | #N/A | TRUE
[9 empty] | #N/A | TRUE
[9 empty] | #N/A | TRUE
[9 empty] | #N/A | TRUE
[9 empty] | #N/A | TRUE
[9 empty] | #N/A | TRUE
[9 empty] | #N/A | TRUE
[9 empty] | #N/A | TRUE
[9 empty] | #N/A | TRUE
[9 empty] | #N/A | TRUE
[9 empty] | #N/A | TRUE
[9 empty] | #N/A | TRUE
[9 empty] | #N/A | TRUE
[9 empty] | #N/A | TRUE
[9 empty] | #N/A | TRUE
[9 empty] | #N/A | TRUE
[9 empty] | #N/A | TRUE
[9 empty] | #N/A | TRUE
[9 empty] | #N/A | TRUE
[9 empty] | #N/A | TRUE
[9 empty] | #N/A | TRUE
[9 empty] | #N/A | TRUE
[9 empty] | #N/A | TRUE
[9 empty] | #N/A | TRUE
[9 empty] | #N/A | TRUE
[9 empty] | #N/A | TRUE
[9 empty] | #N/A | TRUE
[9 empty] | #N/A | TRUE
[9 empty] | #N/A | TRUE
[9 empty] | #N/A | TRUE
[9 empty] | #N/A | TRUE
[9 empty] | #N/A | TRUE
[9 empty] | #N/A | TRUE
[9 empty] | #N/A | TRUE
[9 empty] | #N/A | TRUE
[9 empty] | #N/A | TRUE
[9 empty] | #N/A | TRUE
[9 empty] | #N/A | TRUE
[9 empty] | #N/A | TRUE
[9 empty] | #N/A | TRUE
[9 empty] | #N/A | TRUE
[9 empty] | #N/A | TRUE
[9 empty] | #N/A | TRUE
[9 empty] | #N/A | TRUE
[9 empty] | #N/A | TRUE
[9 empty] | #N/A | TRUE
[9 empty] | #N/A | TRUE
[9 empty] | #N/A | TRUE
[9 empty] | #N/A | TRUE
[9 empty] | #N/A | TRUE
[9 empty] | #N/A | TRUE
[9 empty] | #N/A | TRUE
[9 empty] | #N/A | TRUE
[9 empty] | #N/A | TRUE
[9 empty] | #N/A | TRUE
[9 empty] | #N/A | TRUE
[9 empty] | #N/A | TRUE
[9 empty] | #N/A | TRUE
[9 empty] | #N/A | TRUE
[9 empty] | #N/A | TRUE
[9 empty] | #N/A | TRUE
[9 empty] | #N/A | TRUE
[9 empty] | #N/A | TRUE
[9 empty] | #N/A | TRUE
[9 empty] | #N/A | TRUE
[9 empty] | #N/A | TRUE
[9 empty] | #N/A | TRUE
[9 empty] | #N/A | TRUE
[9 empty] | #N/A | TRUE
[9 empty] | #N/A | TRUE
[9 empty] | #N/A | TRUE
[9 empty] | #N/A | TRUE
[9 empty] | #N/A | TRUE
[9 empty] | #N/A | TRUE
[9 empty] | #N/A | TRUE
[9 empty] | #N/A | TRUE
[9 empty] | #N/A | TRUE
[9 empty] | #N/A | TRUE
[9 empty] | #N/A | TRUE
[9 empty] | #N/A | TRUE
[9 empty] | #N/A | TRUE
[9 empty] | #N/A | TRUE
[9 empty] | #N/A | TRUE
[9 empty] | #N/A | TRUE
[9 empty] | #N/A | TRUE
[9 empty] | #N/A | TRUE
[9 empty] | #N/A | TRUE
[9 empty] | #N/A | TRUE
[9 empty] | #N/A | TRUE
[9 empty] | #N/A | TRUE
[9 empty] | #N/A | TRUE
[9 empty] | #N/A | TRUE
[9 empty] | #N/A | TRUE
[9 empty] | #N/A | TRUE
[9 empty] | #N/A | TRUE
[9 empty] | #N/A | TRUE
[9 empty] | #N/A | TRUE
[9 empty] | #N/A | TRUE
[9 empty] | #N/A | TRUE
[9 empty] | #N/A | TRUE
[9 empty] | #N/A | TRUE
[9 empty] | #N/A | TRUE
[9 empty] | #N/A | TRUE
[9 empty] | #N/A | TRUE
[9 empty] | #N/A | TRUE
[9 empty] | #N/A | TRUE
[9 empty] | #N/A | TRUE
[9 empty] | #N/A | TRUE
[9 empty] | #N/A | TRUE
[9 empty] | #N/A | TRUE
[9 empty] | #N/A | TRUE
[9 empty] | #N/A | TRUE
[9 empty] | #N/A | TRUE
[9 empty] | #N/A | TRUE
[9 empty] | #N/A | TRUE
[9 empty] | #N/A | TRUE
[9 empty] | #N/A | TRUE
[9 empty] | #N/A | TRUE
[9 empty] | #N/A | TRUE
[9 empty] | #N/A | TRUE
[9 empty] | #N/A | TRUE
[9 empty] | #N/A | TRUE
[9 empty] | #N/A | TRUE
[9 empty] | #N/A | TRUE
[9 empty] | #N/A | TRUE
[9 empty] | #N/A | TRUE
[9 empty] | #N/A | TRUE
[9 empty] | #N/A | TRUE
[9 empty] | #N/A | TRUE
[9 empty] | #N/A | TRUE
[9 empty] | #N/A | TRUE
[9 empty] | #N/A | TRUE
[9 empty] | #N/A | TRUE
[9 empty] | #N/A | TRUE
[9 empty] | #N/A | TRUE
[9 empty] | #N/A | TRUE
[9 empty] | #N/A | TRUE
[9 empty] | #N/A | TRUE
[9 empty] | #N/A | TRUE
[9 empty] | #N/A | TRUE
[9 empty] | #N/A | TRUE
[9 empty] | #N/A | TRUE
[9 empty] | #N/A | TRUE
[9 empty] | #N/A | TRUE
[9 empty] | #N/A | TRUE
[9 empty] | #N/A | TRUE
[9 empty] | #N/A | TRUE
[9 empty] | #N/A | TRUE
[9 empty] | #N/A | TRUE
[9 empty] | #N/A | TRUE
[9 empty] | #N/A | TRUE
[9 empty] | #N/A | TRUE
[9 empty] | #N/A | TRUE
[9 empty] | #N/A | TRUE
[9 empty] | #N/A | TRUE
[9 empty] | #N/A | TRUE
[9 empty] | #N/A | TRUE
[9 empty] | #N/A | TRUE
[9 empty] | #N/A | TRUE
[9 empty] | #N/A | TRUE
[9 empty] | #N/A | TRUE
[9 empty] | #N/A | TRUE
[9 empty] | #N/A | TRUE
[9 empty] | #N/A | TRUE
[9 empty] | #N/A | TRUE
[9 empty] | #N/A | TRUE
[9 empty] | #N/A | TRUE
[9 empty] | #N/A | TRUE
[9 empty] | #N/A | TRUE
[9 empty] | #N/A | TRUE
[9 empty] | #N/A | TRUE
[9 empty] | #N/A | TRUE
[9 empty] | #N/A | TRUE
[9 empty] | #N/A | TRUE
[9 empty] | #N/A | TRUE
[9 empty] | #N/A | TRUE
[9 empty] | #N/A | TRUE
[9 empty] | #N/A | TRUE
[9 empty] | #N/A | TRUE
[9 empty] | #N/A | TRUE
[9 empty] | #N/A | TRUE
[9 empty] | #N/A | TRUE
[9 empty] | #N/A | TRUE
[9 empty] | #N/A | TRUE
[9 empty] | #N/A | TRUE
[9 empty] | #N/A | TRUE
[9 empty] | #N/A | TRUE
[9 empty] | #N/A | TRUE
[9 empty] | #N/A | TRUE
[9 empty] | #N/A | TRUE
[9 empty] | #N/A | TRUE
[9 empty] | #N/A | TRUE
[9 empty] | #N/A | TRUE
[9 empty] | #N/A | TRUE
[9 empty] | #N/A | TRUE
[9 empty] | #N/A | TRUE
[9 empty] | #N/A | TRUE
[9 empty] | #N/A | TRUE
[9 empty] | #N/A | TRUE
[9 empty] | #N/A | TRUE
[9 empty] | #N/A | TRUE
[9 empty] | #N/A | TRUE
[9 empty] | #N/A | TRUE
[9 empty] | #N/A | TRUE
[9 empty] | #N/A | TRUE
[9 empty] | #N/A | TRUE
[9 empty] | #N/A | TRUE
[9 empty] | #N/A | TRUE
[9 empty] | #N/A | TRUE
[9 empty] | #N/A | TRUE
[9 empty] | #N/A | TRUE
[9 empty] | #N/A | TRUE
[9 empty] | #N/A | TRUE
[9 empty] | #N/A | TRUE
[9 empty] | #N/A | TRUE
[9 empty] | #N/A | TRUE
[9 empty] | #N/A | TRUE
[9 empty] | #N/A | TRUE
[9 empty] | #N/A | TRUE
[9 empty] | #N/A | TRUE
[9 empty] | #N/A | TRUE
[9 empty] | #N/A | TRUE
[9 empty] | #N/A | TRUE
[9 empty] | #N/A | TRUE
[9 empty] | #N/A | TRUE
[9 empty] | #N/A | TRUE
[9 empty] | #N/A | TRUE
[9 empty] | #N/A | TRUE
[9 empty] | #N/A | TRUE
[9 empty] | #N/A | TRUE
[9 empty] | #N/A | TRUE
[9 empty] | #N/A | TRUE
[9 empty] | #N/A | TRUE
[9 empty] | #N/A | TRUE
[9 empty] | #N/A | TRUE
[9 empty] | #N/A | TRUE
[9 empty] | #N/A | TRUE
[9 empty] | #N/A | TRUE
[9 empty] | #N/A | TRUE
[9 empty] | #N/A | TRUE
[9 empty] | #N/A | TRUE
[9 empty] | #N/A | TRUE
[9 empty] | #N/A | TRUE
[9 empty] | #N/A | TRUE
[9 empty] | #N/A | TRUE
[9 empty] | #N/A | TRUE
[9 empty] | #N/A | TRUE
[9 empty] | #N/A | TRUE
[9 empty] | #N/A | TRUE
[9 empty] | #N/A | TRUE
[9 empty] | #N/A | TRUE
[9 empty] | #N/A | TRUE
[9 empty] | #N/A | TRUE
[9 empty] | #N/A | TRUE
[9 empty] | #N/A | TRUE
[9 empty] | #N/A | TRUE
[9 empty] | #N/A | TRUE
[9 empty] | #N/A | TRUE
[9 empty] | #N/A | TRUE
[9 empty] | #N/A | TRUE
[9 empty] | #N/A | TRUE
[9 empty] | #N/A | TRUE
[9 empty] | #N/A | TRUE
[9 empty] | #N/A | TRUE
[9 empty] | #N/A | TRUE
[9 empty] | #N/A | TRUE
[9 empty] | #N/A | TRUE
[9 empty] | #N/A | TRUE
[9 empty] | #N/A | TRUE
[9 empty] | #N/A | TRUE
[9 empty] | #N/A | TRUE
[9 empty] | #N/A | TRUE
[9 empty] | #N/A | TRUE
[9 empty] | #N/A | TRUE
[9 empty] | #N/A | TRUE
[9 empty] | #N/A | TRUE
[9 empty] | #N/A | TRUE
[9 empty] | #N/A | TRUE
[9 empty] | #N/A | TRUE
[9 empty] | #N/A | TRUE
[9 empty] | #N/A | TRUE
[9 empty] | #N/A | TRUE
[9 empty] | #N/A | TRUE
[9 empty] | #N/A | TRUE
[9 empty] | #N/A | TRUE
[9 empty] | #N/A | TRUE
[9 empty] | #N/A | TRUE
[9 empty] | #N/A | TRUE
[9 empty] | #N/A | TRUE
[9 empty] | #N/A | TRUE
[9 empty] | #N/A | TRUE
[9 empty] | #N/A | TRUE
[9 empty] | #N/A | TRUE
[9 empty] | #N/A | TRUE
[9 empty] | #N/A | TRUE
[9 empty] | #N/A | TRUE
[9 empty] | #N/A | TRUE
[9 empty] | #N/A | TRUE
[9 empty] | #N/A | TRUE
[9 empty] | #N/A | TRUE
[9 empty] | #N/A | TRUE
[9 empty] | #N/A | TRUE
[9 empty] | #N/A | TRUE
[9 empty] | #N/A | TRUE
[9 empty] | #N/A | TRUE
[9 empty] | #N/A | TRUE
[9 empty] | #N/A | TRUE
[9 empty] | #N/A | TRUE
[9 empty] | #N/A | TRUE
[9 empty] | #N/A | TRUE
[9 empty] | #N/A | TRUE
[9 empty] | #N/A | TRUE
[9 empty] | #N/A | TRUE
[9 empty] | #N/A | TRUE
[9 empty] | #N/A | TRUE
[9 empty] | #N/A | TRUE
[9 empty] | #N/A | TRUE
[9 empty] | #N/A | TRUE
[9 empty] | #N/A | TRUE
[9 empty] | #N/A | TRUE
[9 empty] | #N/A | TRUE
[9 empty] | #N/A | TRUE
[9 empty] | #N/A | TRUE
[9 empty] | #N/A | TRUE
[9 empty] | #N/A | TRUE
[9 empty] | #N/A | TRUE
[9 empty] | #N/A | TRUE
[9 empty] | #N/A | TRUE
[9 empty] | #N/A | TRUE
[9 empty] | #N/A | TRUE
[9 empty] | #N/A | TRUE
[9 empty] | #N/A | TRUE
[9 empty] | #N/A | TRUE
[9 empty] | #N/A | TRUE
[9 empty] | #N/A | TRUE
[9 empty] | #N/A | TRUE
[9 empty] | #N/A | TRUE
[9 empty] | #N/A | TRUE
[9 empty] | #N/A | TRUE
[9 empty] | #N/A | TRUE
[9 empty] | #N/A | TRUE
[9 empty] | #N/A | TRUE
[9 empty] | #N/A | TRUE
[9 empty] | #N/A | TRUE
[9 empty] | #N/A | TRUE
[9 empty] | #N/A | TRUE
[9 empty] | #N/A | TRUE
[9 empty] | #N/A | TRUE
[9 empty] | #N/A | TRUE
[9 empty] | #N/A | TRUE
[9 empty] | #N/A | TRUE
[9 empty] | #N/A | TRUE
[9 empty] | #N/A | TRUE
[9 empty] | #N/A | TRUE
[9 empty] | #N/A | TRUE
[9 empty] | #N/A | TRUE
[9 empty] | #N/A | TRUE
[9 empty] | #N/A | TRUE
[9 empty] | #N/A | TRUE
[9 empty] | #N/A | TRUE
[9 empty] | #N/A | TRUE
[9 empty] | #N/A | TRUE
[9 empty] | #N/A | TRUE
[9 empty] | #N/A | TRUE
[9 empty] | #N/A | TRUE
[9 empty] | #N/A | TRUE
[9 empty] | #N/A | TRUE
[9 empty] | #N/A | TRUE
[9 empty] | #N/A | TRUE
[9 empty] | #N/A | TRUE
[9 empty] | #N/A | TRUE
[9 empty] | #N/A | TRUE
[9 empty] | #N/A | TRUE
[9 empty] | #N/A | TRUE
[9 empty] | #N/A | TRUE
[9 empty] | #N/A | TRUE
[9 empty] | #N/A | TRUE
[9 empty] | #N/A | TRUE
[9 empty] | #N/A | TRUE
[9 empty] | #N/A | TRUE
[9 empty] | #N/A | TRUE
[9 empty] | #N/A | TRUE
[9 empty] | #N/A | TRUE
[9 empty] | #N/A | TRUE
[9 empty] | #N/A | TRUE
[9 empty] | #N/A | TRUE
[9 empty] | #N/A | TRUE
[9 empty] | #N/A | TRUE
[9 empty] | #N/A | TRUE
[9 empty] | #N/A | TRUE
[9 empty] | #N/A | TRUE
[9 empty] | #N/A | TRUE
[9 empty] | #N/A | TRUE
[9 empty] | #N/A | TRUE
[9 empty] | #N/A | TRUE
[9 empty] | #N/A | TRUE
[9 empty] | #N/A | TRUE
[9 empty] | #N/A | TRUE
[9 empty] | #N/A | TRUE
[9 empty] | #N/A | TRUE
[9 empty] | #N/A | TRUE
[9 empty] | #N/A | TRUE
[9 empty] | #N/A | TRUE
[9 empty] | #N/A | TRUE
[9 empty] | #N/A | TRUE
[9 empty] | #N/A | TRUE
[9 empty] | #N/A | TRUE
[9 empty] | #N/A | TRUE
[9 empty] | #N/A | TRUE
[9 empty] | #N/A | TRUE
[9 empty] | #N/A | TRUE
[9 empty] | #N/A | TRUE
[9 empty] | #N/A | TRUE
[9 empty] | #N/A | TRUE
[9 empty] | #N/A | TRUE
[9 empty] | #N/A | TRUE
[9 empty] | #N/A | TRUE
[9 empty] | #N/A | TRUE
[9 empty] | #N/A | TRUE
[9 empty] | #N/A | TRUE
[9 empty] | #N/A | TRUE
[9 empty] | #N/A | TRUE
[9 empty] | #N/A | TRUE
[9 empty] | #N/A | TRUE
[9 empty] | #N/A | TRUE
[9 empty] | #N/A | TRUE
[9 empty] | #N/A | TRUE
[9 empty] | #N/A | TRUE
[9 empty] | #N/A | TRUE
[9 empty] | #N/A | TRUE
[9 empty] | #N/A | TRUE
[9 empty] | #N/A | TRUE
[9 empty] | #N/A | TRUE
[9 empty] | #N/A | TRUE
[9 empty] | #N/A | TRUE
[9 empty] | #N/A | TRUE
[9 empty] | #N/A | TRUE
[9 empty] | #N/A | TRUE
[9 empty] | #N/A | TRUE
[9 empty] | #N/A | TRUE
[9 empty] | #N/A | TRUE
[9 empty] | #N/A | TRUE
[9 empty] | #N/A | TRUE
[9 empty] | #N/A | TRUE
[9 empty] | #N/A | TRUE
[9 empty] | #N/A | TRUE
[9 empty] | #N/A | TRUE
[9 empty] | #N/A | TRUE
[9 empty] | #N/A | TRUE
[9 empty] | #N/A | TRUE
[9 empty] | #N/A | TRUE
[9 empty] | #N/A | TRUE
[9 empty] | #N/A | TRUE
[9 empty] | #N/A | TRUE
[9 empty] | #N/A | TRUE
[9 empty] | #N/A | TRUE
[9 empty] | #N/A | TRUE
[9 empty] | #N/A | TRUE
[9 empty] | #N/A | TRUE
[9 empty] | #N/A | TRUE
[9 empty] | #N/A | TRUE
[9 empty] | #N/A | TRUE
[9 empty] | #N/A | TRUE
[9 empty] | #N/A | TRUE
[9 empty] | #N/A | TRUE
[9 empty] | #N/A | TRUE
[9 empty] | #N/A | TRUE
[9 empty] | #N/A | TRUE
[9 empty] | #N/A | TRUE
[9 empty] | #N/A | TRUE
[9 empty] | #N/A | TRUE
[9 empty] | #N/A | TRUE
[9 empty] | #N/A | TRUE
[9 empty] | #N/A | TRUE
[9 empty] | #N/A | TRUE
[9 empty] | #N/A | TRUE
[9 empty] | #N/A | TRUE
[9 empty] | #N/A | TRUE
[9 empty] | #N/A | TRUE
[9 empty] | #N/A | TRUE
[9 empty] | #N/A | TRUE
[9 empty] | #N/A | TRUE
[9 empty] | #N/A | TRUE
[9 empty] | #N/A | TRUE
[9 empty] | #N/A | TRUE
[9 empty] | #N/A | TRUE
[9 empty] | #N/A | TRUE
[9 empty] | #N/A | TRUE
[9 empty] | #N/A | TRUE
[9 empty] | #N/A | TRUE
[9 empty] | #N/A | TRUE
[9 empty] | #N/A | TRUE
[9 empty] | #N/A | TRUE
[9 empty] | #N/A | TRUE
[9 empty] | #N/A | TRUE
[9 empty] | #N/A | TRUE
[9 empty] | #N/A | TRUE
[9 empty] | #N/A | TRUE
[9 empty] | #N/A | TRUE
[9 empty] | #N/A | TRUE
[9 empty] | #N/A | TRUE
[9 empty] | #N/A | TRUE
[9 empty] | #N/A | TRUE
[9 empty] | #N/A | TRUE
[9 empty] | #N/A | TRUE
[9 empty] | #N/A | TRUE
[9 empty] | #N/A | TRUE
[9 empty] | #N/A | TRUE
[9 empty] | #N/A | TRUE
[9 empty] | #N/A | TRUE
[9 empty] | #N/A | TRUE
[9 empty] | #N/A | TRUE
[9 empty] | #N/A | TRUE
[9 empty] | #N/A | TRUE
[9 empty] | #N/A | TRUE
[9 empty] | #N/A | TRUE
[9 empty] | #N/A | TRUE
[9 empty] | #N/A | TRUE
[9 empty] | #N/A | TRUE
[9 empty] | #N/A | TRUE
[9 empty] | #N/A | TRUE
[9 empty] | #N/A | TRUE
[9 empty] | #N/A | TRUE
[9 empty] | #N/A | TRUE
[9 empty] | #N/A | TRUE
[9 empty] | #N/A | TRUE
[9 empty] | #N/A | TRUE
[9 empty] | #N/A | TRUE
[9 empty] | #N/A | TRUE
[9 empty] | #N/A | TRUE
[9 empty] | #N/A | TRUE
[9 empty] | #N/A | TRUE
[9 empty] | #N/A | TRUE
[9 empty] | #N/A | TRUE
[9 empty] | #N/A | TRUE
[9 empty] | #N/A | TRUE
[9 empty] | #N/A | TRUE
[9 empty] | #N/A | TRUE
[9 empty] | #N/A | TRUE
[9 empty] | #N/A | TRUE
[9 empty] | #N/A | TRUE
[9 empty] | #N/A | TRUE
[9 empty] | #N/A | TRUE
[9 empty] | #N/A | TRUE
[9 empty] | #N/A | TRUE
[9 empty] | #N/A | TRUE
[9 empty] | #N/A | TRUE
[9 empty] | #N/A | TRUE
[9 empty] | #N/A | TRUE
[9 empty] | #N/A | TRUE
[9 empty] | #N/A | TRUE
[9 empty] | #N/A | TRUE
[9 empty] | #N/A | TRUE
[9 empty] | #N/A | TRUE
[9 empty] | #N/A | TRUE
[9 empty] | #N/A | TRUE
[9 empty] | #N/A | TRUE
[9 empty] | #N/A | TRUE
[9 empty] | #N/A | TRUE
[9 empty] | #N/A | TRUE
[9 empty] | #N/A | TRUE
[9 empty] | #N/A | TRUE
[9 empty] | #N/A | TRUE
[9 empty] | #N/A | TRUE
[9 empty] | #N/A | TRUE
[9 empty] | #N/A | TRUE
[9 empty] | #N/A | TRUE
[9 empty] | #N/A | TRUE
[9 empty] | #N/A | TRUE
[9 empty] | #N/A | TRUE
[9 empty] | #N/A | TRUE
[9 empty] | #N/A | TRUE
[9 empty] | #N/A | TRUE
[9 empty] | #N/A | TRUE
[9 empty] | #N/A | TRUE
[9 empty] | #N/A | TRUE
[9 empty] | #N/A | TRUE
[9 empty] | #N/A | TRUE
[9 empty] | #N/A | TRUE
[9 empty] | #N/A | TRUE
[9 empty] | #N/A | TRUE
[9 empty] | #N/A | TRUE
[9 empty] | #N/A | TRUE
[9 empty] | #N/A | TRUE
[9 empty] | #N/A | TRUE
[9 empty] | #N/A | TRUE
[9 empty] | #N/A | TRUE
[9 empty] | #N/A | TRUE
[9 empty] | #N/A | TRUE
[9 empty] | #N/A | TRUE
[9 empty] | #N/A | TRUE
[9 empty] | #N/A | TRUE
[9 empty] | #N/A | TRUE
[9 empty] | #N/A | TRUE
[9 empty] | #N/A | TRUE
[9 empty] | #N/A | TRUE
[9 empty] | #N/A | TRUE
[9 empty] | #N/A | TRUE
[9 empty] | #N/A | TRUE
[9 empty] | #N/A | TRUE
[9 empty] | #N/A | TRUE
[9 empty] | #N/A | TRUE
[9 empty] | #N/A | TRUE
[9 empty] | #N/A | TRUE
[9 empty] | #N/A | TRUE
[9 empty] | #N/A | TRUE
[9 empty] | #N/A | TRUE
[9 empty] | #N/A | TRUE
[9 empty] | #N/A | TRUE
[9 empty] | #N/A | TRUE
[9 empty] | #N/A | TRUE
[9 empty] | #N/A | TRUE
[9 empty] | #N/A | TRUE
[9 empty] | #N/A | TRUE
[9 empty] | #N/A | TRUE
[9 empty] | #N/A | TRUE
[9 empty] | #N/A | TRUE
[9 empty] | #N/A | TRUE
[9 empty] | #N/A | TRUE
[9 empty] | #N/A | TRUE
[9 empty] | #N/A | TRUE
[9 empty] | #N/A | TRUE
[9 empty] | #N/A | TRUE
[9 empty] | #N/A | TRUE
[9 empty] | #N/A | TRUE
[9 empty] | #N/A | TRUE
[9 empty] | #N/A | TRUE
[9 empty] | #N/A | TRUE
[9 empty] | #N/A | TRUE
[9 empty] | #N/A | TRUE
[9 empty] | #N/A | TRUE
[9 empty] | #N/A | TRUE
[9 empty] | #N/A | TRUE
[9 empty] | #N/A | TRUE
[9 empty] | #N/A | TRUE
[9 empty] | #N/A | TRUE
[9 empty] | #N/A | TRUE
[9 empty] | #N/A | TRUE
[9 empty] | #N/A | TRUE
[9 empty] | #N/A | TRUE
[9 empty] | #N/A | TRUE
[9 empty] | #N/A | TRUE
[9 empty] | #N/A | TRUE
[9 empty] | #N/A | TRUE
[9 empty] | #N/A | TRUE
[9 empty] | #N/A | TRUE
[9 empty] | #N/A | TRUE
[9 empty] | #N/A | TRUE
[9 empty] | #N/A | TRUE
[9 empty] | #N/A | TRUE
[9 empty] | #N/A | TRUE
[9 empty] | #N/A | TRUE
[9 empty] | #N/A | TRUE
[9 empty] | #N/A | TRUE
[9 empty] | #N/A | TRUE
[9 empty] | #N/A | TRUE
[9 empty] | #N/A | TRUE
[9 empty] | #N/A | TRUE
[9 empty] | #N/A | TRUE
[9 empty] | #N/A | TRUE
[9 empty] | #N/A | TRUE
[9 empty] | #N/A | TRUE
[9 empty] | #N/A | TRUE
[9 empty] | #N/A | TRUE
[9 empty] | #N/A | TRUE
[9 empty] | #N/A | TRUE
[9 empty] | #N/A | TRUE
[9 empty] | #N/A | TRUE
[9 empty] | #N/A | TRUE
[9 empty] | #N/A | TRUE
[9 empty] | #N/A | TRUE
[9 empty] | #N/A | TRUE
[9 empty] | #N/A | TRUE
[9 empty] | #N/A | TRUE
[9 empty] | #N/A | TRUE
[9 empty] | #N/A | TRUE
[9 empty] | #N/A | TRUE
[9 empty] | #N/A | TRUE
[9 empty] | #N/A | TRUE
[9 empty] | #N/A | TRUE
[9 empty] | #N/A | TRUE
[9 empty] | #N/A | TRUE
[9 empty] | #N/A | TRUE
[9 empty] | #N/A | TRUE
[9 empty] | #N/A | TRUE
[9 empty] | #N/A | TRUE
[9 empty] | #N/A | TRUE
[9 empty] | #N/A | TRUE
[9 empty] | #N/A | TRUE
[9 empty] | #N/A | TRUE
[9 empty] | #N/A | TRUE
[9 empty] | #N/A | TRUE
[9 empty] | #N/A | TRUE
[9 empty] | #N/A | TRUE
[9 empty] | #N/A | TRUE
[9 empty] | #N/A | TRUE
[9 empty] | #N/A | TRUE
[9 empty] | #N/A | TRUE
[9 empty] | #N/A | TRUE
[9 empty] | #N/A | TRUE
[9 empty] | #N/A | TRUE
[9 empty] | #N/A | TRUE
[9 empty] | #N/A | TRUE
[9 empty] | #N/A | TRUE
[9 empty] | #N/A | TRUE
[9 empty] | #N/A | TRUE
[9 empty] | #N/A | TRUE
[9 empty] | #N/A | TRUE
[9 empty] | #N/A | TRUE
[9 empty] | #N/A | TRUE
[9 empty] | #N/A | TRUE
[9 empty] | #N/A | TRUE
[9 empty] | #N/A | TRUE
[9 empty] | #N/A | TRUE
[9 empty] | #N/A | TRUE
[9 empty] | #N/A | TRUE
[9 empty] | #N/A | TRUE
[9 empty] | #N/A | TRUE
[9 empty] | #N/A | TRUE
[9 empty] | #N/A | TRUE
[9 empty] | #N/A | TRUE
[9 empty] | #N/A | TRUE
[9 empty] | #N/A | TRUE
[9 empty] | #N/A | TRUE
[9 empty] | #N/A | TRUE
[9 empty] | #N/A | TRUE
[9 empty] | #N/A | TRUE
[9 empty] | #N/A | TRUE
[9 empty] | #N/A | TRUE
[9 empty] | #N/A | TRUE
[9 empty] | #N/A | TRUE
[9 empty] | #N/A | TRUE
[9 empty] | #N/A | TRUE
[9 empty] | #N/A | TRUE
[9 empty] | #N/A | TRUE
[9 empty] | #N/A | TRUE
[9 empty] | #N/A | TRUE
[9 empty] | #N/A | TRUE
[9 empty] | #N/A | TRUE
[9 empty] | #N/A | TRUE
[9 empty] | #N/A | TRUE
[9 empty] | #N/A | TRUE
[9 empty] | #N/A | TRUE
[9 empty] | #N/A | TRUE
[9 empty] | #N/A | TRUE
[9 empty] | #N/A | TRUE
[9 empty] | #N/A | TRUE
[9 empty] | #N/A | TRUE
[9 empty] | #N/A | TRUE
[9 empty] | #N/A | TRUE
[9 empty] | #N/A | TRUE
[9 empty] | #N/A | TRUE
[9 empty] | #N/A | TRUE
[9 empty] | #N/A | TRUE
[9 empty] | #N/A | TRUE
[9 empty] | #N/A | TRUE
[9 empty] | #N/A | TRUE
[9 empty] | #N/A | TRUE
[9 empty] | #N/A | TRUE
[9 empty] | #N/A | TRUE
[9 empty] | #N/A | TRUE
[9 empty] | #N/A | TRUE
[9 empty] | #N/A | TRUE
[9 empty] | #N/A | TRUE
[9 empty] | #N/A | TRUE
[9 empty] | #N/A | TRUE
[9 empty] | #N/A | TRUE
[9 empty] | #N/A | TRUE
[9 empty] | #N/A | TRUE
[9 empty] | #N/A | TRUE
[9 empty] | #N/A | TRUE
[9 empty] | #N/A | TRUE
[9 empty] | #N/A | TRUE
[9 empty] | #N/A | TRUE
[9 empty] | #N/A | TRUE
[9 empty] | #N/A | TRUE
[9 empty] | #N/A | TRUE
[9 empty] | #N/A | TRUE
[9 empty] | #N/A | TRUE
[9 empty] | #N/A | TRUE
[9 empty] | #N/A | TRUE
[9 empty] | #N/A | TRUE
[9 empty] | #N/A | TRUE
[9 empty] | #N/A | TRUE
[9 empty] | #N/A | TRUE
[9 empty] | #N/A | TRUE
[9 empty] | #N/A | TRUE
[9 empty] | #N/A | TRUE
[9 empty] | #N/A | TRUE
[9 empty] | #N/A | TRUE
[9 empty] | #N/A | TRUE
[9 empty] | #N/A | TRUE
[9 empty] | #N/A | TRUE
[9 empty] | #N/A | TRUE
[9 empty] | #N/A | TRUE
[9 empty] | #N/A | TRUE
[9 empty] | #N/A | TRUE
[9 empty] | #N/A | TRUE
[9 empty] | #N/A | TRUE
[9 empty] | #N/A | TRUE
[9 empty] | #N/A | TRUE
[9 empty] | #N/A | TRUE
[9 empty] | #N/A | TRUE
[9 empty] | #N/A | TRUE
[9 empty] | #N/A | TRUE
[9 empty] | #N/A | TRUE
[9 empty] | #N/A | TRUE
[9 empty] | #N/A | TRUE
[9 empty] | #N/A | TRUE
[9 empty] | #N/A | TRUE
[9 empty] | #N/A | TRUE
[9 empty] | #N/A | TRUE
[9 empty] | #N/A | TRUE
[9 empty] | #N/A | TRUE
[9 empty] | #N/A | TRUE
[9 empty] | #N/A | TRUE
[9 empty] | #N/A | TRUE
[9 empty] | #N/A | TRUE
[9 empty] | #N/A | TRUE
[9 empty] | #N/A | TRUE
[9 empty] | #N/A | TRUE
[9 empty] | #N/A | TRUE
[9 empty] | #N/A | TRUE
[9 empty] | #N/A | TRUE
[9 empty] | #N/A | TRUE
[9 empty] | #N/A | TRUE
[9 empty] | #N/A | TRUE
[9 empty] | #N/A | TRUE
[9 empty] | #N/A | TRUE
[9 empty] | #N/A | TRUE
[9 empty] | #N/A | TRUE
[9 empty] | #N/A | TRUE
[9 empty] | #N/A | TRUE
[9 empty] | #N/A | TRUE
[9 empty] | #N/A | TRUE
[9 empty] | #N/A | TRUE
[9 empty] | #N/A | TRUE
[9 empty] | #N/A | TRUE
[9 empty] | #N/A | TRUE
[9 empty] | #N/A | TRUE
[9 empty] | #N/A | TRUE
[9 empty] | #N/A | TRUE
[9 empty] | #N/A | TRUE
[9 empty] | #N/A | TRUE
[9 empty] | #N/A | TRUE
[9 empty] | #N/A | TRUE
[9 empty] | #N/A | TRUE
[9 empty] | #N/A | TRUE
[9 empty] | #N/A | TRUE
[9 empty] | #N/A | TRUE
[9 empty] | #N/A | TRUE
[9 empty] | #N/A | TRUE
[9 empty] | #N/A | TRUE
[9 empty] | #N/A | TRUE
[9 empty] | #N/A | TRUE
[9 empty] | #N/A | TRUE
[9 empty] | #N/A | TRUE
[9 empty] | #N/A | TRUE
[9 empty] | #N/A | TRUE
[9 empty] | #N/A | TRUE
[9 empty] | #N/A | TRUE
[9 empty] | #N/A | TRUE
[9 empty] | #N/A | TRUE
[9 empty] | #N/A | TRUE
[9 empty] | #N/A | TRUE
[9 empty] | #N/A | TRUE
[9 empty] | #N/A | TRUE
[9 empty] | #N/A | TRUE
[9 empty] | #N/A | TRUE
[9 empty] | #N/A | TRUE
[9 empty] | #N/A | TRUE
[9 empty] | #N/A | TRUE
[9 empty] | #N/A | TRUE
[9 empty] | #N/A | TRUE
[9 empty] | #N/A | TRUE
[9 empty] | #N/A | TRUE
[9 empty] | #N/A | TRUE
[9 empty] | #N/A | TRUE
[9 empty] | #N/A | TRUE
[9 empty] | #N/A | TRUE
[9 empty] | #N/A | TRUE
[9 empty] | #N/A | TRUE
[9 empty] | #N/A | TRUE
[9 empty] | #N/A | TRUE
[9 empty] | #N/A | TRUE
[9 empty] | #N/A | TRUE
[9 empty] | #N/A | TRUE
[9 empty] | #N/A | TRUE
[9 empty] | #N/A | TRUE
[9 empty] | #N/A | TRUE
[9 empty] | #N/A | TRUE
[9 empty] | #N/A | TRUE
[9 empty] | #N/A | TRUE
[9 empty] | #N/A | TRUE
[9 empty] | #N/A | TRUE
[9 empty] | #N/A | TRUE
[9 empty] | #N/A | TRUE
[9 empty] | #N/A | TRUE
[9 empty] | #N/A | TRUE
[9 empty] | #N/A | TRUE
[9 empty] | #N/A | TRUE
[9 empty] | #N/A | TRUE
[9 empty] | #N/A | TRUE
[9 empty] | #N/A | TRUE
[9 empty] | #N/A | TRUE
[9 empty] | #N/A | TRUE
[9 empty] | #N/A | TRUE
[9 empty] | #N/A | TRUE
[9 empty] | #N/A | TRUE
[9 empty] | #N/A | TRUE
[9 empty] | #N/A | TRUE
[9 empty] | #N/A | TRUE
[9 empty] | #N/A | TRUE
[9 empty] | #N/A | TRUE
[9 empty] | #N/A | TRUE
[9 empty] | #N/A | TRUE
[9 empty] | #N/A | TRUE
[9 empty] | #N/A | TRUE
[9 empty] | #N/A | TRUE
[9 empty] | #N/A | TRUE
[9 empty] | #N/A | TRUE
[9 empty] | #N/A | TRUE
[9 empty] | #N/A | TRUE
[9 empty] | #N/A | TRUE
[9 empty] | #N/A | TRUE
[9 empty] | #N/A | TRUE
[9 empty] | #N/A | TRUE
[9 empty] | #N/A | TRUE
[9 empty] | #N/A | TRUE
[9 empty] | #N/A | TRUE
[9 empty] | #N/A | TRUE
[9 empty] | #N/A | TRUE
[9 empty] | #N/A | TRUE
[9 empty] | #N/A | TRUE
[9 empty] | #N/A | TRUE
[9 empty] | #N/A | TRUE
[9 empty] | #N/A | TRUE
[9 empty] | #N/A | TRUE
[9 empty] | #N/A | TRUE
[9 empty] | #N/A | TRUE
[9 empty] | #N/A | TRUE
[9 empty] | #N/A | TRUE
[9 empty] | #N/A | TRUE
[9 empty] | #N/A | TRUE
[9 empty] | #N/A | TRUE
[9 empty] | #N/A | TRUE
[9 empty] | #N/A | TRUE
[9 empty] | #N/A | TRUE
[9 empty] | #N/A | TRUE
[9 empty] | #N/A | TRUE
[9 empty] | #N/A | TRUE
[9 empty] | #N/A | TRUE
[9 empty] | #N/A | TRUE
[9 empty] | #N/A | TRUE
[9 empty] | #N/A | TRUE
[9 empty] | #N/A | TRUE
[9 empty] | #N/A | TRUE
[9 empty] | #N/A | TRUE
[9 empty] | #N/A | TRUE
[9 empty] | #N/A | TRUE
[9 empty] | #N/A | TRUE
[9 empty] | #N/A | TRUE
[9 empty] | #N/A | TRUE
[9 empty] | #N/A | TRUE
[9 empty] | #N/A | TRUE
[9 empty] | #N/A | TRUE
[9 empty] | #N/A | TRUE
[9 empty] | #N/A | TRUE
[9 empty] | #N/A | TRUE
[9 empty] | #N/A | TRUE
[9 empty] | #N/A | TRUE
[9 empty] | #N/A | TRUE
[9 empty] | #N/A | TRUE
[9 empty] | #N/A | TRUE
[9 empty] | #N/A | TRUE
[9 empty] | #N/A | TRUE
[9 empty] | #N/A | TRUE
[9 empty] | #N/A | TRUE
[9 empty] | #N/A | TRUE
[9 empty] | #N/A | TRUE
[9 empty] | #N/A | TRUE
[9 empty] | #N/A | TRUE
[9 empty] | #N/A | TRUE
[9 empty] | #N/A | TRUE
[9 empty] | #N/A | TRUE
[9 empty] | #N/A | TRUE
[9 empty] | #N/A | TRUE
[9 empty] | #N/A | TRUE
[9 empty] | #N/A | TRUE
[9 empty] | #N/A | TRUE
[9 empty] | #N/A | TRUE
[9 empty] | #N/A | TRUE
[9 empty] | #N/A | TRUE
[9 empty] | #N/A | TRUE
[9 empty] | #N/A | TRUE
[9 empty] | #N/A | TRUE
[9 empty] | #N/A | TRUE
[9 empty] | #N/A | TRUE
[9 empty] | #N/A | TRUE
[9 empty] | #N/A | TRUE
[9 empty] | #N/A | TRUE
[9 empty] | #N/A | TRUE
[9 empty] | #N/A | TRUE
[9 empty] | #N/A | TRUE
[9 empty] | #N/A | TRUE
[9 empty] | #N/A | TRUE
[9 empty] | #N/A | TRUE
[9 empty] | #N/A | TRUE
[9 empty] | #N/A | TRUE
[9 empty] | #N/A | TRUE
[9 empty] | #N/A | TRUE
[9 empty] | #N/A | TRUE
[9 empty] | #N/A | TRUE
[9 empty] | #N/A | TRUE
[9 empty] | #N/A | TRUE
[9 empty] | #N/A | TRUE
[9 empty] | #N/A | TRUE
[9 empty] | #N/A | TRUE
[9 empty] | #N/A | TRUE
[9 empty] | #N/A | TRUE
[9 empty] | #N/A | TRUE
[9 empty] | #N/A | TRUE
[9 empty] | #N/A | TRUE
[9 empty] | #N/A | TRUE
[9 empty] | #N/A | TRUE
[9 empty] | #N/A | TRUE
[9 empty] | #N/A | TRUE
[9 empty] | #N/A | TRUE
[9 empty] | #N/A | TRUE
[9 empty] | #N/A | TRUE
[9 empty] | #N/A | TRUE
[9 empty] | #N/A | TRUE
[9 empty] | #N/A | TRUE
[9 empty] | #N/A | TRUE
[9 empty] | #N/A | TRUE
[9 empty] | #N/A | TRUE
[9 empty] | #N/A | TRUE
[9 empty] | #N/A | TRUE
[9 empty] | #N/A | TRUE
[9 empty] | #N/A | TRUE
[9 empty] | #N/A | TRUE
[9 empty] | #N/A | TRUE
[9 empty] | #N/A | TRUE
[9 empty] | #N/A | TRUE
[9 empty] | #N/A | TRUE
[9 empty] | #N/A | TRUE
[9 empty] | #N/A | TRUE
[9 empty] | #N/A | TRUE
[9 empty] | #N/A | TRUE
[9 empty] | #N/A | TRUE
[9 empty] | #N/A | TRUE
[9 empty] | #N/A | TRUE
[9 empty] | #N/A | TRUE
[9 empty] | #N/A | TRUE
[9 empty] | #N/A | TRUE
[9 empty] | #N/A | TRUE
[9 empty] | #N/A | TRUE
[9 empty] | #N/A | TRUE
[9 empty] | #N/A | TRUE
[9 empty] | #N/A | TRUE
[9 empty] | #N/A | TRUE
[9 empty] | #N/A | TRUE
[9 empty] | #N/A | TRUE
[9 empty] | #N/A | TRUE
[9 empty] | #N/A | TRUE
[9 empty] | #N/A | TRUE
[9 empty] | #N/A | TRUE
[9 empty] | #N/A | TRUE
[9 empty] | #N/A | TRUE
[9 empty] | #N/A | TRUE
[9 empty] | #N/A | TRUE
[9 empty] | #N/A | TRUE
[9 empty] | #N/A | TRUE
[9 empty] | #N/A | TRUE
[9 empty] | #N/A | TRUE
[9 empty] | #N/A | TRUE
[9 empty] | #N/A | TRUE
[9 empty] | #N/A | TRUE
[9 empty] | #N/A | TRUE
[9 empty] | #N/A | TRUE
[9 empty] | #N/A | TRUE
[9 empty] | #N/A | TRUE
[9 empty] | #N/A | TRUE
[9 empty] | #N/A | TRUE
[9 empty] | #N/A | TRUE
[9 empty] | #N/A | TRUE
[9 empty] | #N/A | TRUE
[9 empty] | #N/A | TRUE
[9 empty] | #N/A | TRUE
[9 empty] | #N/A | TRUE
[9 empty] | #N/A | TRUE
[9 empty] | #N/A | TRUE
[9 empty] | #N/A | TRUE
[9 empty] | #N/A | TRUE
[9 empty] | #N/A | TRUE
[9 empty] | #N/A | TRUE
[9 empty] | #N/A | TRUE
[9 empty] | #N/A | TRUE
[9 empty] | #N/A | TRUE
[9 empty] | #N/A | TRUE
[9 empty] | #N/A | TRUE
[9 empty] | #N/A | TRUE
[9 empty] | #N/A | TRUE
[9 empty] | #N/A | TRUE
[9 empty] | #N/A | TRUE
[9 empty] | #N/A | TRUE
[9 empty] | #N/A | TRUE
[9 empty] | #N/A | TRUE
[9 empty] | #N/A | TRUE
[9 empty] | #N/A | TRUE
[9 empty] | #N/A | TRUE
[9 empty] | #N/A | TRUE
[9 empty] | #N/A | TRUE
[9 empty] | #N/A | TRUE
[9 empty] | #N/A | TRUE
[9 empty] | #N/A | TRUE
[9 empty] | #N/A | TRUE
[9 empty] | #N/A | TRUE
[9 empty] | #N/A | TRUE
[9 empty] | #N/A | TRUE
[9 empty] | #N/A | TRUE
[9 empty] | #N/A | TRUE
[9 empty] | #N/A | TRUE
[9 empty] | #N/A | TRUE
[9 empty] | #N/A | TRUE
[9 empty] | #N/A | TRUE
[9 empty] | #N/A | TRUE
[9 empty] | #N/A | TRUE
[9 empty] | #N/A | TRUE
[9 empty] | #N/A | TRUE
[9 empty] | #N/A | TRUE
[9 empty] | #N/A | TRUE
[9 empty] | #N/A | TRUE
[9 empty] | #N/A | TRUE
[9 empty] | #N/A | TRUE
[9 empty] | #N/A | TRUE
[9 empty] | #N/A | TRUE
[9 empty] | #N/A | TRUE
[9 empty] | #N/A | TRUE
[9 empty] | #N/A | TRUE
[9 empty] | #N/A | TRUE
[9 empty] | #N/A | TRUE
[9 empty] | #N/A | TRUE
[9 empty] | #N/A | TRUE
[9 empty] | #N/A | TRUE
[9 empty] | #N/A | TRUE
[9 empty] | #N/A | TRUE
[9 empty] | #N/A | TRUE
[9 empty] | #N/A | TRUE
[9 empty] | #N/A | TRUE
[9 empty] | #N/A | TRUE
[9 empty] | #N/A | TRUE
[9 empty] | #N/A | TRUE
[9 empty] | #N/A | TRUE
[9 empty] | #N/A | TRUE
[9 empty] | #N/A | TRUE
[9 empty] | #N/A | TRUE
[9 empty] | #N/A | TRUE
[9 empty] | #N/A | TRUE
[9 empty] | #N/A | TRUE
[9 empty] | #N/A | TRUE
[9 empty] | #N/A | TRUE
[9 empty] | #N/A | TRUE
[9 empty] | #N/A | TRUE
[9 empty] | #N/A | TRUE
[9 empty] | #N/A | TRUE
[9 empty] | #N/A | TRUE
[9 empty] | #N/A | TRUE
[9 empty] | #N/A | TRUE
[9 empty] | #N/A | TRUE
[9 empty] | #N/A | TRUE
[9 empty] | #N/A | TRUE
[9 empty] | #N/A | TRUE
[9 empty] | #N/A | TRUE
[9 empty] | #N/A | TRUE
[9 empty] | #N/A | TRUE
[9 empty] | #N/A | TRUE
[9 empty] | #N/A | TRUE
[9 empty] | #N/A | TRUE
[9 empty] | #N/A | TRUE
[9 empty] | #N/A | TRUE
[9 empty] | #N/A | TRUE
[9 empty] | #N/A | TRUE
[9 empty] | #N/A | TRUE
[9 empty] | #N/A | TRUE
[9 empty] | #N/A | TRUE
[9 empty] | #N/A | TRUE
[9 empty] | #N/A | TRUE
[9 empty] | #N/A | TRUE
[9 empty] | #N/A | TRUE
[9 empty] | #N/A | TRUE
[9 empty] | #N/A | TRUE
[9 empty] | #N/A | TRUE
[9 empty] | #N/A | TRUE
[9 empty] | #N/A | TRUE
[9 empty] | #N/A | TRUE
[9 empty] | #N/A | TRUE
[9 empty] | #N/A | TRUE
[9 empty] | #N/A | TRUE
[9 empty] | #N/A | TRUE
[9 empty] | #N/A | TRUE
[9 empty] | #N/A | TRUE
[9 empty] | #N/A | TRUE
[9 empty] | #N/A | TRUE
[9 empty] | #N/A | TRUE
[9 empty] | #N/A | TRUE
[9 empty] | #N/A | TRUE
[9 empty] | #N/A | TRUE
[9 empty] | #N/A | TRUE
[9 empty] | #N/A | TRUE
[9 empty] | #N/A | TRUE
[9 empty] | #N/A | TRUE
[9 empty] | #N/A | TRUE
[9 empty] | #N/A | TRUE
[9 empty] | #N/A | TRUE
[9 empty] | #N/A | TRUE
[9 empty] | #N/A | TRUE
[9 empty] | #N/A | TRUE
[9 empty] | #N/A | TRUE
[9 empty] | #N/A | TRUE
[9 empty] | #N/A | TRUE
[9 empty] | #N/A | TRUE
[9 empty] | #N/A | TRUE
[9 empty] | #N/A | TRUE
[9 empty] | #N/A | TRUE
[9 empty] | #N/A | TRUE
[9 empty] | #N/A | TRUE
[9 empty] | #N/A | TRUE
[9 empty] | #N/A | TRUE
[9 empty] | #N/A | TRUE
[9 empty] | #N/A | TRUE
[9 empty] | #N/A | TRUE
[9 empty] | #N/A | TRUE
[9 empty] | #N/A | TRUE
[9 empty] | #N/A | TRUE
[9 empty] | #N/A | TRUE
[9 empty] | #N/A | TRUE
[9 empty] | #N/A | TRUE
[9 empty] | #N/A | TRUE
[9 empty] | #N/A | TRUE
[9 empty] | #N/A | TRUE
[9 empty] | #N/A | TRUE
[9 empty] | #N/A | TRUE
[9 empty] | #N/A | TRUE
[9 empty] | #N/A | TRUE
[9 empty] | #N/A | TRUE
[9 empty] | #N/A | TRUE
[9 empty] | #N/A | TRUE
[9 empty] | #N/A | TRUE
[9 empty] | #N/A | TRUE
[9 empty] | #N/A | TRUE
[9 empty] | #N/A | TRUE
[9 empty] | #N/A | TRUE
[9 empty] | #N/A | TRUE
[9 empty] | #N/A | TRUE
[9 empty] | #N/A | TRUE
[9 empty] | #N/A | TRUE
[9 empty] | #N/A | TRUE
[9 empty] | #N/A | TRUE
[9 empty] | #N/A | TRUE
[9 empty] | #N/A | TRUE
[9 empty] | #N/A | TRUE
[9 empty] | #N/A | TRUE
[9 empty] | #N/A | TRUE
[9 empty] | #N/A | TRUE
[9 empty] | #N/A | TRUE
[9 empty] | #N/A | TRUE
[9 empty] | #N/A | TRUE
[9 empty] | #N/A | TRUE
[9 empty] | #N/A | TRUE
[9 empty] | #N/A | TRUE
[9 empty] | #N/A | TRUE
[9 empty] | #N/A | TRUE
[9 empty] | #N/A | TRUE
[9 empty] | #N/A | TRUE
[9 empty] | #N/A | TRUE
[9 empty] | #N/A | TRUE
[9 empty] | #N/A | TRUE
[9 empty] | #N/A | TRUE
[9 empty] | #N/A | TRUE
[9 empty] | #N/A | TRUE
[9 empty] | #N/A | TRUE
[9 empty] | #N/A | TRUE
[9 empty] | #N/A | TRUE
[9 empty] | #N/A | TRUE
[9 empty] | #N/A | TRUE
[9 empty] | #N/A | TRUE
[9 empty] | #N/A | TRUE
[9 empty] | #N/A | TRUE
[9 empty] | #N/A | TRUE
[9 empty] | #N/A | TRUE
[9 empty] | #N/A | TRUE
[9 empty] | #N/A | TRUE
[9 empty] | #N/A | TRUE
[9 empty] | #N/A | TRUE
[9 empty] | #N/A | TRUE
[9 empty] | #N/A | TRUE
[9 empty] | #N/A | TRUE
[9 empty] | #N/A | TRUE
[9 empty] | #N/A | TRUE
[9 empty] | #N/A | TRUE
[9 empty] | #N/A | TRUE
[9 empty] | #N/A | TRUE
[9 empty] | #N/A | TRUE
[9 empty] | #N/A | TRUE
[9 empty] | #N/A | TRUE
[9 empty] | #N/A | TRUE
[9 empty] | #N/A | TRUE
[9 empty] | #N/A | TRUE
[9 empty] | #N/A | TRUE
[9 empty] | #N/A | TRUE
[9 empty] | #N/A | TRUE
[9 empty] | #N/A | TRUE
[9 empty] | #N/A | TRUE
[9 empty] | #N/A | TRUE
[9 empty] | #N/A | TRUE
[9 empty] | #N/A | TRUE
[9 empty] | #N/A | TRUE
[9 empty] | #N/A | TRUE
[9 empty] | #N/A | TRUE
[9 empty] | #N/A | TRUE
[9 empty] | #N/A | TRUE
[9 empty] | #N/A | TRUE
[9 empty] | #N/A | TRUE
[9 empty] | #N/A | TRUE
[9 empty] | #N/A | TRUE
[9 empty] | #N/A | TRUE
[9 empty] | #N/A | TRUE
[9 empty] | #N/A | TRUE
[9 empty] | #N/A | TRUE
[9 empty] | #N/A | TRUE
[9 empty] | #N/A | TRUE
[9 empty] | #N/A | TRUE
[9 empty] | #N/A | TRUE
[9 empty] | #N/A | TRUE
[9 empty] | #N/A | TRUE
[9 empty] | #N/A | TRUE
[9 empty] | #N/A | TRUE
[9 empty] | #N/A | TRUE
[9 empty] | #N/A | TRUE
[9 empty] | #N/A | TRUE
[9 empty] | #N/A | TRUE
[9 empty] | #N/A | TRUE
[9 empty] | #N/A | TRUE
[9 empty] | #N/A | TRUE
[9 empty] | #N/A | TRUE
[9 empty] | #N/A | TRUE
[9 empty] | #N/A | TRUE
[9 empty] | #N/A | TRUE
[9 empty] | #N/A | TRUE
[9 empty] | #N/A | TRUE
[9 empty] | #N/A | TRUE
[9 empty] | #N/A | TRUE
[9 empty] | #N/A | TRUE
[9 empty] | #N/A | TRUE
[9 empty] | #N/A | TRUE
[9 empty] | #N/A | TRUE
[9 empty] | #N/A | TRUE
[9 empty] | #N/A | TRUE
[9 empty] | #N/A | TRUE
[9 empty] | #N/A | TRUE
[9 empty] | #N/A | TRUE
[9 empty] | #N/A | TRUE
[9 empty] | #N/A | TRUE
[9 empty] | #N/A | TRUE
[9 empty] | #N/A | TRUE
[9 empty] | #N/A | TRUE
[9 empty] | #N/A | TRUE
[9 empty] | #N/A | TRUE
[9 empty] | #N/A | TRUE
[9 empty] | #N/A | TRUE
[9 empty] | #N/A | TRUE
[9 empty] | #N/A | TRUE
[9 empty] | #N/A | TRUE
[9 empty] | #N/A | TRUE
[9 empty] | #N/A | TRUE
[9 empty] | #N/A | TRUE
[9 empty] | #N/A | TRUE
[9 empty] | #N/A | TRUE
[9 empty] | #N/A | TRUE
[9 empty] | #N/A | TRUE
[9 empty] | #N/A | TRUE
[9 empty] | #N/A | TRUE
[9 empty] | #N/A | TRUE
[9 empty] | #N/A | TRUE
[9 empty] | #N/A | TRUE
[9 empty] | #N/A | TRUE
[9 empty] | #N/A | TRUE
[9 empty] | #N/A | TRUE
[9 empty] | #N/A | TRUE
[9 empty] | #N/A | TRUE
[9 empty] | #N/A | TRUE
[9 empty] | #N/A | TRUE
[9 empty] | #N/A | TRUE
[9 empty] | #N/A | TRUE
[9 empty] | #N/A | TRUE
[9 empty] | #N/A | TRUE
[9 empty] | #N/A | TRUE
[9 empty] | #N/A | TRUE
[9 empty] | #N/A | TRUE
[9 empty] | #N/A | TRUE
[9 empty] | #N/A | TRUE
[9 empty] | #N/A | TRUE
[9 empty] | #N/A | TRUE
[9 empty] | #N/A | TRUE
[9 empty] | #N/A | TRUE
[9 empty] | #N/A | TRUE
[9 empty] | #N/A | TRUE
[9 empty] | #N/A | TRUE
[9 empty] | #N/A | TRUE
[9 empty] | #N/A | TRUE
[9 empty] | #N/A | TRUE
[9 empty] | #N/A | TRUE
[9 empty] | #N/A | TRUE
[9 empty] | #N/A | TRUE
[9 empty] | #N/A | TRUE
[9 empty] | #N/A | TRUE
[9 empty] | #N/A | TRUE
[9 empty] | #N/A | TRUE
[9 empty] | #N/A | TRUE
[9 empty] | #N/A | TRUE
[9 empty] | #N/A | TRUE
[9 empty] | #N/A | TRUE
[9 empty] | #N/A | TRUE
[9 empty] | #N/A | TRUE
[9 empty] | #N/A | TRUE
[9 empty] | #N/A | TRUE
[9 empty] | #N/A | TRUE
[9 empty] | #N/A | TRUE
[9 empty] | #N/A | TRUE
[9 empty] | #N/A | TRUE
[9 empty] | #N/A | TRUE
[9 empty] | #N/A | TRUE
[9 empty] | #N/A | TRUE
[9 empty] | #N/A | TRUE
[9 empty] | #N/A | TRUE
[9 empty] | #N/A | TRUE
[9 empty] | #N/A | TRUE
[9 empty] | #N/A | TRUE
[9 empty] | #N/A | TRUE
[9 empty] | #N/A | TRUE
[9 empty] | #N/A | TRUE
[9 empty] | #N/A | TRUE
[9 empty] | #N/A | TRUE
[9 empty] | #N/A | TRUE
[9 empty] | #N/A | TRUE
[9 empty] | #N/A | TRUE
[9 empty] | #N/A | TRUE
[9 empty] | #N/A | TRUE
[9 empty] | #N/A | TRUE
[9 empty] | #N/A | TRUE
[9 empty] | #N/A | TRUE
[9 empty] | #N/A | TRUE
[9 empty] | #N/A | TRUE
[9 empty] | #N/A | TRUE
[9 empty] | #N/A | TRUE
[9 empty] | #N/A | TRUE
[9 empty] | #N/A | TRUE
[9 empty] | #N/A | TRUE
[9 empty] | #N/A | TRUE
[9 empty] | #N/A | TRUE
[9 empty] | #N/A | TRUE
[9 empty] | #N/A | TRUE
[9 empty] | #N/A | TRUE
[9 empty] | #N/A | TRUE
[9 empty] | #N/A | TRUE
[9 empty] | #N/A | TRUE
[9 empty] | #N/A | TRUE
[9 empty] | #N/A | TRUE
[9 empty] | #N/A | TRUE
[9 empty] | #N/A | TRUE
[9 empty] | #N/A | TRUE
[9 empty] | #N/A | TRUE
[9 empty] | #N/A | TRUE
[9 empty] | #N/A | TRUE
[9 empty] | #N/A | TRUE
[9 empty] | #N/A | TRUE
[9 empty] | #N/A | TRUE
[9 empty] | #N/A | TRUE
[9 empty] | #N/A | TRUE
[9 empty] | #N/A | TRUE
[9 empty] | #N/A | TRUE
[9 empty] | #N/A | TRUE
[9 empty] | #N/A | TRUE
[9 empty] | #N/A | TRUE
[9 empty] | #N/A | TRUE
[9 empty] | #N/A | TRUE
[9 empty] | #N/A | TRUE
[9 empty] | #N/A | TRUE
[9 empty] | #N/A | TRUE
[9 empty] | #N/A | TRUE
[9 empty] | #N/A | TRUE
[9 empty] | #N/A | TRUE
[9 empty] | #N/A | TRUE
[9 empty] | #N/A | TRUE
[9 empty] | #N/A | TRUE
[9 empty] | #N/A | TRUE
[9 empty] | #N/A | TRUE
[9 empty] | #N/A | TRUE
[9 empty] | #N/A | TRUE
[9 empty] | #N/A | TRUE
[9 empty] | #N/A | TRUE
[9 empty] | #N/A | TRUE
[9 empty] | #N/A | TRUE
[9 empty] | #N/A | TRUE
[9 empty] | #N/A | TRUE
[9 empty] | #N/A | TRUE
[9 empty] | #N/A | TRUE
[9 empty] | #N/A | TRUE
[9 empty] | #N/A | TRUE
[9 empty] | #N/A | TRUE
[9 empty] | #N/A | TRUE
[9 empty] | #N/A | TRUE
[9 empty] | #N/A | TRUE
[9 empty] | #N/A | TRUE
[9 empty] | #N/A | TRUE
[9 empty] | #N/A | TRUE
[9 empty] | #N/A | TRUE
[9 empty] | #N/A | TRUE
[9 empty] | #N/A | TRUE
[9 empty] | #N/A | TRUE
[9 empty] | #N/A | TRUE
[9 empty] | #N/A | TRUE
[9 empty] | #N/A | TRUE
[9 empty] | #N/A | TRUE
[9 empty] | #N/A | TRUE
[9 empty] | #N/A | TRUE
[9 empty] | #N/A | TRUE
[9 empty] | #N/A | TRUE
[9 empty] | #N/A | TRUE
[9 empty] | #N/A | TRUE
[9 empty] | #N/A | TRUE
[9 empty] | #N/A | TRUE
[9 empty] | #N/A | TRUE
[9 empty] | #N/A | TRUE
[9 empty] | #N/A | TRUE
[9 empty] | #N/A | TRUE
[9 empty] | #N/A | TRUE
[9 empty] | #N/A | TRUE
[9 empty] | #N/A | TRUE
[9 empty] | #N/A | TRUE
[9 empty] | #N/A | TRUE
[9 empty] | #N/A | TRUE
[9 empty] | #N/A | TRUE
[9 empty] | #N/A | TRUE
[9 empty] | #N/A | TRUE
[9 empty] | #N/A | TRUE
[9 empty] | #N/A | TRUE
[9 empty] | #N/A | TRUE
[9 empty] | #N/A | TRUE
[9 empty] | #N/A | TRUE
[9 empty] | #N/A | TRUE
[9 empty] | #N/A | TRUE
[9 empty] | #N/A | TRUE
[9 empty] | #N/A | TRUE
[9 empty] | #N/A | TRUE
[9 empty] | #N/A | TRUE
[9 empty] | #N/A | TRUE
[9 empty] | #N/A | TRUE
[9 empty] | #N/A | TRUE
[9 empty] | #N/A | TRUE
[9 empty] | #N/A | TRUE
[9 empty] | #N/A | TRUE
[9 empty] | #N/A | TRUE
[9 empty] | #N/A | TRUE
[9 empty] | #N/A | TRUE
[9 empty] | #N/A | TRUE
[9 empty] | #N/A | TRUE
[9 empty] | #N/A | TRUE
[9 empty] | #N/A | TRUE
[9 empty] | #N/A | TRUE
[9 empty] | #N/A | TRUE
[9 empty] | #N/A | TRUE
[9 empty] | #N/A | TRUE
[9 empty] | #N/A | TRUE
[9 empty] | #N/A | TRUE
[9 empty] | #N/A | TRUE
[9 empty] | #N/A | TRUE
[9 empty] | #N/A | TRUE
[9 empty] | #N/A | TRUE
[9 empty] | #N/A | TRUE
[9 empty] | #N/A | TRUE
[9 empty] | #N/A | TRUE
[9 empty] | #N/A | TRUE
[9 empty] | #N/A | TRUE
[9 empty] | #N/A | TRUE
[9 empty] | #N/A | TRUE
[9 empty] | #N/A | TRUE
[9 empty] | #N/A | TRUE
[9 empty] | #N/A | TRUE
[9 empty] | #N/A | TRUE
[9 empty] | #N/A | TRUE
[9 empty] | #N/A | TRUE
[9 empty] | #N/A | TRUE
[9 empty] | #N/A | TRUE
[9 empty] | #N/A | TRUE
[9 empty] | #N/A | TRUE
[9 empty] | #N/A | TRUE
[9 empty] | #N/A | TRUE
[9 empty] | #N/A | TRUE
[9 empty] | #N/A | TRUE
[9 empty] | #N/A | TRUE
[9 empty] | #N/A | TRUE
[9 empty] | #N/A | TRUE
[9 empty] | #N/A | TRUE
[9 empty] | #N/A | TRUE
[9 empty] | #N/A | TRUE
[9 empty] | #N/A | TRUE
[9 empty] | #N/A | TRUE
[9 empty] | #N/A | TRUE
[9 empty] | #N/A | TRUE
[9 empty] | #N/A | TRUE
[9 empty] | #N/A | TRUE
[9 empty] | #N/A | TRUE
[9 empty] | #N/A | TRUE
[9 empty] | #N/A | TRUE
[9 empty] | #N/A | TRUE
[9 empty] | #N/A | TRUE
[9 empty] | #N/A | TRUE
[9 empty] | #N/A | TRUE
[9 empty] | #N/A | TRUE
[9 empty] | #N/A | TRUE
[9 empty] | #N/A | TRUE
[9 empty] | #N/A | TRUE
[9 empty] | #N/A | TRUE
[9 empty] | #N/A | TRUE
[9 empty] | #N/A | TRUE
[9 empty] | #N/A | TRUE
[9 empty] | #N/A | TRUE
[9 empty] | #N/A | TRUE
[9 empty] | #N/A | TRUE
[9 empty] | #N/A | TRUE
[9 empty] | #N/A | TRUE
[9 empty] | #N/A | TRUE
[9 empty] | #N/A | TRUE
[9 empty] | #N/A | TRUE
[9 empty] | #N/A | TRUE
[9 empty] | #N/A | TRUE
[9 empty] | #N/A | TRUE
[9 empty] | #N/A | TRUE
[9 empty] | #N/A | TRUE
[9 empty] | #N/A | TRUE
[9 empty] | #N/A | TRUE
[9 empty] | #N/A | TRUE
[9 empty] | #N/A | TRUE
[9 empty] | #N/A | TRUE
[9 empty] | #N/A | TRUE
[9 empty] | #N/A | TRUE
[9 empty] | #N/A | TRUE
[9 empty] | #N/A | TRUE
[9 empty] | #N/A | TRUE
[9 empty] | #N/A | TRUE
[9 empty] | #N/A | TRUE
[9 empty] | #N/A | TRUE
[9 empty] | #N/A | TRUE
[9 empty] | #N/A | TRUE
[9 empty] | #N/A | TRUE
[9 empty] | #N/A | TRUE
[9 empty] | #N/A | TRUE
[9 empty] | #N/A | TRUE
[9 empty] | #N/A | TRUE
[9 empty] | #N/A | TRUE
[9 empty] | #N/A | TRUE
[9 empty] | #N/A | TRUE
[9 empty] | #N/A | TRUE
[9 empty] | #N/A | TRUE
[9 empty] | #N/A | TRUE
[9 empty] | #N/A | TRUE
[9 empty] | #N/A | TRUE
[9 empty] | #N/A | TRUE
[9 empty] | #N/A | TRUE
[9 empty] | #N/A | TRUE
[9 empty] | #N/A | TRUE
[9 empty] | #N/A | TRUE
[9 empty] | #N/A | TRUE
[9 empty] | #N/A | TRUE
[9 empty] | #N/A | TRUE
[9 empty] | #N/A | TRUE
[9 empty] | #N/A | TRUE
[9 empty] | #N/A | TRUE
[9 empty] | #N/A | TRUE
[9 empty] | #N/A | TRUE
[9 empty] | #N/A | TRUE
[9 empty] | #N/A | TRUE
[9 empty] | #N/A | TRUE
[9 empty] | #N/A | TRUE
[9 empty] | #N/A | TRUE
[9 empty] | #N/A | TRUE
[9 empty] | #N/A | TRUE
[9 empty] | #N/A | TRUE
[9 empty] | #N/A | TRUE
[9 empty] | #N/A | TRUE
[9 empty] | #N/A | TRUE
[9 empty] | #N/A | TRUE
[9 empty] | #N/A | TRUE
[9 empty] | #N/A | TRUE
[9 empty] | #N/A | TRUE
[9 empty] | #N/A | TRUE
[9 empty] | #N/A | TRUE
[9 empty] | #N/A | TRUE
[9 empty] | #N/A | TRUE
[9 empty] | #N/A | TRUE
[9 empty] | #N/A | TRUE
[9 empty] | #N/A | TRUE
[9 empty] | #N/A | TRUE
[9 empty] | #N/A | TRUE
[9 empty] | #N/A | TRUE
[9 empty] | #N/A | TRUE
[9 empty] | #N/A | TRUE
[9 empty] | #N/A | TRUE
[9 empty] | #N/A | TRUE
[9 empty] | #N/A | TRUE
[9 empty] | #N/A | TRUE
[9 empty] | #N/A | TRUE
[9 empty] | #N/A | TRUE
[9 empty] | #N/A | TRUE
[9 empty] | #N/A | TRUE
[9 empty] | #N/A | TRUE
[9 empty] | #N/A | TRUE
[9 empty] | #N/A | TRUE
[9 empty] | #N/A | TRUE
[9 empty] | #N/A | TRUE
[9 empty] | #N/A | TRUE
[9 empty] | #N/A | TRUE
[9 empty] | #N/A | TRUE
[9 empty] | #N/A | TRUE
[9 empty] | #N/A | TRUE
[9 empty] | #N/A | TRUE
[9 empty] | #N/A | TRUE
[9 empty] | #N/A | TRUE
[9 empty] | #N/A | TRUE
[9 empty] | #N/A | TRUE
[9 empty] | #N/A | TRUE
[9 empty] | #N/A | TRUE
[9 empty] | #N/A | TRUE
[9 empty] | #N/A | TRUE
[9 empty] | #N/A | TRUE
[9 empty] | #N/A | TRUE
[9 empty] | #N/A | TRUE
[9 empty] | #N/A | TRUE
[9 empty] | #N/A | TRUE
[9 empty] | #N/A | TRUE
[9 empty] | #N/A | TRUE
[9 empty] | #N/A | TRUE
[9 empty] | #N/A | TRUE
[9 empty] | #N/A | TRUE
[9 empty] | #N/A | TRUE
[9 empty] | #N/A | TRUE
[9 empty] | #N/A | TRUE
[9 empty] | #N/A | TRUE
[9 empty] | #N/A | TRUE
[9 empty] | #N/A | TRUE
[9 empty] | #N/A | TRUE
[9 empty] | #N/A | TRUE
[9 empty] | #N/A | TRUE
[9 empty] | #N/A | TRUE
[9 empty] | #N/A | TRUE
[9 empty] | #N/A | TRUE
[9 empty] | #N/A | TRUE
[9 empty] | #N/A | TRUE
[9 empty] | #N/A | TRUE
[9 empty] | #N/A | TRUE
[9 empty] | #N/A | TRUE
[9 empty] | #N/A | TRUE
[9 empty] | #N/A | TRUE
[9 empty] | #N/A | TRUE
[9 empty] | #N/A | TRUE
[9 empty] | #N/A | TRUE
[9 empty] | #N/A | TRUE
[9 empty] | #N/A | TRUE
[9 empty] | #N/A | TRUE
[9 empty] | #N/A | TRUE
[9 empty] | #N/A | TRUE
[9 empty] | #N/A | TRUE
[9 empty] | #N/A | TRUE
[9 empty] | #N/A | TRUE
[9 empty] | #N/A | TRUE
[9 empty] | #N/A | TRUE
[9 empty] | #N/A | TRUE
[9 empty] | #N/A | TRUE
[9 empty] | #N/A | TRUE
[9 empty] | #N/A | TRUE
[9 empty] | #N/A | TRUE
[9 empty] | #N/A | TRUE
[9 empty] | #N/A | TRUE
[9 empty] | #N/A | TRUE
[9 empty] | #N/A | TRUE
[9 empty] | #N/A | TRUE
[9 empty] | #N/A | TRUE
[9 empty] | #N/A | TRUE
[9 empty] | #N/A | TRUE
[9 empty] | #N/A | TRUE
[9 empty] | #N/A | TRUE
[9 empty] | #N/A | TRUE
[9 empty] | #N/A | TRUE
[9 empty] | #N/A | TRUE
[9 empty] | #N/A | TRUE
[9 empty] | #N/A | TRUE
[9 empty] | #N/A | TRUE
[9 empty] | #N/A | TRUE
[9 empty] | #N/A | TRUE
[9 empty] | #N/A | TRUE
[9 empty] | #N/A | TRUE
[9 empty] | #N/A | TRUE
[9 empty] | #N/A | TRUE
[9 empty] | #N/A | TRUE
[9 empty] | #N/A | TRUE
[9 empty] | #N/A | TRUE
[9 empty] | #N/A | TRUE
[9 empty] | #N/A | TRUE
[9 empty] | #N/A | TRUE
[9 empty] | #N/A | TRUE
[9 empty] | #N/A | TRUE
[9 empty] | #N/A | TRUE
[9 empty] | #N/A | TRUE
[9 empty] | #N/A | TRUE
[9 empty] | #N/A | TRUE
[9 empty] | #N/A | TRUE
[9 empty] | #N/A | TRUE
[9 empty] | #N/A | TRUE
[9 empty] | #N/A | TRUE
[9 empty] | #N/A | TRUE
[9 empty] | #N/A | TRUE
[9 empty] | #N/A | TRUE
[9 empty] | #N/A | TRUE
[9 empty] | #N/A | TRUE
[9 empty] | #N/A | TRUE
[9 empty] | #N/A | TRUE
[9 empty] | #N/A | TRUE
[9 empty] | #N/A | TRUE
[9 empty] | #N/A | TRUE
[9 empty] | #N/A | TRUE
[9 empty] | #N/A | TRUE
[9 empty] | #N/A | TRUE
[9 empty] | #N/A | TRUE
[9 empty] | #N/A | TRUE
[9 empty] | #N/A | TRUE
[9 empty] | #N/A | TRUE
[9 empty] | #N/A | TRUE
[9 empty] | #N/A | TRUE
[9 empty] | #N/A | TRUE
[9 empty] | #N/A | TRUE
[9 empty] | #N/A | TRUE
[9 empty] | #N/A | TRUE
[9 empty] | #N/A | TRUE
[9 empty] | #N/A | TRUE
[9 empty] | #N/A | TRUE
[9 empty] | #N/A | TRUE
[9 empty] | #N/A | TRUE
[9 empty] | #N/A | TRUE
[9 empty] | #N/A | TRUE
[9 empty] | #N/A | TRUE
[9 empty] | #N/A | TRUE
[9 empty] | #N/A | TRUE
[9 empty] | #N/A | TRUE
[9 empty] | #N/A | TRUE
[9 empty] | #N/A | TRUE
[9 empty] | #N/A | TRUE
[9 empty] | #N/A | TRUE
[9 empty] | #N/A | TRUE
[9 empty] | #N/A | TRUE
[9 empty] | #N/A | TRUE
[9 empty] | #N/A | TRUE
[9 empty] | #N/A | TRUE
[9 empty] | #N/A | TRUE
[9 empty] | #N/A | TRUE
[9 empty] | #N/A | TRUE
[9 empty] | #N/A | TRUE
[9 empty] | #N/A | TRUE
[9 empty] | #N/A | TRUE
[9 empty] | #N/A | TRUE
[9 empty] | #N/A | TRUE
[9 empty] | #N/A | TRUE
[9 empty] | #N/A | TRUE
[9 empty] | #N/A | TRUE
[9 empty] | #N/A | TRUE
[9 empty] | #N/A | TRUE
[9 empty] | #N/A | TRUE
[9 empty] | #N/A | TRUE
[9 empty] | #N/A | TRUE
[9 empty] | #N/A | TRUE
[9 empty] | #N/A | TRUE
[9 empty] | #N/A | TRUE
[9 empty] | #N/A | TRUE
[9 empty] | #N/A | TRUE
[9 empty] | #N/A | TRUE
[9 empty] | #N/A | TRUE
[9 empty] | #N/A | TRUE
[9 empty] | #N/A | TRUE
[9 empty] | #N/A | TRUE
[9 empty] | #N/A | TRUE
[9 empty] | #N/A | TRUE
[9 empty] | #N/A | TRUE
[9 empty] | #N/A | TRUE
[9 empty] | #N/A | TRUE
[9 empty] | #N/A | TRUE
[9 empty] | #N/A | TRUE
[9 empty] | #N/A | TRUE
[9 empty] | #N/A | TRUE
[9 empty] | #N/A | TRUE
[9 empty] | #N/A | TRUE
[9 empty] | #N/A | TRUE
[9 empty] | #N/A | TRUE
[9 empty] | #N/A | TRUE
[9 empty] | #N/A | TRUE
[9 empty] | #N/A | TRUE
[9 empty] | #N/A | TRUE
[9 empty] | #N/A | TRUE
[9 empty] | #N/A | TRUE
[9 empty] | #N/A | TRUE
[9 empty] | #N/A | TRUE
[9 empty] | #N/A | TRUE
[9 empty] | #N/A | TRUE
[9 empty] | #N/A | TRUE
[9 empty] | #N/A | TRUE
[9 empty] | #N/A | TRUE
[9 empty] | #N/A | TRUE
[9 empty] | #N/A | TRUE
[9 empty] | #N/A | TRUE
[9 empty] | #N/A | TRUE
[9 empty] | #N/A | TRUE
[9 empty] | #N/A | TRUE
[9 empty] | #N/A | TRUE
[9 empty] | #N/A | TRUE
[9 empty] | #N/A | TRUE
[9 empty] | #N/A | TRUE
[9 empty] | #N/A | TRUE
[9 empty] | #N/A | TRUE
[9 empty] | #N/A | TRUE
[9 empty] | #N/A | TRUE
[9 empty] | #N/A | TRUE
[9 empty] | #N/A | TRUE
[9 empty] | #N/A | TRUE
[9 empty] | #N/A | TRUE
[9 empty] | #N/A | TRUE
[9 empty] | #N/A | TRUE
[9 empty] | #N/A | TRUE
[9 empty] | #N/A | TRUE
[9 empty] | #N/A | TRUE
[9 empty] | #N/A | TRUE
[9 empty] | #N/A | TRUE
[9 empty] | #N/A | TRUE
[9 empty] | #N/A | TRUE
[9 empty] | #N/A | TRUE
[9 empty] | #N/A | TRUE
[9 empty] | #N/A | TRUE
[9 empty] | #N/A | TRUE
[9 empty] | #N/A | TRUE
[9 empty] | #N/A | TRUE
[9 empty] | #N/A | TRUE
[9 empty] | #N/A | TRUE
[9 empty] | #N/A | TRUE
[9 empty] | #N/A | TRUE
[9 empty] | #N/A | TRUE
[9 empty] | #N/A | TRUE
[9 empty] | #N/A | TRUE
[9 empty] | #N/A | TRUE
[9 empty] | #N/A | TRUE
[9 empty] | #N/A | TRUE
[9 empty] | #N/A | TRUE
[9 empty] | #N/A | TRUE
[9 empty] | #N/A | TRUE
[9 empty] | #N/A | TRUE
[9 empty] | #N/A | TRUE
[9 empty] | #N/A | TRUE
[9 empty] | #N/A | TRUE
[9 empty] | #N/A | TRUE
[9 empty] | #N/A | TRUE
[9 empty] | #N/A | TRUE
[9 empty] | #N/A | TRUE
[9 empty] | #N/A | TRUE
[9 empty] | #N/A | TRUE
[9 empty] | #N/A | TRUE
[9 empty] | #N/A | TRUE
[9 empty] | #N/A | TRUE
[9 empty] | #N/A | TRUE
[9 empty] | #N/A | TRUE
[9 empty] | #N/A | TRUE
[9 empty] | #N/A | TRUE
[9 empty] | #N/A | TRUE
[9 empty] | #N/A | TRUE
[9 empty] | #N/A | TRUE
[9 empty] | #N/A | TRUE
[9 empty] | #N/A | TRUE
[9 empty] | #N/A | TRUE
[9 empty] | #N/A | TRUE
[9 empty] | #N/A | TRUE
[9 empty] | #N/A | TRUE
[9 empty] | #N/A | TRUE
[9 empty] | #N/A | TRUE
[9 empty] | #N/A | TRUE
[9 empty] | #N/A | TRUE
[9 empty] | #N/A | TRUE
[9 empty] | #N/A | TRUE
[9 empty] | #N/A | TRUE
[9 empty] | #N/A | TRUE
[9 empty] | #N/A | TRUE
[9 empty] | #N/A | TRUE
[9 empty] | #N/A | TRUE
[9 empty] | #N/A | TRUE
[9 empty] | #N/A | TRUE
[9 empty] | #N/A | TRUE
[9 empty] | #N/A | TRUE
[9 empty] | #N/A | TRUE
[9 empty] | #N/A | TRUE
[9 empty] | #N/A | TRUE
[9 empty] | #N/A | TRUE
[9 empty] | #N/A | TRUE
[9 empty] | #N/A | TRUE
[9 empty] | #N/A | TRUE
[9 empty] | #N/A | TRUE
[9 empty] | #N/A | TRUE
[9 empty] | #N/A | TRUE
[9 empty] | #N/A | TRUE
[9 empty] | #N/A | TRUE
[9 empty] | #N/A | TRUE
[9 empty] | #N/A | TRUE
[9 empty] | #N/A | TRUE
[9 empty] | #N/A | TRUE
[9 empty] | #N/A | TRUE
[9 empty] | #N/A | TRUE
[9 empty] | #N/A | TRUE
[9 empty] | #N/A | TRUE
[9 empty] | #N/A | TRUE
[9 empty] | #N/A | TRUE
[9 empty] | #N/A | TRUE
[9 empty] | #N/A | TRUE
[9 empty] | #N/A | TRUE
[9 empty] | #N/A | TRUE
[9 empty] | #N/A | TRUE
[9 empty] | #N/A | TRUE
[9 empty] | #N/A | TRUE
[9 empty] | #N/A | TRUE
[9 empty] | #N/A | TRUE
[9 empty] | #N/A | TRUE
[9 empty] | #N/A | TRUE
[9 empty] | #N/A | TRUE
[9 empty] | #N/A | TRUE
[9 empty] | #N/A | TRUE
[9 empty] | #N/A | TRUE
[9 empty] | #N/A | TRUE
[9 empty] | #N/A | TRUE
[9 empty] | #N/A | TRUE
[9 empty] | #N/A | TRUE
[9 empty] | #N/A | TRUE
[9 empty] | #N/A | TRUE
[9 empty] | #N/A | TRUE
[9 empty] | #N/A | TRUE
[9 empty] | #N/A | TRUE
[9 empty] | #N/A | TRUE
[9 empty] | #N/A | TRUE
[9 empty] | #N/A | TRUE
[9 empty] | #N/A | TRUE
[9 empty] | #N/A | TRUE
[9 empty] | #N/A | TRUE
[9 empty] | #N/A | TRUE
[9 empty] | #N/A | TRUE
[9 empty] | #N/A | TRUE
[9 empty] | #N/A | TRUE
[9 empty] | #N/A | TRUE
[9 empty] | #N/A | TRUE
[9 empty] | #N/A | TRUE
[9 empty] | #N/A | TRUE
[9 empty] | #N/A | TRUE
[9 empty] | #N/A | TRUE
[9 empty] | #N/A | TRUE
[9 empty] | #N/A | TRUE
[9 empty] | #N/A | TRUE
[9 empty] | #N/A | TRUE
[9 empty] | #N/A | TRUE
[9 empty] | #N/A | TRUE
[9 empty] | #N/A | TRUE
[9 empty] | #N/A | TRUE
[9 empty] | #N/A | TRUE
[9 empty] | #N/A | TRUE
[9 empty] | #N/A | TRUE
[9 empty] | #N/A | TRUE
[9 empty] | #N/A | TRUE
[9 empty] | #N/A | TRUE
[9 empty] | #N/A | TRUE
[9 empty] | #N/A | TRUE
[9 empty] | #N/A | TRUE
[9 empty] | #N/A | TRUE
[9 empty] | #N/A | TRUE
[9 empty] | #N/A | TRUE
[9 empty] | #N/A | TRUE
[9 empty] | #N/A | TRUE
[9 empty] | #N/A | TRUE
[9 empty] | #N/A | TRUE
[9 empty] | #N/A | TRUE
[9 empty] | #N/A | TRUE
[9 empty] | #N/A | TRUE
[9 empty] | #N/A | TRUE
[9 empty] | #N/A | TRUE
[9 empty] | #N/A | TRUE
[9 empty] | #N/A | TRUE
[9 empty] | #N/A | TRUE
[9 empty] | #N/A | TRUE
[9 empty] | #N/A | TRUE
[9 empty] | #N/A | TRUE
[9 empty] | #N/A | TRUE
[9 empty] | #N/A | TRUE
[9 empty] | #N/A | TRUE
[9 empty] | #N/A | TRUE
[9 empty] | #N/A | TRUE
[9 empty] | #N/A | TRUE
[9 empty] | #N/A | TRUE
[9 empty] | #N/A | TRUE
[9 empty] | #N/A | TRUE
[9 empty] | #N/A | TRUE
[9 empty] | #N/A | TRUE
[9 empty] | #N/A | TRUE
[9 empty] | #N/A | TRUE
[9 empty] | #N/A | TRUE
[9 empty] | #N/A | TRUE
[9 empty] | #N/A | TRUE
[9 empty] | #N/A | TRUE
[9 empty] | #N/A | TRUE
[9 empty] | #N/A | TRUE
[9 empty] | #N/A | TRUE
[9 empty] | #N/A | TRUE
[9 empty] | #N/A | TRUE
[9 empty] | #N/A | TRUE
[9 empty] | #N/A | TRUE
[9 empty] | #N/A | TRUE
[9 empty] | #N/A | TRUE
[9 empty] | #N/A | TRUE
[9 empty] | #N/A | TRUE
[9 empty] | #N/A | TRUE
[9 empty] | #N/A | TRUE
[9 empty] | #N/A | TRUE
[9 empty] | #N/A | TRUE
[9 empty] | #N/A | TRUE
[9 empty] | #N/A | TRUE
[9 empty] | #N/A | TRUE
[9 empty] | #N/A | TRUE
[9 empty] | #N/A | TRUE
[9 empty] | #N/A | TRUE
[9 empty] | #N/A | TRUE
[9 empty] | #N/A | TRUE
[9 empty] | #N/A | TRUE
[9 empty] | #N/A | TRUE
[9 empty] | #N/A | TRUE
[9 empty] | #N/A | TRUE
[9 empty] | #N/A | TRUE
[9 empty] | #N/A | TRUE
[9 empty] | #N/A | TRUE
[9 empty] | #N/A | TRUE
[9 empty] | #N/A | TRUE
[9 empty] | #N/A | TRUE
[9 empty] | #N/A | TRUE
[9 empty] | #N/A | TRUE
[9 empty] | #N/A | TRUE
[9 empty] | #N/A | TRUE
[9 empty] | #N/A | TRUE
[9 empty] | #N/A | TRUE
[9 empty] | #N/A | TRUE
[9 empty] | #N/A | TRUE
[9 empty] | #N/A | TRUE
[9 empty] | #N/A | TRUE
[9 empty] | #N/A | TRUE
[9 empty] | #N/A | TRUE
[9 empty] | #N/A | TRUE
[9 empty] | #N/A | TRUE
[9 empty] | #N/A | TRUE
[9 empty] | #N/A | TRUE
[9 empty] | #N/A | TRUE
[9 empty] | #N/A | TRUE
[9 empty] | #N/A | TRUE
[9 empty] | #N/A | TRUE
[9 empty] | #N/A | TRUE
[9 empty] | #N/A | TRUE
[9 empty] | #N/A | TRUE
[9 empty] | #N/A | TRUE
[9 empty] | #N/A | TRUE
[9 empty] | #N/A | TRUE
[9 empty] | #N/A | TRUE
[9 empty] | #N/A | TRUE
[9 empty] | #N/A | TRUE
[9 empty] | #N/A | TRUE
[9 empty] | #N/A | TRUE
[9 empty] | #N/A | TRUE
[9 empty] | #N/A | TRUE
[9 empty] | #N/A | TRUE
[9 empty] | #N/A | TRUE
[9 empty] | #N/A | TRUE
[9 empty] | #N/A | TRUE
[9 empty] | #N/A | TRUE
[9 empty] | #N/A | TRUE
[9 empty] | #N/A | TRUE
[9 empty] | #N/A | TRUE
[9 empty] | #N/A | TRUE
[9 empty] | #N/A | TRUE
[9 empty] | #N/A | TRUE
[9 empty] | #N/A | TRUE
[9 empty] | #N/A | TRUE
[9 empty] | #N/A | TRUE
[9 empty] | #N/A | TRUE
[9 empty] | #N/A | TRUE
[9 empty] | #N/A | TRUE
[9 empty] | #N/A | TRUE
[9 empty] | #N/A | TRUE
[9 empty] | #N/A | TRUE
[9 empty] | #N/A | TRUE
[9 empty] | #N/A | TRUE
[9 empty] | #N/A | TRUE
[9 empty] | #N/A | TRUE
[9 empty] | #N/A | TRUE
[9 empty] | #N/A | TRUE
[9 empty] | #N/A | TRUE
[9 empty] | #N/A | TRUE
[9 empty] | #N/A | TRUE
[9 empty] | #N/A | TRUE
[9 empty] | #N/A | TRUE
[9 empty] | #N/A | TRUE
[9 empty] | #N/A | TRUE
[9 empty] | #N/A | TRUE
[9 empty] | #N/A | TRUE
[9 empty] | #N/A | TRUE
[9 empty] | #N/A | TRUE
[9 empty] | #N/A | TRUE
[9 empty] | #N/A | TRUE
[9 empty] | #N/A | TRUE
[9 empty] | #N/A | TRUE
[9 empty] | #N/A | TRUE
[9 empty] | #N/A | TRUE
[9 empty] | #N/A | TRUE
[9 empty] | #N/A | TRUE
[9 empty] | #N/A | TRUE
[9 empty] | #N/A | TRUE
[9 empty] | #N/A | TRUE
[9 empty] | #N/A | TRUE
[9 empty] | #N/A | TRUE
[9 empty] | #N/A | TRUE
[9 empty] | #N/A | TRUE
[9 empty] | #N/A | TRUE
[9 empty] | #N/A | TRUE
[9 empty] | #N/A | TRUE
[9 empty] | #N/A | TRUE
[9 empty] | #N/A | TRUE
[9 empty] | #N/A | TRUE
[9 empty] | #N/A | TRUE
[9 empty] | #N/A | TRUE
[9 empty] | #N/A | TRUE
[9 empty] | #N/A | TRUE
[9 empty] | #N/A | TRUE
[9 empty] | #N/A | TRUE
[9 empty] | #N/A | TRUE
[9 empty] | #N/A | TRUE
[9 empty] | #N/A | TRUE
[9 empty] | #N/A | TRUE
[9 empty] | #N/A | TRUE
[9 empty] | #N/A | TRUE
[9 empty] | #N/A | TRUE
[9 empty] | #N/A | TRUE
[9 empty] | #N/A | TRUE
[9 empty] | #N/A | TRUE
[9 empty] | #N/A | TRUE
[9 empty] | #N/A | TRUE
[9 empty] | #N/A | TRUE
[9 empty] | #N/A | TRUE
[9 empty] | #N/A | TRUE
[9 empty] | #N/A | TRUE
[9 empty] | #N/A | TRUE
[9 empty] | #N/A | TRUE
[9 empty] | #N/A | TRUE
[9 empty] | #N/A | TRUE
[9 empty] | #N/A | TRUE
[9 empty] | #N/A | TRUE
[9 empty] | #N/A | TRUE
[9 empty] | #N/A | TRUE
[9 empty] | #N/A | TRUE
[9 empty] | #N/A | TRUE
[9 empty] | #N/A | TRUE
[9 empty] | #N/A | TRUE
[9 empty] | #N/A | TRUE
[9 empty] | #N/A | TRUE
[9 empty] | #N/A | TRUE
[9 empty] | #N/A | TRUE
[9 empty] | #N/A | TRUE
[9 empty] | #N/A | TRUE
[9 empty] | #N/A | TRUE
[9 empty] | #N/A | TRUE
[9 empty] | #N/A | TRUE
[9 empty] | #N/A | TRUE
[9 empty] | #N/A | TRUE
[9 empty] | #N/A | TRUE
[9 empty] | #N/A | TRUE
[9 empty] | #N/A | TRUE
[9 empty] | #N/A | TRUE
[9 empty] | #N/A | TRUE
[9 empty] | #N/A | TRUE
[9 empty] | #N/A | TRUE
[9 empty] | #N/A | TRUE
[9 empty] | #N/A | TRUE
[9 empty] | #N/A | TRUE
[9 empty] | #N/A | TRUE
[9 empty] | #N/A | TRUE
[9 empty] | #N/A | TRUE
[9 empty] | #N/A | TRUE
[9 empty] | #N/A | TRUE
[9 empty] | #N/A | TRUE
[9 empty] | #N/A | TRUE
[9 empty] | #N/A | TRUE
[9 empty] | #N/A | TRUE
[9 empty] | #N/A | TRUE
[9 empty] | #N/A | TRUE
[9 empty] | #N/A | TRUE
[9 empty] | #N/A | TRUE
[9 empty] | #N/A | TRUE
[9 empty] | #N/A | TRUE
[9 empty] | #N/A | TRUE
[9 empty] | #N/A | TRUE
[9 empty] | #N/A | TRUE
[9 empty] | #N/A | TRUE
[9 empty] | #N/A | TRUE
[9 empty] | #N/A | TRUE
[9 empty] | #N/A | TRUE
[9 empty] | #N/A | TRUE
[9 empty] | #N/A | TRUE
[9 empty] | #N/A | TRUE
[9 empty] | #N/A | TRUE
[9 empty] | #N/A | TRUE
[9 empty] | #N/A | TRUE
[9 empty] | #N/A | TRUE
[9 empty] | #N/A | TRUE
[9 empty] | #N/A | TRUE
[9 empty] | #N/A | TRUE
[9 empty] | #N/A | TRUE
[9 empty] | #N/A | TRUE
[9 empty] | #N/A | TRUE
[9 empty] | #N/A | TRUE
[9 empty] | #N/A | TRUE
[9 empty] | #N/A | TRUE
[9 empty] | #N/A | TRUE
[9 empty] | #N/A | TRUE
[9 empty] | #N/A | TRUE
[9 empty] | #N/A | TRUE
[9 empty] | #N/A | TRUE
[9 empty] | #N/A | TRUE
[9 empty] | #N/A | TRUE
[9 empty] | #N/A | TRUE
[9 empty] | #N/A | TRUE
[9 empty] | #N/A | TRUE
[9 empty] | #N/A | TRUE
[9 empty] | #N/A | TRUE
[9 empty] | #N/A | TRUE
[9 empty] | #N/A | TRUE
[9 empty] | #N/A | TRUE
[9 empty] | #N/A | TRUE
[9 empty] | #N/A | TRUE
[9 empty] | #N/A | TRUE
[9 empty] | #N/A | TRUE
[9 empty] | #N/A | TRUE
[9 empty] | #N/A | TRUE
[9 empty] | #N/A | TRUE
[9 empty] | #N/A | TRUE
[9 empty] | #N/A | TRUE
[9 empty] | #N/A | TRUE
[9 empty] | #N/A | TRUE
[9 empty] | #N/A | TRUE
[9 empty] | #N/A | TRUE
[9 empty] | #N/A | TRUE
[9 empty] | #N/A | TRUE
[9 empty] | #N/A | TRUE
[9 empty] | #N/A | TRUE
[9 empty] | #N/A | TRUE
[9 empty] | #N/A | TRUE
[9 empty] | #N/A | TRUE
[9 empty] | #N/A | TRUE
[9 empty] | #N/A | TRUE
[9 empty] | #N/A | TRUE
[9 empty] | #N/A | TRUE
[9 empty] | #N/A | TRUE
[9 empty] | #N/A | TRUE
[9 empty] | #N/A | TRUE
[9 empty] | #N/A | TRUE
[9 empty] | #N/A | TRUE
[9 empty] | #N/A | TRUE
[9 empty] | #N/A | TRUE
[9 empty] | #N/A | TRUE
[9 empty] | #N/A | TRUE
[9 empty] | #N/A | TRUE
[9 empty] | #N/A | TRUE
[9 empty] | #N/A | TRUE
[9 empty] | #N/A | TRUE
[9 empty] | #N/A | TRUE
[9 empty] | #N/A | TRUE
[9 empty] | #N/A | TRUE
[9 empty] | #N/A | TRUE
[9 empty] | #N/A | TRUE
[9 empty] | #N/A | TRUE
[9 empty] | #N/A | TRUE
[9 empty] | #N/A | TRUE
[9 empty] | #N/A | TRUE
[9 empty] | #N/A | TRUE
[9 empty] | #N/A | TRUE
[9 empty] | #N/A | TRUE
[9 empty] | #N/A | TRUE
[9 empty] | #N/A | TRUE
[9 empty] | #N/A | TRUE
[9 empty] | #N/A | TRUE
[9 empty] | #N/A | TRUE
[9 empty] | #N/A | TRUE
[9 empty] | #N/A | TRUE
[9 empty] | #N/A | TRUE
[9 empty] | #N/A | TRUE
[9 empty] | #N/A | TRUE
[9 empty] | #N/A | TRUE
[9 empty] | #N/A | TRUE
[9 empty] | #N/A | TRUE
[9 empty] | #N/A | TRUE
[9 empty] | #N/A | TRUE
[9 empty] | #N/A | TRUE
[9 empty] | #N/A | TRUE
[9 empty] | #N/A | TRUE
[9 empty] | #N/A | TRUE
[9 empty] | #N/A | TRUE
[9 empty] | #N/A | TRUE
[9 empty] | #N/A | TRUE
[9 empty] | #N/A | TRUE
[9 empty] | #N/A | TRUE
[9 empty] | #N/A | TRUE
[9 empty] | #N/A | TRUE
[9 empty] | #N/A | TRUE
[9 empty] | #N/A | TRUE
[9 empty] | #N/A | TRUE
[9 empty] | #N/A | TRUE
[9 empty] | #N/A | TRUE
[9 empty] | #N/A | TRUE
[9 empty] | #N/A | TRUE
[9 empty] | #N/A | TRUE
[9 empty] | #N/A | TRUE
[9 empty] | #N/A | TRUE
[9 empty] | #N/A | TRUE
[9 empty] | #N/A | TRUE
[9 empty] | #N/A | TRUE
[9 empty] | #N/A | TRUE
[9 empty] | #N/A | TRUE
[9 empty] | #N/A | TRUE
[9 empty] | #N/A | TRUE
[9 empty] | #N/A | TRUE
[9 empty] | #N/A | TRUE
[9 empty] | #N/A | TRUE
[9 empty] | #N/A | TRUE
[9 empty] | #N/A | TRUE
[9 empty] | #N/A | TRUE
[9 empty] | #N/A | TRUE
[9 empty] | #N/A | TRUE
[9 empty] | #N/A | TRUE
[9 empty] | #N/A | TRUE
[9 empty] | #N/A | TRUE
[9 empty] | #N/A | TRUE
[9 empty] | #N/A | TRUE
[9 empty] | #N/A | TRUE
[9 empty] | #N/A | TRUE
[9 empty] | #N/A | TRUE
[9 empty] | #N/A | TRUE
[9 empty] | #N/A | TRUE
[9 empty] | #N/A | TRUE
[9 empty] | #N/A | TRUE
[9 empty] | #N/A | TRUE
[9 empty] | #N/A | TRUE
[9 empty] | #N/A | TRUE
[9 empty] | #N/A | TRUE
[9 empty] | #N/A | TRUE
[9 empty] | #N/A | TRUE
[9 empty] | #N/A | TRUE
[9 empty] | #N/A | TRUE
[9 empty] | #N/A | TRUE
[9 empty] | #N/A | TRUE
[9 empty] | #N/A | TRUE
[9 empty] | #N/A | TRUE
[9 empty] | #N/A | TRUE
[9 empty] | #N/A | TRUE
[9 empty] | #N/A | TRUE
[9 empty] | #N/A | TRUE
[9 empty] | #N/A | TRUE
[9 empty] | #N/A | TRUE
[9 empty] | #N/A | TRUE
[9 empty] | #N/A | TRUE
[9 empty] | #N/A | TRUE
[9 empty] | #N/A | TRUE
[9 empty] | #N/A | TRUE
[9 empty] | #N/A | TRUE
[9 empty] | #N/A | TRUE
[9 empty] | #N/A | TRUE
[9 empty] | #N/A | TRUE
[9 empty] | #N/A | TRUE
[9 empty] | #N/A | TRUE
[9 empty] | #N/A | TRUE
[9 empty] | #N/A | TRUE
[9 empty] | #N/A | TRUE
[9 empty] | #N/A | TRUE
[9 empty] | #N/A | TRUE
[9 empty] | #N/A | TRUE
[9 empty] | #N/A | TRUE
[9 empty] | #N/A | TRUE
[9 empty] | #N/A | TRUE
[9 empty] | #N/A | TRUE
[9 empty] | #N/A | TRUE
[9 empty] | #N/A | TRUE
[9 empty] | #N/A | TRUE
[9 empty] | #N/A | TRUE
[9 empty] | #N/A | TRUE
[9 empty] | #N/A | TRUE
[9 empty] | #N/A | TRUE
[9 empty] | #N/A | TRUE
[9 empty] | #N/A | TRUE
[9 empty] | #N/A | TRUE
[9 empty] | #N/A | TRUE
[9 empty] | #N/A | TRUE
[9 empty] | #N/A | TRUE
[9 empty] | #N/A | TRUE
[9 empty] | #N/A | TRUE
[9 empty] | #N/A | TRUE
[9 empty] | #N/A | TRUE
[9 empty] | #N/A | TRUE
[9 empty] | #N/A | TRUE
[9 empty] | #N/A | TRUE
[9 empty] | #N/A | TRUE
[9 empty] | #N/A | TRUE
[9 empty] | #N/A | TRUE
[9 empty] | #N/A | TRUE
[9 empty] | #N/A | TRUE
[9 empty] | #N/A | TRUE
[9 empty] | #N/A | TRUE
[9 empty] | #N/A | TRUE
[9 empty] | #N/A | TRUE
[9 empty] | #N/A | TRUE
[9 empty] | #N/A | TRUE
[9 empty] | #N/A | TRUE
[9 empty] | #N/A | TRUE
[9 empty] | #N/A | TRUE
[9 empty] | #N/A | TRUE
[9 empty] | #N/A | TRUE
[9 empty] | #N/A | TRUE
[9 empty] | #N/A | TRUE
[9 empty] | #N/A | TRUE
[9 empty] | #N/A | TRUE
[9 empty] | #N/A | TRUE
[9 empty] | #N/A | TRUE
[9 empty] | #N/A | TRUE
[9 empty] | #N/A | TRUE
[9 empty] | #N/A | TRUE
[9 empty] | #N/A | TRUE
[9 empty] | #N/A | TRUE
[9 empty] | #N/A | TRUE
[9 empty] | #N/A | TRUE
[9 empty] | #N/A | TRUE
[9 empty] | #N/A | TRUE
[9 empty] | #N/A | TRUE
[9 empty] | #N/A | TRUE
[9 empty] | #N/A | TRUE
[9 empty] | #N/A | TRUE
[9 empty] | #N/A | TRUE
[9 empty] | #N/A | TRUE
[9 empty] | #N/A | TRUE
[9 empty] | #N/A | TRUE
[9 empty] | #N/A | TRUE
[9 empty] | #N/A | TRUE
[9 empty] | #N/A | TRUE
[9 empty] | #N/A | TRUE
[9 empty] | #N/A | TRUE
[9 empty] | #N/A | TRUE
[9 empty] | #N/A | TRUE
[9 empty] | #N/A | TRUE
[9 empty] | #N/A | TRUE
[9 empty] | #N/A | TRUE
[9 empty] | #N/A | TRUE
[9 empty] | #N/A | TRUE
[9 empty] | #N/A | TRUE
[9 empty] | #N/A | TRUE
[9 empty] | #N/A | TRUE
[9 empty] | #N/A | TRUE
[9 empty] | #N/A | TRUE
[9 empty] | #N/A | TRUE
[9 empty] | #N/A | TRUE
[9 empty] | #N/A | TRUE
[9 empty] | #N/A | TRUE
[9 empty] | #N/A | TRUE
[9 empty] | #N/A | TRUE
[9 empty] | #N/A | TRUE
[9 empty] | #N/A | TRUE
[9 empty] | #N/A | TRUE
[9 empty] | #N/A | TRUE
[9 empty] | #N/A | TRUE
[9 empty] | #N/A | TRUE
[9 empty] | #N/A | TRUE
[9 empty] | #N/A | TRUE
[9 empty] | #N/A | TRUE
[9 empty] | #N/A | TRUE
[9 empty] | #N/A | TRUE
[9 empty] | #N/A | TRUE
[9 empty] | #N/A | TRUE
[9 empty] | #N/A | TRUE
[9 empty] | #N/A | TRUE
[9 empty] | #N/A | TRUE
[9 empty] | #N/A | TRUE
[9 empty] | #N/A | TRUE
[9 empty] | #N/A | TRUE
[9 empty] | #N/A | TRUE
[9 empty] | #N/A | TRUE
[9 empty] | #N/A | TRUE
[9 empty] | #N/A | TRUE
[9 empty] | #N/A | TRUE
[9 empty] | #N/A | TRUE
[9 empty] | #N/A | TRUE
[9 empty] | #N/A | TRUE
[9 empty] | #N/A | TRUE
[9 empty] | #N/A | TRUE
[9 empty] | #N/A | TRUE
[9 empty] | #N/A | TRUE
[9 empty] | #N/A | TRUE
[9 empty] | #N/A | TRUE
[9 empty] | #N/A | TRUE
[9 empty] | #N/A | TRUE
[9 empty] | #N/A | TRUE
[9 empty] | #N/A | TRUE
[9 empty] | #N/A | TRUE
[9 empty] | #N/A | TRUE
[9 empty] | #N/A | TRUE
[9 empty] | #N/A | TRUE
[9 empty] | #N/A | TRUE
[9 empty] | #N/A | TRUE
[9 empty] | #N/A | TRUE
[9 empty] | #N/A | TRUE
[9 empty] | #N/A | TRUE
[9 empty] | #N/A | TRUE
[9 empty] | #N/A | TRUE
[9 empty] | #N/A | TRUE
[9 empty] | #N/A | TRUE
[9 empty] | #N/A | TRUE
[9 empty] | #N/A | TRUE
[9 empty] | #N/A | TRUE
[9 empty] | #N/A | TRUE
[9 empty] | #N/A | TRUE
[9 empty] | #N/A | TRUE
[9 empty] | #N/A | TRUE
[9 empty] | #N/A | TRUE
[9 empty] | #N/A | TRUE
[9 empty] | #N/A | TRUE
[9 empty] | #N/A | TRUE
[9 empty] | #N/A | TRUE
[9 empty] | #N/A | TRUE
[9 empty] | #N/A | TRUE
[9 empty] | #N/A | TRUE
[9 empty] | #N/A | TRUE
[9 empty] | #N/A | TRUE
[9 empty] | #N/A | TRUE
[9 empty] | #N/A | TRUE
[9 empty] | #N/A | TRUE
[9 empty] | #N/A | TRUE
[9 empty] | #N/A | TRUE
[9 empty] | #N/A | TRUE
[9 empty] | #N/A | TRUE
[9 empty] | #N/A | TRUE
[9 empty] | #N/A | TRUE
[9 empty] | #N/A | TRUE
[9 empty] | #N/A | TRUE
[9 empty] | #N/A | TRUE
[9 empty] | #N/A | TRUE
[9 empty] | #N/A | TRUE
[9 empty] | #N/A | TRUE
[9 empty] | #N/A | TRUE
[9 empty] | #N/A | TRUE
[9 empty] | #N/A | TRUE
[9 empty] | #N/A | TRUE
[9 empty] | #N/A | TRUE
[9 empty] | #N/A | TRUE
[9 empty] | #N/A | TRUE
[9 empty] | #N/A | TRUE
[9 empty] | #N/A | TRUE
[9 empty] | #N/A | TRUE
[9 empty] | #N/A | TRUE
[9 empty] | #N/A | TRUE
[9 empty] | #N/A | TRUE
[9 empty] | #N/A | TRUE
[9 empty] | #N/A | TRUE
[9 empty] | #N/A | TRUE
[9 empty] | #N/A | TRUE
[9 empty] | #N/A | TRUE
[9 empty] | #N/A | TRUE
[9 empty] | #N/A | TRUE
[9 empty] | #N/A | TRUE
[9 empty] | #N/A | TRUE
[9 empty] | #N/A | TRUE
[9 empty] | #N/A | TRUE
[9 empty] | #N/A | TRUE
[9 empty] | #N/A | TRUE
[9 empty] | #N/A | TRUE
[9 empty] | #N/A | TRUE
[9 empty] | #N/A | TRUE
[9 empty] | #N/A | TRUE
[9 empty] | #N/A | TRUE
[9 empty] | #N/A | TRUE
[9 empty] | #N/A | TRUE
[9 empty] | #N/A | TRUE
[9 empty] | #N/A | TRUE
[9 empty] | #N/A | TRUE
[9 empty] | #N/A | TRUE
[9 empty] | #N/A | TRUE
[9 empty] | #N/A | TRUE
[9 empty] | #N/A | TRUE
[9 empty] | #N/A | TRUE
[9 empty] | #N/A | TRUE
[9 empty] | #N/A | TRUE
[9 empty] | #N/A | TRUE
[9 empty] | #N/A | TRUE
[9 empty] | #N/A | TRUE
[9 empty] | #N/A | TRUE
[9 empty] | #N/A | TRUE
[9 empty] | #N/A | TRUE
[9 empty] | #N/A | TRUE
[9 empty] | #N/A | TRUE
[9 empty] | #N/A | TRUE
[9 empty] | #N/A | TRUE
[9 empty] | #N/A | TRUE
[9 empty] | #N/A | TRUE
[9 empty] | #N/A | TRUE
[9 empty] | #N/A | TRUE
[9 empty] | #N/A | TRUE
[9 empty] | #N/A | TRUE
[9 empty] | #N/A | TRUE
[9 empty] | #N/A | TRUE
[9 empty] | #N/A | TRUE
[9 empty] | #N/A | TRUE
[9 empty] | #N/A | TRUE
[9 empty] | #N/A | TRUE
[9 empty] | #N/A | TRUE
[9 empty] | #N/A | TRUE
[9 empty] | #N/A | TRUE
[9 empty] | #N/A | TRUE
[9 empty] | #N/A | TRUE
[9 empty] | #N/A | TRUE
[9 empty] | #N/A | TRUE
[9 empty] | #N/A | TRUE
[9 empty] | #N/A | TRUE
[9 empty] | #N/A | TRUE
[9 empty] | #N/A | TRUE
[9 empty] | #N/A | TRUE
[9 empty] | #N/A | TRUE
[9 empty] | #N/A | TRUE
[9 empty] | #N/A | TRUE
[9 empty] | #N/A | TRUE
[9 empty] | #N/A | TRUE
[9 empty] | #N/A | TRUE
[9 empty] | #N/A | TRUE
[9 empty] | #N/A | TRUE
[9 empty] | #N/A | TRUE
[9 empty] | #N/A | TRUE
[9 empty] | #N/A | TRUE
[9 empty] | #N/A | TRUE
[9 empty] | #N/A | TRUE
[9 empty] | #N/A | TRUE
[9 empty] | #N/A | TRUE
[9 empty] | #N/A | TRUE
[9 empty] | #N/A | TRUE
[9 empty] | #N/A | TRUE
[9 empty] | #N/A | TRUE
[9 empty] | #N/A | TRUE
[9 empty] | #N/A | TRUE
[9 empty] | #N/A | TRUE
[9 empty] | #N/A | TRUE
[9 empty] | #N/A | TRUE
[9 empty] | #N/A | TRUE
[9 empty] | #N/A | TRUE
[9 empty] | #N/A | TRUE
[9 empty] | #N/A | TRUE
[9 empty] | #N/A | TRUE
[9 empty] | #N/A | TRUE
[9 empty] | #N/A | TRUE
[9 empty] | #N/A | TRUE
[9 empty] | #N/A | TRUE
[9 empty] | #N/A | TRUE
[9 empty] | #N/A | TRUE
[9 empty] | #N/A | TRUE
[9 empty] | #N/A | TRUE
[9 empty] | #N/A | TRUE
[9 empty] | #N/A | TRUE
[9 empty] | #N/A | TRUE
[9 empty] | #N/A | TRUE
[9 empty] | #N/A | TRUE
[9 empty] | #N/A | TRUE
[9 empty] | #N/A | TRUE
[9 empty] | #N/A | TRUE
[9 empty] | #N/A | TRUE
[9 empty] | #N/A | TRUE
[9 empty] | #N/A | TRUE
[9 empty] | #N/A | TRUE
[9 empty] | #N/A | TRUE
[9 empty] | #N/A | TRUE
[9 empty] | #N/A | TRUE
[9 empty] | #N/A | TRUE
[9 empty] | #N/A | TRUE
[9 empty] | #N/A | TRUE
[9 empty] | #N/A | TRUE
[9 empty] | #N/A | TRUE
[9 empty] | #N/A | TRUE
[9 empty] | #N/A | TRUE
[9 empty] | #N/A | TRUE
[9 empty] | #N/A | TRUE
[9 empty] | #N/A | TRUE
[9 empty] | #N/A | TRUE
[9 empty] | #N/A | TRUE
[9 empty] | #N/A | TRUE
[9 empty] | #N/A | TRUE
[9 empty] | #N/A | TRUE
[9 empty] | #N/A | TRUE
[9 empty] | #N/A | TRUE
[9 empty] | #N/A | TRUE
[9 empty] | #N/A | TRUE
[9 empty] | #N/A | TRUE
[9 empty] | #N/A | TRUE
[9 empty] | #N/A | TRUE
[9 empty] | #N/A | TRUE
[9 empty] | #N/A | TRUE
[9 empty] | #N/A | TRUE
[9 empty] | #N/A | TRUE
[9 empty] | #N/A | TRUE
[9 empty] | #N/A | TRUE
[9 empty] | #N/A | TRUE
[9 empty] | #N/A | TRUE
[9 empty] | #N/A | TRUE
[9 empty] | #N/A | TRUE
[9 empty] | #N/A | TRUE
[9 empty] | #N/A | TRUE
[9 empty] | #N/A | TRUE
[9 empty] | #N/A | TRUE
[9 empty] | #N/A | TRUE
[9 empty] | #N/A | TRUE
[9 empty] | #N/A | TRUE
[9 empty] | #N/A | TRUE
[9 empty] | #N/A | TRUE
[9 empty] | #N/A | TRUE
[9 empty] | #N/A | TRUE
[9 empty] | #N/A | TRUE
[9 empty] | #N/A | TRUE
[9 empty] | #N/A | TRUE
[9 empty] | #N/A | TRUE
[9 empty] | #N/A | TRUE
[9 empty] | #N/A | TRUE
[9 empty] | #N/A | TRUE
[9 empty] | #N/A | TRUE
[9 empty] | #N/A | TRUE
[9 empty] | #N/A | TRUE
[9 empty] | #N/A | TRUE
[9 empty] | #N/A | TRUE
[9 empty] | #N/A | TRUE
[9 empty] | #N/A | TRUE
[9 empty] | #N/A | TRUE
[9 empty] | #N/A | TRUE
[9 empty] | #N/A | TRUE
[9 empty] | #N/A | TRUE
[9 empty] | #N/A | TRUE
[9 empty] | #N/A | TRUE
[9 empty] | #N/A | TRUE
[9 empty] | #N/A | TRUE
[9 empty] | #N/A | TRUE
[9 empty] | #N/A | TRUE
[9 empty] | #N/A | TRUE
[9 empty] | #N/A | TRUE
[9 empty] | #N/A | TRUE
[9 empty] | #N/A | TRUE
[9 empty] | #N/A | TRUE
[9 empty] | #N/A | TRUE
[9 empty] | #N/A | TRUE
[9 empty] | #N/A | TRUE
[9 empty] | #N/A | TRUE
[9 empty] | #N/A | TRUE
[9 empty] | #N/A | TRUE
[9 empty] | #N/A | TRUE
[9 empty] | #N/A | TRUE
[9 empty] | #N/A | TRUE
[9 empty] | #N/A | TRUE
[9 empty] | #N/A | TRUE
[9 empty] | #N/A | TRUE
[9 empty] | #N/A | TRUE
[9 empty] | #N/A | TRUE
[9 empty] | #N/A | TRUE
[9 empty] | #N/A | TRUE
[9 empty] | #N/A | TRUE
[9 empty] | #N/A | TRUE
[9 empty] | #N/A | TRUE
[9 empty] | #N/A | TRUE
[9 empty] | #N/A | TRUE
[9 empty] | #N/A | TRUE
[9 empty] | #N/A | TRUE
[9 empty] | #N/A | TRUE
[9 empty] | #N/A | TRUE
[9 empty] | #N/A | TRUE
[9 empty] | #N/A | TRUE
[9 empty] | #N/A | TRUE
[9 empty] | #N/A | TRUE
[9 empty] | #N/A | TRUE
[9 empty] | #N/A | TRUE
[9 empty] | #N/A | TRUE
[9 empty] | #N/A | TRUE
[9 empty] | #N/A | TRUE
[9 empty] | #N/A | TRUE
[9 empty] | #N/A | TRUE
[9 empty] | #N/A | TRUE
[9 empty] | #N/A | TRUE
[9 empty] | #N/A | TRUE
[9 empty] | #N/A | TRUE
[9 empty] | #N/A | TRUE
[9 empty] | #N/A | TRUE
[9 empty] | #N/A | TRUE
[9 empty] | #N/A | TRUE
[9 empty] | #N/A | TRUE
[9 empty] | #N/A | TRUE
[9 empty] | #N/A | TRUE
[9 empty] | #N/A | TRUE
[9 empty] | #N/A | TRUE
[9 empty] | #N/A | TRUE
[9 empty] | #N/A | TRUE
[9 empty] | #N/A | TRUE
[9 empty] | #N/A | TRUE
[9 empty] | #N/A | TRUE
[9 empty] | #N/A | TRUE
[9 empty] | #N/A | TRUE
[9 empty] | #N/A | TRUE
[9 empty] | #N/A | TRUE
[9 empty] | #N/A | TRUE
[9 empty] | #N/A | TRUE
[9 empty] | #N/A | TRUE
[9 empty] | #N/A | TRUE
[9 empty] | #N/A | TRUE
[9 empty] | #N/A | TRUE
[9 empty] | #N/A | TRUE
[9 empty] | #N/A | TRUE
[9 empty] | #N/A | TRUE
[9 empty] | #N/A | TRUE
[9 empty] | #N/A | TRUE
[9 empty] | #N/A | TRUE
[9 empty] | #N/A | TRUE
[9 empty] | #N/A | TRUE
[9 empty] | #N/A | TRUE
[9 empty] | #N/A | TRUE
[9 empty] | #N/A | TRUE
[9 empty] | #N/A | TRUE
[9 empty] | #N/A | TRUE
[9 empty] | #N/A | TRUE
[9 empty] | #N/A | TRUE
[9 empty] | #N/A | TRUE
[9 empty] | #N/A | TRUE
[9 empty] | #N/A | TRUE
[9 empty] | #N/A | TRUE
[9 empty] | #N/A | TRUE
[9 empty] | #N/A | TRUE
[9 empty] | #N/A | TRUE
[9 empty] | #N/A | TRUE
[9 empty] | #N/A | TRUE
[9 empty] | #N/A | TRUE
[9 empty] | #N/A | TRUE
[9 empty] | #N/A | TRUE
[9 empty] | #N/A | TRUE
[9 empty] | #N/A | TRUE
[9 empty] | #N/A | TRUE
[9 empty] | #N/A | TRUE
[9 empty] | #N/A | TRUE
[9 empty] | #N/A | TRUE
[9 empty] | #N/A | TRUE
[9 empty] | #N/A | TRUE
[9 empty] | #N/A | TRUE
[9 empty] | #N/A | TRUE
[9 empty] | #N/A | TRUE
[9 empty] | #N/A | TRUE
[9 empty] | #N/A | TRUE
[9 empty] | #N/A | TRUE
[9 empty] | #N/A | TRUE
[9 empty] | #N/A | TRUE
[9 empty] | #N/A | TRUE
[9 empty] | #N/A | TRUE
[9 empty] | #N/A | TRUE
[9 empty] | #N/A | TRUE
[9 empty] | #N/A | TRUE
[9 empty] | #N/A | TRUE
[9 empty] | #N/A | TRUE
[9 empty] | #N/A | TRUE
[9 empty] | #N/A | TRUE
[9 empty] | #N/A | TRUE
[9 empty] | #N/A | TRUE
[9 empty] | #N/A | TRUE
[9 empty] | #N/A | TRUE
[9 empty] | #N/A | TRUE
[9 empty] | #N/A | TRUE
[9 empty] | #N/A | TRUE
[9 empty] | #N/A | TRUE
[9 empty] | #N/A | TRUE
[9 empty] | #N/A | TRUE
[9 empty] | #N/A | TRUE
[9 empty] | #N/A | TRUE
[9 empty] | #N/A | TRUE
[9 empty] | #N/A | TRUE
[9 empty] | #N/A | TRUE
[9 empty] | #N/A | TRUE
[9 empty] | #N/A | TRUE
[9 empty] | #N/A | TRUE
[9 empty] | #N/A | TRUE
[9 empty] | #N/A | TRUE
[9 empty] | #N/A | TRUE
[9 empty] | #N/A | TRUE
[9 empty] | #N/A | TRUE
[9 empty] | #N/A | TRUE
[9 empty] | #N/A | TRUE
[9 empty] | #N/A | TRUE
[9 empty] | #N/A | TRUE
[9 empty] | #N/A | TRUE
[9 empty] | #N/A | TRUE
[9 empty] | #N/A | TRUE
[9 empty] | #N/A | TRUE
[9 empty] | #N/A | TRUE
[9 empty] | #N/A | TRUE
[9 empty] | #N/A | TRUE
[9 empty] | #N/A | TRUE
[9 empty] | #N/A | TRUE
[9 empty] | #N/A | TRUE
[9 empty] | #N/A | TRUE
[9 empty] | #N/A | TRUE
[9 empty] | #N/A | TRUE
[9 empty] | #N/A | TRUE
[9 empty] | #N/A | TRUE
[9 empty] | #N/A | TRUE
[9 empty] | #N/A | TRUE
[9 empty] | #N/A | TRUE
[9 empty] | #N/A | TRUE
[9 empty] | #N/A | TRUE
[9 empty] | #N/A | TRUE
[9 empty] | #N/A | TRUE
[9 empty] | #N/A | TRUE
[9 empty] | #N/A | TRUE
[9 empty] | #N/A | TRUE
[9 empty] | #N/A | TRUE
[9 empty] | #N/A | TRUE
[9 empty] | #N/A | TRUE
[9 empty] | #N/A | TRUE
[9 empty] | #N/A | TRUE
[9 empty] | #N/A | TRUE
[9 empty] | #N/A | TRUE
[9 empty] | #N/A | TRUE
[9 empty] | #N/A | TRUE
[9 empty] | #N/A | TRUE
[9 empty] | #N/A | TRUE
[9 empty] | #N/A | TRUE
[9 empty] | #N/A | TRUE
[9 empty] | #N/A | TRUE
[9 empty] | #N/A | TRUE
[9 empty] | #N/A | TRUE
[9 empty] | #N/A | TRUE
[9 empty] | #N/A | TRUE
[9 empty] | #N/A | TRUE
[9 empty] | #N/A | TRUE
[9 empty] | #N/A | TRUE
[9 empty] | #N/A | TRUE
[9 empty] | #N/A | TRUE
[9 empty] | #N/A | TRUE
[9 empty] | #N/A | TRUE
[9 empty] | #N/A | TRUE
[9 empty] | #N/A | TRUE
[9 empty] | #N/A | TRUE
[9 empty] | #N/A | TRUE
[9 empty] | #N/A | TRUE
[9 empty] | #N/A | TRUE
[9 empty] | #N/A | TRUE
[9 empty] | #N/A | TRUE
[9 empty] | #N/A | TRUE
[9 empty] | #N/A | TRUE
[9 empty] | #N/A | TRUE
[9 empty] | #N/A | TRUE
[9 empty] | #N/A | TRUE
[9 empty] | #N/A | TRUE
[9 empty] | #N/A | TRUE
[9 empty] | #N/A | TRUE
[9 empty] | #N/A | TRUE
[9 empty] | #N/A | TRUE
[9 empty] | #N/A | TRUE
[9 empty] | #N/A | TRUE
[9 empty] | #N/A | TRUE
[9 empty] | #N/A | TRUE
[9 empty] | #N/A | TRUE
[9 empty] | #N/A | TRUE
[9 empty] | #N/A | TRUE
[9 empty] | #N/A | TRUE
[9 empty] | #N/A | TRUE
[9 empty] | #N/A | TRUE
[9 empty] | #N/A | TRUE
[9 empty] | #N/A | TRUE
[9 empty] | #N/A | TRUE
[9 empty] | #N/A | TRUE
[9 empty] | #N/A | TRUE
[9 empty] | #N/A | TRUE
[9 empty] | #N/A | TRUE
[9 empty] | #N/A | TRUE
[9 empty] | #N/A | TRUE
[9 empty] | #N/A | TRUE
[9 empty] | #N/A | TRUE
[9 empty] | #N/A | TRUE
[9 empty] | #N/A | TRUE
[9 empty] | #N/A | TRUE
[9 empty] | #N/A | TRUE
[9 empty] | #N/A | TRUE
[9 empty] | #N/A | TRUE
[9 empty] | #N/A | TRUE
[9 empty] | #N/A | TRUE
[9 empty] | #N/A | TRUE
[9 empty] | #N/A | TRUE
[9 empty] | #N/A | TRUE
[9 empty] | #N/A | TRUE
[9 empty] | #N/A | TRUE
[9 empty] | #N/A | TRUE
[9 empty] | #N/A | TRUE
[9 empty] | #N/A | TRUE
[9 empty] | #N/A | TRUE
[9 empty] | #N/A | TRUE
[9 empty] | #N/A | TRUE
[9 empty] | #N/A | TRUE
[9 empty] | #N/A | TRUE
[9 empty] | #N/A | TRUE
[9 empty] | #N/A | TRUE
[9 empty] | #N/A | TRUE
[9 empty] | #N/A | TRUE
[9 empty] | #N/A | TRUE
[9 empty] | #N/A | TRUE
[9 empty] | #N/A | TRUE
[9 empty] | #N/A | TRUE
[9 empty] | #N/A | TRUE
[9 empty] | #N/A | TRUE
[9 empty] | #N/A | TRUE
[9 empty] | #N/A | TRUE
[9 empty] | #N/A | TRUE
[9 empty] | #N/A | TRUE
[9 empty] | #N/A | TRUE
[9 empty] | #N/A | TRUE
[9 empty] | #N/A | TRUE
[9 empty] | #N/A | TRUE
[9 empty] | #N/A | TRUE
[9 empty] | #N/A | TRUE
[9 empty] | #N/A | TRUE
[9 empty] | #N/A | TRUE
[9 empty] | #N/A | TRUE
[9 empty] | #N/A | TRUE
[9 empty] | #N/A | TRUE
[9 empty] | #N/A | TRUE
[9 empty] | #N/A | TRUE
[9 empty] | #N/A | TRUE
[9 empty] | #N/A | TRUE
[9 empty] | #N/A | TRUE
[9 empty] | #N/A | TRUE
[9 empty] | #N/A | TRUE
[9 empty] | #N/A | TRUE
[9 empty] | #N/A | TRUE
[9 empty] | #N/A | TRUE
[9 empty] | #N/A | TRUE
[9 empty] | #N/A | TRUE
[9 empty] | #N/A | TRUE
[9 empty] | #N/A | TRUE
[9 empty] | #N/A | TRUE
[9 empty] | #N/A | TRUE
[9 empty] | #N/A | TRUE
[9 empty] | #N/A | TRUE
[9 empty] | #N/A | TRUE
[9 empty] | #N/A | TRUE
[9 empty] | #N/A | TRUE
[9 empty] | #N/A | TRUE
[9 empty] | #N/A | TRUE
[9 empty] | #N/A | TRUE
[9 empty] | #N/A | TRUE
[9 empty] | #N/A | TRUE
[9 empty] | #N/A | TRUE
[9 empty] | #N/A | TRUE
[9 empty] | #N/A | TRUE
[9 empty] | #N/A | TRUE
[9 empty] | #N/A | TRUE
[9 empty] | #N/A | TRUE
[9 empty] | #N/A | TRUE
[9 empty] | #N/A | TRUE
[9 empty] | #N/A | TRUE
[9 empty] | #N/A | TRUE
[9 empty] | #N/A | TRUE
[9 empty] | #N/A | TRUE
[9 empty] | #N/A | TRUE
[9 empty] | #N/A | TRUE
[9 empty] | #N/A | TRUE
[9 empty] | #N/A | TRUE
[9 empty] | #N/A | TRUE
[9 empty] | #N/A | TRUE
[9 empty] | #N/A | TRUE
[9 empty] | #N/A | TRUE
[9 empty] | #N/A | TRUE
[9 empty] | #N/A | TRUE
[9 empty] | #N/A | TRUE
[9 empty] | #N/A | TRUE
[9 empty] | #N/A | TRUE
[9 empty] | #N/A | TRUE
[9 empty] | #N/A | TRUE
[9 empty] | #N/A | TRUE
[9 empty] | #N/A | TRUE
[9 empty] | #N/A | TRUE
[9 empty] | #N/A | TRUE
[9 empty] | #N/A | TRUE
[9 empty] | #N/A | TRUE
[9 empty] | #N/A | TRUE
[9 empty] | #N/A | TRUE
[9 empty] | #N/A | TRUE
[9 empty] | #N/A | TRUE
[9 empty] | #N/A | TRUE
[9 empty] | #N/A | TRUE
[9 empty] | #N/A | TRUE
[9 empty] | #N/A | TRUE
[9 empty] | #N/A | TRUE
[9 empty] | #N/A | TRUE
[9 empty] | #N/A | TRUE
[9 empty] | #N/A | TRUE
[9 empty] | #N/A | TRUE
[9 empty] | #N/A | TRUE
[9 empty] | #N/A | TRUE
[9 empty] | #N/A | TRUE
[9 empty] | #N/A | TRUE
[9 empty] | #N/A | TRUE
[9 empty] | #N/A | TRUE
[9 empty] | #N/A | TRUE
[9 empty] | #N/A | TRUE
[9 empty] | #N/A | TRUE
[9 empty] | #N/A | TRUE
[9 empty] | #N/A | TRUE
[9 empty] | #N/A | TRUE
[9 empty] | #N/A | TRUE
[9 empty] | #N/A | TRUE
[9 empty] | #N/A | TRUE
[9 empty] | #N/A | TRUE
[9 empty] | #N/A | TRUE
[9 empty] | #N/A | TRUE
[9 empty] | #N/A | TRUE
[9 empty] | #N/A | TRUE
[9 empty] | #N/A | TRUE
[9 empty] | #N/A | TRUE
[9 empty] | #N/A | TRUE
[9 empty] | #N/A | TRUE
[9 empty] | #N/A | TRUE
[9 empty] | #N/A | TRUE
[9 empty] | #N/A | TRUE
[9 empty] | #N/A | TRUE
[9 empty] | #N/A | TRUE
[9 empty] | #N/A | TRUE
[9 empty] | #N/A | TRUE
[9 empty] | #N/A | TRUE
[9 empty] | #N/A | TRUE
[9 empty] | #N/A | TRUE
[9 empty] | #N/A | TRUE
[9 empty] | #N/A | TRUE
[9 empty] | #N/A | TRUE
[9 empty] | #N/A | TRUE
[9 empty] | #N/A | TRUE
[9 empty] | #N/A | TRUE
[9 empty] | #N/A | TRUE
[9 empty] | #N/A | TRUE
[9 empty] | #N/A | TRUE
[9 empty] | #N/A | TRUE
[9 empty] | #N/A | TRUE
[9 empty] | #N/A | TRUE
[9 empty] | #N/A | TRUE
[9 empty] | #N/A | TRUE
[9 empty] | #N/A | TRUE
[9 empty] | #N/A | TRUE
[9 empty] | #N/A | TRUE
[9 empty] | #N/A | TRUE
[9 empty] | #N/A | TRUE
[9 empty] | #N/A | TRUE
[9 empty] | #N/A | TRUE
[9 empty] | #N/A | TRUE
[9 empty] | #N/A | TRUE
[9 empty] | #N/A | TRUE
[9 empty] | #N/A | TRUE
[9 empty] | #N/A | TRUE
[9 empty] | #N/A | TRUE
[9 empty] | #N/A | TRUE
[9 empty] | #N/A | TRUE
[9 empty] | #N/A | TRUE
[9 empty] | #N/A | TRUE
[9 empty] | #N/A | TRUE
[9 empty] | #N/A | TRUE
[9 empty] | #N/A | TRUE
[9 empty] | #N/A | TRUE
[9 empty] | #N/A | TRUE
[9 empty] | #N/A | TRUE
[9 empty] | #N/A | TRUE
[9 empty] | #N/A | TRUE
[9 empty] | #N/A | TRUE
[9 empty] | #N/A | TRUE
[9 empty] | #N/A | TRUE
[9 empty] | #N/A | TRUE
[9 empty] | #N/A | TRUE
[9 empty] | #N/A | TRUE
[9 empty] | #N/A | TRUE
[9 empty] | #N/A | TRUE
[9 empty] | #N/A | TRUE
[9 empty] | #N/A | TRUE
[9 empty] | #N/A | TRUE
[9 empty] | #N/A | TRUE
[9 empty] | #N/A | TRUE
[9 empty] | #N/A | TRUE
[9 empty] | #N/A | TRUE
[9 empty] | #N/A | TRUE
[9 empty] | #N/A | TRUE
[9 empty] | #N/A | TRUE
[9 empty] | #N/A | TRUE
[9 empty] | #N/A | TRUE
[9 empty] | #N/A | TRUE
[9 empty] | #N/A | TRUE
[9 empty] | #N/A | TRUE
[9 empty] | #N/A | TRUE
[9 empty] | #N/A | TRUE
[9 empty] | #N/A | TRUE
[9 empty] | #N/A | TRUE
[9 empty] | #N/A | TRUE
[9 empty] | #N/A | TRUE
[9 empty] | #N/A | TRUE
[9 empty] | #N/A | TRUE
[9 empty] | #N/A | TRUE
[9 empty] | #N/A | TRUE
[9 empty] | #N/A | TRUE
[9 empty] | #N/A | TRUE
[9 empty] | #N/A | TRUE
[9 empty] | #N/A | TRUE
[9 empty] | #N/A | TRUE
[9 empty] | #N/A | TRUE
[9 empty] | #N/A | TRUE
[9 empty] | #N/A | TRUE
[9 empty] | #N/A | TRUE
[9 empty] | #N/A | TRUE
[9 empty] | #N/A | TRUE
[9 empty] | #N/A | TRUE
[9 empty] | #N/A | TRUE
[9 empty] | #N/A | TRUE
[9 empty] | #N/A | TRUE
[9 empty] | #N/A | TRUE
[9 empty] | #N/A | TRUE
[9 empty] | #N/A | TRUE
[9 empty] | #N/A | TRUE
[9 empty] | #N/A | TRUE
[9 empty] | #N/A | TRUE
[9 empty] | #N/A | TRUE
[9 empty] | #N/A | TRUE
[9 empty] | #N/A | TRUE
[9 empty] | #N/A | TRUE
[9 empty] | #N/A | TRUE
[9 empty] | #N/A | TRUE
[9 empty] | #N/A | TRUE
[9 empty] | #N/A | TRUE
[9 empty] | #N/A | TRUE
[9 empty] | #N/A | TRUE
[9 empty] | #N/A | TRUE
[9 empty] | #N/A | TRUE
[9 empty] | #N/A | TRUE
[9 empty] | #N/A | TRUE
[9 empty] | #N/A | TRUE
[9 empty] | #N/A | TRUE
[9 empty] | #N/A | TRUE
[9 empty] | #N/A | TRUE
[9 empty] | #N/A | TRUE
[9 empty] | #N/A | TRUE
[9 empty] | #N/A | TRUE
[9 empty] | #N/A | TRUE
[9 empty] | #N/A | TRUE
[9 empty] | #N/A | TRUE
[9 empty] | #N/A | TRUE
[9 empty] | #N/A | TRUE
[9 empty] | #N/A | TRUE
[9 empty] | #N/A | TRUE
[9 empty] | #N/A | TRUE
[9 empty] | #N/A | TRUE
[9 empty] | #N/A | TRUE
[9 empty] | #N/A | TRUE
[9 empty] | #N/A | TRUE
[9 empty] | #N/A | TRUE
[9 empty] | #N/A | TRUE
[9 empty] | #N/A | TRUE
[9 empty] | #N/A | TRUE
[9 empty] | #N/A | TRUE
[9 empty] | #N/A | TRUE
[9 empty] | #N/A | TRUE
[9 empty] | #N/A | TRUE
[9 empty] | #N/A | TRUE
[9 empty] | #N/A | TRUE
[9 empty] | #N/A | TRUE
[9 empty] | #N/A | TRUE
[9 empty] | #N/A | TRUE
[9 empty] | #N/A | TRUE
[9 empty] | #N/A | TRUE
[9 empty] | #N/A | TRUE
[9 empty] | #N/A | TRUE
[9 empty] | #N/A | TRUE
[9 empty] | #N/A | TRUE
[9 empty] | #N/A | TRUE
[9 empty] | #N/A | TRUE
[9 empty] | #N/A | TRUE
[9 empty] | #N/A | TRUE
[9 empty] | #N/A | TRUE
[9 empty] | #N/A | TRUE
[9 empty] | #N/A | TRUE
[9 empty] | #N/A | TRUE
[9 empty] | #N/A | TRUE
[9 empty] | #N/A | TRUE
[9 empty] | #N/A | TRUE
[9 empty] | #N/A | TRUE
[9 empty] | #N/A | TRUE
[9 empty] | #N/A | TRUE
[9 empty] | #N/A | TRUE
[9 empty] | #N/A | TRUE
[9 empty] | #N/A | TRUE
[9 empty] | #N/A | TRUE
[9 empty] | #N/A | TRUE
[9 empty] | #N/A | TRUE
[9 empty] | #N/A | TRUE
[9 empty] | #N/A | TRUE
[9 empty] | #N/A | TRUE
[9 empty] | #N/A | TRUE
[9 empty] | #N/A | TRUE
[9 empty] | #N/A | TRUE
[9 empty] | #N/A | TRUE
[9 empty] | #N/A | TRUE
[9 empty] | #N/A | TRUE
[9 empty] | #N/A | TRUE
[9 empty] | #N/A | TRUE
[9 empty] | #N/A | TRUE
[9 empty] | #N/A | TRUE
[9 empty] | #N/A | TRUE
[9 empty] | #N/A | TRUE
[9 empty] | #N/A | TRUE
[9 empty] | #N/A | TRUE
[9 empty] | #N/A | TRUE
[9 empty] | #N/A | TRUE
[9 empty] | #N/A | TRUE
[9 empty] | #N/A | TRUE
[9 empty] | #N/A | TRUE
[9 empty] | #N/A | TRUE
[9 empty] | #N/A | TRUE
[9 empty] | #N/A | TRUE
[9 empty] | #N/A | TRUE
[9 empty] | #N/A | TRUE
[9 empty] | #N/A | TRUE
[9 empty] | #N/A | TRUE
[9 empty] | #N/A | TRUE
[9 empty] | #N/A | TRUE
[9 empty] | #N/A | TRUE
[9 empty] | #N/A | TRUE
[9 empty] | #N/A | TRUE
[9 empty] | #N/A | TRUE
[9 empty] | #N/A | TRUE
[9 empty] | #N/A | TRUE
[9 empty] | #N/A | TRUE
[9 empty] | #N/A | TRUE
[9 empty] | #N/A | TRUE
[9 empty] | #N/A | TRUE
[9 empty] | #N/A | TRUE
[9 empty] | #N/A | TRUE
[9 empty] | #N/A | TRUE
[9 empty] | #N/A | TRUE
[9 empty] | #N/A | TRUE
[9 empty] | #N/A | TRUE
[9 empty] | #N/A | TRUE
[9 empty] | #N/A | TRUE
[9 empty] | #N/A | TRUE
[9 empty] | #N/A | TRUE
[9 empty] | #N/A | TRUE
[9 empty] | #N/A | TRUE
[9 empty] | #N/A | TRUE
[9 empty] | #N/A | TRUE
[9 empty] | #N/A | TRUE
[9 empty] | #N/A | TRUE
[9 empty] | #N/A | TRUE
[9 empty] | #N/A | TRUE
[9 empty] | #N/A | TRUE
[9 empty] | #N/A | TRUE
[9 empty] | #N/A | TRUE
[9 empty] | #N/A | TRUE
[9 empty] | #N/A | TRUE
[9 empty] | #N/A | TRUE
[9 empty] | #N/A | TRUE
[9 empty] | #N/A | TRUE
[9 empty] | #N/A | TRUE
[9 empty] | #N/A | TRUE
[9 empty] | #N/A | TRUE
[9 empty] | #N/A | TRUE
[9 empty] | #N/A | TRUE
[9 empty] | #N/A | TRUE
[9 empty] | #N/A | TRUE
[9 empty] | #N/A | TRUE
[9 empty] | #N/A | TRUE
[9 empty] | #N/A | TRUE
[9 empty] | #N/A | TRUE
[9 empty] | #N/A | TRUE
[9 empty] | #N/A | TRUE
[9 empty] | #N/A | TRUE
[9 empty] | #N/A | TRUE
[9 empty] | #N/A | TRUE
[9 empty] | #N/A | TRUE
[9 empty] | #N/A | TRUE
[9 empty] | #N/A | TRUE
[9 empty] | #N/A | TRUE
[9 empty] | #N/A | TRUE
[9 empty] | #N/A | TRUE
[9 empty] | #N/A | TRUE
[9 empty] | #N/A | TRUE
[9 empty] | #N/A | TRUE
[9 empty] | #N/A | TRUE
[9 empty] | #N/A | TRUE
[9 empty] | #N/A | TRUE
[9 empty] | #N/A | TRUE
[9 empty] | #N/A | TRUE
[9 empty] | #N/A | TRUE
[9 empty] | #N/A | TRUE
[9 empty] | #N/A | TRUE
[9 empty] | #N/A | TRUE
[9 empty] | #N/A | TRUE
[9 empty] | #N/A | TRUE
[9 empty] | #N/A | TRUE
[9 empty] | #N/A | TRUE
[9 empty] | #N/A | TRUE
[9 empty] | #N/A | TRUE
[9 empty] | #N/A | TRUE
[9 empty] | #N/A | TRUE
[9 empty] | #N/A | TRUE
[9 empty] | #N/A | TRUE
[9 empty] | #N/A | TRUE
[9 empty] | #N/A | TRUE
[9 empty] | #N/A | TRUE
[9 empty] | #N/A | TRUE
[9 empty] | #N/A | TRUE
[9 empty] | #N/A | TRUE
[9 empty] | #N/A | TRUE
[9 empty] | #N/A | TRUE
[9 empty] | #N/A | TRUE
[9 empty] | #N/A | TRUE
[9 empty] | #N/A | TRUE
[9 empty] | #N/A | TRUE
[9 empty] | #N/A | TRUE
[9 empty] | #N/A | TRUE
[9 empty] | #N/A | TRUE
[9 empty] | #N/A | TRUE
[9 empty] | #N/A | TRUE
[9 empty] | #N/A | TRUE
[9 empty] | #N/A | TRUE
[9 empty] | #N/A | TRUE
[9 empty] | #N/A | TRUE
[9 empty] | #N/A | TRUE
[9 empty] | #N/A | TRUE
[9 empty] | #N/A | TRUE
[9 empty] | #N/A | TRUE
[9 empty] | #N/A | TRUE
[9 empty] | #N/A | TRUE
[9 empty] | #N/A | TRUE
[9 empty] | #N/A | TRUE
[9 empty] | #N/A | TRUE
[9 empty] | #N/A | TRUE
[9 empty] | #N/A | TRUE
[9 empty] | #N/A | TRUE
[9 empty] | #N/A | TRUE
[9 empty] | #N/A | TRUE
[9 empty] | #N/A | TRUE
[9 empty] | #N/A | TRUE
[9 empty] | #N/A | TRUE
[9 empty] | #N/A | TRUE
[9 empty] | #N/A | TRUE
[9 empty] | #N/A | TRUE
[9 empty] | #N/A | TRUE
[9 empty] | #N/A | TRUE
[9 empty] | #N/A | TRUE
[9 empty] | #N/A | TRUE
[9 empty] | #N/A | TRUE
[9 empty] | #N/A | TRUE
[9 empty] | #N/A | TRUE
[9 empty] | #N/A | TRUE
[9 empty] | #N/A | TRUE
[9 empty] | #N/A | TRUE
[9 empty] | #N/A | TRUE
[9 empty] | #N/A | TRUE
[9 empty] | #N/A | TRUE
[9 empty] | #N/A | TRUE
[9 empty] | #N/A | TRUE
[9 empty] | #N/A | TRUE
[9 empty] | #N/A | TRUE
[9 empty] | #N/A | TRUE
[9 empty] | #N/A | TRUE
[9 empty] | #N/A | TRUE
[9 empty] | #N/A | TRUE
[9 empty] | #N/A | TRUE
[9 empty] | #N/A | TRUE
[9 empty] | #N/A | TRUE
[9 empty] | #N/A | TRUE
[9 empty] | #N/A | TRUE
[9 empty] | #N/A | TRUE
[9 empty] | #N/A | TRUE
[9 empty] | #N/A | TRUE
[9 empty] | #N/A | TRUE
[9 empty] | #N/A | TRUE
[9 empty] | #N/A | TRUE
[9 empty] | #N/A | TRUE
[9 empty] | #N/A | TRUE
[9 empty] | #N/A | TRUE
[9 empty] | #N/A | TRUE
[9 empty] | #N/A | TRUE
[9 empty] | #N/A | TRUE
[9 empty] | #N/A | TRUE
[9 empty] | #N/A | TRUE
[9 empty] | #N/A | TRUE
[9 empty] | #N/A | TRUE
[9 empty] | #N/A | TRUE
[9 empty] | #N/A | TRUE
[9 empty] | #N/A | TRUE
[9 empty] | #N/A | TRUE
[9 empty] | #N/A | TRUE
[9 empty] | #N/A | TRUE
[9 empty] | #N/A | TRUE
[9 empty] | #N/A | TRUE
[9 empty] | #N/A | TRUE
[9 empty] | #N/A | TRUE
[9 empty] | #N/A | TRUE
[9 empty] | #N/A | TRUE
[9 empty] | #N/A | TRUE
[9 empty] | #N/A | TRUE
[9 empty] | #N/A | TRUE
[9 empty] | #N/A | TRUE
[9 empty] | #N/A | TRUE
[9 empty] | #N/A | TRUE
[9 empty] | #N/A | TRUE
[9 empty] | #N/A | TRUE
[9 empty] | #N/A | TRUE
[9 empty] | #N/A | TRUE
[9 empty] | #N/A | TRUE
[9 empty] | #N/A | TRUE
[9 empty] | #N/A | TRUE
[9 empty] | #N/A | TRUE
[9 empty] | #N/A | TRUE
[9 empty] | #N/A | TRUE
[9 empty] | #N/A | TRUE
[9 empty] | #N/A | TRUE
[9 empty] | #N/A | TRUE
[9 empty] | #N/A | TRUE
[9 empty] | #N/A | TRUE
[9 empty] | #N/A | TRUE
[9 empty] | #N/A | TRUE
[9 empty] | #N/A | TRUE
[9 empty] | #N/A | TRUE
[9 empty] | #N/A | TRUE
[9 empty] | #N/A | TRUE
[9 empty] | #N/A | TRUE
[9 empty] | #N/A | TRUE
[9 empty] | #N/A | TRUE
[9 empty] | #N/A | TRUE
[9 empty] | #N/A | TRUE
[9 empty] | #N/A | TRUE
[9 empty] | #N/A | TRUE
[9 empty] | #N/A | TRUE
[9 empty] | #N/A | TRUE
[9 empty] | #N/A | TRUE
[9 empty] | #N/A | TRUE
[9 empty] | #N/A | TRUE
[9 empty] | #N/A | TRUE
[9 empty] | #N/A | TRUE
[9 empty] | #N/A | TRUE
[9 empty] | #N/A | TRUE
[9 empty] | #N/A | TRUE
[9 empty] | #N/A | TRUE
[9 empty] | #N/A | TRUE
[9 empty] | #N/A | TRUE
[9 empty] | #N/A | TRUE
[9 empty] | #N/A | TRUE
[9 empty] | #N/A | TRUE
[9 empty] | #N/A | TRUE
[9 empty] | #N/A | TRUE
[9 empty] | #N/A | TRUE
[9 empty] | #N/A | TRUE
[9 empty] | #N/A | TRUE
[9 empty] | #N/A | TRUE
[9 empty] | #N/A | TRUE
[9 empty] | #N/A | TRUE
[9 empty] | #N/A | TRUE
[9 empty] | #N/A | TRUE
[9 empty] | #N/A | TRUE
[9 empty] | #N/A | TRUE
[9 empty] | #N/A | TRUE
[9 empty] | #N/A | TRUE
[9 empty] | #N/A | TRUE
[9 empty] | #N/A | TRUE
[9 empty] | #N/A | TRUE
[9 empty] | #N/A | TRUE
[9 empty] | #N/A | TRUE
[9 empty] | #N/A | TRUE
[9 empty] | #N/A | TRUE
[9 empty] | #N/A | TRUE
[9 empty] | #N/A | TRUE
[9 empty] | #N/A | TRUE
[9 empty] | #N/A | TRUE
[9 empty] | #N/A | TRUE
[9 empty] | #N/A | TRUE
[9 empty] | #N/A | TRUE
[9 empty] | #N/A | TRUE
[9 empty] | #N/A | TRUE
[9 empty] | #N/A | TRUE
[9 empty] | #N/A | TRUE
[9 empty] | #N/A | TRUE
[9 empty] | #N/A | TRUE
[9 empty] | #N/A | TRUE
[9 empty] | #N/A | TRUE
[9 empty] | #N/A | TRUE
[9 empty] | #N/A | TRUE
[9 empty] | #N/A | TRUE
[9 empty] | #N/A | TRUE
[9 empty] | #N/A | TRUE
[9 empty] | #N/A | TRUE
[9 empty] | #N/A | TRUE
[9 empty] | #N/A | TRUE
[9 empty] | #N/A | TRUE
[9 empty] | #N/A | TRUE
[9 empty] | #N/A | TRUE
[9 empty] | #N/A | TRUE
[9 empty] | #N/A | TRUE
[9 empty] | #N/A | TRUE
[9 empty] | #N/A | TRUE
[9 empty] | #N/A | TRUE
[9 empty] | #N/A | TRUE
[9 empty] | #N/A | TRUE
[9 empty] | #N/A | TRUE
[9 empty] | #N/A | TRUE
[9 empty] | #N/A | TRUE
[9 empty] | #N/A | TRUE
[9 empty] | #N/A | TRUE
[9 empty] | #N/A | TRUE
[9 empty] | #N/A | TRUE
[9 empty] | #N/A | TRUE
[9 empty] | #N/A | TRUE
[9 empty] | #N/A | TRUE
[9 empty] | #N/A | TRUE
[9 empty] | #N/A | TRUE
[9 empty] | #N/A | TRUE
[9 empty] | #N/A | TRUE
[9 empty] | #N/A | TRUE
[9 empty] | #N/A | TRUE
[9 empty] | #N/A | TRUE
[9 empty] | #N/A | TRUE
[9 empty] | #N/A | TRUE
[9 empty] | #N/A | TRUE
[9 empty] | #N/A | TRUE
[9 empty] | #N/A | TRUE
[9 empty] | #N/A | TRUE
[9 empty] | #N/A | TRUE
[9 empty] | #N/A | TRUE
[9 empty] | #N/A | TRUE
[9 empty] | #N/A | TRUE
[9 empty] | #N/A | TRUE
[9 empty] | #N/A | TRUE
[9 empty] | #N/A | TRUE
[9 empty] | #N/A | TRUE
[9 empty] | #N/A | TRUE
[9 empty] | #N/A | TRUE
[9 empty] | #N/A | TRUE
[9 empty] | #N/A | TRUE
[9 empty] | #N/A | TRUE
[9 empty] | #N/A | TRUE
[9 empty] | #N/A | TRUE
[9 empty] | #N/A | TRUE
[9 empty] | #N/A | TRUE
[9 empty] | #N/A | TRUE
[9 empty] | #N/A | TRUE
[9 empty] | #N/A | TRUE
[9 empty] | #N/A | TRUE
[9 empty] | #N/A | TRUE
[9 empty] | #N/A | TRUE
[9 empty] | #N/A | TRUE
[9 empty] | #N/A | TRUE
[9 empty] | #N/A | TRUE
[9 empty] | #N/A | TRUE
[9 empty] | #N/A | TRUE
[9 empty] | #N/A | TRUE
[9 empty] | #N/A | TRUE
[9 empty] | #N/A | TRUE
[9 empty] | #N/A | TRUE
[9 empty] | #N/A | TRUE
[9 empty] | #N/A | TRUE
[9 empty] | #N/A | TRUE
[9 empty] | #N/A | TRUE
[9 empty] | #N/A | TRUE
[9 empty] | #N/A | TRUE
[9 empty] | #N/A | TRUE
[9 empty] | #N/A | TRUE
[9 empty] | #N/A | TRUE
[9 empty] | #N/A | TRUE
[9 empty] | #N/A | TRUE
[9 empty] | #N/A | TRUE
[9 empty] | #N/A | TRUE
[9 empty] | #N/A | TRUE
[9 empty] | #N/A | TRUE
[9 empty] | #N/A | TRUE
[9 empty] | #N/A | TRUE
[9 empty] | #N/A | TRUE
[9 empty] | #N/A | TRUE
[9 empty] | #N/A | TRUE
[9 empty] | #N/A | TRUE
[9 empty] | #N/A | TRUE
[9 empty] | #N/A | TRUE
[9 empty] | #N/A | TRUE
[9 empty] | #N/A | TRUE
[9 empty] | #N/A | TRUE
[9 empty] | #N/A | TRUE
[9 empty] | #N/A | TRUE
[9 empty] | #N/A | TRUE
[9 empty] | #N/A | TRUE
[9 empty] | #N/A | TRUE
[9 empty] | #N/A | TRUE
[9 empty] | #N/A | TRUE
[9 empty] | #N/A | TRUE
[9 empty] | #N/A | TRUE
[9 empty] | #N/A | TRUE
[9 empty] | #N/A | TRUE
[9 empty] | #N/A | TRUE
[9 empty] | #N/A | TRUE
[9 empty] | #N/A | TRUE
[9 empty] | #N/A | TRUE
[9 empty] | #N/A | TRUE
[9 empty] | #N/A | TRUE
[9 empty] | #N/A | TRUE
[9 empty] | #N/A | TRUE
[9 empty] | #N/A | TRUE
[9 empty] | #N/A | TRUE
[9 empty] | #N/A | TRUE
[9 empty] | #N/A | TRUE
[9 empty] | #N/A | TRUE
[9 empty] | #N/A | TRUE
[9 empty] | #N/A | TRUE
[9 empty] | #N/A | TRUE
[9 empty] | #N/A | TRUE
[9 empty] | #N/A | TRUE
[9 empty] | #N/A | TRUE
[9 empty] | #N/A | TRUE
[9 empty] | #N/A | TRUE
[9 empty] | #N/A | TRUE
[9 empty] | #N/A | TRUE
[9 empty] | #N/A | TRUE
[9 empty] | #N/A | TRUE
[9 empty] | #N/A | TRUE
[9 empty] | #N/A | TRUE
[9 empty] | #N/A | TRUE
[9 empty] | #N/A | TRUE
[9 empty] | #N/A | TRUE
[9 empty] | #N/A | TRUE
[9 empty] | #N/A | TRUE
[9 empty] | #N/A | TRUE
[9 empty] | #N/A | TRUE
[9 empty] | #N/A | TRUE
[9 empty] | #N/A | TRUE
[9 empty] | #N/A | TRUE
[9 empty] | #N/A | TRUE
[9 empty] | #N/A | TRUE
[9 empty] | #N/A | TRUE
[9 empty] | #N/A | TRUE
[9 empty] | #N/A | TRUE
[9 empty] | #N/A | TRUE
[9 empty] | #N/A | TRUE
[9 empty] | #N/A | TRUE
[9 empty] | #N/A | TRUE
[9 empty] | #N/A | TRUE
[9 empty] | #N/A | TRUE
[9 empty] | #N/A | TRUE
[9 empty] | #N/A | TRUE
[9 empty] | #N/A | TRUE
[9 empty] | #N/A | TRUE
[9 empty] | #N/A | TRUE
[9 empty] | #N/A | TRUE
[9 empty] | #N/A | TRUE
[9 empty] | #N/A | TRUE
[9 empty] | #N/A | TRUE
[9 empty] | #N/A | TRUE
[9 empty] | #N/A | TRUE
[9 empty] | #N/A | TRUE
[9 empty] | #N/A | TRUE
[9 empty] | #N/A | TRUE
[9 empty] | #N/A | TRUE
[9 empty] | #N/A | TRUE
[9 empty] | #N/A | TRUE
[9 empty] | #N/A | TRUE
[9 empty] | #N/A | TRUE
[9 empty] | #N/A | TRUE
[9 empty] | #N/A | TRUE
[9 empty] | #N/A | TRUE
[9 empty] | #N/A | TRUE
[9 empty] | #N/A | TRUE
[9 empty] | #N/A | TRUE
[9 empty] | #N/A | TRUE
[9 empty] | #N/A | TRUE
[9 empty] | #N/A | TRUE
[9 empty] | #N/A | TRUE
[9 empty] | #N/A | TRUE
[9 empty] | #N/A | TRUE
[9 empty] | #N/A | TRUE
[9 empty] | #N/A | TRUE
[9 empty] | #N/A | TRUE
[9 empty] | #N/A | TRUE
[9 empty] | #N/A | TRUE
[9 empty] | #N/A | TRUE
[9 empty] | #N/A | TRUE
[9 empty] | #N/A | TRUE
[9 empty] | #N/A | TRUE
[9 empty] | #N/A | TRUE
[9 empty] | #N/A | TRUE
[9 empty] | #N/A | TRUE
[9 empty] | #N/A | TRUE
[9 empty] | #N/A | TRUE
[9 empty] | #N/A | TRUE
[9 empty] | #N/A | TRUE
[9 empty] | #N/A | TRUE
[9 empty] | #N/A | TRUE
[9 empty] | #N/A | TRUE
[9 empty] | #N/A | TRUE
[9 empty] | #N/A | TRUE
[9 empty] | #N/A | TRUE
[9 empty] | #N/A | TRUE
[9 empty] | #N/A | TRUE
[9 empty] | #N/A | TRUE
[9 empty] | #N/A | TRUE
[9 empty] | #N/A | TRUE
[9 empty] | #N/A | TRUE
[9 empty] | #N/A | TRUE
[9 empty] | #N/A | TRUE
[9 empty] | #N/A | TRUE
[9 empty] | #N/A | TRUE
[9 empty] | #N/A | TRUE
[9 empty] | #N/A | TRUE
[9 empty] | #N/A | TRUE
[9 empty] | #N/A | TRUE
[9 empty] | #N/A | TRUE
[9 empty] | #N/A | TRUE
[9 empty] | #N/A | TRUE
[9 empty] | #N/A | TRUE
[9 empty] | #N/A | TRUE
[9 empty] | #N/A | TRUE
[9 empty] | #N/A | TRUE
[9 empty] | #N/A | TRUE
[9 empty] | #N/A | TRUE
[9 empty] | #N/A | TRUE
[9 empty] | #N/A | TRUE
[9 empty] | #N/A | TRUE
[9 empty] | #N/A | TRUE
[9 empty] | #N/A | TRUE
[9 empty] | #N/A | TRUE
[9 empty] | #N/A | TRUE
[9 empty] | #N/A | TRUE
[9 empty] | #N/A | TRUE
[9 empty] | #N/A | TRUE
[9 empty] | #N/A | TRUE
[9 empty] | #N/A | TRUE
[9 empty] | #N/A | TRUE
[9 empty] | #N/A | TRUE
[9 empty] | #N/A | TRUE
[9 empty] | #N/A | TRUE
[9 empty] | #N/A | TRUE
[9 empty] | #N/A | TRUE
[9 empty] | #N/A | TRUE
[9 empty] | #N/A | TRUE
[9 empty] | #N/A | TRUE
[9 empty] | #N/A | TRUE
[9 empty] | #N/A | TRUE
[9 empty] | #N/A | TRUE
[9 empty] | #N/A | TRUE
[9 empty] | #N/A | TRUE
[9 empty] | #N/A | TRUE
[9 empty] | #N/A | TRUE
[9 empty] | #N/A | TRUE
[9 empty] | #N/A | TRUE
[9 empty] | #N/A | TRUE
[9 empty] | #N/A | TRUE
[9 empty] | #N/A | TRUE
[9 empty] | #N/A | TRUE
[9 empty] | #N/A | TRUE
[9 empty] | #N/A | TRUE
[9 empty] | #N/A | TRUE
[9 empty] | #N/A | TRUE
[9 empty] | #N/A | TRUE
[9 empty] | #N/A | TRUE
[9 empty] | #N/A | TRUE
[9 empty] | #N/A | TRUE
[9 empty] | #N/A | TRUE
[9 empty] | #N/A | TRUE
[9 empty] | #N/A | TRUE
[9 empty] | #N/A | TRUE
[9 empty] | #N/A | TRUE
[9 empty] | #N/A | TRUE
[9 empty] | #N/A | TRUE
[9 empty] | #N/A | TRUE
[9 empty] | #N/A | TRUE
[9 empty] | #N/A | TRUE
[9 empty] | #N/A | TRUE
[9 empty] | #N/A | TRUE
[9 empty] | #N/A | TRUE
[9 empty] | #N/A | TRUE
[9 empty] | #N/A | TRUE
[9 empty] | #N/A | TRUE
[9 empty] | #N/A | TRUE
[9 empty] | #N/A | TRUE
[9 empty] | #N/A | TRUE
[9 empty] | #N/A | TRUE
[9 empty] | #N/A | TRUE
[9 empty] | #N/A | TRUE
[9 empty] | #N/A | TRUE
[9 empty] | #N/A | TRUE
[9 empty] | #N/A | TRUE
[9 empty] | #N/A | TRUE
[9 empty] | #N/A | TRUE
[9 empty] | #N/A | TRUE
[9 empty] | #N/A | TRUE
[9 empty] | #N/A | TRUE
[9 empty] | #N/A | TRUE
[9 empty] | #N/A | TRUE
[9 empty] | #N/A | TRUE
[9 empty] | #N/A | TRUE
[9 empty] | #N/A | TRUE
[9 empty] | #N/A | TRUE
[9 empty] | #N/A | TRUE
[9 empty] | #N/A | TRUE
[9 empty] | #N/A | TRUE
[9 empty] | #N/A | TRUE
[9 empty] | #N/A | TRUE
[9 empty] | #N/A | TRUE
[9 empty] | #N/A | TRUE
[9 empty] | #N/A | TRUE
[9 empty] | #N/A | TRUE
[9 empty] | #N/A | TRUE
[9 empty] | #N/A | TRUE
[9 empty] | #N/A | TRUE
[9 empty] | #N/A | TRUE
[9 empty] | #N/A | TRUE
[9 empty] | #N/A | TRUE
[9 empty] | #N/A | TRUE
[9 empty] | #N/A | TRUE
[9 empty] | #N/A | TRUE
[9 empty] | #N/A | TRUE
[9 empty] | #N/A | TRUE
[9 empty] | #N/A | TRUE
[9 empty] | #N/A | TRUE
[9 empty] | #N/A | TRUE
[9 empty] | #N/A | TRUE
[9 empty] | #N/A | TRUE
[9 empty] | #N/A | TRUE
[9 empty] | #N/A | TRUE
[9 empty] | #N/A | TRUE
[9 empty] | #N/A | TRUE
[9 empty] | #N/A | TRUE
[9 empty] | #N/A | TRUE
[9 empty] | #N/A | TRUE
[9 empty] | #N/A | TRUE
[9 empty] | #N/A | TRUE
[9 empty] | #N/A | TRUE
[9 empty] | #N/A | TRUE
[9 empty] | #N/A | TRUE
[9 empty] | #N/A | TRUE
[9 empty] | #N/A | TRUE
[9 empty] | #N/A | TRUE
[9 empty] | #N/A | TRUE
[9 empty] | #N/A | TRUE
[9 empty] | #N/A | TRUE
[9 empty] | #N/A | TRUE
[9 empty] | #N/A | TRUE
[9 empty] | #N/A | TRUE
[9 empty] | #N/A | TRUE
[9 empty] | #N/A | TRUE
[9 empty] | #N/A | TRUE
[9 empty] | #N/A | TRUE
[9 empty] | #N/A | TRUE
[9 empty] | #N/A | TRUE
[9 empty] | #N/A | TRUE
[9 empty] | #N/A | TRUE
[9 empty] | #N/A | TRUE
[9 empty] | #N/A | TRUE
[9 empty] | #N/A | TRUE
[9 empty] | #N/A | TRUE
[9 empty] | #N/A | TRUE
[9 empty] | #N/A | TRUE
[9 empty] | #N/A | TRUE
[9 empty] | #N/A | TRUE
[9 empty] | #N/A | TRUE
[9 empty] | #N/A | TRUE
[9 empty] | #N/A | TRUE
[9 empty] | #N/A | TRUE
[9 empty] | #N/A | TRUE
[9 empty] | #N/A | TRUE
[9 empty] | #N/A | TRUE
[9 empty] | #N/A | TRUE
[9 empty] | #N/A | TRUE
[9 empty] | #N/A | TRUE
[9 empty] | #N/A | TRUE
[9 empty] | #N/A | TRUE
[9 empty] | #N/A | TRUE
[9 empty] | #N/A | TRUE
[9 empty] | #N/A | TRUE
[9 empty] | #N/A | TRUE
[9 empty] | #N/A | TRUE
[9 empty] | #N/A | TRUE
[9 empty] | #N/A | TRUE
[9 empty] | #N/A | TRUE
[9 empty] | #N/A | TRUE
[9 empty] | #N/A | TRUE
[9 empty] | #N/A | TRUE
[9 empty] | #N/A | TRUE
[9 empty] | #N/A | TRUE
[9 empty] | #N/A | TRUE
[9 empty] | #N/A | TRUE
[9 empty] | #N/A | TRUE
[9 empty] | #N/A | TRUE
[9 empty] | #N/A | TRUE
[9 empty] | #N/A | TRUE
[9 empty] | #N/A | TRUE
[9 empty] | #N/A | TRUE
[9 empty] | #N/A | TRUE
[9 empty] | #N/A | TRUE
[9 empty] | #N/A | TRUE
[9 empty] | #N/A | TRUE
[9 empty] | #N/A | TRUE
[9 empty] | #N/A | TRUE
[9 empty] | #N/A | TRUE
[9 empty] | #N/A | TRUE
[9 empty] | #N/A | TRUE
[9 empty] | #N/A | TRUE
[9 empty] | #N/A | TRUE
[9 empty] | #N/A | TRUE
[9 empty] | #N/A | TRUE
[9 empty] | #N/A | TRUE
[9 empty] | #N/A | TRUE
[9 empty] | #N/A | TRUE
[9 empty] | #N/A | TRUE
[9 empty] | #N/A | TRUE
[9 empty] | #N/A | TRUE
[9 empty] | #N/A | TRUE
[9 empty] | #N/A | TRUE
[9 empty] | #N/A | TRUE
[9 empty] | #N/A | TRUE
[9 empty] | #N/A | TRUE
[9 empty] | #N/A | TRUE
[9 empty] | #N/A | TRUE
[9 empty] | #N/A | TRUE
[9 empty] | #N/A | TRUE
[9 empty] | #N/A | TRUE
[9 empty] | #N/A | TRUE
[9 empty] | #N/A | TRUE
[9 empty] | #N/A | TRUE
[9 empty] | #N/A | TRUE
[9 empty] | #N/A | TRUE
[9 empty] | #N/A | TRUE
[9 empty] | #N/A | TRUE
[9 empty] | #N/A | TRUE
[9 empty] | #N/A | TRUE
[9 empty] | #N/A | TRUE
[9 empty] | #N/A | TRUE
[9 empty] | #N/A | TRUE
[9 empty] | #N/A | TRUE
[9 empty] | #N/A | TRUE
[9 empty] | #N/A | TRUE
[9 empty] | #N/A | TRUE
[9 empty] | #N/A | TRUE
[9 empty] | #N/A | TRUE
[9 empty] | #N/A | TRUE
[9 empty] | #N/A | TRUE
[9 empty] | #N/A | TRUE
[9 empty] | #N/A | TRUE
[9 empty] | #N/A | TRUE
[9 empty] | #N/A | TRUE
[9 empty] | #N/A | TRUE
[9 empty] | #N/A | TRUE
[9 empty] | #N/A | TRUE
[9 empty] | #N/A | TRUE
[9 empty] | #N/A | TRUE
[9 empty] | #N/A | TRUE
[9 empty] | #N/A | TRUE
[9 empty] | #N/A | TRUE
[9 empty] | #N/A | TRUE
[9 empty] | #N/A | TRUE
[9 empty] | #N/A | TRUE
[9 empty] | #N/A | TRUE
[9 empty] | #N/A | TRUE
[9 empty] | #N/A | TRUE
[9 empty] | #N/A | TRUE
[9 empty] | #N/A | TRUE
[9 empty] | #N/A | TRUE
[9 empty] | #N/A | TRUE
[9 empty] | #N/A | TRUE
[9 empty] | #N/A | TRUE
[9 empty] | #N/A | TRUE
[9 empty] | #N/A | TRUE
[9 empty] | #N/A | TRUE
[9 empty] | #N/A | TRUE
[9 empty] | #N/A | TRUE
[9 empty] | #N/A | TRUE
[9 empty] | #N/A | TRUE
[9 empty] | #N/A | TRUE
[9 empty] | #N/A | TRUE
[9 empty] | #N/A | TRUE
[9 empty] | #N/A | TRUE
[9 empty] | #N/A | TRUE
[9 empty] | #N/A | TRUE
[9 empty] | #N/A | TRUE
[9 empty] | #N/A | TRUE
[9 empty] | #N/A | TRUE
[9 empty] | #N/A | TRUE
[9 empty] | #N/A | TRUE
[9 empty] | #N/A | TRUE
[9 empty] | #N/A | TRUE
[9 empty] | #N/A | TRUE
[9 empty] | #N/A | TRUE
[9 empty] | #N/A | TRUE
[9 empty] | #N/A | TRUE
[9 empty] | #N/A | TRUE
[9 empty] | #N/A | TRUE
[9 empty] | #N/A | TRUE
[9 empty] | #N/A | TRUE
[9 empty] | #N/A | TRUE
[9 empty] | #N/A | TRUE
[9 empty] | #N/A | TRUE
[9 empty] | #N/A | TRUE
[9 empty] | #N/A | TRUE
[9 empty] | #N/A | TRUE
[9 empty] | #N/A | TRUE
[9 empty] | #N/A | TRUE
[9 empty] | #N/A | TRUE
[9 empty] | #N/A | TRUE
[9 empty] | #N/A | TRUE
[9 empty] | #N/A | TRUE
[9 empty] | #N/A | TRUE
[9 empty] | #N/A | TRUE
[9 empty] | #N/A | TRUE
[9 empty] | #N/A | TRUE
[9 empty] | #N/A | TRUE
[9 empty] | #N/A | TRUE
[9 empty] | #N/A | TRUE
[9 empty] | #N/A | TRUE
[9 empty] | #N/A | TRUE
[9 empty] | #N/A | TRUE
[9 empty] | #N/A | TRUE
[9 empty] | #N/A | TRUE
[9 empty] | #N/A | TRUE
[9 empty] | #N/A | TRUE
[9 empty] | #N/A | TRUE
[9 empty] | #N/A | TRUE
[9 empty] | #N/A | TRUE
[9 empty] | #N/A | TRUE
[9 empty] | #N/A | TRUE
[9 empty] | #N/A | TRUE
[9 empty] | #N/A | TRUE
[9 empty] | #N/A | TRUE
[9 empty] | #N/A | TRUE
[9 empty] | #N/A | TRUE
[9 empty] | #N/A | TRUE
[9 empty] | #N/A | TRUE
[9 empty] | #N/A | TRUE
[9 empty] | #N/A | TRUE
[9 empty] | #N/A | TRUE
[9 empty] | #N/A | TRUE
[9 empty] | #N/A | TRUE
[9 empty] | #N/A | TRUE
[9 empty] | #N/A | TRUE
[9 empty] | #N/A | TRUE
[9 empty] | #N/A | TRUE
[9 empty] | #N/A | TRUE
[9 empty] | #N/A | TRUE
[9 empty] | #N/A | TRUE
[9 empty] | #N/A | TRUE
[9 empty] | #N/A | TRUE
[9 empty] | #N/A | TRUE
[9 empty] | #N/A | TRUE
[9 empty] | #N/A | TRUE
[9 empty] | #N/A | TRUE
[9 empty] | #N/A | TRUE
[9 empty] | #N/A | TRUE
[9 empty] | #N/A | TRUE
[9 empty] | #N/A | TRUE
[9 empty] | #N/A | TRUE
[9 empty] | #N/A | TRUE
[9 empty] | #N/A | TRUE
[9 empty] | #N/A | TRUE
[9 empty] | #N/A | TRUE
[9 empty] | #N/A | TRUE
[9 empty] | #N/A | TRUE
[9 empty] | #N/A | TRUE
[9 empty] | #N/A | TRUE
[9 empty] | #N/A | TRUE
[9 empty] | #N/A | TRUE
[9 empty] | #N/A | TRUE
[9 empty] | #N/A | TRUE
[9 empty] | #N/A | TRUE
[9 empty] | #N/A | TRUE
[9 empty] | #N/A | TRUE
[9 empty] | #N/A | TRUE
[9 empty] | #N/A | TRUE
[9 empty] | #N/A | TRUE
[9 empty] | #N/A | TRUE
[9 empty] | #N/A | TRUE
[9 empty] | #N/A | TRUE
[9 empty] | #N/A | TRUE
[9 empty] | #N/A | TRUE
[9 empty] | #N/A | TRUE
[9 empty] | #N/A | TRUE
[9 empty] | #N/A | TRUE
[9 empty] | #N/A | TRUE
[9 empty] | #N/A | TRUE
[9 empty] | #N/A | TRUE
[9 empty] | #N/A | TRUE
[9 empty] | #N/A | TRUE
[9 empty] | #N/A | TRUE
[9 empty] | #N/A | TRUE
[9 empty] | #N/A | TRUE
[9 empty] | #N/A | TRUE
[9 empty] | #N/A | TRUE
[9 empty] | #N/A | TRUE
[9 empty] | #N/A | TRUE
[9 empty] | #N/A | TRUE
[9 empty] | #N/A | TRUE
[9 empty] | #N/A | TRUE
[9 empty] | #N/A | TRUE
[9 empty] | #N/A | TRUE
[9 empty] | #N/A | TRUE
[9 empty] | #N/A | TRUE
[9 empty] | #N/A | TRUE
[9 empty] | #N/A | TRUE
[9 empty] | #N/A | TRUE
[9 empty] | #N/A | TRUE
[9 empty] | #N/A | TRUE
[9 empty] | #N/A | TRUE
[9 empty] | #N/A | TRUE
[9 empty] | #N/A | TRUE
[9 empty] | #N/A | TRUE
[9 empty] | #N/A | TRUE
[9 empty] | #N/A | TRUE
[9 empty] | #N/A | TRUE
[9 empty] | #N/A | TRUE
[9 empty] | #N/A | TRUE
[9 empty] | #N/A | TRUE
[9 empty] | #N/A | TRUE
[9 empty] | #N/A | TRUE
[9 empty] | #N/A | TRUE
[9 empty] | #N/A | TRUE
[9 empty] | #N/A | TRUE
[9 empty] | #N/A | TRUE
[9 empty] | #N/A | TRUE
[9 empty] | #N/A | TRUE
[9 empty] | #N/A | TRUE
[9 empty] | #N/A | TRUE
[9 empty] | #N/A | TRUE
[9 empty] | #N/A | TRUE
[9 empty] | #N/A | TRUE
[9 empty] | #N/A | TRUE
[9 empty] | #N/A | TRUE
[9 empty] | #N/A | TRUE
[9 empty] | #N/A | TRUE
[9 empty] | #N/A | TRUE
[9 empty] | #N/A | TRUE
[9 empty] | #N/A | TRUE
[9 empty] | #N/A | TRUE
[9 empty] | #N/A | TRUE
[9 empty] | #N/A | TRUE
[9 empty] | #N/A | TRUE
[9 empty] | #N/A | TRUE
[9 empty] | #N/A | TRUE
[9 empty] | #N/A | TRUE
[9 empty] | #N/A | TRUE
[9 empty] | #N/A | TRUE
[9 empty] | #N/A | TRUE
[9 empty] | #N/A | TRUE
[9 empty] | #N/A | TRUE
[9 empty] | #N/A | TRUE
[9 empty] | #N/A | TRUE
[9 empty] | #N/A | TRUE
[9 empty] | #N/A | TRUE
[9 empty] | #N/A | TRUE
[9 empty] | #N/A | TRUE
[9 empty] | #N/A | TRUE
[9 empty] | #N/A | TRUE
[9 empty] | #N/A | TRUE
[9 empty] | #N/A | TRUE
[9 empty] | #N/A | TRUE
[9 empty] | #N/A | TRUE
[9 empty] | #N/A | TRUE
[9 empty] | #N/A | TRUE
[9 empty] | #N/A | TRUE
[9 empty] | #N/A | TRUE
[9 empty] | #N/A | TRUE
[9 empty] | #N/A | TRUE
[9 empty] | #N/A | TRUE
[9 empty] | #N/A | TRUE
[9 empty] | #N/A | TRUE
[9 empty] | #N/A | TRUE
[9 empty] | #N/A | TRUE
[9 empty] | #N/A | TRUE
[9 empty] | #N/A | TRUE
[9 empty] | #N/A | TRUE
[9 empty] | #N/A | TRUE
[9 empty] | #N/A | TRUE
[9 empty] | #N/A | TRUE
[9 empty] | #N/A | TRUE
[9 empty] | #N/A | TRUE
[9 empty] | #N/A | TRUE
[9 empty] | #N/A | TRUE
[9 empty] | #N/A | TRUE
[9 empty] | #N/A | TRUE
[9 empty] | #N/A | TRUE
[9 empty] | #N/A | TRUE
[9 empty] | #N/A | TRUE
[9 empty] | #N/A | TRUE
[9 empty] | #N/A | TRUE
[9 empty] | #N/A | TRUE
[9 empty] | #N/A | TRUE
[9 empty] | #N/A | TRUE
[9 empty] | #N/A | TRUE
[9 empty] | #N/A | TRUE
[9 empty] | #N/A | TRUE
[9 empty] | #N/A | TRUE
[9 empty] | #N/A | TRUE
[9 empty] | #N/A | TRUE
[9 empty] | #N/A | TRUE
[9 empty] | #N/A | TRUE
[9 empty] | #N/A | TRUE
[9 empty] | #N/A | TRUE
[9 empty] | #N/A | TRUE
[9 empty] | #N/A | TRUE
[9 empty] | #N/A | TRUE
[9 empty] | #N/A | TRUE
[9 empty] | #N/A | TRUE
[9 empty] | #N/A | TRUE
[9 empty] | #N/A | TRUE
[9 empty] | #N/A | TRUE
[9 empty] | #N/A | TRUE
[9 empty] | #N/A | TRUE
[9 empty] | #N/A | TRUE
[9 empty] | #N/A | TRUE
[9 empty] | #N/A | TRUE
[9 empty] | #N/A | TRUE
[9 empty] | #N/A | TRUE
[9 empty] | #N/A | TRUE
[9 empty] | #N/A | TRUE
[9 empty] | #N/A | TRUE
[9 empty] | #N/A | TRUE
[9 empty] | #N/A | TRUE
[9 empty] | #N/A | TRUE
[9 empty] | #N/A | TRUE
[9 empty] | #N/A | TRUE
[9 empty] | #N/A | TRUE
[9 empty] | #N/A | TRUE
[9 empty] | #N/A | TRUE
[9 empty] | #N/A | TRUE
[9 empty] | #N/A | TRUE
[9 empty] | #N/A | TRUE
[9 empty] | #N/A | TRUE
[9 empty] | #N/A | TRUE
[9 empty] | #N/A | TRUE
[9 empty] | #N/A | TRUE
[9 empty] | #N/A | TRUE
[9 empty] | #N/A | TRUE
[9 empty] | #N/A | TRUE
[9 empty] | #N/A | TRUE
[9 empty] | #N/A | TRUE
[9 empty] | #N/A | TRUE
[9 empty] | #N/A | TRUE
[9 empty] | #N/A | TRUE
[9 empty] | #N/A | TRUE
[9 empty] | #N/A | TRUE
[9 empty] | #N/A | TRUE
[9 empty] | #N/A | TRUE
[9 empty] | #N/A | TRUE
[9 empty] | #N/A | TRUE
[9 empty] | #N/A | TRUE
[9 empty] | #N/A | TRUE
[9 empty] | #N/A | TRUE
[9 empty] | #N/A | TRUE
[9 empty] | #N/A | TRUE
[9 empty] | #N/A | TRUE
[9 empty] | #N/A | TRUE
[9 empty] | #N/A | TRUE
[9 empty] | #N/A | TRUE
[9 empty] | #N/A | TRUE
[9 empty] | #N/A | TRUE
[9 empty] | #N/A | TRUE
[9 empty] | #N/A | TRUE
[9 empty] | #N/A | TRUE
[9 empty] | #N/A | TRUE
[9 empty] | #N/A | TRUE
[9 empty] | #N/A | TRUE
[9 empty] | #N/A | TRUE
[9 empty] | #N/A | TRUE
[9 empty] | #N/A | TRUE
[9 empty] | #N/A | TRUE
[9 empty] | #N/A | TRUE
[9 empty] | #N/A | TRUE
[9 empty] | #N/A | TRUE
[9 empty] | #N/A | TRUE
[9 empty] | #N/A | TRUE
[9 empty] | #N/A | TRUE
[9 empty] | #N/A | TRUE
[9 empty] | #N/A | TRUE
[9 empty] | #N/A | TRUE
[9 empty] | #N/A | TRUE
[9 empty] | #N/A | TRUE
[9 empty] | #N/A | TRUE
[9 empty] | #N/A | TRUE
[9 empty] | #N/A | TRUE
[9 empty] | #N/A | TRUE
[9 empty] | #N/A | TRUE
[9 empty] | #N/A | TRUE
[9 empty] | #N/A | TRUE
[9 empty] | #N/A | TRUE
[9 empty] | #N/A | TRUE
[9 empty] | #N/A | TRUE
[9 empty] | #N/A | TRUE
[9 empty] | #N/A | TRUE
[9 empty] | #N/A | TRUE
[9 empty] | #N/A | TRUE
[9 empty] | #N/A | TRUE
[9 empty] | #N/A | TRUE
[9 empty] | #N/A | TRUE
[9 empty] | #N/A | TRUE
[9 empty] | #N/A | TRUE
[9 empty] | #N/A | TRUE
[9 empty] | #N/A | TRUE
[9 empty] | #N/A | TRUE
[9 empty] | #N/A | TRUE
[9 empty] | #N/A | TRUE
[9 empty] | #N/A | TRUE
[9 empty] | #N/A | TRUE
[9 empty] | #N/A | TRUE
[9 empty] | #N/A | TRUE
[9 empty] | #N/A | TRUE
[9 empty] | #N/A | TRUE
[9 empty] | #N/A | TRUE
[9 empty] | #N/A | TRUE
[9 empty] | #N/A | TRUE
[9 empty] | #N/A | TRUE
[9 empty] | #N/A | TRUE
[9 empty] | #N/A | TRUE
[9 empty] | #N/A | TRUE
[9 empty] | #N/A | TRUE
[9 empty] | #N/A | TRUE
[9 empty] | #N/A | TRUE
[9 empty] | #N/A | TRUE
[9 empty] | #N/A | TRUE
[9 empty] | #N/A | TRUE
[9 empty] | #N/A | TRUE
[9 empty] | #N/A | TRUE
[9 empty] | #N/A | TRUE
[9 empty] | #N/A | TRUE
[9 empty] | #N/A | TRUE
[9 empty] | #N/A | TRUE
[9 empty] | #N/A | TRUE
[9 empty] | #N/A | TRUE
[9 empty] | #N/A | TRUE
[9 empty] | #N/A | TRUE
[9 empty] | #N/A | TRUE
[9 empty] | #N/A | TRUE
[9 empty] | #N/A | TRUE
[9 empty] | #N/A | TRUE
[9 empty] | #N/A | TRUE
[9 empty] | #N/A | TRUE
[9 empty] | #N/A | TRUE
[9 empty] | #N/A | TRUE
[9 empty] | #N/A | TRUE
[9 empty] | #N/A | TRUE
[9 empty] | #N/A | TRUE
[9 empty] | #N/A | TRUE
[9 empty] | #N/A | TRUE
[9 empty] | #N/A | TRUE
[9 empty] | #N/A | TRUE
[9 empty] | #N/A | TRUE
[9 empty] | #N/A | TRUE
[9 empty] | #N/A | TRUE
[9 empty] | #N/A | TRUE
[9 empty] | #N/A | TRUE
[9 empty] | #N/A | TRUE
[9 empty] | #N/A | TRUE
[9 empty] | #N/A | TRUE
[9 empty] | #N/A | TRUE
[9 empty] | #N/A | TRUE
[9 empty] | #N/A | TRUE
[9 empty] | #N/A | TRUE
[9 empty] | #N/A | TRUE
[9 empty] | #N/A | TRUE
[9 empty] | #N/A | TRUE
[9 empty] | #N/A | TRUE
[9 empty] | #N/A | TRUE
[9 empty] | #N/A | TRUE
[9 empty] | #N/A | TRUE
[9 empty] | #N/A | TRUE
[9 empty] | #N/A | TRUE
[9 empty] | #N/A | TRUE
[9 empty] | #N/A | TRUE
[9 empty] | #N/A | TRUE
[9 empty] | #N/A | TRUE
[9 empty] | #N/A | TRUE
[9 empty] | #N/A | TRUE
[9 empty] | #N/A | TRUE
[9 empty] | #N/A | TRUE
[9 empty] | #N/A | TRUE
[9 empty] | #N/A | TRUE
[9 empty] | #N/A | TRUE
[9 empty] | #N/A | TRUE
[9 empty] | #N/A | TRUE
[9 empty] | #N/A | TRUE
[9 empty] | #N/A | TRUE
[9 empty] | #N/A | TRUE
[9 empty] | #N/A | TRUE
[9 empty] | #N/A | TRUE
[9 empty] | #N/A | TRUE
[9 empty] | #N/A | TRUE
[9 empty] | #N/A | TRUE
[9 empty] | #N/A | TRUE
[9 empty] | #N/A | TRUE
[9 empty] | #N/A | TRUE
[9 empty] | #N/A | TRUE
[9 empty] | #N/A | TRUE
[9 empty] | #N/A | TRUE
[9 empty] | #N/A | TRUE
[9 empty] | #N/A | TRUE
[9 empty] | #N/A | TRUE
[9 empty] | #N/A | TRUE
[9 empty] | #N/A | TRUE
[9 empty] | #N/A | TRUE
[9 empty] | #N/A | TRUE
[9 empty] | #N/A | TRUE
[9 empty] | #N/A | TRUE
[9 empty] | #N/A | TRUE
[9 empty] | #N/A | TRUE
[9 empty] | #N/A | TRUE
[9 empty] | #N/A | TRUE
[9 empty] | #N/A | TRUE
[9 empty] | #N/A | TRUE
[9 empty] | #N/A | TRUE
[9 empty] | #N/A | TRUE
[9 empty] | #N/A | TRUE
[9 empty] | #N/A | TRUE
[9 empty] | #N/A | TRUE
[9 empty] | #N/A | TRUE
[9 empty] | #N/A | TRUE
[9 empty] | #N/A | TRUE
[9 empty] | #N/A | TRUE
[9 empty] | #N/A | TRUE
[9 empty] | #N/A | TRUE
[9 empty] | #N/A | TRUE
[9 empty] | #N/A | TRUE
[9 empty] | #N/A | TRUE
[9 empty] | #N/A | TRUE
[9 empty] | #N/A | TRUE
[9 empty] | #N/A | TRUE
[9 empty] | #N/A | TRUE
[9 empty] | #N/A | TRUE
[9 empty] | #N/A | TRUE
[9 empty] | #N/A | TRUE
[9 empty] | #N/A | TRUE
[9 empty] | #N/A | TRUE
[9 empty] | #N/A | TRUE
[9 empty] | #N/A | TRUE
[9 empty] | #N/A | TRUE
[9 empty] | #N/A | TRUE
[9 empty] | #N/A | TRUE
[9 empty] | #N/A | TRUE
[9 empty] | #N/A | TRUE
[9 empty] | #N/A | TRUE
[9 empty] | #N/A | TRUE
[9 empty] | #N/A | TRUE
[9 empty] | #N/A | TRUE
[9 empty] | #N/A | TRUE
[9 empty] | #N/A | TRUE
[9 empty] | #N/A | TRUE
[9 empty] | #N/A | TRUE
[9 empty] | #N/A | TRUE
[9 empty] | #N/A | TRUE
[9 empty] | #N/A | TRUE
[9 empty] | #N/A | TRUE
[9 empty] | #N/A | TRUE
[9 empty] | #N/A | TRUE
[9 empty] | #N/A | TRUE
[9 empty] | #N/A | TRUE
[9 empty] | #N/A | TRUE
[9 empty] | #N/A | TRUE
[9 empty] | #N/A | TRUE
[9 empty] | #N/A | TRUE
[9 empty] | #N/A | TRUE
[9 empty] | #N/A | TRUE
[9 empty] | #N/A | TRUE
[9 empty] | #N/A | TRUE
[9 empty] | #N/A | TRUE
[9 empty] | #N/A | TRUE
[9 empty] | #N/A | TRUE
[9 empty] | #N/A | TRUE
[9 empty] | #N/A | TRUE
[9 empty] | #N/A | TRUE
[9 empty] | #N/A | TRUE
[9 empty] | #N/A | TRUE
[9 empty] | #N/A | TRUE
[9 empty] | #N/A | TRUE
[9 empty] | #N/A | TRUE
[9 empty] | #N/A | TRUE
[9 empty] | #N/A | TRUE
[9 empty] | #N/A | TRUE
[9 empty] | #N/A | TRUE
[9 empty] | #N/A | TRUE
[9 empty] | #N/A | TRUE
[9 empty] | #N/A | TRUE
[9 empty] | #N/A | TRUE
[9 empty] | #N/A | TRUE
[9 empty] | #N/A | TRUE
[9 empty] | #N/A | TRUE
[9 empty] | #N/A | TRUE
[9 empty] | #N/A | TRUE
[9 empty] | #N/A | TRUE
[9 empty] | #N/A | TRUE
[9 empty] | #N/A | TRUE
[9 empty] | #N/A | TRUE
[9 empty] | #N/A | TRUE
[9 empty] | #N/A | TRUE
[9 empty] | #N/A | TRUE
[9 empty] | #N/A | TRUE
[9 empty] | #N/A | TRUE
[9 empty] | #N/A | TRUE
[9 empty] | #N/A | TRUE
[9 empty] | #N/A | TRUE
[9 empty] | #N/A | TRUE
[9 empty] | #N/A | TRUE
[9 empty] | #N/A | TRUE
[9 empty] | #N/A | TRUE
[9 empty] | #N/A | TRUE
[9 empty] | #N/A | TRUE
[9 empty] | #N/A | TRUE
[9 empty] | #N/A | TRUE
[9 empty] | #N/A | TRUE
[9 empty] | #N/A | TRUE
[9 empty] | #N/A | TRUE
[9 empty] | #N/A | TRUE
[9 empty] | #N/A | TRUE
[9 empty] | #N/A | TRUE
[9 empty] | #N/A | TRUE
[9 empty] | #N/A | TRUE
[9 empty] | #N/A | TRUE
[9 empty] | #N/A | TRUE
[9 empty] | #N/A | TRUE
[9 empty] | #N/A | TRUE
[9 empty] | #N/A | TRUE
[9 empty] | #N/A | TRUE
[9 empty] | #N/A | TRUE
[9 empty] | #N/A | TRUE
[9 empty] | #N/A | TRUE
[9 empty] | #N/A | TRUE
[9 empty] | #N/A | TRUE
[9 empty] | #N/A | TRUE
[9 empty] | #N/A | TRUE
[9 empty] | #N/A | TRUE
[9 empty] | #N/A | TRUE
[9 empty] | #N/A | TRUE
[9 empty] | #N/A | TRUE
[9 empty] | #N/A | TRUE
[9 empty] | #N/A | TRUE
[9 empty] | #N/A | TRUE
[9 empty] | #N/A | TRUE
[9 empty] | #N/A | TRUE
[9 empty] | #N/A | TRUE
[9 empty] | #N/A | TRUE
[9 empty] | #N/A | TRUE
[9 empty] | #N/A | TRUE
[9 empty] | #N/A | TRUE
[9 empty] | #N/A | TRUE
[9 empty] | #N/A | TRUE
[9 empty] | #N/A | TRUE
[9 empty] | #N/A | TRUE
[9 empty] | #N/A | TRUE
[9 empty] | #N/A | TRUE
[9 empty] | #N/A | TRUE
[9 empty] | #N/A | TRUE
[9 empty] | #N/A | TRUE
[9 empty] | #N/A | TRUE
[9 empty] | #N/A | TRUE
[9 empty] | #N/A | TRUE
[9 empty] | #N/A | TRUE
[9 empty] | #N/A | TRUE
[9 empty] | #N/A | TRUE
[9 empty] | #N/A | TRUE
[9 empty] | #N/A | TRUE
[9 empty] | #N/A | TRUE
[9 empty] | #N/A | TRUE
[9 empty] | #N/A | TRUE
[9 empty] | #N/A | TRUE
[9 empty] | #N/A | TRUE
[9 empty] | #N/A | TRUE
[9 empty] | #N/A | TRUE
[9 empty] | #N/A | TRUE
[9 empty] | #N/A | TRUE
[9 empty] | #N/A | TRUE
[9 empty] | #N/A | TRUE
[9 empty] | #N/A | TRUE
[9 empty] | #N/A | TRUE
[9 empty] | #N/A | TRUE
[9 empty] | #N/A | TRUE
[9 empty] | #N/A | TRUE
[9 empty] | #N/A | TRUE
[9 empty] | #N/A | TRUE
[9 empty] | #N/A | TRUE
[9 empty] | #N/A | TRUE
[9 empty] | #N/A | TRUE
[9 empty] | #N/A | TRUE
[9 empty] | #N/A | TRUE
[9 empty] | #N/A | TRUE
[9 empty] | #N/A | TRUE
[9 empty] | #N/A | TRUE
[9 empty] | #N/A | TRUE
[9 empty] | #N/A | TRUE
[9 empty] | #N/A | TRUE
[9 empty] | #N/A | TRUE
[9 empty] | #N/A | TRUE
[9 empty] | #N/A | TRUE
[9 empty] | #N/A | TRUE
[9 empty] | #N/A | TRUE
[9 empty] | #N/A | TRUE
[9 empty] | #N/A | TRUE
[9 empty] | #N/A | TRUE
[9 empty] | #N/A | TRUE
[9 empty] | #N/A | TRUE
[9 empty] | #N/A | TRUE
[9 empty] | #N/A | TRUE
[9 empty] | #N/A | TRUE
[9 empty] | #N/A | TRUE
[9 empty] | #N/A | TRUE
[9 empty] | #N/A | TRUE
[9 empty] | #N/A | TRUE
[9 empty] | #N/A | TRUE
[9 empty] | #N/A | TRUE
[9 empty] | #N/A | TRUE
[9 empty] | #N/A | TRUE
[9 empty] | #N/A | TRUE
[9 empty] | #N/A | TRUE
[9 empty] | #N/A | TRUE
[9 empty] | #N/A | TRUE
[9 empty] | #N/A | TRUE
[9 empty] | #N/A | TRUE
[9 empty] | #N/A | TRUE
[9 empty] | #N/A | TRUE
[9 empty] | #N/A | TRUE
[9 empty] | #N/A | TRUE
[9 empty] | #N/A | TRUE
[9 empty] | #N/A | TRUE
[9 empty] | #N/A | TRUE
[9 empty] | #N/A | TRUE
[9 empty] | #N/A | TRUE
[9 empty] | #N/A | TRUE
[9 empty] | #N/A | TRUE
[9 empty] | #N/A | TRUE
[9 empty] | #N/A | TRUE
[9 empty] | #N/A | TRUE
[9 empty] | #N/A | TRUE
[9 empty] | #N/A | TRUE
[9 empty] | #N/A | TRUE
[9 empty] | #N/A | TRUE
[9 empty] | #N/A | TRUE
[9 empty] | #N/A | TRUE
[9 empty] | #N/A | TRUE
[9 empty] | #N/A | TRUE
[9 empty] | #N/A | TRUE
[9 empty] | #N/A | TRUE
[9 empty] | #N/A | TRUE
[9 empty] | #N/A | TRUE
[9 empty] | #N/A | TRUE
[9 empty] | #N/A | TRUE
[9 empty] | #N/A | TRUE
[9 empty] | #N/A | TRUE
[9 empty] | #N/A | TRUE
[9 empty] | #N/A | TRUE
[9 empty] | #N/A | TRUE
[9 empty] | #N/A | TRUE
[9 empty] | #N/A | TRUE
[9 empty] | #N/A | TRUE
[9 empty] | #N/A | TRUE
[9 empty] | #N/A | TRUE
[9 empty] | #N/A | TRUE
[9 empty] | #N/A | TRUE
[9 empty] | #N/A | TRUE
[9 empty] | #N/A | TRUE
[9 empty] | #N/A | TRUE
[9 empty] | #N/A | TRUE
[9 empty] | #N/A | TRUE
[9 empty] | #N/A | TRUE
[9 empty] | #N/A | TRUE
[9 empty] | #N/A | TRUE
[9 empty] | #N/A | TRUE
[9 empty] | #N/A | TRUE
[9 empty] | #N/A | TRUE
[9 empty] | #N/A | TRUE
[9 empty] | #N/A | TRUE
[9 empty] | #N/A | TRUE
[9 empty] | #N/A | TRUE
[9 empty] | #N/A | TRUE
[9 empty] | #N/A | TRUE
[9 empty] | #N/A | TRUE
[9 empty] | #N/A | TRUE
[9 empty] | #N/A | TRUE
[9 empty] | #N/A | TRUE
[9 empty] | #N/A | TRUE
[9 empty] | #N/A | TRUE
[9 empty] | #N/A | TRUE
[9 empty] | #N/A | TRUE
[9 empty] | #N/A | TRUE
[9 empty] | #N/A | TRUE
[9 empty] | #N/A | TRUE
[9 empty] | #N/A | TRUE
[9 empty] | #N/A | TRUE
[9 empty] | #N/A | TRUE
[9 empty] | #N/A | TRUE
[9 empty] | #N/A | TRUE
[9 empty] | #N/A | TRUE
[9 empty] | #N/A | TRUE
[9 empty] | #N/A | TRUE
[9 empty] | #N/A | TRUE
[9 empty] | #N/A | TRUE
[9 empty] | #N/A | TRUE
[9 empty] | #N/A | TRUE
[9 empty] | #N/A | TRUE
[9 empty] | #N/A | TRUE
[9 empty] | #N/A | TRUE
[9 empty] | #N/A | TRUE
[9 empty] | #N/A | TRUE
[9 empty] | #N/A | TRUE
[9 empty] | #N/A | TRUE
[9 empty] | #N/A | TRUE
[9 empty] | #N/A | TRUE
[9 empty] | #N/A | TRUE
[9 empty] | #N/A | TRUE
[9 empty] | #N/A | TRUE
[9 empty] | #N/A | TRUE
[9 empty] | #N/A | TRUE
[9 empty] | #N/A | TRUE
[9 empty] | #N/A | TRUE
[9 empty] | #N/A | TRUE
[9 empty] | #N/A | TRUE
[9 empty] | #N/A | TRUE
[9 empty] | #N/A | TRUE
[9 empty] | #N/A | TRUE
[9 empty] | #N/A | TRUE
[9 empty] | #N/A | TRUE
[9 empty] | #N/A | TRUE
[9 empty] | #N/A | TRUE
[9 empty] | #N/A | TRUE
[9 empty] | #N/A | TRUE
[9 empty] | #N/A | TRUE
[9 empty] | #N/A | TRUE
[9 empty] | #N/A | TRUE
[9 empty] | #N/A | TRUE
[9 empty] | #N/A | TRUE
[9 empty] | #N/A | TRUE
[9 empty] | #N/A | TRUE
[9 empty] | #N/A | TRUE
[9 empty] | #N/A | TRUE
[9 empty] | #N/A | TRUE
[9 empty] | #N/A | TRUE
[9 empty] | #N/A | TRUE
[9 empty] | #N/A | TRUE
[9 empty] | #N/A | TRUE
[9 empty] | #N/A | TRUE
[9 empty] | #N/A | TRUE
[9 empty] | #N/A | TRUE
[9 empty] | #N/A | TRUE
[9 empty] | #N/A | TRUE
[9 empty] | #N/A | TRUE
[9 empty] | #N/A | TRUE
[9 empty] | #N/A | TRUE
[9 empty] | #N/A | TRUE
[9 empty] | #N/A | TRUE
[9 empty] | #N/A | TRUE
[9 empty] | #N/A | TRUE
[9 empty] | #N/A | TRUE
[9 empty] | #N/A | TRUE
[9 empty] | #N/A | TRUE
[9 empty] | #N/A | TRUE
[9 empty] | #N/A | TRUE
[9 empty] | #N/A | TRUE
[9 empty] | #N/A | TRUE
[9 empty] | #N/A | TRUE
[9 empty] | #N/A | TRUE
[9 empty] | #N/A | TRUE
[9 empty] | #N/A | TRUE
[9 empty] | #N/A | TRUE
[9 empty] | #N/A | TRUE
[9 empty] | #N/A | TRUE
[9 empty] | #N/A | TRUE
[9 empty] | #N/A | TRUE
[9 empty] | #N/A | TRUE
[9 empty] | #N/A | TRUE
[9 empty] | #N/A | TRUE
[9 empty] | #N/A | TRUE
[9 empty] | #N/A | TRUE
[9 empty] | #N/A | TRUE
[9 empty] | #N/A | TRUE
[9 empty] | #N/A | TRUE
[9 empty] | #N/A | TRUE
[9 empty] | #N/A | TRUE
[9 empty] | #N/A | TRUE
[9 empty] | #N/A | TRUE
[9 empty] | #N/A | TRUE
[9 empty] | #N/A | TRUE
[9 empty] | #N/A | TRUE
[9 empty] | #N/A | TRUE
[9 empty] | #N/A | TRUE
[9 empty] | #N/A | TRUE
[9 empty] | #N/A | TRUE
[9 empty] | #N/A | TRUE
[9 empty] | #N/A | TRUE
[9 empty] | #N/A | TRUE
[9 empty] | #N/A | TRUE
[9 empty] | #N/A | TRUE
[9 empty] | #N/A | TRUE
[9 empty] | #N/A | TRUE
[9 empty] | #N/A | TRUE
[9 empty] | #N/A | TRUE
[9 empty] | #N/A | TRUE
[9 empty] | #N/A | TRUE
[9 empty] | #N/A | TRUE
[9 empty] | #N/A | TRUE
[9 empty] | #N/A | TRUE
[9 empty] | #N/A | TRUE
[9 empty] | #N/A | TRUE
[9 empty] | #N/A | TRUE
[9 empty] | #N/A | TRUE
[9 empty] | #N/A | TRUE
[9 empty] | #N/A | TRUE
[9 empty] | #N/A | TRUE
[9 empty] | #N/A | TRUE
[9 empty] | #N/A | TRUE
[9 empty] | #N/A | TRUE
[9 empty] | #N/A | TRUE
[9 empty] | #N/A | TRUE
[9 empty] | #N/A | TRUE
[9 empty] | #N/A | TRUE
[9 empty] | #N/A | TRUE
[9 empty] | #N/A | TRUE
[9 empty] | #N/A | TRUE
[9 empty] | #N/A | TRUE
[9 empty] | #N/A | TRUE
[9 empty] | #N/A | TRUE
[9 empty] | #N/A | TRUE
[9 empty] | #N/A | TRUE
[9 empty] | #N/A | TRUE
[9 empty] | #N/A | TRUE
[9 empty] | #N/A | TRUE
[9 empty] | #N/A | TRUE
[9 empty] | #N/A | TRUE
[9 empty] | #N/A | TRUE
[9 empty] | #N/A | TRUE
[9 empty] | #N/A | TRUE
[9 empty] | #N/A | TRUE
[9 empty] | #N/A | TRUE
[9 empty] | #N/A | TRUE
[9 empty] | #N/A | TRUE
[9 empty] | #N/A | TRUE
[9 empty] | #N/A | TRUE
[9 empty] | #N/A | TRUE
[9 empty] | #N/A | TRUE
[9 empty] | #N/A | TRUE
[9 empty] | #N/A | TRUE
[9 empty] | #N/A | TRUE
[9 empty] | #N/A | TRUE
[9 empty] | #N/A | TRUE
[9 empty] | #N/A | TRUE
[9 empty] | #N/A | TRUE
[9 empty] | #N/A | TRUE
[9 empty] | #N/A | TRUE
[9 empty] | #N/A | TRUE
[9 empty] | #N/A | TRUE
[9 empty] | #N/A | TRUE
[9 empty] | #N/A | TRUE
[9 empty] | #N/A | TRUE
[9 empty] | #N/A | TRUE
[9 empty] | #N/A | TRUE
[9 empty] | #N/A | TRUE
[9 empty] | #N/A | TRUE
[9 empty] | #N/A | TRUE
[9 empty] | #N/A | TRUE
[9 empty] | #N/A | TRUE
[9 empty] | #N/A | TRUE
[9 empty] | #N/A | TRUE
[9 empty] | #N/A | TRUE
[9 empty] | #N/A | TRUE
[9 empty] | #N/A | TRUE
[9 empty] | #N/A | TRUE
[9 empty] | #N/A | TRUE
[9 empty] | #N/A | TRUE
[9 empty] | #N/A | TRUE
[9 empty] | #N/A | TRUE
[9 empty] | #N/A | TRUE
[9 empty] | #N/A | TRUE
[9 empty] | #N/A | TRUE
[9 empty] | #N/A | TRUE
[9 empty] | #N/A | TRUE
[9 empty] | #N/A | TRUE
[9 empty] | #N/A | TRUE
[9 empty] | #N/A | TRUE
[9 empty] | #N/A | TRUE
[9 empty] | #N/A | TRUE
[9 empty] | #N/A | TRUE
[9 empty] | #N/A | TRUE
[9 empty] | #N/A | TRUE
[9 empty] | #N/A | TRUE
[9 empty] | #N/A | TRUE
[9 empty] | #N/A | TRUE
[9 empty] | #N/A | TRUE
[9 empty] | #N/A | TRUE
[9 empty] | #N/A | TRUE
[9 empty] | #N/A | TRUE
[9 empty] | #N/A | TRUE
[9 empty] | #N/A | TRUE
[9 empty] | #N/A | TRUE
[9 empty] | #N/A | TRUE
[9 empty] | #N/A | TRUE
[9 empty] | #N/A | TRUE
[9 empty] | #N/A | TRUE
[9 empty] | #N/A | TRUE
[9 empty] | #N/A | TRUE
[9 empty] | #N/A | TRUE
[9 empty] | #N/A | TRUE
[9 empty] | #N/A | TRUE
[9 empty] | #N/A | TRUE
[9 empty] | #N/A | TRUE
[9 empty] | #N/A | TRUE
[9 empty] | #N/A | TRUE
[9 empty] | #N/A | TRUE
[9 empty] | #N/A | TRUE
[9 empty] | #N/A | TRUE
[9 empty] | #N/A | TRUE
[9 empty] | #N/A | TRUE
[9 empty] | #N/A | TRUE
[9 empty] | #N/A | TRUE
[9 empty] | #N/A | TRUE
[9 empty] | #N/A | TRUE
[9 empty] | #N/A | TRUE
[9 empty] | #N/A | TRUE
[9 empty] | #N/A | TRUE
[9 empty] | #N/A | TRUE
[9 empty] | #N/A | TRUE
[9 empty] | #N/A | TRUE
[9 empty] | #N/A | TRUE
[9 empty] | #N/A | TRUE
[9 empty] | #N/A | TRUE
[9 empty] | #N/A | TRUE
[9 empty] | #N/A | TRUE
[9 empty] | #N/A | TRUE
[9 empty] | #N/A | TRUE
[9 empty] | #N/A | TRUE
[9 empty] | #N/A | TRUE
[9 empty] | #N/A | TRUE
[9 empty] | #N/A | TRUE
[9 empty] | #N/A | TRUE
[9 empty] | #N/A | TRUE
[9 empty] | #N/A | TRUE
[9 empty] | #N/A | TRUE
[9 empty] | #N/A | TRUE
[9 empty] | #N/A | TRUE
[9 empty] | #N/A | TRUE
[9 empty] | #N/A | TRUE
[9 empty] | #N/A | TRUE
[9 empty] | #N/A | TRUE
[9 empty] | #N/A | TRUE
[9 empty] | #N/A | TRUE
[9 empty] | #N/A | TRUE
[9 empty] | #N/A | TRUE
[9 empty] | #N/A | TRUE
[9 empty] | #N/A | TRUE
[9 empty] | #N/A | TRUE
[9 empty] | #N/A | TRUE
[9 empty] | #N/A | TRUE
[9 empty] | #N/A | TRUE
[9 empty] | #N/A | TRUE
[9 empty] | #N/A | TRUE
[9 empty] | #N/A | TRUE
[9 empty] | #N/A | TRUE
[9 empty] | #N/A | TRUE
[9 empty] | #N/A | TRUE
[9 empty] | #N/A | TRUE
[9 empty] | #N/A | TRUE
[9 empty] | #N/A | TRUE
[9 empty] | #N/A | TRUE
[9 empty] | #N/A | TRUE
[9 empty] | #N/A | TRUE
[9 empty] | #N/A | TRUE
[9 empty] | #N/A | TRUE
[9 empty] | #N/A | TRUE
[9 empty] | #N/A | TRUE
[9 empty] | #N/A | TRUE
[9 empty] | #N/A | TRUE
[9 empty] | #N/A | TRUE
[9 empty] | #N/A | TRUE
[9 empty] | #N/A | TRUE
[9 empty] | #N/A | TRUE
[9 empty] | #N/A | TRUE
[9 empty] | #N/A | TRUE
[9 empty] | #N/A | TRUE
[9 empty] | #N/A | TRUE
[9 empty] | #N/A | TRUE
[9 empty] | #N/A | TRUE
[9 empty] | #N/A | TRUE
[9 empty] | #N/A | TRUE
[9 empty] | #N/A | TRUE
[9 empty] | #N/A | TRUE
[9 empty] | #N/A | TRUE
[9 empty] | #N/A | TRUE
[9 empty] | #N/A | TRUE
[9 empty] | #N/A | TRUE
[9 empty] | #N/A | TRUE
[9 empty] | #N/A | TRUE
[9 empty] | #N/A | TRUE
[9 empty] | #N/A | TRUE
[9 empty] | #N/A | TRUE
[9 empty] | #N/A | TRUE
[9 empty] | #N/A | TRUE
[9 empty] | #N/A | TRUE
[9 empty] | #N/A | TRUE
[9 empty] | #N/A | TRUE
[9 empty] | #N/A | TRUE
[9 empty] | #N/A | TRUE
[9 empty] | #N/A | TRUE
[9 empty] | #N/A | TRUE
[9 empty] | #N/A | TRUE
[9 empty] | #N/A | TRUE
[9 empty] | #N/A | TRUE
[9 empty] | #N/A | TRUE
[9 empty] | #N/A | TRUE
[9 empty] | #N/A | TRUE
[9 empty] | #N/A | TRUE
[9 empty] | #N/A | TRUE
[9 empty] | #N/A | TRUE
[9 empty] | #N/A | TRUE
[9 empty] | #N/A | TRUE
[9 empty] | #N/A | TRUE
[9 empty] | #N/A | TRUE
[9 empty] | #N/A | TRUE
[9 empty] | #N/A | TRUE
[9 empty] | #N/A | TRUE
[9 empty] | #N/A | TRUE
[9 empty] | #N/A | TRUE
[9 empty] | #N/A | TRUE
[9 empty] | #N/A | TRUE
[9 empty] | #N/A | TRUE
[9 empty] | #N/A | TRUE
[9 empty] | #N/A | TRUE
[9 empty] | #N/A | TRUE
[9 empty] | #N/A | TRUE
[9 empty] | #N/A | TRUE
[9 empty] | #N/A | TRUE
[9 empty] | #N/A | TRUE
[9 empty] | #N/A | TRUE
[9 empty] | #N/A | TRUE
[9 empty] | #N/A | TRUE
[9 empty] | #N/A | TRUE
[9 empty] | #N/A | TRUE
[9 empty] | #N/A | TRUE
[9 empty] | #N/A | TRUE
[9 empty] | #N/A | TRUE
[9 empty] | #N/A | TRUE
[9 empty] | #N/A | TRUE
[9 empty] | #N/A | TRUE
[9 empty] | #N/A | TRUE
[9 empty] | #N/A | TRUE
[9 empty] | #N/A | TRUE
[9 empty] | #N/A | TRUE
[9 empty] | #N/A | TRUE
[9 empty] | #N/A | TRUE
[9 empty] | #N/A | TRUE
[9 empty] | #N/A | TRUE
[9 empty] | #N/A | TRUE
[9 empty] | #N/A | TRUE
[9 empty] | #N/A | TRUE
[9 empty] | #N/A | TRUE
[9 empty] | #N/A | TRUE
[9 empty] | #N/A | TRUE
[9 empty] | #N/A | TRUE
[9 empty] | #N/A | TRUE
[9 empty] | #N/A | TRUE
[9 empty] | #N/A | TRUE
[9 empty] | #N/A | TRUE
[9 empty] | #N/A | TRUE
[9 empty] | #N/A | TRUE
[9 empty] | #N/A | TRUE
[9 empty] | #N/A | TRUE
[9 empty] | #N/A | TRUE
[9 empty] | #N/A | TRUE
[9 empty] | #N/A | TRUE
[9 empty] | #N/A | TRUE
[9 empty] | #N/A | TRUE
[9 empty] | #N/A | TRUE
[9 empty] | #N/A | TRUE
[9 empty] | #N/A | TRUE
[9 empty] | #N/A | TRUE
[9 empty] | #N/A | TRUE
[9 empty] | #N/A | TRUE
[9 empty] | #N/A | TRUE
[9 empty] | #N/A | TRUE
[9 empty] | #N/A | TRUE
[9 empty] | #N/A | TRUE
[9 empty] | #N/A | TRUE
[9 empty] | #N/A | TRUE
[9 empty] | #N/A | TRUE
[9 empty] | #N/A | TRUE
[9 empty] | #N/A | TRUE
[9 empty] | #N/A | TRUE
[9 empty] | #N/A | TRUE
[9 empty] | #N/A | TRUE
[9 empty] | #N/A | TRUE
[9 empty] | #N/A | TRUE
[9 empty] | #N/A | TRUE
[9 empty] | #N/A | TRUE
[9 empty] | #N/A | TRUE
[9 empty] | #N/A | TRUE
[9 empty] | #N/A | TRUE
[9 empty] | #N/A | TRUE
[9 empty] | #N/A | TRUE
[9 empty] | #N/A | TRUE
[9 empty] | #N/A | TRUE
[9 empty] | #N/A | TRUE
[9 empty] | #N/A | TRUE
[9 empty] | #N/A | TRUE
[9 empty] | #N/A | TRUE
[9 empty] | #N/A | TRUE
[9 empty] | #N/A | TRUE
[9 empty] | #N/A | TRUE
[9 empty] | #N/A | TRUE
[9 empty] | #N/A | TRUE
[9 empty] | #N/A | TRUE
[9 empty] | #N/A | TRUE
[9 empty] | #N/A | TRUE
[9 empty] | #N/A | TRUE
[9 empty] | #N/A | TRUE
[9 empty] | #N/A | TRUE
[9 empty] | #N/A | TRUE
[9 empty] | #N/A | TRUE
[9 empty] | #N/A | TRUE
[9 empty] | #N/A | TRUE
[9 empty] | #N/A | TRUE
[9 empty] | #N/A | TRUE
[9 empty] | #N/A | TRUE
[9 empty] | #N/A | TRUE
[9 empty] | #N/A | TRUE
[9 empty] | #N/A | TRUE
[9 empty] | #N/A | TRUE
[9 empty] | #N/A | TRUE
[9 empty] | #N/A | TRUE
[9 empty] | #N/A | TRUE
[9 empty] | #N/A | TRUE
[9 empty] | #N/A | TRUE
[9 empty] | #N/A | TRUE
[9 empty] | #N/A | TRUE
[9 empty] | #N/A | TRUE
[9 empty] | #N/A | TRUE
[9 empty] | #N/A | TRUE
[9 empty] | #N/A | TRUE
[9 empty] | #N/A | TRUE
[9 empty] | #N/A | TRUE
[9 empty] | #N/A | TRUE
[9 empty] | #N/A | TRUE
[9 empty] | #N/A | TRUE
[9 empty] | #N/A | TRUE
[9 empty] | #N/A | TRUE
[9 empty] | #N/A | TRUE
[9 empty] | #N/A | TRUE
[9 empty] | #N/A | TRUE
[9 empty] | #N/A | TRUE
[9 empty] | #N/A | TRUE
[9 empty] | #N/A | TRUE
[9 empty] | #N/A | TRUE
[9 empty] | #N/A | TRUE
[9 empty] | #N/A | TRUE
[9 empty] | #N/A | TRUE
[9 empty] | #N/A | TRUE
[9 empty] | #N/A | TRUE
[9 empty] | #N/A | TRUE
[9 empty] | #N/A | TRUE
[9 empty] | #N/A | TRUE
[9 empty] | #N/A | TRUE
[9 empty] | #N/A | TRUE
[9 empty] | #N/A | TRUE
[9 empty] | #N/A | TRUE
[9 empty] | #N/A | TRUE
[9 empty] | #N/A | TRUE
[9 empty] | #N/A | TRUE
[9 empty] | #N/A | TRUE
[9 empty] | #N/A | TRUE
[9 empty] | #N/A | TRUE
[9 empty] | #N/A | TRUE
[9 empty] | #N/A | TRUE
[9 empty] | #N/A | TRUE
[9 empty] | #N/A | TRUE
[9 empty] | #N/A | TRUE
[9 empty] | #N/A | TRUE
[9 empty] | #N/A | TRUE
[9 empty] | #N/A | TRUE
[9 empty] | #N/A | TRUE
[9 empty] | #N/A | TRUE
[9 empty] | #N/A | TRUE
[9 empty] | #N/A | TRUE
[9 empty] | #N/A | TRUE
[9 empty] | #N/A | TRUE
[9 empty] | #N/A | TRUE
[9 empty] | #N/A | TRUE
[9 empty] | #N/A | TRUE
[9 empty] | #N/A | TRUE
[9 empty] | #N/A | TRUE
[9 empty] | #N/A | TRUE
[9 empty] | #N/A | TRUE
[9 empty] | #N/A | TRUE
[9 empty] | #N/A | TRUE
[9 empty] | #N/A | TRUE
[9 empty] | #N/A | TRUE
[9 empty] | #N/A | TRUE
[9 empty] | #N/A | TRUE
[9 empty] | #N/A | TRUE
[9 empty] | #N/A | TRUE
[9 empty] | #N/A | TRUE
[9 empty] | #N/A | TRUE
[9 empty] | #N/A | TRUE
[9 empty] | #N/A | TRUE
[9 empty] | #N/A | TRUE
[9 empty] | #N/A | TRUE
[9 empty] | #N/A | TRUE
[9 empty] | #N/A | TRUE
[9 empty] | #N/A | TRUE
[9 empty] | #N/A | TRUE
[9 empty] | #N/A | TRUE
[9 empty] | #N/A | TRUE
[9 empty] | #N/A | TRUE
[9 empty] | #N/A | TRUE
[9 empty] | #N/A | TRUE
[9 empty] | #N/A | TRUE
[9 empty] | #N/A | TRUE
[9 empty] | #N/A | TRUE
[9 empty] | #N/A | TRUE
[9 empty] | #N/A | TRUE
[9 empty] | #N/A | TRUE
[9 empty] | #N/A | TRUE
[9 empty] | #N/A | TRUE
[9 empty] | #N/A | TRUE
[9 empty] | #N/A | TRUE
[9 empty] | #N/A | TRUE
[9 empty] | #N/A | TRUE
[9 empty] | #N/A | TRUE
[9 empty] | #N/A | TRUE
[9 empty] | #N/A | TRUE
[9 empty] | #N/A | TRUE
[9 empty] | #N/A | TRUE
[9 empty] | #N/A | TRUE
[9 empty] | #N/A | TRUE
[9 empty] | #N/A | TRUE
[9 empty] | #N/A | TRUE
[9 empty] | #N/A | TRUE
[9 empty] | #N/A | TRUE
[9 empty] | #N/A | TRUE
[9 empty] | #N/A | TRUE
[9 empty] | #N/A | TRUE
[9 empty] | #N/A | TRUE
[9 empty] | #N/A | TRUE
[9 empty] | #N/A | TRUE
[9 empty] | #N/A | TRUE
[9 empty] | #N/A | TRUE
[9 empty] | #N/A | TRUE
[9 empty] | #N/A | TRUE
[9 empty] | #N/A | TRUE
[9 empty] | #N/A | TRUE
[9 empty] | #N/A | TRUE
[9 empty] | #N/A | TRUE
[9 empty] | #N/A | TRUE
[9 empty] | #N/A | TRUE
[9 empty] | #N/A | TRUE
[9 empty] | #N/A | TRUE
[9 empty] | #N/A | TRUE
[9 empty] | #N/A | TRUE
[9 empty] | #N/A | TRUE
[9 empty] | #N/A | TRUE
[9 empty] | #N/A | TRUE
[9 empty] | #N/A | TRUE
[9 empty] | #N/A | TRUE
[9 empty] | #N/A | TRUE
[9 empty] | #N/A | TRUE
[9 empty] | #N/A | TRUE
[9 empty] | #N/A | TRUE
[9 empty] | #N/A | TRUE
[9 empty] | #N/A | TRUE
[9 empty] | #N/A | TRUE
[9 empty] | #N/A | TRUE
[9 empty] | #N/A | TRUE
[9 empty] | #N/A | TRUE
[9 empty] | #N/A | TRUE
[9 empty] | #N/A | TRUE
[9 empty] | #N/A | TRUE
[9 empty] | #N/A | TRUE
[9 empty] | #N/A | TRUE
[9 empty] | #N/A | TRUE
[9 empty] | #N/A | TRUE
[9 empty] | #N/A | TRUE
[9 empty] | #N/A | TRUE
[9 empty] | #N/A | TRUE
[9 empty] | #N/A | TRUE
[9 empty] | #N/A | TRUE
[9 empty] | #N/A | TRUE
[9 empty] | #N/A | TRUE
[9 empty] | #N/A | TRUE
[9 empty] | #N/A | TRUE
[9 empty] | #N/A | TRUE
[9 empty] | #N/A | TRUE
[9 empty] | #N/A | TRUE
[9 empty] | #N/A | TRUE
[9 empty] | #N/A | TRUE
[9 empty] | #N/A | TRUE
[9 empty] | #N/A | TRUE
[9 empty] | #N/A | TRUE
[9 empty] | #N/A | TRUE
[9 empty] | #N/A | TRUE
[9 empty] | #N/A | TRUE
[9 empty] | #N/A | TRUE
[9 empty] | #N/A | TRUE
[9 empty] | #N/A | TRUE
[9 empty] | #N/A | TRUE
[9 empty] | #N/A | TRUE
[9 empty] | #N/A | TRUE
[9 empty] | #N/A | TRUE
[9 empty] | #N/A | TRUE
[9 empty] | #N/A | TRUE
[9 empty] | #N/A | TRUE
[9 empty] | #N/A | TRUE
[9 empty] | #N/A | TRUE
[9 empty] | #N/A | TRUE
[9 empty] | #N/A | TRUE
[9 empty] | #N/A | TRUE
[9 empty] | #N/A | TRUE
[9 empty] | #N/A | TRUE
[9 empty] | #N/A | TRUE
[9 empty] | #N/A | TRUE
[9 empty] | #N/A | TRUE
[9 empty] | #N/A | TRUE
[9 empty] | #N/A | TRUE
[9 empty] | #N/A | TRUE
[9 empty] | #N/A | TRUE
[9 empty] | #N/A | TRUE
[9 empty] | #N/A | TRUE
[9 empty] | #N/A | TRUE
[9 empty] | #N/A | TRUE
[9 empty] | #N/A | TRUE
[9 empty] | #N/A | TRUE
[9 empty] | #N/A | TRUE
[9 empty] | #N/A | TRUE
[9 empty] | #N/A | TRUE
[9 empty] | #N/A | TRUE
[9 empty] | #N/A | TRUE
[9 empty] | #N/A | TRUE
[9 empty] | #N/A | TRUE
[9 empty] | #N/A | TRUE
[9 empty] | #N/A | TRUE
[9 empty] | #N/A | TRUE
[9 empty] | #N/A | TRUE
[9 empty] | #N/A | TRUE
[9 empty] | #N/A | TRUE
[9 empty] | #N/A | TRUE
[9 empty] | #N/A | TRUE
[9 empty] | #N/A | TRUE
[9 empty] | #N/A | TRUE
[9 empty] | #N/A | TRUE
[9 empty] | #N/A | TRUE
[9 empty] | #N/A | TRUE
[9 empty] | #N/A | TRUE
[9 empty] | #N/A | TRUE
[9 empty] | #N/A | TRUE
[9 empty] | #N/A | TRUE
[9 empty] | #N/A | TRUE
[9 empty] | #N/A | TRUE
[9 empty] | #N/A | TRUE
[9 empty] | #N/A | TRUE
[9 empty] | #N/A | TRUE
[9 empty] | #N/A | TRUE
[9 empty] | #N/A | TRUE
[9 empty] | #N/A | TRUE
[9 empty] | #N/A | TRUE
[9 empty] | #N/A | TRUE
[9 empty] | #N/A | TRUE
[9 empty] | #N/A | TRUE
[9 empty] | #N/A | TRUE
[9 empty] | #N/A | TRUE
[9 empty] | #N/A | TRUE
[9 empty] | #N/A | TRUE
[9 empty] | #N/A | TRUE
[9 empty] | #N/A | TRUE
[9 empty] | #N/A | TRUE
[9 empty] | #N/A | TRUE
[9 empty] | #N/A | TRUE
[9 empty] | #N/A | TRUE
[9 empty] | #N/A | TRUE
[9 empty] | #N/A | TRUE
[9 empty] | #N/A | TRUE
[9 empty] | #N/A | TRUE
[9 empty] | #N/A | TRUE
[9 empty] | #N/A | TRUE
[9 empty] | #N/A | TRUE
[9 empty] | #N/A | TRUE
[9 empty] | #N/A | TRUE
[9 empty] | #N/A | TRUE
[9 empty] | #N/A | TRUE
[9 empty] | #N/A | TRUE
[9 empty] | #N/A | TRUE
[9 empty] | #N/A | TRUE
[9 empty] | #N/A | TRUE
[9 empty] | #N/A | TRUE
[9 empty] | #N/A | TRUE
[9 empty] | #N/A | TRUE
[9 empty] | #N/A | TRUE
[9 empty] | #N/A | TRUE
[9 empty] | #N/A | TRUE
[9 empty] | #N/A | TRUE
[9 empty] | #N/A | TRUE
[9 empty] | #N/A | TRUE
[9 empty] | #N/A | TRUE
[9 empty] | #N/A | TRUE
[9 empty] | #N/A | TRUE
[9 empty] | #N/A | TRUE
[9 empty] | #N/A | TRUE
[9 empty] | #N/A | TRUE
[9 empty] | #N/A | TRUE
[9 empty] | #N/A | TRUE
[9 empty] | #N/A | TRUE
[9 empty] | #N/A | TRUE
[9 empty] | #N/A | TRUE
[9 empty] | #N/A | TRUE
[9 empty] | #N/A | TRUE
[9 empty] | #N/A | TRUE
[9 empty] | #N/A | TRUE
[9 empty] | #N/A | TRUE
[9 empty] | #N/A | TRUE
[9 empty] | #N/A | TRUE
[9 empty] | #N/A | TRUE
[9 empty] | #N/A | TRUE
[9 empty] | #N/A | TRUE
[9 empty] | #N/A | TRUE
[9 empty] | #N/A | TRUE
[9 empty] | #N/A | TRUE
[9 empty] | #N/A | TRUE
[9 empty] | #N/A | TRUE
[9 empty] | #N/A | TRUE
[9 empty] | #N/A | TRUE
[9 empty] | #N/A | TRUE
[9 empty] | #N/A | TRUE
[9 empty] | #N/A | TRUE
[9 empty] | #N/A | TRUE
[9 empty] | #N/A | TRUE
[9 empty] | #N/A | TRUE
[9 empty] | #N/A | TRUE
[9 empty] | #N/A | TRUE
[9 empty] | #N/A | TRUE
[9 empty] | #N/A | TRUE
[9 empty] | #N/A | TRUE
[9 empty] | #N/A | TRUE
[9 empty] | #N/A | TRUE
[9 empty] | #N/A | TRUE
[9 empty] | #N/A | TRUE
[9 empty] | #N/A | TRUE
[9 empty] | #N/A | TRUE
[9 empty] | #N/A | TRUE
[9 empty] | #N/A | TRUE
[9 empty] | #N/A | TRUE
[9 empty] | #N/A | TRUE
[9 empty] | #N/A | TRUE
[9 empty] | #N/A | TRUE
[9 empty] | #N/A | TRUE
[9 empty] | #N/A | TRUE
[9 empty] | #N/A | TRUE
[9 empty] | #N/A | TRUE
[9 empty] | #N/A | TRUE
[9 empty] | #N/A | TRUE
[9 empty] | #N/A | TRUE
[9 empty] | #N/A | TRUE
[9 empty] | #N/A | TRUE
[9 empty] | #N/A | TRUE
[9 empty] | #N/A | TRUE
[9 empty] | #N/A | TRUE
[9 empty] | #N/A | TRUE
[9 empty] | #N/A | TRUE
[9 empty] | #N/A | TRUE
[9 empty] | #N/A | TRUE
[9 empty] | #N/A | TRUE
[9 empty] | #N/A | TRUE
[9 empty] | #N/A | TRUE
[9 empty] | #N/A | TRUE
[9 empty] | #N/A | TRUE
[9 empty] | #N/A | TRUE
[9 empty] | #N/A | TRUE
[9 empty] | #N/A | TRUE
[9 empty] | #N/A | TRUE
[9 empty] | #N/A | TRUE
[9 empty] | #N/A | TRUE
[9 empty] | #N/A | TRUE
[9 empty] | #N/A | TRUE
[9 empty] | #N/A | TRUE
[9 empty] | #N/A | TRUE
[9 empty] | #N/A | TRUE
[9 empty] | #N/A | TRUE
[9 empty] | #N/A | TRUE
[9 empty] | #N/A | TRUE
[9 empty] | #N/A | TRUE
[9 empty] | #N/A | TRUE
[9 empty] | #N/A | TRUE
[9 empty] | #N/A | TRUE
[9 empty] | #N/A | TRUE
[9 empty] | #N/A | TRUE
[9 empty] | #N/A | TRUE
[9 empty] | #N/A | TRUE
[9 empty] | #N/A | TRUE
[9 empty] | #N/A | TRUE
[9 empty] | #N/A | TRUE
[9 empty] | #N/A | TRUE
[9 empty] | #N/A | TRUE
[9 empty] | #N/A | TRUE
[9 empty] | #N/A | TRUE
[9 empty] | #N/A | TRUE
[9 empty] | #N/A | TRUE
[9 empty] | #N/A | TRUE
[9 empty] | #N/A | TRUE
[9 empty] | #N/A | TRUE
[9 empty] | #N/A | TRUE
[9 empty] | #N/A | TRUE
[9 empty] | #N/A | TRUE
[9 empty] | #N/A | TRUE
[9 empty] | #N/A | TRUE
[9 empty] | #N/A | TRUE
[9 empty] | #N/A | TRUE
[9 empty] | #N/A | TRUE
[9 empty] | #N/A | TRUE
[9 empty] | #N/A | TRUE
[9 empty] | #N/A | TRUE
[9 empty] | #N/A | TRUE
[9 empty] | #N/A | TRUE
[9 empty] | #N/A | TRUE
[9 empty] | #N/A | TRUE
[9 empty] | #N/A | TRUE
[9 empty] | #N/A | TRUE
[9 empty] | #N/A | TRUE
[9 empty] | #N/A | TRUE
[9 empty] | #N/A | TRUE
[9 empty] | #N/A | TRUE
[9 empty] | #N/A | TRUE
[9 empty] | #N/A | TRUE
[9 empty] | #N/A | TRUE
[9 empty] | #N/A | TRUE
[9 empty] | #N/A | TRUE
[9 empty] | #N/A | TRUE
[9 empty] | #N/A | TRUE
[9 empty] | #N/A | TRUE
[9 empty] | #N/A | TRUE
[9 empty] | #N/A | TRUE
[9 empty] | #N/A | TRUE
[9 empty] | #N/A | TRUE
[9 empty] | #N/A | TRUE
[9 empty] | #N/A | TRUE
[9 empty] | #N/A | TRUE
[9 empty] | #N/A | TRUE
[9 empty] | #N/A | TRUE
[9 empty] | #N/A | TRUE
[9 empty] | #N/A | TRUE
[9 empty] | #N/A | TRUE
[9 empty] | #N/A | TRUE
[9 empty] | #N/A | TRUE
[9 empty] | #N/A | TRUE
[9 empty] | #N/A | TRUE
[9 empty] | #N/A | TRUE
[9 empty] | #N/A | TRUE
[9 empty] | #N/A | TRUE
[9 empty] | #N/A | TRUE
[9 empty] | #N/A | TRUE
[9 empty] | #N/A | TRUE
[9 empty] | #N/A | TRUE
[9 empty] | #N/A | TRUE
[9 empty] | #N/A | TRUE
[9 empty] | #N/A | TRUE
[9 empty] | #N/A | TRUE
[9 empty] | #N/A | TRUE
[9 empty] | #N/A | TRUE
[9 empty] | #N/A | TRUE
[9 empty] | #N/A | TRUE
[9 empty] | #N/A | TRUE
[9 empty] | #N/A | TRUE
[9 empty] | #N/A | TRUE
[9 empty] | #N/A | TRUE
[9 empty] | #N/A | TRUE
[9 empty] | #N/A | TRUE
[9 empty] | #N/A | TRUE
[9 empty] | #N/A | TRUE
[9 empty] | #N/A | TRUE
[9 empty] | #N/A | TRUE
[9 empty] | #N/A | TRUE
[9 empty] | #N/A | TRUE
[9 empty] | #N/A | TRUE
[9 empty] | #N/A | TRUE
[9 empty] | #N/A | TRUE
[9 empty] | #N/A | TRUE
[9 empty] | #N/A | TRUE
[9 empty] | #N/A | TRUE
[9 empty] | #N/A | TRUE
[9 empty] | #N/A | TRUE
[9 empty] | #N/A | TRUE
[9 empty] | #N/A | TRUE
[9 empty] | #N/A | TRUE
[9 empty] | #N/A | TRUE
[9 empty] | #N/A | TRUE
[9 empty] | #N/A | TRUE
[9 empty] | #N/A | TRUE
[9 empty] | #N/A | TRUE
[9 empty] | #N/A | TRUE
[9 empty] | #N/A | TRUE
[9 empty] | #N/A | TRUE
[9 empty] | #N/A | TRUE
[9 empty] | #N/A | TRUE
[9 empty] | #N/A | TRUE
[9 empty] | #N/A | TRUE
[9 empty] | #N/A | TRUE
[9 empty] | #N/A | TRUE
[9 empty] | #N/A | TRUE
[9 empty] | #N/A | TRUE
[9 empty] | #N/A | TRUE
[9 empty] | #N/A | TRUE
[9 empty] | #N/A | TRUE
[9 empty] | #N/A | TRUE
[9 empty] | #N/A | TRUE
[9 empty] | #N/A | TRUE
[9 empty] | #N/A | TRUE
[9 empty] | #N/A | TRUE
[9 empty] | #N/A | TRUE
[9 empty] | #N/A | TRUE
[9 empty] | #N/A | TRUE
[9 empty] | #N/A | TRUE
[9 empty] | #N/A | TRUE
[9 empty] | #N/A | TRUE
[9 empty] | #N/A | TRUE
[9 empty] | #N/A | TRUE
[9 empty] | #N/A | TRUE
[9 empty] | #N/A | TRUE
[9 empty] | #N/A | TRUE
[9 empty] | #N/A | TRUE
[9 empty] | #N/A | TRUE
[9 empty] | #N/A | TRUE
[9 empty] | #N/A | TRUE
[9 empty] | #N/A | TRUE
[9 empty] | #N/A | TRUE
[9 empty] | #N/A | TRUE
[9 empty] | #N/A | TRUE
[9 empty] | #N/A | TRUE
[9 empty] | #N/A | TRUE
[9 empty] | #N/A | TRUE
[9 empty] | #N/A | TRUE
[9 empty] | #N/A | TRUE
[9 empty] | #N/A | TRUE
[9 empty] | #N/A | TRUE
[9 empty] | #N/A | TRUE
[9 empty] | #N/A | TRUE
[9 empty] | #N/A | TRUE
[9 empty] | #N/A | TRUE
[9 empty] | #N/A | TRUE
[9 empty] | #N/A | TRUE
[9 empty] | #N/A | TRUE
[9 empty] | #N/A | TRUE
[9 empty] | #N/A | TRUE
[9 empty] | #N/A | TRUE
[9 empty] | #N/A | TRUE
[9 empty] | #N/A | TRUE
[9 empty] | #N/A | TRUE
[9 empty] | #N/A | TRUE
[9 empty] | #N/A | TRUE
[9 empty] | #N/A | TRUE
[9 empty] | #N/A | TRUE
[9 empty] | #N/A | TRUE
[9 empty] | #N/A | TRUE
[9 empty] | #N/A | TRUE
[9 empty] | #N/A | TRUE
[9 empty] | #N/A | TRUE
[9 empty] | #N/A | TRUE
[9 empty] | #N/A | TRUE
[9 empty] | #N/A | TRUE
[9 empty] | #N/A | TRUE
[9 empty] | #N/A | TRUE
[9 empty] | #N/A | TRUE
[9 empty] | #N/A | TRUE
[9 empty] | #N/A | TRUE
[9 empty] | #N/A | TRUE
[9 empty] | #N/A | TRUE
[9 empty] | #N/A | TRUE
[9 empty] | #N/A | TRUE
[9 empty] | #N/A | TRUE
[9 empty] | #N/A | TRUE
[9 empty] | #N/A | TRUE
[9 empty] | #N/A | TRUE
[9 empty] | #N/A | TRUE
[9 empty] | #N/A | TRUE
[9 empty] | #N/A | TRUE
[9 empty] | #N/A | TRUE
[9 empty] | #N/A | TRUE
[9 empty] | #N/A | TRUE
[9 empty] | #N/A | TRUE
[9 empty] | #N/A | TRUE
[9 empty] | #N/A | TRUE
[9 empty] | #N/A | TRUE
[9 empty] | #N/A | TRUE
[9 empty] | #N/A | TRUE
[9 empty] | #N/A | TRUE
[9 empty] | #N/A | TRUE
[9 empty] | #N/A | TRUE
[9 empty] | #N/A | TRUE
[9 empty] | #N/A | TRUE
[9 empty] | #N/A | TRUE
[9 empty] | #N/A | TRUE
[9 empty] | #N/A | TRUE
[9 empty] | #N/A | TRUE
[9 empty] | #N/A | TRUE
[9 empty] | #N/A | TRUE
[9 empty] | #N/A | TRUE
[9 empty] | #N/A | TRUE
[9 empty] | #N/A | TRUE
[9 empty] | #N/A | TRUE
[9 empty] | #N/A | TRUE
[9 empty] | #N/A | TRUE
[9 empty] | #N/A | TRUE
[9 empty] | #N/A | TRUE
[9 empty] | #N/A | TRUE
[9 empty] | #N/A | TRUE
[9 empty] | #N/A | TRUE
[9 empty] | #N/A | TRUE
[9 empty] | #N/A | TRUE
[9 empty] | #N/A | TRUE
[9 empty] | #N/A | TRUE
[9 empty] | #N/A | TRUE
[9 empty] | #N/A | TRUE
[9 empty] | #N/A | TRUE
[9 empty] | #N/A | TRUE
[9 empty] | #N/A | TRUE
[9 empty] | #N/A | TRUE
[9 empty] | #N/A | TRUE
[9 empty] | #N/A | TRUE
[9 empty] | #N/A | TRUE
[9 empty] | #N/A | TRUE
[9 empty] | #N/A | TRUE
[9 empty] | #N/A | TRUE
[9 empty] | #N/A | TRUE
[9 empty] | #N/A | TRUE
[9 empty] | #N/A | TRUE
[9 empty] | #N/A | TRUE
[9 empty] | #N/A | TRUE
[9 empty] | #N/A | TRUE
[9 empty] | #N/A | TRUE
[9 empty] | #N/A | TRUE
[9 empty] | #N/A | TRUE
[9 empty] | #N/A | TRUE
[9 empty] | #N/A | TRUE
[9 empty] | #N/A | TRUE
[9 empty] | #N/A | TRUE
[9 empty] | #N/A | TRUE
[9 empty] | #N/A | TRUE
[9 empty] | #N/A | TRUE
[9 empty] | #N/A | TRUE
[9 empty] | #N/A | TRUE
[9 empty] | #N/A | TRUE
[9 empty] | #N/A | TRUE
[9 empty] | #N/A | TRUE
[9 empty] | #N/A | TRUE
[9 empty] | #N/A | TRUE
[9 empty] | #N/A | TRUE
[9 empty] | #N/A | TRUE
[9 empty] | #N/A | TRUE
[9 empty] | #N/A | TRUE
[9 empty] | #N/A | TRUE
[9 empty] | #N/A | TRUE
[9 empty] | #N/A | TRUE
[9 empty] | #N/A | TRUE
[9 empty] | #N/A | TRUE
[9 empty] | #N/A | TRUE
[9 empty] | #N/A | TRUE
[9 empty] | #N/A | TRUE
[9 empty] | #N/A | TRUE
[9 empty] | #N/A | TRUE
[9 empty] | #N/A | TRUE
[9 empty] | #N/A | TRUE
[9 empty] | #N/A | TRUE
[9 empty] | #N/A | TRUE
[9 empty] | #N/A | TRUE
[9 empty] | #N/A | TRUE
[9 empty] | #N/A | TRUE
[9 empty] | #N/A | TRUE
[9 empty] | #N/A | TRUE
[9 empty] | #N/A | TRUE
[9 empty] | #N/A | TRUE
[9 empty] | #N/A | TRUE
[9 empty] | #N/A | TRUE
[9 empty] | #N/A | TRUE
[9 empty] | #N/A | TRUE
[9 empty] | #N/A | TRUE
[9 empty] | #N/A | TRUE
[9 empty] | #N/A | TRUE
[9 empty] | #N/A | TRUE
[9 empty] | #N/A | TRUE
[9 empty] | #N/A | TRUE
[9 empty] | #N/A | TRUE
[9 empty] | #N/A | TRUE
[9 empty] | #N/A | TRUE
[9 empty] | #N/A | TRUE
[9 empty] | #N/A | TRUE
[9 empty] | #N/A | TRUE
[9 empty] | #N/A | TRUE
[9 empty] | #N/A | TRUE
[9 empty] | #N/A | TRUE
[9 empty] | #N/A | TRUE
[9 empty] | #N/A | TRUE
[9 empty] | #N/A | TRUE
[9 empty] | #N/A | TRUE
[9 empty] | #N/A | TRUE
[9 empty] | #N/A | TRUE
[9 empty] | #N/A | TRUE
[9 empty] | #N/A | TRUE
[9 empty] | #N/A | TRUE
[9 empty] | #N/A | TRUE
[9 empty] | #N/A | TRUE
[9 empty] | #N/A | TRUE
[9 empty] | #N/A | TRUE
[9 empty] | #N/A | TRUE
[9 empty] | #N/A | TRUE
[9 empty] | #N/A | TRUE
[9 empty] | #N/A | TRUE
[9 empty] | #N/A | TRUE
[9 empty] | #N/A | TRUE
[9 empty] | #N/A | TRUE
[9 empty] | #N/A | TRUE
[9 empty] | #N/A | TRUE
[9 empty] | #N/A | TRUE
[9 empty] | #N/A | TRUE
[9 empty] | #N/A | TRUE
[9 empty] | #N/A | TRUE
[9 empty] | #N/A | TRUE
[9 empty] | #N/A | TRUE
[9 empty] | #N/A | TRUE
[9 empty] | #N/A | TRUE
[9 empty] | #N/A | TRUE
[9 empty] | #N/A | TRUE
[9 empty] | #N/A | TRUE
[9 empty] | #N/A | TRUE
[9 empty] | #N/A | TRUE
[9 empty] | #N/A | TRUE
[9 empty] | #N/A | TRUE
[9 empty] | #N/A | TRUE
[9 empty] | #N/A | TRUE
[9 empty] | #N/A | TRUE
[9 empty] | #N/A | TRUE
[9 empty] | #N/A | TRUE
[9 empty] | #N/A | TRUE
[9 empty] | #N/A | TRUE
[9 empty] | #N/A | TRUE
[9 empty] | #N/A | TRUE
[9 empty] | #N/A | TRUE
[9 empty] | #N/A | TRUE
[9 empty] | #N/A | TRUE
[9 empty] | #N/A | TRUE
[9 empty] | #N/A | TRUE
[9 empty] | #N/A | TRUE
[9 empty] | #N/A | TRUE
[9 empty] | #N/A | TRUE
[9 empty] | #N/A | TRUE
[9 empty] | #N/A | TRUE
[9 empty] | #N/A | TRUE
[9 empty] | #N/A | TRUE
[9 empty] | #N/A | TRUE
[9 empty] | #N/A | TRUE
[9 empty] | #N/A | TRUE
[9 empty] | #N/A | TRUE
[9 empty] | #N/A | TRUE
[9 empty] | #N/A | TRUE
[9 empty] | #N/A | TRUE
[9 empty] | #N/A | TRUE
[9 empty] | #N/A | TRUE
[9 empty] | #N/A | TRUE
[9 empty] | #N/A | TRUE
[9 empty] | #N/A | TRUE
[9 empty] | #N/A | TRUE
[9 empty] | #N/A | TRUE
[9 empty] | #N/A | TRUE
[9 empty] | #N/A | TRUE
[9 empty] | #N/A | TRUE
[9 empty] | #N/A | TRUE
[9 empty] | #N/A | TRUE
[9 empty] | #N/A | TRUE
[9 empty] | #N/A | TRUE
[9 empty] | #N/A | TRUE
[9 empty] | #N/A | TRUE
[9 empty] | #N/A | TRUE
[9 empty] | #N/A | TRUE
[9 empty] | #N/A | TRUE
[9 empty] | #N/A | TRUE
[9 empty] | #N/A | TRUE
[9 empty] | #N/A | TRUE
[9 empty] | #N/A | TRUE
[9 empty] | #N/A | TRUE
[9 empty] | #N/A | TRUE
[9 empty] | #N/A | TRUE
[9 empty] | #N/A | TRUE
[9 empty] | #N/A | TRUE
[9 empty] | #N/A | TRUE
[9 empty] | #N/A | TRUE
[9 empty] | #N/A | TRUE
[9 empty] | #N/A | TRUE
[9 empty] | #N/A | TRUE
[9 empty] | #N/A | TRUE
[9 empty] | #N/A | TRUE
[9 empty] | #N/A | TRUE
[9 empty] | #N/A | TRUE
[9 empty] | #N/A | TRUE
[9 empty] | #N/A | TRUE
[9 empty] | #N/A | TRUE
[9 empty] | #N/A | TRUE
[9 empty] | #N/A | TRUE
[9 empty] | #N/A | TRUE
[9 empty] | #N/A | TRUE
[9 empty] | #N/A | TRUE
[9 empty] | #N/A | TRUE
[9 empty] | #N/A | TRUE
[9 empty] | #N/A | TRUE
[9 empty] | #N/A | TRUE
[9 empty] | #N/A | TRUE
[9 empty] | #N/A | TRUE
[9 empty] | #N/A | TRUE
[9 empty] | #N/A | TRUE
[9 empty] | #N/A | TRUE
[9 empty] | #N/A | TRUE
[9 empty] | #N/A | TRUE
[9 empty] | #N/A | TRUE
[9 empty] | #N/A | TRUE
[9 empty] | #N/A | TRUE
[9 empty] | #N/A | TRUE
[9 empty] | #N/A | TRUE
[9 empty] | #N/A | TRUE
[9 empty] | #N/A | TRUE
[9 empty] | #N/A | TRUE
[9 empty] | #N/A | TRUE
[9 empty] | #N/A | TRUE
[9 empty] | #N/A | TRUE
[9 empty] | #N/A | TRUE
[9 empty] | #N/A | TRUE
[9 empty] | #N/A | TRUE
[9 empty] | #N/A | TRUE
[9 empty] | #N/A | TRUE
[9 empty] | #N/A | TRUE
[9 empty] | #N/A | TRUE
[9 empty] | #N/A | TRUE
[9 empty] | #N/A | TRUE
[9 empty] | #N/A | TRUE
[9 empty] | #N/A | TRUE
[9 empty] | #N/A | TRUE
[9 empty] | #N/A | TRUE
[9 empty] | #N/A | TRUE
[9 empty] | #N/A | TRUE
[9 empty] | #N/A | TRUE
[9 empty] | #N/A | TRUE
[9 empty] | #N/A | TRUE
[9 empty] | #N/A | TRUE
[9 empty] | #N/A | TRUE
[9 empty] | #N/A | TRUE
[9 empty] | #N/A | TRUE
[9 empty] | #N/A | TRUE
[9 empty] | #N/A | TRUE
[9 empty] | #N/A | TRUE
[9 empty] | #N/A | TRUE
[9 empty] | #N/A | TRUE
[9 empty] | #N/A | TRUE
[9 empty] | #N/A | TRUE
[9 empty] | #N/A | TRUE
[9 empty] | #N/A | TRUE
[9 empty] | #N/A | TRUE
[9 empty] | #N/A | TRUE
[9 empty] | #N/A | TRUE
[9 empty] | #N/A | TRUE
[9 empty] | #N/A | TRUE
[9 empty] | #N/A | TRUE
[9 empty] | #N/A | TRUE
[9 empty] | #N/A | TRUE
[9 empty] | #N/A | TRUE
[9 empty] | #N/A | TRUE
[9 empty] | #N/A | TRUE
[9 empty] | #N/A | TRUE
[9 empty] | #N/A | TRUE
[9 empty] | #N/A | TRUE
[9 empty] | #N/A | TRUE
[9 empty] | #N/A | TRUE
[9 empty] | #N/A | TRUE
[9 empty] | #N/A | TRUE
[9 empty] | #N/A | TRUE
[9 empty] | #N/A | TRUE
[9 empty] | #N/A | TRUE
[9 empty] | #N/A | TRUE
[9 empty] | #N/A | TRUE
[9 empty] | #N/A | TRUE
[9 empty] | #N/A | TRUE
[9 empty] | #N/A | TRUE
[9 empty] | #N/A | TRUE
[9 empty] | #N/A | TRUE
[9 empty] | #N/A | TRUE
[9 empty] | #N/A | TRUE
[9 empty] | #N/A | TRUE
[9 empty] | #N/A | TRUE
[9 empty] | #N/A | TRUE
[9 empty] | #N/A | TRUE
[9 empty] | #N/A | TRUE
[9 empty] | #N/A | TRUE
[9 empty] | #N/A | TRUE
[9 empty] | #N/A | TRUE
[9 empty] | #N/A | TRUE
[9 empty] | #N/A | TRUE
[9 empty] | #N/A | TRUE
[9 empty] | #N/A | TRUE
[9 empty] | #N/A | TRUE
[9 empty] | #N/A | TRUE
[9 empty] | #N/A | TRUE
[9 empty] | #N/A | TRUE
[9 empty] | #N/A | TRUE
[9 empty] | #N/A | TRUE
[9 empty] | #N/A | TRUE
[9 empty] | #N/A | TRUE
[9 empty] | #N/A | TRUE
[9 empty] | #N/A | TRUE
[9 empty] | #N/A | TRUE
[9 empty] | #N/A | TRUE
[9 empty] | #N/A | TRUE
[9 empty] | #N/A | TRUE
[9 empty] | #N/A | TRUE
[9 empty] | #N/A | TRUE
[9 empty] | #N/A | TRUE
[9 empty] | #N/A | TRUE
[9 empty] | #N/A | TRUE
[9 empty] | #N/A | TRUE
[9 empty] | #N/A | TRUE
[9 empty] | #N/A | TRUE
[9 empty] | #N/A | TRUE
[9 empty] | #N/A | TRUE
[9 empty] | #N/A | TRUE
[9 empty] | #N/A | TRUE
[9 empty] | #N/A | TRUE
[9 empty] | #N/A | TRUE
[9 empty] | #N/A | TRUE
[9 empty] | #N/A | TRUE
[9 empty] | #N/A | TRUE
[9 empty] | #N/A | TRUE
[9 empty] | #N/A | TRUE
[9 empty] | #N/A | TRUE
[9 empty] | #N/A | TRUE
[9 empty] | #N/A | TRUE
[9 empty] | #N/A | TRUE
[9 empty] | #N/A | TRUE
[9 empty] | #N/A | TRUE
[9 empty] | #N/A | TRUE
[9 empty] | #N/A | TRUE
[9 empty] | #N/A | TRUE
[9 empty] | #N/A | TRUE
[9 empty] | #N/A | TRUE
[9 empty] | #N/A | TRUE
[9 empty] | #N/A | TRUE
[9 empty] | #N/A | TRUE
[9 empty] | #N/A | TRUE
[9 empty] | #N/A | TRUE
[9 empty] | #N/A | TRUE
[9 empty] | #N/A | TRUE
[9 empty] | #N/A | TRUE
[9 empty] | #N/A | TRUE
[9 empty] | #N/A | TRUE
[9 empty] | #N/A | TRUE
[9 empty] | #N/A | TRUE
[9 empty] | #N/A | TRUE
[9 empty] | #N/A | TRUE
[9 empty] | #N/A | TRUE
[9 empty] | #N/A | TRUE
[9 empty] | #N/A | TRUE
[9 empty] | #N/A | TRUE
[9 empty] | #N/A | TRUE
[9 empty] | #N/A | TRUE
[9 empty] | #N/A | TRUE
[9 empty] | #N/A | TRUE
[9 empty] | #N/A | TRUE
[9 empty] | #N/A | TRUE
[9 empty] | #N/A | TRUE
[9 empty] | #N/A | TRUE
[9 empty] | #N/A | TRUE
[9 empty] | #N/A | TRUE
[9 empty] | #N/A | TRUE
[9 empty] | #N/A | TRUE
[9 empty] | #N/A | TRUE
[9 empty] | #N/A | TRUE
[9 empty] | #N/A | TRUE
[9 empty] | #N/A | TRUE
[9 empty] | #N/A | TRUE
[9 empty] | #N/A | TRUE
[9 empty] | #N/A | TRUE
[9 empty] | #N/A | TRUE
[9 empty] | #N/A | TRUE
[9 empty] | #N/A | TRUE
[9 empty] | #N/A | TRUE
[9 empty] | #N/A | TRUE
[9 empty] | #N/A | TRUE
[9 empty] | #N/A | TRUE
[9 empty] | #N/A | TRUE
[9 empty] | #N/A | TRUE
[9 empty] | #N/A | TRUE
[9 empty] | #N/A | TRUE
[9 empty] | #N/A | TRUE
[9 empty] | #N/A | TRUE
[9 empty] | #N/A | TRUE
[9 empty] | #N/A | TRUE
[9 empty] | #N/A | TRUE
[9 empty] | #N/A | TRUE
[9 empty] | #N/A | TRUE
[9 empty] | #N/A | TRUE
[9 empty] | #N/A | TRUE
[9 empty] | #N/A | TRUE
[9 empty] | #N/A | TRUE
[9 empty] | #N/A | TRUE
[9 empty] | #N/A | TRUE
[9 empty] | #N/A | TRUE
[9 empty] | #N/A | TRUE
[9 empty] | #N/A | TRUE
[9 empty] | #N/A | TRUE
[9 empty] | #N/A | TRUE
[9 empty] | #N/A | TRUE
[9 empty] | #N/A | TRUE
[9 empty] | #N/A | TRUE
[9 empty] | #N/A | TRUE
[9 empty] | #N/A | TRUE
[9 empty] | #N/A | TRUE
[9 empty] | #N/A | TRUE
[9 empty] | #N/A | TRUE
[9 empty] | #N/A | TRUE
[9 empty] | #N/A | TRUE
[9 empty] | #N/A | TRUE
[9 empty] | #N/A | TRUE
[9 empty] | #N/A | TRUE
[9 empty] | #N/A | TRUE
[9 empty] | #N/A | TRUE
[9 empty] | #N/A | TRUE
[9 empty] | #N/A | TRUE
[9 empty] | #N/A | TRUE
[9 empty] | #N/A | TRUE
[9 empty] | #N/A | TRUE
[9 empty] | #N/A | TRUE
[9 empty] | #N/A | TRUE
[9 empty] | #N/A | TRUE
[9 empty] | #N/A | TRUE
[9 empty] | #N/A | TRUE
[9 empty] | #N/A | TRUE
[9 empty] | #N/A | TRUE
[9 empty] | #N/A | TRUE
[9 empty] | #N/A | TRUE
[9 empty] | #N/A | TRUE
[9 empty] | #N/A | TRUE
[9 empty] | #N/A | TRUE
[9 empty] | #N/A | TRUE
[9 empty] | #N/A | TRUE
[9 empty] | #N/A | TRUE
[9 empty] | #N/A | TRUE
[9 empty] | #N/A | TRUE
[9 empty] | #N/A | TRUE
[9 empty] | #N/A | TRUE
[9 empty] | #N/A | TRUE
[9 empty] | #N/A | TRUE
[9 empty] | #N/A | TRUE
[9 empty] | #N/A | TRUE
[9 empty] | #N/A | TRUE
[9 empty] | #N/A | TRUE
[9 empty] | #N/A | TRUE
[9 empty] | #N/A | TRUE
[9 empty] | #N/A | TRUE
[9 empty] | #N/A | TRUE
[9 empty] | #N/A | TRUE
[9 empty] | #N/A | TRUE
[9 empty] | #N/A | TRUE
[9 empty] | #N/A | TRUE
[9 empty] | #N/A | TRUE
[9 empty] | #N/A | TRUE
[9 empty] | #N/A | TRUE
[9 empty] | #N/A | TRUE
[9 empty] | #N/A | TRUE
[9 empty] | #N/A | TRUE
[9 empty] | #N/A | TRUE
[9 empty] | #N/A | TRUE
[9 empty] | #N/A | TRUE
[9 empty] | #N/A | TRUE
[9 empty] | #N/A | TRUE
[9 empty] | #N/A | TRUE
[9 empty] | #N/A | TRUE
[9 empty] | #N/A | TRUE
[9 empty] | #N/A | TRUE
[9 empty] | #N/A | TRUE
[9 empty] | #N/A | TRUE
[9 empty] | #N/A | TRUE
[9 empty] | #N/A | TRUE
[9 empty] | #N/A | TRUE
[9 empty] | #N/A | TRUE
[9 empty] | #N/A | TRUE
[9 empty] | #N/A | TRUE
[9 empty] | #N/A | TRUE
[9 empty] | #N/A | TRUE
[9 empty] | #N/A | TRUE
[9 empty] | #N/A | TRUE
[9 empty] | #N/A | TRUE
[9 empty] | #N/A | TRUE
[9 empty] | #N/A | TRUE
[9 empty] | #N/A | TRUE
[9 empty] | #N/A | TRUE
[9 empty] | #N/A | TRUE
[9 empty] | #N/A | TRUE
[9 empty] | #N/A | TRUE
[9 empty] | #N/A | TRUE
[9 empty] | #N/A | TRUE
[9 empty] | #N/A | TRUE
[9 empty] | #N/A | TRUE
[9 empty] | #N/A | TRUE
[9 empty] | #N/A | TRUE
[9 empty] | #N/A | TRUE
[9 empty] | #N/A | TRUE
[9 empty] | #N/A | TRUE
[9 empty] | #N/A | TRUE
[9 empty] | #N/A | TRUE
[9 empty] | #N/A | TRUE
[9 empty] | #N/A | TRUE
[9 empty] | #N/A | TRUE
[9 empty] | #N/A | TRUE
[9 empty] | #N/A | TRUE
[9 empty] | #N/A | TRUE
[9 empty] | #N/A | TRUE
[9 empty] | #N/A | TRUE
[9 empty] | #N/A | TRUE
[9 empty] | #N/A | TRUE
[9 empty] | #N/A | TRUE
[9 empty] | #N/A | TRUE
[9 empty] | #N/A | TRUE
[9 empty] | #N/A | TRUE
[9 empty] | #N/A | TRUE
[9 empty] | #N/A | TRUE
[9 empty] | #N/A | TRUE
[9 empty] | #N/A | TRUE
[9 empty] | #N/A | TRUE
[9 empty] | #N/A | TRUE
[9 empty] | #N/A | TRUE
[9 empty] | #N/A | TRUE
[9 empty] | #N/A | TRUE
[9 empty] | #N/A | TRUE
[9 empty] | #N/A | TRUE
[9 empty] | #N/A | TRUE
[9 empty] | #N/A | TRUE
[9 empty] | #N/A | TRUE
[9 empty] | #N/A | TRUE
[9 empty] | #N/A | TRUE
[9 empty] | #N/A | TRUE
[9 empty] | #N/A | TRUE
[9 empty] | #N/A | TRUE
[9 empty] | #N/A | TRUE
[9 empty] | #N/A | TRUE
[9 empty] | #N/A | TRUE
[9 empty] | #N/A | TRUE
[9 empty] | #N/A | TRUE
[9 empty] | #N/A | TRUE
[9 empty] | #N/A | TRUE
[9 empty] | #N/A | TRUE
[9 empty] | #N/A | TRUE
[9 empty] | #N/A | TRUE
[9 empty] | #N/A | TRUE
[9 empty] | #N/A | TRUE
[9 empty] | #N/A | TRUE
[9 empty] | #N/A | TRUE
[9 empty] | #N/A | TRUE
[9 empty] | #N/A | TRUE
[9 empty] | #N/A | TRUE
[9 empty] | #N/A | TRUE
[9 empty] | #N/A | TRUE
[9 empty] | #N/A | TRUE
[9 empty] | #N/A | TRUE
[9 empty] | #N/A | TRUE
[9 empty] | #N/A | TRUE
[9 empty] | #N/A | TRUE
[9 empty] | #N/A | TRUE
[9 empty] | #N/A | TRUE
[9 empty] | #N/A | TRUE
[9 empty] | #N/A | TRUE
[9 empty] | #N/A | TRUE
[9 empty] | #N/A | TRUE
[9 empty] | #N/A | TRUE
[9 empty] | #N/A | TRUE
[9 empty] | #N/A | TRUE
[9 empty] | #N/A | TRUE
[9 empty] | #N/A | TRUE
[9 empty] | #N/A | TRUE
[9 empty] | #N/A | TRUE
[9 empty] | #N/A | TRUE
[9 empty] | #N/A | TRUE
[9 empty] | #N/A | TRUE
[9 empty] | #N/A | TRUE
[9 empty] | #N/A | TRUE
[9 empty] | #N/A | TRUE
[9 empty] | #N/A | TRUE
[9 empty] | #N/A | TRUE
[9 empty] | #N/A | TRUE
[9 empty] | #N/A | TRUE
[9 empty] | #N/A | TRUE
[9 empty] | #N/A | TRUE
[9 empty] | #N/A | TRUE
[9 empty] | #N/A | TRUE
[9 empty] | #N/A | TRUE
[9 empty] | #N/A | TRUE
[9 empty] | #N/A | TRUE
[9 empty] | #N/A | TRUE
[9 empty] | #N/A | TRUE
[9 empty] | #N/A | TRUE
[9 empty] | #N/A | TRUE
[9 empty] | #N/A | TRUE
[9 empty] | #N/A | TRUE
[9 empty] | #N/A | TRUE
[9 empty] | #N/A | TRUE
[9 empty] | #N/A | TRUE
[9 empty] | #N/A | TRUE
[9 empty] | #N/A | TRUE
[9 empty] | #N/A | TRUE
[9 empty] | #N/A | TRUE
[9 empty] | #N/A | TRUE
[9 empty] | #N/A | TRUE
[9 empty] | #N/A | TRUE
[9 empty] | #N/A | TRUE
[9 empty] | #N/A | TRUE
[9 empty] | #N/A | TRUE
[9 empty] | #N/A | TRUE
[9 empty] | #N/A | TRUE
[9 empty] | #N/A | TRUE
[9 empty] | #N/A | TRUE
[9 empty] | #N/A | TRUE
[9 empty] | #N/A | TRUE
[9 empty] | #N/A | TRUE
[9 empty] | #N/A | TRUE
[9 empty] | #N/A | TRUE
[9 empty] | #N/A | TRUE
[9 empty] | #N/A | TRUE
[9 empty] | #N/A | TRUE
[9 empty] | #N/A | TRUE
[9 empty] | #N/A | TRUE
[9 empty] | #N/A | TRUE
[9 empty] | #N/A | TRUE
[9 empty] | #N/A | TRUE
[9 empty] | #N/A | TRUE
[9 empty] | #N/A | TRUE
[9 empty] | #N/A | TRUE
[9 empty] | #N/A | TRUE
[9 empty] | #N/A | TRUE
[9 empty] | #N/A | TRUE
[9 empty] | #N/A | TRUE
[9 empty] | #N/A | TRUE
[9 empty] | #N/A | TRUE
[9 empty] | #N/A | TRUE
[9 empty] | #N/A | TRUE
[9 empty] | #N/A | TRUE
[9 empty] | #N/A | TRUE
[9 empty] | #N/A | TRUE
[9 empty] | #N/A | TRUE
[9 empty] | #N/A | TRUE
[9 empty] | #N/A | TRUE
[9 empty] | #N/A | TRUE
[9 empty] | #N/A | TRUE
[9 empty] | #N/A | TRUE
[9 empty] | #N/A | TRUE
[9 empty] | #N/A | TRUE
[9 empty] | #N/A | TRUE
[9 empty] | #N/A | TRUE
[9 empty] | #N/A | TRUE
[9 empty] | #N/A | TRUE
[9 empty] | #N/A | TRUE
[9 empty] | #N/A | TRUE
[9 empty] | #N/A | TRUE
[9 empty] | #N/A | TRUE
[9 empty] | #N/A | TRUE
[9 empty] | #N/A | TRUE
[9 empty] | #N/A | TRUE
[9 empty] | #N/A | TRUE
[9 empty] | #N/A | TRUE
[9 empty] | #N/A | TRUE
[9 empty] | #N/A | TRUE
[9 empty] | #N/A | TRUE
[9 empty] | #N/A | TRUE
[9 empty] | #N/A | TRUE
[9 empty] | #N/A | TRUE
[9 empty] | #N/A | TRUE
[9 empty] | #N/A | TRUE
[9 empty] | #N/A | TRUE
[9 empty] | #N/A | TRUE
[9 empty] | #N/A | TRUE
[9 empty] | #N/A | TRUE
[9 empty] | #N/A | TRUE
[9 empty] | #N/A | TRUE
[9 empty] | #N/A | TRUE
[9 empty] | #N/A | TRUE
[9 empty] | #N/A | TRUE
[9 empty] | #N/A | TRUE
[9 empty] | #N/A | TRUE
[9 empty] | #N/A | TRUE
[9 empty] | #N/A | TRUE
[9 empty] | #N/A | TRUE
[9 empty] | #N/A | TRUE
[9 empty] | #N/A | TRUE
[9 empty] | #N/A | TRUE
[9 empty] | #N/A | TRUE
[9 empty] | #N/A | TRUE
[9 empty] | #N/A | TRUE
[9 empty] | #N/A | TRUE
[9 empty] | #N/A | TRUE
[9 empty] | #N/A | TRUE
[9 empty] | #N/A | TRUE
[9 empty] | #N/A | TRUE
[9 empty] | #N/A | TRUE
[9 empty] | #N/A | TRUE
[9 empty] | #N/A | TRUE
[9 empty] | #N/A | TRUE
[9 empty] | #N/A | TRUE
[9 empty] | #N/A | TRUE
[9 empty] | #N/A | TRUE
[9 empty] | #N/A | TRUE
[9 empty] | #N/A | TRUE
[9 empty] | #N/A | TRUE
[9 empty] | #N/A | TRUE
[9 empty] | #N/A | TRUE
[9 empty] | #N/A | TRUE
[9 empty] | #N/A | TRUE
[9 empty] | #N/A | TRUE
[9 empty] | #N/A | TRUE
[9 empty] | #N/A | TRUE
[9 empty] | #N/A | TRUE
[9 empty] | #N/A | TRUE
[9 empty] | #N/A | TRUE
[9 empty] | #N/A | TRUE
[9 empty] | #N/A | TRUE
[9 empty] | #N/A | TRUE
[9 empty] | #N/A | TRUE
[9 empty] | #N/A | TRUE
[9 empty] | #N/A | TRUE
[9 empty] | #N/A | TRUE
[9 empty] | #N/A | TRUE
[9 empty] | #N/A | TRUE
[9 empty] | #N/A | TRUE
[9 empty] | #N/A | TRUE
[9 empty] | #N/A | TRUE
[9 empty] | #N/A | TRUE
[9 empty] | #N/A | TRUE
[9 empty] | #N/A | TRUE
[9 empty] | #N/A | TRUE
[9 empty] | #N/A | TRUE
[9 empty] | #N/A | TRUE
[9 empty] | #N/A | TRUE
[9 empty] | #N/A | TRUE
[9 empty] | #N/A | TRUE
[9 empty] | #N/A | TRUE
[9 empty] | #N/A | TRUE
[9 empty] | #N/A | TRUE
[9 empty] | #N/A | TRUE
[9 empty] | #N/A | TRUE
[9 empty] | #N/A | TRUE
[9 empty] | #N/A | TRUE
[9 empty] | #N/A | TRUE
[9 empty] | #N/A | TRUE
[9 empty] | #N/A | TRUE
[9 empty] | #N/A | TRUE
[9 empty] | #N/A | TRUE
[9 empty] | #N/A | TRUE
[9 empty] | #N/A | TRUE
[9 empty] | #N/A | TRUE
[9 empty] | #N/A | TRUE
[9 empty] | #N/A | TRUE
[9 empty] | #N/A | TRUE
[9 empty] | #N/A | TRUE
[9 empty] | #N/A | TRUE
[9 empty] | #N/A | TRUE
[9 empty] | #N/A | TRUE
[9 empty] | #N/A | TRUE
[9 empty] | #N/A | TRUE
[9 empty] | #N/A | TRUE
[9 empty] | #N/A | TRUE
[9 empty] | #N/A | TRUE
[9 empty] | #N/A | TRUE
[9 empty] | #N/A | TRUE
[9 empty] | #N/A | TRUE
[9 empty] | #N/A | TRUE
[9 empty] | #N/A | TRUE
[9 empty] | #N/A | TRUE
[9 empty] | #N/A | TRUE
[9 empty] | #N/A | TRUE
[9 empty] | #N/A | TRUE
[9 empty] | #N/A | TRUE
[9 empty] | #N/A | TRUE
[9 empty] | #N/A | TRUE
[9 empty] | #N/A | TRUE
[9 empty] | #N/A | TRUE
[9 empty] | #N/A | TRUE
[9 empty] | #N/A | TRUE
[9 empty] | #N/A | TRUE
[9 empty] | #N/A | TRUE
[9 empty] | #N/A | TRUE
[9 empty] | #N/A | TRUE
[9 empty] | #N/A | TRUE
[9 empty] | #N/A | TRUE
[9 empty] | #N/A | TRUE
[9 empty] | #N/A | TRUE
[9 empty] | #N/A | TRUE
[9 empty] | #N/A | TRUE
[9 empty] | #N/A | TRUE
[9 empty] | #N/A | TRUE
[9 empty] | #N/A | TRUE
[9 empty] | #N/A | TRUE
[9 empty] | #N/A | TRUE
[9 empty] | #N/A | TRUE
[9 empty] | #N/A | TRUE
[9 empty] | #N/A | TRUE
[9 empty] | #N/A | TRUE
[9 empty] | #N/A | TRUE
[9 empty] | #N/A | TRUE
[9 empty] | #N/A | TRUE
[9 empty] | #N/A | TRUE
[9 empty] | #N/A | TRUE
[9 empty] | #N/A | TRUE
[9 empty] | #N/A | TRUE
[9 empty] | #N/A | TRUE
[9 empty] | #N/A | TRUE
[9 empty] | #N/A | TRUE
[9 empty] | #N/A | TRUE
[9 empty] | #N/A | TRUE
[9 empty] | #N/A | TRUE
[9 empty] | #N/A | TRUE
[9 empty] | #N/A | TRUE
[9 empty] | #N/A | TRUE
[9 empty] | #N/A | TRUE
[9 empty] | #N/A | TRUE
[9 empty] | #N/A | TRUE
[9 empty] | #N/A | TRUE
[9 empty] | #N/A | TRUE
[9 empty] | #N/A | TRUE
[9 empty] | #N/A | TRUE
[9 empty] | #N/A | TRUE
[9 empty] | #N/A | TRUE
[9 empty] | #N/A | TRUE
[9 empty] | #N/A | TRUE
[9 empty] | #N/A | TRUE
[9 empty] | #N/A | TRUE
[9 empty] | #N/A | TRUE
[9 empty] | #N/A | TRUE
[9 empty] | #N/A | TRUE
[9 empty] | #N/A | TRUE
[9 empty] | #N/A | TRUE
[9 empty] | #N/A | TRUE
[9 empty] | #N/A | TRUE
[9 empty] | #N/A | TRUE
[9 empty] | #N/A | TRUE
[9 empty] | #N/A | TRUE
[9 empty] | #N/A | TRUE
[9 empty] | #N/A | TRUE
[9 empty] | #N/A | TRUE
[9 empty] | #N/A | TRUE
[9 empty] | #N/A | TRUE
[9 empty] | #N/A | TRUE
[9 empty] | #N/A | TRUE
[9 empty] | #N/A | TRUE
[9 empty] | #N/A | TRUE
[9 empty] | #N/A | TRUE
[9 empty] | #N/A | TRUE
[9 empty] | #N/A | TRUE
[9 empty] | #N/A | TRUE
[9 empty] | #N/A | TRUE
[9 empty] | #N/A | TRUE
[9 empty] | #N/A | TRUE
[9 empty] | #N/A | TRUE
[9 empty] | #N/A | TRUE
[9 empty] | #N/A | TRUE
[9 empty] | #N/A | TRUE
[9 empty] | #N/A | TRUE
[9 empty] | #N/A | TRUE
[9 empty] | #N/A | TRUE
[9 empty] | #N/A | TRUE
[9 empty] | #N/A | TRUE
[9 empty] | #N/A | TRUE
[9 empty] | #N/A | TRUE
[9 empty] | #N/A | TRUE
[9 empty] | #N/A | TRUE
[9 empty] | #N/A | TRUE
[9 empty] | #N/A | TRUE
[9 empty] | #N/A | TRUE
[9 empty] | #N/A | TRUE
[9 empty] | #N/A | TRUE
[9 empty] | #N/A | TRUE
[9 empty] | #N/A | TRUE
[9 empty] | #N/A | TRUE
[9 empty] | #N/A | TRUE
[9 empty] | #N/A | TRUE
[9 empty] | #N/A | TRUE
[9 empty] | #N/A | TRUE
[9 empty] | #N/A | TRUE
[9 empty] | #N/A | TRUE
[9 empty] | #N/A | TRUE
[9 empty] | #N/A | TRUE
[9 empty] | #N/A | TRUE
[9 empty] | #N/A | TRUE
[9 empty] | #N/A | TRUE
[9 empty] | #N/A | TRUE
[9 empty] | #N/A | TRUE
[9 empty] | #N/A | TRUE
[9 empty] | #N/A | TRUE
[9 empty] | #N/A | TRUE
[9 empty] | #N/A | TRUE
[9 empty] | #N/A | TRUE
[9 empty] | #N/A | TRUE
[9 empty] | #N/A | TRUE
[9 empty] | #N/A | TRUE
[9 empty] | #N/A | TRUE
[9 empty] | #N/A | TRUE
[9 empty] | #N/A | TRUE
[9 empty] | #N/A | TRUE
[9 empty] | #N/A | TRUE
[9 empty] | #N/A | TRUE
[9 empty] | #N/A | TRUE
[9 empty] | #N/A | TRUE
[9 empty] | #N/A | TRUE
[9 empty] | #N/A | TRUE
[9 empty] | #N/A | TRUE
[9 empty] | #N/A | TRUE
[9 empty] | #N/A | TRUE
[9 empty] | #N/A | TRUE
[9 empty] | #N/A | TRUE
[9 empty] | #N/A | TRUE
[9 empty] | #N/A | TRUE
[9 empty] | #N/A | TRUE
[9 empty] | #N/A | TRUE
[9 empty] | #N/A | TRUE
[9 empty] | #N/A | TRUE
[9 empty] | #N/A | TRUE
[9 empty] | #N/A | TRUE
[9 empty] | #N/A | TRUE
[9 empty] | #N/A | TRUE
[9 empty] | #N/A | TRUE
[9 empty] | #N/A | TRUE
[9 empty] | #N/A | TRUE
[9 empty] | #N/A | TRUE
[9 empty] | #N/A | TRUE
[9 empty] | #N/A | TRUE
[9 empty] | #N/A | TRUE
[9 empty] | #N/A | TRUE
[9 empty] | #N/A | TRUE
[9 empty] | #N/A | TRUE
[9 empty] | #N/A | TRUE
[9 empty] | #N/A | TRUE
[9 empty] | #N/A | TRUE
[9 empty] | #N/A | TRUE
[9 empty] | #N/A | TRUE
[9 empty] | #N/A | TRUE
[9 empty] | #N/A | TRUE
[9 empty] | #N/A | TRUE
[9 empty] | #N/A | TRUE
[9 empty] | #N/A | TRUE
[9 empty] | #N/A | TRUE
[9 empty] | #N/A | TRUE
[9 empty] | #N/A | TRUE
[9 empty] | #N/A | TRUE
[9 empty] | #N/A | TRUE
[9 empty] | #N/A | TRUE
[9 empty] | #N/A | TRUE
[9 empty] | #N/A | TRUE
[9 empty] | #N/A | TRUE
[9 empty] | #N/A | TRUE
[9 empty] | #N/A | TRUE
[9 empty] | #N/A | TRUE
[9 empty] | #N/A | TRUE
[9 empty] | #N/A | TRUE
[9 empty] | #N/A | TRUE
[9 empty] | #N/A | TRUE
[9 empty] | #N/A | TRUE
[9 empty] | #N/A | TRUE
[9 empty] | #N/A | TRUE
[9 empty] | #N/A | TRUE
[9 empty] | #N/A | TRUE
[9 empty] | #N/A | TRUE
[9 empty] | #N/A | TRUE
[9 empty] | #N/A | TRUE
[9 empty] | #N/A | TRUE
[9 empty] | #N/A | TRUE
[9 empty] | #N/A | TRUE
[9 empty] | #N/A | TRUE
[9 empty] | #N/A | TRUE
[9 empty] | #N/A | TRUE
[9 empty] | #N/A | TRUE
[9 empty] | #N/A | TRUE
[9 empty] | #N/A | TRUE
[9 empty] | #N/A | TRUE
[9 empty] | #N/A | TRUE
[9 empty] | #N/A | TRUE
[9 empty] | #N/A | TRUE
[9 empty] | #N/A | TRUE
[9 empty] | #N/A | TRUE
[9 empty] | #N/A | TRUE
[9 empty] | #N/A | TRUE
[9 empty] | #N/A | TRUE
[9 empty] | #N/A | TRUE
[9 empty] | #N/A | TRUE
[9 empty] | #N/A | TRUE
[9 empty] | #N/A | TRUE
[9 empty] | #N/A | TRUE
[9 empty] | #N/A | TRUE
[9 empty] | #N/A | TRUE
[9 empty] | #N/A | TRUE
[9 empty] | #N/A | TRUE
[9 empty] | #N/A | TRUE
[9 empty] | #N/A | TRUE
[9 empty] | #N/A | TRUE
[9 empty] | #N/A | TRUE
[9 empty] | #N/A | TRUE
[9 empty] | #N/A | TRUE
[9 empty] | #N/A | TRUE
[9 empty] | #N/A | TRUE
[9 empty] | #N/A | TRUE
[9 empty] | #N/A | TRUE
[9 empty] | #N/A | TRUE
[9 empty] | #N/A | TRUE
[9 empty] | #N/A | TRUE
[9 empty] | #N/A | TRUE
[9 empty] | #N/A | TRUE
[9 empty] | #N/A | TRUE
[9 empty] | #N/A | TRUE
[9 empty] | #N/A | TRUE
[9 empty] | #N/A | TRUE
[9 empty] | #N/A | TRUE
[9 empty] | #N/A | TRUE
[9 empty] | #N/A | TRUE
[9 empty] | #N/A | TRUE
[9 empty] | #N/A | TRUE
[9 empty] | #N/A | TRUE
[9 empty] | #N/A | TRUE
[9 empty] | #N/A | TRUE
[9 empty] | #N/A | TRUE
[9 empty] | #N/A | TRUE
[9 empty] | #N/A | TRUE
[9 empty] | #N/A | TRUE
[9 empty] | #N/A | TRUE
[9 empty] | #N/A | TRUE
[9 empty] | #N/A | TRUE
[9 empty] | #N/A | TRUE
[9 empty] | #N/A | TRUE
[9 empty] | #N/A | TRUE
[9 empty] | #N/A | TRUE
[9 empty] | #N/A | TRUE
[9 empty] | #N/A | TRUE
[9 empty] | #N/A | TRUE
[9 empty] | #N/A | TRUE
[9 empty] | #N/A | TRUE
[9 empty] | #N/A | TRUE
[9 empty] | #N/A | TRUE
[9 empty] | #N/A | TRUE
[9 empty] | #N/A | TRUE
[9 empty] | #N/A | TRUE
[9 empty] | #N/A | TRUE
[9 empty] | #N/A | TRUE
[9 empty] | #N/A | TRUE
[9 empty] | #N/A | TRUE
[9 empty] | #N/A | TRUE
[9 empty] | #N/A | TRUE
[9 empty] | #N/A | TRUE
[9 empty] | #N/A | TRUE
[9 empty] | #N/A | TRUE
[9 empty] | #N/A | TRUE
[9 empty] | #N/A | TRUE
[9 empty] | #N/A | TRUE
[9 empty] | #N/A | TRUE
[9 empty] | #N/A | TRUE
[9 empty] | #N/A | TRUE
[9 empty] | #N/A | TRUE
[9 empty] | #N/A | TRUE
[9 empty] | #N/A | TRUE
[9 empty] | #N/A | TRUE
[9 empty] | #N/A | TRUE
[9 empty] | #N/A | TRUE
[9 empty] | #N/A | TRUE
[9 empty] | #N/A | TRUE
[9 empty] | #N/A | TRUE
[9 empty] | #N/A | TRUE
[9 empty] | #N/A | TRUE
[9 empty] | #N/A | TRUE
[9 empty] | #N/A | TRUE
[9 empty] | #N/A | TRUE
[9 empty] | #N/A | TRUE
[9 empty] | #N/A | TRUE
[9 empty] | #N/A | TRUE
[9 empty] | #N/A | TRUE
[9 empty] | #N/A | TRUE
[9 empty] | #N/A | TRUE
[9 empty] | #N/A | TRUE
[9 empty] | #N/A | TRUE
[9 empty] | #N/A | TRUE
[9 empty] | #N/A | TRUE
[9 empty] | #N/A | TRUE
[9 empty] | #N/A | TRUE
[9 empty] | #N/A | TRUE
[9 empty] | #N/A | TRUE
[9 empty] | #N/A | TRUE
[9 empty] | #N/A | TRUE
[9 empty] | #N/A | TRUE
[9 empty] | #N/A | TRUE
[9 empty] | #N/A | TRUE
[9 empty] | #N/A | TRUE
[9 empty] | #N/A | TRUE
[9 empty] | #N/A | TRUE
[9 empty] | #N/A | TRUE
[9 empty] | #N/A | TRUE
[9 empty] | #N/A | TRUE
[9 empty] | #N/A | TRUE
[9 empty] | #N/A | TRUE
[9 empty] | #N/A | TRUE
[9 empty] | #N/A | TRUE
[9 empty] | #N/A | TRUE
[9 empty] | #N/A | TRUE
[9 empty] | #N/A | TRUE
[9 empty] | #N/A | TRUE
[9 empty] | #N/A | TRUE
[9 empty] | #N/A | TRUE
[9 empty] | #N/A | TRUE
[9 empty] | #N/A | TRUE
[9 empty] | #N/A | TRUE
[9 empty] | #N/A | TRUE
[9 empty] | #N/A | TRUE
[9 empty] | #N/A | TRUE
[9 empty] | #N/A | TRUE
[9 empty] | #N/A | TRUE
[9 empty] | #N/A | TRUE
[9 empty] | #N/A | TRUE
[9 empty] | #N/A | TRUE
[9 empty] | #N/A | TRUE
[9 empty] | #N/A | TRUE
[9 empty] | #N/A | TRUE
[9 empty] | #N/A | TRUE
[9 empty] | #N/A | TRUE
[9 empty] | #N/A | TRUE
[9 empty] | #N/A | TRUE
[9 empty] | #N/A | TRUE
[9 empty] | #N/A | TRUE
[9 empty] | #N/A | TRUE
[9 empty] | #N/A | TRUE
[9 empty] | #N/A | TRUE
[9 empty] | #N/A | TRUE
[9 empty] | #N/A | TRUE
[9 empty] | #N/A | TRUE
[9 empty] | #N/A | TRUE
[9 empty] | #N/A | TRUE
[9 empty] | #N/A | TRUE
[9 empty] | #N/A | TRUE
[9 empty] | #N/A | TRUE
[9 empty] | #N/A | TRUE
[9 empty] | #N/A | TRUE
[9 empty] | #N/A | TRUE
[9 empty] | #N/A | TRUE
[9 empty] | #N/A | TRUE
[9 empty] | #N/A | TRUE
[9 empty] | #N/A | TRUE
[9 empty] | #N/A | TRUE
[9 empty] | #N/A | TRUE
[9 empty] | #N/A | TRUE
[9 empty] | #N/A | TRUE
[9 empty] | #N/A | TRUE
[9 empty] | #N/A | TRUE
[9 empty] | #N/A | TRUE
[9 empty] | #N/A | TRUE
[9 empty] | #N/A | TRUE
[9 empty] | #N/A | TRUE
[9 empty] | #N/A | TRUE
[9 empty] | #N/A | TRUE
[9 empty] | #N/A | TRUE
[9 empty] | #N/A | TRUE
[9 empty] | #N/A | TRUE
[9 empty] | #N/A | TRUE
[9 empty] | #N/A | TRUE
[9 empty] | #N/A | TRUE
[9 empty] | #N/A | TRUE
[9 empty] | #N/A | TRUE
[9 empty] | #N/A | TRUE
[9 empty] | #N/A | TRUE
[9 empty] | #N/A | TRUE
[9 empty] | #N/A | TRUE
[9 empty] | #N/A | TRUE
[9 empty] | #N/A | TRUE
[9 empty] | #N/A | TRUE
[9 empty] | #N/A | TRUE
[9 empty] | #N/A | TRUE
[9 empty] | #N/A | TRUE
[9 empty] | #N/A | TRUE
[9 empty] | #N/A | TRUE
[9 empty] | #N/A | TRUE
[9 empty] | #N/A | TRUE
[9 empty] | #N/A | TRUE
[9 empty] | #N/A | TRUE
[9 empty] | #N/A | TRUE
[9 empty] | #N/A | TRUE
[9 empty] | #N/A | TRUE
[9 empty] | #N/A | TRUE
[9 empty] | #N/A | TRUE
[9 empty] | #N/A | TRUE
[9 empty] | #N/A | TRUE
[9 empty] | #N/A | TRUE
[9 empty] | #N/A | TRUE
[9 empty] | #N/A | TRUE
[9 empty] | #N/A | TRUE
[9 empty] | #N/A | TRUE
[9 empty] | #N/A | TRUE
[9 empty] | #N/A | TRUE
[9 empty] | #N/A | TRUE
[9 empty] | #N/A | TRUE
[9 empty] | #N/A | TRUE
[9 empty] | #N/A | TRUE
[9 empty] | #N/A | TRUE
[9 empty] | #N/A | TRUE
[9 empty] | #N/A | TRUE
[9 empty] | #N/A | TRUE
[9 empty] | #N/A | TRUE
[9 empty] | #N/A | TRUE
[9 empty] | #N/A | TRUE
[9 empty] | #N/A | TRUE
[9 empty] | #N/A | TRUE
[9 empty] | #N/A | TRUE
[9 empty] | #N/A | TRUE
[9 empty] | #N/A | TRUE
[9 empty] | #N/A | TRUE
[9 empty] | #N/A | TRUE
[9 empty] | #N/A | TRUE
[9 empty] | #N/A | TRUE
[9 empty] | #N/A | TRUE
[9 empty] | #N/A | TRUE
[9 empty] | #N/A | TRUE
[9 empty] | #N/A | TRUE
[9 empty] | #N/A | TRUE
[9 empty] | #N/A | TRUE
[9 empty] | #N/A | TRUE
[9 empty] | #N/A | TRUE
[9 empty] | #N/A | TRUE
[9 empty] | #N/A | TRUE
[9 empty] | #N/A | TRUE
[9 empty] | #N/A | TRUE
[9 empty] | #N/A | TRUE
[9 empty] | #N/A | TRUE
[9 empty] | #N/A | TRUE
[9 empty] | #N/A | TRUE
[9 empty] | #N/A | TRUE
[9 empty] | #N/A | TRUE
[9 empty] | #N/A | TRUE
[9 empty] | #N/A | TRUE
[9 empty] | #N/A | TRUE
[9 empty] | #N/A | TRUE
[9 empty] | #N/A | TRUE
[9 empty] | #N/A | TRUE
[9 empty] | #N/A | TRUE
[9 empty] | #N/A | TRUE
[9 empty] | #N/A | TRUE
[9 empty] | #N/A | TRUE
[9 empty] | #N/A | TRUE
[9 empty] | #N/A | TRUE
[9 empty] | #N/A | TRUE
[9 empty] | #N/A | TRUE
[9 empty] | #N/A | TRUE
[9 empty] | #N/A | TRUE
[9 empty] | #N/A | TRUE
[9 empty] | #N/A | TRUE
[9 empty] | #N/A | TRUE
[9 empty] | #N/A | TRUE
[9 empty] | #N/A | TRUE
[9 empty] | #N/A | TRUE
[9 empty] | #N/A | TRUE
[9 empty] | #N/A | TRUE
[9 empty] | #N/A | TRUE
[9 empty] | #N/A | TRUE
[9 empty] | #N/A | TRUE
[9 empty] | #N/A | TRUE
[9 empty] | #N/A | TRUE
[9 empty] | #N/A | TRUE
[9 empty] | #N/A | TRUE
[9 empty] | #N/A | TRUE
[9 empty] | #N/A | TRUE
[9 empty] | #N/A | TRUE
[9 empty] | #N/A | TRUE
[9 empty] | #N/A | TRUE
[9 empty] | #N/A | TRUE
[9 empty] | #N/A | TRUE
[9 empty] | #N/A | TRUE
[9 empty] | #N/A | TRUE
[9 empty] | #N/A | TRUE
[9 empty] | #N/A | TRUE
[9 empty] | #N/A | TRUE
[9 empty] | #N/A | TRUE
[9 empty] | #N/A | TRUE
[9 empty] | #N/A | TRUE
[9 empty] | #N/A | TRUE
[9 empty] | #N/A | TRUE
[9 empty] | #N/A | TRUE
[9 empty] | #N/A | TRUE
[9 empty] | #N/A | TRUE
[9 empty] | #N/A | TRUE
[9 empty] | #N/A | TRUE
[9 empty] | #N/A | TRUE
[9 empty] | #N/A | TRUE
[9 empty] | #N/A | TRUE
[9 empty] | #N/A | TRUE
[9 empty] | #N/A | TRUE
[9 empty] | #N/A | TRUE
[9 empty] | #N/A | TRUE
[9 empty] | #N/A | TRUE
[9 empty] | #N/A | TRUE
[9 empty] | #N/A | TRUE
[9 empty] | #N/A | TRUE
[9 empty] | #N/A | TRUE
[9 empty] | #N/A | TRUE
[9 empty] | #N/A | TRUE
[9 empty] | #N/A | TRUE
[9 empty] | #N/A | TRUE
[9 empty] | #N/A | TRUE
[9 empty] | #N/A | TRUE
[9 empty] | #N/A | TRUE
[9 empty] | #N/A | TRUE
[9 empty] | #N/A | TRUE
[9 empty] | #N/A | TRUE
[9 empty] | #N/A | TRUE
[9 empty] | #N/A | TRUE
[9 empty] | #N/A | TRUE
[9 empty] | #N/A | TRUE
[9 empty] | #N/A | TRUE
[9 empty] | #N/A | TRUE
[9 empty] | #N/A | TRUE
[9 empty] | #N/A | TRUE
[9 empty] | #N/A | TRUE
[9 empty] | #N/A | TRUE
[9 empty] | #N/A | TRUE
[9 empty] | #N/A | TRUE
[9 empty] | #N/A | TRUE
[9 empty] | #N/A | TRUE
[9 empty] | #N/A | TRUE
[9 empty] | #N/A | TRUE
[9 empty] | #N/A | TRUE
[9 empty] | #N/A | TRUE
[9 empty] | #N/A | TRUE
[9 empty] | #N/A | TRUE
[9 empty] | #N/A | TRUE
[9 empty] | #N/A | TRUE
[9 empty] | #N/A | TRUE
[9 empty] | #N/A | TRUE
[9 empty] | #N/A | TRUE
[9 empty] | #N/A | TRUE
[9 empty] | #N/A | TRUE
[9 empty] | #N/A | TRUE
[9 empty] | #N/A | TRUE
[9 empty] | #N/A | TRUE
[9 empty] | #N/A | TRUE
[9 empty] | #N/A | TRUE
[9 empty] | #N/A | TRUE
[9 empty] | #N/A | TRUE
[9 empty] | #N/A | TRUE
[9 empty] | #N/A | TRUE
[9 empty] | #N/A | TRUE
[9 empty] | #N/A | TRUE
[9 empty] | #N/A | TRUE
[9 empty] | #N/A | TRUE
[9 empty] | #N/A | TRUE
[9 empty] | #N/A | TRUE
[9 empty] | #N/A | TRUE
[9 empty] | #N/A | TRUE
[9 empty] | #N/A | TRUE
[9 empty] | #N/A | TRUE
[9 empty] | #N/A | TRUE
[9 empty] | #N/A | TRUE
[9 empty] | #N/A | TRUE
[9 empty] | #N/A | TRUE
[9 empty] | #N/A | TRUE
[9 empty] | #N/A | TRUE
[9 empty] | #N/A | TRUE
[9 empty] | #N/A | TRUE
[9 empty] | #N/A | TRUE
[9 empty] | #N/A | TRUE
[9 empty] | #N/A | TRUE
[9 empty] | #N/A | TRUE
[9 empty] | #N/A | TRUE
[9 empty] | #N/A | TRUE
[9 empty] | #N/A | TRUE
[9 empty] | #N/A | TRUE
[9 empty] | #N/A | TRUE
[9 empty] | #N/A | TRUE
[9 empty] | #N/A | TRUE
[9 empty] | #N/A | TRUE
[9 empty] | #N/A | TRUE
[9 empty] | #N/A | TRUE
[9 empty] | #N/A | TRUE
[9 empty] | #N/A | TRUE
[9 empty] | #N/A | TRUE
[9 empty] | #N/A | TRUE
[9 empty] | #N/A | TRUE
[9 empty] | #N/A | TRUE
[9 empty] | #N/A | TRUE
[9 empty] | #N/A | TRUE
[9 empty] | #N/A | TRUE
[9 empty] | #N/A | TRUE
[9 empty] | #N/A | TRUE
[9 empty] | #N/A | TRUE
[9 empty] | #N/A | TRUE
[9 empty] | #N/A | TRUE
[9 empty] | #N/A | TRUE
[9 empty] | #N/A | TRUE
[9 empty] | #N/A | TRUE
[9 empty] | #N/A | TRUE
[9 empty] | #N/A | TRUE
[9 empty] | #N/A | TRUE
[9 empty] | #N/A | TRUE
[9 empty] | #N/A | TRUE
[9 empty] | #N/A | TRUE
[9 empty] | #N/A | TRUE
[9 empty] | #N/A | TRUE
[9 empty] | #N/A | TRUE
[9 empty] | #N/A | TRUE
[9 empty] | #N/A | TRUE
[9 empty] | #N/A | TRUE
[9 empty] | #N/A | TRUE
[9 empty] | #N/A | TRUE
[9 empty] | #N/A | TRUE
[9 empty] | #N/A | TRUE
[9 empty] | #N/A | TRUE
[9 empty] | #N/A | TRUE
[9 empty] | #N/A | TRUE
[9 empty] | #N/A | TRUE
[9 empty] | #N/A | TRUE
[9 empty] | #N/A | TRUE
[9 empty] | #N/A | TRUE
[9 empty] | #N/A | TRUE
[9 empty] | #N/A | TRUE
[9 empty] | #N/A | TRUE
[9 empty] | #N/A | TRUE
[9 empty] | #N/A | TRUE
[9 empty] | #N/A | TRUE
[9 empty] | #N/A | TRUE
[9 empty] | #N/A | TRUE
[9 empty] | #N/A | TRUE
[9 empty] | #N/A | TRUE
[9 empty] | #N/A | TRUE
[9 empty] | #N/A | TRUE
[9 empty] | #N/A | TRUE
[9 empty] | #N/A | TRUE
[9 empty] | #N/A | TRUE
[9 empty] | #N/A | TRUE
[9 empty] | #N/A | TRUE
[9 empty] | #N/A | TRUE
[9 empty] | #N/A | TRUE
[9 empty] | #N/A | TRUE
[9 empty] | #N/A | TRUE
[9 empty] | #N/A | TRUE
[9 empty] | #N/A | TRUE
[9 empty] | #N/A | TRUE
[9 empty] | #N/A | TRUE
[9 empty] | #N/A | TRUE
[9 empty] | #N/A | TRUE
[9 empty] | #N/A | TRUE
[9 empty] | #N/A | TRUE
[9 empty] | #N/A | TRUE
[9 empty] | #N/A | TRUE
[9 empty] | #N/A | TRUE
[9 empty] | #N/A | TRUE
[9 empty] | #N/A | TRUE
[9 empty] | #N/A | TRUE
[9 empty] | #N/A | TRUE
[9 empty] | #N/A | TRUE
[9 empty] | #N/A | TRUE
[9 empty] | #N/A | TRUE
[9 empty] | #N/A | TRUE
[9 empty] | #N/A | TRUE
[9 empty] | #N/A | TRUE
[9 empty] | #N/A | TRUE
[9 empty] | #N/A | TRUE
[9 empty] | #N/A | TRUE
[9 empty] | #N/A | TRUE
[9 empty] | #N/A | TRUE
[9 empty] | #N/A | TRUE
[9 empty] | #N/A | TRUE
[9 empty] | #N/A | TRUE
[9 empty] | #N/A | TRUE
[9 empty] | #N/A | TRUE
[9 empty] | #N/A | TRUE
[9 empty] | #N/A | TRUE
[9 empty] | #N/A | TRUE
[9 empty] | #N/A | TRUE
[9 empty] | #N/A | TRUE
[9 empty] | #N/A | TRUE
[9 empty] | #N/A | TRUE
[9 empty] | #N/A | TRUE
[9 empty] | #N/A | TRUE
[9 empty] | #N/A | TRUE
[9 empty] | #N/A | TRUE
[9 empty] | #N/A | TRUE
[9 empty] | #N/A | TRUE
[9 empty] | #N/A | TRUE
[9 empty] | #N/A | TRUE
[9 empty] | #N/A | TRUE
[9 empty] | #N/A | TRUE
[9 empty] | #N/A | TRUE
[9 empty] | #N/A | TRUE
[9 empty] | #N/A | TRUE
[9 empty] | #N/A | TRUE
[9 empty] | #N/A | TRUE
[9 empty] | #N/A | TRUE
[9 empty] | #N/A | TRUE
[9 empty] | #N/A | TRUE
[9 empty] | #N/A | TRUE
[9 empty] | #N/A | TRUE
[9 empty] | #N/A | TRUE
[9 empty] | #N/A | TRUE
[9 empty] | #N/A | TRUE
[9 empty] | #N/A | TRUE
[9 empty] | #N/A | TRUE
[9 empty] | #N/A | TRUE
[9 empty] | #N/A | TRUE
[9 empty] | #N/A | TRUE
[9 empty] | #N/A | TRUE
[9 empty] | #N/A | TRUE
[9 empty] | #N/A | TRUE
[9 empty] | #N/A | TRUE
[9 empty] | #N/A | TRUE
[9 empty] | #N/A | TRUE
[9 empty] | #N/A | TRUE
[9 empty] | #N/A | TRUE
[9 empty] | #N/A | TRUE
[9 empty] | #N/A | TRUE
[9 empty] | #N/A | TRUE
[9 empty] | #N/A | TRUE
[9 empty] | #N/A | TRUE
[9 empty] | #N/A | TRUE
[9 empty] | #N/A | TRUE
[9 empty] | #N/A | TRUE
[9 empty] | #N/A | TRUE
[9 empty] | #N/A | TRUE
[9 empty] | #N/A | TRUE
[9 empty] | #N/A | TRUE
[9 empty] | #N/A | TRUE
[9 empty] | #N/A | TRUE
[9 empty] | #N/A | TRUE
[9 empty] | #N/A | TRUE
[9 empty] | #N/A | TRUE
[9 empty] | #N/A | TRUE
[9 empty] | #N/A | TRUE
[9 empty] | #N/A | TRUE
[9 empty] | #N/A | TRUE
[9 empty] | #N/A | TRUE
[9 empty] | #N/A | TRUE
[9 empty] | #N/A | TRUE
[9 empty] | #N/A | TRUE
[9 empty] | #N/A | TRUE
[9 empty] | #N/A | TRUE
[9 empty] | #N/A | TRUE
[9 empty] | #N/A | TRUE
[9 empty] | #N/A | TRUE
[9 empty] | #N/A | TRUE
[9 empty] | #N/A | TRUE
[9 empty] | #N/A | TRUE
[9 empty] | #N/A | TRUE
[9 empty] | #N/A | TRUE
[9 empty] | #N/A | TRUE
[9 empty] | #N/A | TRUE
[9 empty] | #N/A | TRUE
[9 empty] | #N/A | TRUE
[9 empty] | #N/A | TRUE
[9 empty] | #N/A | TRUE
[9 empty] | #N/A | TRUE
[9 empty] | #N/A | TRUE
[9 empty] | #N/A | TRUE
[9 empty] | #N/A | TRUE
[9 empty] | #N/A | TRUE
[9 empty] | #N/A | TRUE
[9 empty] | #N/A | TRUE
[9 empty] | #N/A | TRUE
[9 empty] | #N/A | TRUE
[9 empty] | #N/A | TRUE
[9 empty] | #N/A | TRUE
[9 empty] | #N/A | TRUE
[9 empty] | #N/A | TRUE
[9 empty] | #N/A | TRUE
[9 empty] | #N/A | TRUE
[9 empty] | #N/A | TRUE
[9 empty] | #N/A | TRUE
[9 empty] | #N/A | TRUE
[9 empty] | #N/A | TRUE
[9 empty] | #N/A | TRUE
[9 empty] | #N/A | TRUE
[9 empty] | #N/A | TRUE
[9 empty] | #N/A | TRUE
[9 empty] | #N/A | TRUE
[9 empty] | #N/A | TRUE
[9 empty] | #N/A | TRUE
[9 empty] | #N/A | TRUE
[9 empty] | #N/A | TRUE
[9 empty] | #N/A | TRUE
[9 empty] | #N/A | TRUE
[9 empty] | #N/A | TRUE
[9 empty] | #N/A | TRUE
[9 empty] | #N/A | TRUE
[9 empty] | #N/A | TRUE
[9 empty] | #N/A | TRUE
[9 empty] | #N/A | TRUE
[9 empty] | #N/A | TRUE
[9 empty] | #N/A | TRUE
[9 empty] | #N/A | TRUE
[9 empty] | #N/A | TRUE
[9 empty] | #N/A | TRUE
[9 empty] | #N/A | TRUE
[9 empty] | #N/A | TRUE
[9 empty] | #N/A | TRUE
[9 empty] | #N/A | TRUE
[9 empty] | #N/A | TRUE
[9 empty] | #N/A | TRUE
[9 empty] | #N/A | TRUE
[9 empty] | #N/A | TRUE
[9 empty] | #N/A | TRUE
[9 empty] | #N/A | TRUE
[9 empty] | #N/A | TRUE
[9 empty] | #N/A | TRUE
[9 empty] | #N/A | TRUE
[9 empty] | #N/A | TRUE
[9 empty] | #N/A | TRUE
[9 empty] | #N/A | TRUE
[9 empty] | #N/A | TRUE
[9 empty] | #N/A | TRUE
[9 empty] | #N/A | TRUE
[9 empty] | #N/A | TRUE
[9 empty] | #N/A | TRUE
[9 empty] | #N/A | TRUE
[9 empty] | #N/A | TRUE
[9 empty] | #N/A | TRUE
[9 empty] | #N/A | TRUE
[9 empty] | #N/A | TRUE
[9 empty] | #N/A | TRUE
[9 empty] | #N/A | TRUE
[9 empty] | #N/A | TRUE
[9 empty] | #N/A | TRUE
[9 empty] | #N/A | TRUE
[9 empty] | #N/A | TRUE
[9 empty] | #N/A | TRUE
[9 empty] | #N/A | TRUE
[9 empty] | #N/A | TRUE
[9 empty] | #N/A | TRUE
[9 empty] | #N/A | TRUE
[9 empty] | #N/A | TRUE
[9 empty] | #N/A | TRUE
[9 empty] | #N/A | TRUE
[9 empty] | #N/A | TRUE
[9 empty] | #N/A | TRUE
[9 empty] | #N/A | TRUE
[9 empty] | #N/A | TRUE
[9 empty] | #N/A | TRUE
[9 empty] | #N/A | TRUE
[9 empty] | #N/A | TRUE
[9 empty] | #N/A | TRUE
[9 empty] | #N/A | TRUE
[9 empty] | #N/A | TRUE
[9 empty] | #N/A | TRUE
[9 empty] | #N/A | TRUE
[9 empty] | #N/A | TRUE
[9 empty] | #N/A | TRUE
[9 empty] | #N/A | TRUE
[9 empty] | #N/A | TRUE
[9 empty] | #N/A | TRUE
[9 empty] | #N/A | TRUE
[9 empty] | #N/A | TRUE
[9 empty] | #N/A | TRUE
[9 empty] | #N/A | TRUE
[9 empty] | #N/A | TRUE
[9 empty] | #N/A | TRUE
[9 empty] | #N/A | TRUE
[9 empty] | #N/A | TRUE
[9 empty] | #N/A | TRUE
[9 empty] | #N/A | TRUE
[9 empty] | #N/A | TRUE
[9 empty] | #N/A | TRUE
[9 empty] | #N/A | TRUE
[9 empty] | #N/A | TRUE
[9 empty] | #N/A | TRUE
[9 empty] | #N/A | TRUE
[9 empty] | #N/A | TRUE
[9 empty] | #N/A | TRUE
[9 empty] | #N/A | TRUE
[9 empty] | #N/A | TRUE
[9 empty] | #N/A | TRUE
[9 empty] | #N/A | TRUE
[9 empty] | #N/A | TRUE
[9 empty] | #N/A | TRUE
[9 empty] | #N/A | TRUE
[9 empty] | #N/A | TRUE
[9 empty] | #N/A | TRUE
[9 empty] | #N/A | TRUE
[9 empty] | #N/A | TRUE
[9 empty] | #N/A | TRUE
[9 empty] | #N/A | TRUE
[9 empty] | #N/A | TRUE
[9 empty] | #N/A | TRUE
[9 empty] | #N/A | TRUE
[9 empty] | #N/A | TRUE
[9 empty] | #N/A | TRUE
[9 empty] | #N/A | TRUE
[9 empty] | #N/A | TRUE
[9 empty] | #N/A | TRUE
[9 empty] | #N/A | TRUE
[9 empty] | #N/A | TRUE
[9 empty] | #N/A | TRUE
[9 empty] | #N/A | TRUE
[9 empty] | #N/A | TRUE
[9 empty] | #N/A | TRUE
[9 empty] | #N/A | TRUE
[9 empty] | #N/A | TRUE
[9 empty] | #N/A | TRUE
[9 empty] | #N/A | TRUE
[9 empty] | #N/A | TRUE
[9 empty] | #N/A | TRUE
[9 empty] | #N/A | TRUE
[9 empty] | #N/A | TRUE
[9 empty] | #N/A | TRUE
[9 empty] | #N/A | TRUE
[9 empty] | #N/A | TRUE
[9 empty] | #N/A | TRUE
[9 empty] | #N/A | TRUE
[9 empty] | #N/A | TRUE
[9 empty] | #N/A | TRUE
[9 empty] | #N/A | TRUE
[9 empty] | #N/A | TRUE
[9 empty] | #N/A | TRUE
[9 empty] | #N/A | TRUE
[9 empty] | #N/A | TRUE
[9 empty] | #N/A | TRUE
[9 empty] | #N/A | TRUE
[9 empty] | #N/A | TRUE
[9 empty] | #N/A | TRUE
[9 empty] | #N/A | TRUE
[9 empty] | #N/A | TRUE
[9 empty] | #N/A | TRUE
[9 empty] | #N/A | TRUE
[9 empty] | #N/A | TRUE
[9 empty] | #N/A | TRUE
[9 empty] | #N/A | TRUE
[9 empty] | #N/A | TRUE
[9 empty] | #N/A | TRUE
[9 empty] | #N/A | TRUE
[9 empty] | #N/A | TRUE
[9 empty] | #N/A | TRUE
[9 empty] | #N/A | TRUE
[9 empty] | #N/A | TRUE
[9 empty] | #N/A | TRUE
[9 empty] | #N/A | TRUE
[9 empty] | #N/A | TRUE
[9 empty] | #N/A | TRUE
[9 empty] | #N/A | TRUE
[9 empty] | #N/A | TRUE
[9 empty] | #N/A | TRUE
[9 empty] | #N/A | TRUE
[9 empty] | #N/A | TRUE
[9 empty] | #N/A | TRUE
[9 empty] | #N/A | TRUE
[9 empty] | #N/A | TRUE
[9 empty] | #N/A | TRUE
[9 empty] | #N/A | TRUE
[9 empty] | #N/A | TRUE
[9 empty] | #N/A | TRUE
[9 empty] | #N/A | TRUE
[9 empty] | #N/A | TRUE
[9 empty] | #N/A | TRUE
[9 empty] | #N/A | TRUE
[9 empty] | #N/A | TRUE
[9 empty] | #N/A | TRUE
[9 empty] | #N/A | TRUE
[9 empty] | #N/A | TRUE
[9 empty] | #N/A | TRUE
[9 empty] | #N/A | TRUE
[9 empty] | #N/A | TRUE
[9 empty] | #N/A | TRUE
[9 empty] | #N/A | TRUE
[9 empty] | #N/A | TRUE
[9 empty] | #N/A | TRUE
[9 empty] | #N/A | TRUE
[9 empty] | #N/A | TRUE
[9 empty] | #N/A | TRUE
[9 empty] | #N/A | TRUE
[9 empty] | #N/A | TRUE
[9 empty] | #N/A | TRUE
[9 empty] | #N/A | TRUE
[9 empty] | #N/A | TRUE
[9 empty] | #N/A | TRUE
[9 empty] | #N/A | TRUE
[9 empty] | #N/A | TRUE
[9 empty] | #N/A | TRUE
[9 empty] | #N/A | TRUE
[9 empty] | #N/A | TRUE
[9 empty] | #N/A | TRUE
[9 empty] | #N/A | TRUE
[9 empty] | #N/A | TRUE
[9 empty] | #N/A | TRUE
[9 empty] | #N/A | TRUE
[9 empty] | #N/A | TRUE
[9 empty] | #N/A | TRUE
[9 empty] | #N/A | TRUE
[9 empty] | #N/A | TRUE
[9 empty] | #N/A | TRUE
[9 empty] | #N/A | TRUE
[9 empty] | #N/A | TRUE
[9 empty] | #N/A | TRUE
[9 empty] | #N/A | TRUE
[9 empty] | #N/A | TRUE
[9 empty] | #N/A | TRUE
[9 empty] | #N/A | TRUE
[9 empty] | #N/A | TRUE
[9 empty] | #N/A | TRUE
[9 empty] | #N/A | TRUE
[9 empty] | #N/A | TRUE
[9 empty] | #N/A | TRUE
[9 empty] | #N/A | TRUE
[9 empty] | #N/A | TRUE
[9 empty] | #N/A | TRUE
[9 empty] | #N/A | TRUE
[9 empty] | #N/A | TRUE
[9 empty] | #N/A | TRUE
[9 empty] | #N/A | TRUE
[9 empty] | #N/A | TRUE
[9 empty] | #N/A | TRUE
[9 empty] | #N/A | TRUE
[9 empty] | #N/A | TRUE
[9 empty] | #N/A | TRUE
[9 empty] | #N/A | TRUE
[9 empty] | #N/A | TRUE
[9 empty] | #N/A | TRUE
[9 empty] | #N/A | TRUE
[9 empty] | #N/A | TRUE
[9 empty] | #N/A | TRUE
[9 empty] | #N/A | TRUE
[9 empty] | #N/A | TRUE
[9 empty] | #N/A | TRUE
[9 empty] | #N/A | TRUE
[9 empty] | #N/A | TRUE
[9 empty] | #N/A | TRUE
[9 empty] | #N/A | TRUE
[9 empty] | #N/A | TRUE
[9 empty] | #N/A | TRUE
[9 empty] | #N/A | TRUE
[9 empty] | #N/A | TRUE
[9 empty] | #N/A | TRUE
[9 empty] | #N/A | TRUE
[9 empty] | #N/A | TRUE
[9 empty] | #N/A | TRUE
[9 empty] | #N/A | TRUE
[9 empty] | #N/A | TRUE
[9 empty] | #N/A | TRUE
[9 empty] | #N/A | TRUE
[9 empty] | #N/A | TRUE
[9 empty] | #N/A | TRUE
[9 empty] | #N/A | TRUE
[9 empty] | #N/A | TRUE
[9 empty] | #N/A | TRUE
[9 empty] | #N/A | TRUE
[9 empty] | #N/A | TRUE
[9 empty] | #N/A | TRUE
[9 empty] | #N/A | TRUE
[9 empty] | #N/A | TRUE
[9 empty] | #N/A | TRUE
[9 empty] | #N/A | TRUE
[9 empty] | #N/A | TRUE
[9 empty] | #N/A | TRUE
[9 empty] | #N/A | TRUE
[9 empty] | #N/A | TRUE
[9 empty] | #N/A | TRUE
[9 empty] | #N/A | TRUE
[9 empty] | #N/A | TRUE
[9 empty] | #N/A | TRUE
[9 empty] | #N/A | TRUE
[9 empty] | #N/A | TRUE
[9 empty] | #N/A | TRUE
[9 empty] | #N/A | TRUE
[9 empty] | #N/A | TRUE
[9 empty] | #N/A | TRUE
[9 empty] | #N/A | TRUE
[9 empty] | #N/A | TRUE
[9 empty] | #N/A | TRUE
[9 empty] | #N/A | TRUE
[9 empty] | #N/A | TRUE
[9 empty] | #N/A | TRUE
[9 empty] | #N/A | TRUE
[9 empty] | #N/A | TRUE
[9 empty] | #N/A | TRUE
[9 empty] | #N/A | TRUE
[9 empty] | #N/A | TRUE
[9 empty] | #N/A | TRUE
[9 empty] | #N/A | TRUE
[9 empty] | #N/A | TRUE
[9 empty] | #N/A | TRUE
[9 empty] | #N/A | TRUE
[9 empty] | #N/A | TRUE
[9 empty] | #N/A | TRUE
[9 empty] | #N/A | TRUE
[9 empty] | #N/A | TRUE
[9 empty] | #N/A | TRUE
[9 empty] | #N/A | TRUE
[9 empty] | #N/A | TRUE
[9 empty] | #N/A | TRUE
[9 empty] | #N/A | TRUE
[9 empty] | #N/A | TRUE
[9 empty] | #N/A | TRUE
[9 empty] | #N/A | TRUE
[9 empty] | #N/A | TRUE
[9 empty] | #N/A | TRUE
[9 empty] | #N/A | TRUE
[9 empty] | #N/A | TRUE
[9 empty] | #N/A | TRUE
[9 empty] | #N/A | TRUE
[9 empty] | #N/A | TRUE
[9 empty] | #N/A | TRUE
[9 empty] | #N/A | TRUE
[9 empty] | #N/A | TRUE
[9 empty] | #N/A | TRUE
[9 empty] | #N/A | TRUE
[9 empty] | #N/A | TRUE
[9 empty] | #N/A | TRUE
[9 empty] | #N/A | TRUE
[9 empty] | #N/A | TRUE
[9 empty] | #N/A | TRUE
[9 empty] | #N/A | TRUE
[9 empty] | #N/A | TRUE
[9 empty] | #N/A | TRUE
[9 empty] | #N/A | TRUE
[9 empty] | #N/A | TRUE
[9 empty] | #N/A | TRUE
[9 empty] | #N/A | TRUE
[9 empty] | #N/A | TRUE
[9 empty] | #N/A | TRUE
[9 empty] | #N/A | TRUE
[9 empty] | #N/A | TRUE
[9 empty] | #N/A | TRUE
[9 empty] | #N/A | TRUE
[9 empty] | #N/A | TRUE
[9 empty] | #N/A | TRUE
[9 empty] | #N/A | TRUE
[9 empty] | #N/A | TRUE
[9 empty] | #N/A | TRUE
[9 empty] | #N/A | TRUE
[9 empty] | #N/A | TRUE
[9 empty] | #N/A | TRUE
[9 empty] | #N/A | TRUE
[9 empty] | #N/A | TRUE
[9 empty] | #N/A | TRUE
[9 empty] | #N/A | TRUE
[9 empty] | #N/A | TRUE
[9 empty] | #N/A | TRUE
[9 empty] | #N/A | TRUE
[9 empty] | #N/A | TRUE
[9 empty] | #N/A | TRUE
[9 empty] | #N/A | TRUE
[9 empty] | #N/A | TRUE
[9 empty] | #N/A | TRUE
[9 empty] | #N/A | TRUE
[9 empty] | #N/A | TRUE
[9 empty] | #N/A | TRUE
[9 empty] | #N/A | TRUE
[9 empty] | #N/A | TRUE
[9 empty] | #N/A | TRUE
[9 empty] | #N/A | TRUE
[9 empty] | #N/A | TRUE
[9 empty] | #N/A | TRUE
[9 empty] | #N/A | TRUE
[9 empty] | #N/A | TRUE
[9 empty] | #N/A | TRUE
[9 empty] | #N/A | TRUE
[9 empty] | #N/A | TRUE
[9 empty] | #N/A | TRUE
[9 empty] | #N/A | TRUE
[9 empty] | #N/A | TRUE
[9 empty] | #N/A | TRUE
[9 empty] | #N/A | TRUE
[9 empty] | #N/A | TRUE
[9 empty] | #N/A | TRUE
[9 empty] | #N/A | TRUE
[9 empty] | #N/A | TRUE
[9 empty] | #N/A | TRUE
[9 empty] | #N/A | TRUE
[9 empty] | #N/A | TRUE
[9 empty] | #N/A | TRUE
[9 empty] | #N/A | TRUE
[9 empty] | #N/A | TRUE
[9 empty] | #N/A | TRUE
[9 empty] | #N/A | TRUE
[9 empty] | #N/A | TRUE
[9 empty] | #N/A | TRUE
[9 empty] | #N/A | TRUE
[9 empty] | #N/A | TRUE
[9 empty] | #N/A | TRUE
[9 empty] | #N/A | TRUE
[9 empty] | #N/A | TRUE
[9 empty] | #N/A | TRUE
[9 empty] | #N/A | TRUE
[9 empty] | #N/A | TRUE
[9 empty] | #N/A | TRUE
[9 empty] | #N/A | TRUE
[9 empty] | #N/A | TRUE
[9 empty] | #N/A | TRUE
[9 empty] | #N/A | TRUE
[9 empty] | #N/A | TRUE
[9 empty] | #N/A | TRUE
[9 empty] | #N/A | TRUE
[9 empty] | #N/A | TRUE
[9 empty] | #N/A | TRUE
[9 empty] | #N/A | TRUE
[9 empty] | #N/A | TRUE
[9 empty] | #N/A | TRUE
[9 empty] | #N/A | TRUE
[9 empty] | #N/A | TRUE
[9 empty] | #N/A | TRUE
[9 empty] | #N/A | TRUE
[9 empty] | #N/A | TRUE
[9 empty] | #N/A | TRUE
[9 empty] | #N/A | TRUE
[9 empty] | #N/A | TRUE
[9 empty] | #N/A | TRUE
[9 empty] | #N/A | TRUE
[9 empty] | #N/A | TRUE
[9 empty] | #N/A | TRUE
[9 empty] | #N/A | TRUE
[9 empty] | #N/A | TRUE
[9 empty] | #N/A | TRUE
[9 empty] | #N/A | TRUE
[9 empty] | #N/A | TRUE
[9 empty] | #N/A | TRUE
[9 empty] | #N/A | TRUE
[9 empty] | #N/A | TRUE
[9 empty] | #N/A | TRUE
[9 empty] | #N/A | TRUE
[9 empty] | #N/A | TRUE
[9 empty] | #N/A | TRUE
[9 empty] | #N/A | TRUE
[9 empty] | #N/A | TRUE
[9 empty] | #N/A | TRUE
[9 empty] | #N/A | TRUE
[9 empty] | #N/A | TRUE
[9 empty] | #N/A | TRUE
[9 empty] | #N/A | TRUE
[9 empty] | #N/A | TRUE
[9 empty] | #N/A | TRUE
[9 empty] | #N/A | TRUE
[9 empty] | #N/A | TRUE
[9 empty] | #N/A | TRUE
[9 empty] | #N/A | TRUE
[9 empty] | #N/A | TRUE
[9 empty] | #N/A | TRUE
[9 empty] | #N/A | TRUE
[9 empty] | #N/A | TRUE
[9 empty] | #N/A | TRUE
[9 empty] | #N/A | TRUE
[9 empty] | #N/A | TRUE
[9 empty] | #N/A | TRUE
[9 empty] | #N/A | TRUE
[9 empty] | #N/A | TRUE
[9 empty] | #N/A | TRUE
[9 empty] | #N/A | TRUE
[9 empty] | #N/A | TRUE
[9 empty] | #N/A | TRUE
[9 empty] | #N/A | TRUE
[9 empty] | #N/A | TRUE
[9 empty] | #N/A | TRUE
[9 empty] | #N/A | TRUE
[9 empty] | #N/A | TRUE
[9 empty] | #N/A | TRUE
[9 empty] | #N/A | TRUE
[9 empty] | #N/A | TRUE
[9 empty] | #N/A | TRUE
[9 empty] | #N/A | TRUE
[9 empty] | #N/A | TRUE
[9 empty] | #N/A | TRUE
[9 empty] | #N/A | TRUE
[9 empty] | #N/A | TRUE
[9 empty] | #N/A | TRUE
[9 empty] | #N/A | TRUE
[9 empty] | #N/A | TRUE
[9 empty] | #N/A | TRUE
[9 empty] | #N/A | TRUE
[9 empty] | #N/A | TRUE
[9 empty] | #N/A | TRUE
[9 empty] | #N/A | TRUE
[9 empty] | #N/A | TRUE
[9 empty] | #N/A | TRUE
[9 empty] | #N/A | TRUE
[9 empty] | #N/A | TRUE
[9 empty] | #N/A | TRUE
[9 empty] | #N/A | TRUE
[9 empty] | #N/A | TRUE
[9 empty] | #N/A | TRUE
[9 empty] | #N/A | TRUE
[9 empty] | #N/A | TRUE
[9 empty] | #N/A | TRUE
[9 empty] | #N/A | TRUE
[9 empty] | #N/A | TRUE
[9 empty] | #N/A | TRUE
[9 empty] | #N/A | TRUE
[9 empty] | #N/A | TRUE
[9 empty] | #N/A | TRUE
[9 empty] | #N/A | TRUE
[9 empty] | #N/A | TRUE
[9 empty] | #N/A | TRUE
[9 empty] | #N/A | TRUE
[9 empty] | #N/A | TRUE
[9 empty] | #N/A | TRUE
[9 empty] | #N/A | TRUE
[9 empty] | #N/A | TRUE
[9 empty] | #N/A | TRUE
[9 empty] | #N/A | TRUE
[9 empty] | #N/A | TRUE
[9 empty] | #N/A | TRUE
[9 empty] | #N/A | TRUE
[9 empty] | #N/A | TRUE
[9 empty] | #N/A | TRUE
[9 empty] | #N/A | TRUE
[9 empty] | #N/A | TRUE
[9 empty] | #N/A | TRUE
[9 empty] | #N/A | TRUE
[9 empty] | #N/A | TRUE
[9 empty] | #N/A | TRUE
[9 empty] | #N/A | TRUE
[9 empty] | #N/A | TRUE
[9 empty] | #N/A | TRUE
[9 empty] | #N/A | TRUE
[9 empty] | #N/A | TRUE
[9 empty] | #N/A | TRUE
[9 empty] | #N/A | TRUE
[9 empty] | #N/A | TRUE
[9 empty] | #N/A | TRUE
[9 empty] | #N/A | TRUE
[9 empty] | #N/A | TRUE
[9 empty] | #N/A | TRUE
[9 empty] | #N/A | TRUE
[9 empty] | #N/A | TRUE
[9 empty] | #N/A | TRUE
[9 empty] | #N/A | TRUE
[9 empty] | #N/A | TRUE
[9 empty] | #N/A | TRUE
[9 empty] | #N/A | TRUE
[9 empty] | #N/A | TRUE
[9 empty] | #N/A | TRUE
[9 empty] | #N/A | TRUE
[9 empty] | #N/A | TRUE
[9 empty] | #N/A | TRUE
[9 empty] | #N/A | TRUE
[9 empty] | #N/A | TRUE
[9 empty] | #N/A | TRUE
[9 empty] | #N/A | TRUE
[9 empty] | #N/A | TRUE
[9 empty] | #N/A | TRUE
[9 empty] | #N/A | TRUE
[9 empty] | #N/A | TRUE
[9 empty] | #N/A | TRUE
[9 empty] | #N/A | TRUE
[9 empty] | #N/A | TRUE
[9 empty] | #N/A | TRUE
[9 empty] | #N/A | TRUE
[9 empty] | #N/A | TRUE
[9 empty] | #N/A | TRUE
[9 empty] | #N/A | TRUE
[9 empty] | #N/A | TRUE
[9 empty] | #N/A | TRUE
[9 empty] | #N/A | TRUE
[9 empty] | #N/A | TRUE
[9 empty] | #N/A | TRUE
[9 empty] | #N/A | TRUE
[9 empty] | #N/A | TRUE
[9 empty] | #N/A | TRUE
[9 empty] | #N/A | TRUE
[9 empty] | #N/A | TRUE
[9 empty] | #N/A | TRUE
[9 empty] | #N/A | TRUE
[9 empty] | #N/A | TRUE
[9 empty] | #N/A | TRUE
[9 empty] | #N/A | TRUE
[9 empty] | #N/A | TRUE
[9 empty] | #N/A | TRUE
[9 empty] | #N/A | TRUE
[9 empty] | #N/A | TRUE
[9 empty] | #N/A | TRUE
[9 empty] | #N/A | TRUE
[9 empty] | #N/A | TRUE
[9 empty] | #N/A | TRUE
[9 empty] | #N/A | TRUE
[9 empty] | #N/A | TRUE
[9 empty] | #N/A | TRUE
[9 empty] | #N/A | TRUE
[9 empty] | #N/A | TRUE
[9 empty] | #N/A | TRUE
[9 empty] | #N/A | TRUE
[9 empty] | #N/A | TRUE
[9 empty] | #N/A | TRUE
[9 empty] | #N/A | TRUE
[9 empty] | #N/A | TRUE
[9 empty] | #N/A | TRUE
[9 empty] | #N/A | TRUE
[9 empty] | #N/A | TRUE
[9 empty] | #N/A | TRUE
[9 empty] | #N/A | TRUE
[9 empty] | #N/A | TRUE
[9 empty] | #N/A | TRUE
[9 empty] | #N/A | TRUE
[9 empty] | #N/A | TRUE
[9 empty] | #N/A | TRUE
[9 empty] | #N/A | TRUE
[9 empty] | #N/A | TRUE
[9 empty] | #N/A | TRUE
[9 empty] | #N/A | TRUE
[9 empty] | #N/A | TRUE
[9 empty] | #N/A | TRUE
[9 empty] | #N/A | TRUE
[9 empty] | #N/A | TRUE
[9 empty] | #N/A | TRUE
[9 empty] | #N/A | TRUE
[9 empty] | #N/A | TRUE
[9 empty] | #N/A | TRUE
[9 empty] | #N/A | TRUE
[9 empty] | #N/A | TRUE
[9 empty] | #N/A | TRUE
[9 empty] | #N/A | TRUE
[9 empty] | #N/A | TRUE
[9 empty] | #N/A | TRUE
[9 empty] | #N/A | TRUE
[9 empty] | #N/A | TRUE
[9 empty] | #N/A | TRUE
[9 empty] | #N/A | TRUE
[9 empty] | #N/A | TRUE
[9 empty] | #N/A | TRUE
[9 empty] | #N/A | TRUE
[9 empty] | #N/A | TRUE
[9 empty] | #N/A | TRUE
[9 empty] | #N/A | TRUE
[9 empty] | #N/A | TRUE
[9 empty] | #N/A | TRUE
[9 empty] | #N/A | TRUE
[9 empty] | #N/A | TRUE
[9 empty] | #N/A | TRUE
[9 empty] | #N/A | TRUE
[9 empty] | #N/A | TRUE
[9 empty] | #N/A | TRUE
[9 empty] | #N/A | TRUE
[9 empty] | #N/A | TRUE
[9 empty] | #N/A | TRUE
[9 empty] | #N/A | TRUE
[9 empty] | #N/A | TRUE
[9 empty] | #N/A | TRUE
[9 empty] | #N/A | TRUE
[9 empty] | #N/A | TRUE
[9 empty] | #N/A | TRUE
[9 empty] | #N/A | TRUE
[9 empty] | #N/A | TRUE
[9 empty] | #N/A | TRUE
[9 empty] | #N/A | TRUE
[9 empty] | #N/A | TRUE
[9 empty] | #N/A | TRUE
[9 empty] | #N/A | TRUE
[9 empty] | #N/A | TRUE
[9 empty] | #N/A | TRUE
[9 empty] | #N/A | TRUE
[9 empty] | #N/A | TRUE
[9 empty] | #N/A | TRUE
[9 empty] | #N/A | TRUE
[9 empty] | #N/A | TRUE
[9 empty] | #N/A | TRUE
[9 empty] | #N/A | TRUE
[9 empty] | #N/A | TRUE
[9 empty] | #N/A | TRUE
[9 empty] | #N/A | TRUE
[9 empty] | #N/A | TRUE
[9 empty] | #N/A | TRUE
[9 empty] | #N/A | TRUE
[9 empty] | #N/A | TRUE
[9 empty] | #N/A | TRUE
[9 empty] | #N/A | TRUE
[9 empty] | #N/A | TRUE
[9 empty] | #N/A | TRUE
[9 empty] | #N/A | TRUE
[9 empty] | #N/A | TRUE
[9 empty] | #N/A | TRUE
[9 empty] | #N/A | TRUE
[9 empty] | #N/A | TRUE
[9 empty] | #N/A | TRUE
[9 empty] | #N/A | TRUE
[9 empty] | #N/A | TRUE
[9 empty] | #N/A | TRUE
[9 empty] | #N/A | TRUE
[9 empty] | #N/A | TRUE
[9 empty] | #N/A | TRUE
[9 empty] | #N/A | TRUE
[9 empty] | #N/A | TRUE
[9 empty] | #N/A | TRUE
[9 empty] | #N/A | TRUE
[9 empty] | #N/A | TRUE
[9 empty] | #N/A | TRUE
[9 empty] | #N/A | TRUE
[9 empty] | #N/A | TRUE
[9 empty] | #N/A | TRUE
[9 empty] | #N/A | TRUE
[9 empty] | #N/A | TRUE
[9 empty] | #N/A | TRUE
[9 empty] | #N/A | TRUE
[9 empty] | #N/A | TRUE
[9 empty] | #N/A | TRUE
[9 empty] | #N/A | TRUE
[9 empty] | #N/A | TRUE
[9 empty] | #N/A | TRUE
[9 empty] | #N/A | TRUE
[9 empty] | #N/A | TRUE
[9 empty] | #N/A | TRUE
[9 empty] | #N/A | TRUE
[9 empty] | #N/A | TRUE
[9 empty] | #N/A | TRUE
[9 empty] | #N/A | TRUE
[9 empty] | #N/A | TRUE
[9 empty] | #N/A | TRUE
[9 empty] | #N/A | TRUE
[9 empty] | #N/A | TRUE
[9 empty] | #N/A | TRUE
[9 empty] | #N/A | TRUE
[9 empty] | #N/A | TRUE
[9 empty] | #N/A | TRUE
[9 empty] | #N/A | TRUE
[9 empty] | #N/A | TRUE
[9 empty] | #N/A | TRUE
[9 empty] | #N/A | TRUE
[9 empty] | #N/A | TRUE
[9 empty] | #N/A | TRUE
[9 empty] | #N/A | TRUE
[9 empty] | #N/A | TRUE
[9 empty] | #N/A | TRUE
[9 empty] | #N/A | TRUE
[9 empty] | #N/A | TRUE
[9 empty] | #N/A | TRUE
[9 empty] | #N/A | TRUE
[9 empty] | #N/A | TRUE
[9 empty] | #N/A | TRUE
[9 empty] | #N/A | TRUE
[9 empty] | #N/A | TRUE
[9 empty] | #N/A | TRUE
[9 empty] | #N/A | TRUE
[9 empty] | #N/A | TRUE
[9 empty] | #N/A | TRUE
[9 empty] | #N/A | TRUE
[9 empty] | #N/A | TRUE
[9 empty] | #N/A | TRUE
[9 empty] | #N/A | TRUE
[9 empty] | #N/A | TRUE
[9 empty] | #N/A | TRUE
[9 empty] | #N/A | TRUE
[9 empty] | #N/A | TRUE
[9 empty] | #N/A | TRUE
[9 empty] | #N/A | TRUE
[9 empty] | #N/A | TRUE
[9 empty] | #N/A | TRUE
[9 empty] | #N/A | TRUE
[9 empty] | #N/A | TRUE
[9 empty] | #N/A | TRUE
[9 empty] | #N/A | TRUE
[9 empty] | #N/A | TRUE
[9 empty] | #N/A | TRUE
[9 empty] | #N/A | TRUE
[9 empty] | #N/A | TRUE
[9 empty] | #N/A | TRUE
[9 empty] | #N/A | TRUE
[9 empty] | #N/A | TRUE
[9 empty] | #N/A | TRUE
[9 empty] | #N/A | TRUE
[9 empty] | #N/A | TRUE
[9 empty] | #N/A | TRUE
[9 empty] | #N/A | TRUE
[9 empty] | #N/A | TRUE
[9 empty] | #N/A | TRUE
[9 empty] | #N/A | TRUE
[9 empty] | #N/A | TRUE
[9 empty] | #N/A | TRUE
[9 empty] | #N/A | TRUE
[9 empty] | #N/A | TRUE
[9 empty] | #N/A | TRUE
[9 empty] | #N/A | TRUE
[9 empty] | #N/A | TRUE
[9 empty] | #N/A | TRUE
[9 empty] | #N/A | TRUE
[9 empty] | #N/A | TRUE
[9 empty] | #N/A | TRUE
[9 empty] | #N/A | TRUE
[9 empty] | #N/A | TRUE
[9 empty] | #N/A | TRUE
[9 empty] | #N/A | TRUE
[9 empty] | #N/A | TRUE
[9 empty] | #N/A | TRUE
[9 empty] | #N/A | TRUE
[9 empty] | #N/A | TRUE
[9 empty] | #N/A | TRUE
[9 empty] | #N/A | TRUE
[9 empty] | #N/A | TRUE
[9 empty] | #N/A | TRUE
[9 empty] | #N/A | TRUE
[9 empty] | #N/A | TRUE
[9 empty] | #N/A | TRUE
[9 empty] | #N/A | TRUE
[9 empty] | #N/A | TRUE
[9 empty] | #N/A | TRUE
[9 empty] | #N/A | TRUE
[9 empty] | #N/A | TRUE
[9 empty] | #N/A | TRUE
[9 empty] | #N/A | TRUE
[9 empty] | #N/A | TRUE
[9 empty] | #N/A | TRUE
[9 empty] | #N/A | TRUE
[9 empty] | #N/A | TRUE
[9 empty] | #N/A | TRUE
[9 empty] | #N/A | TRUE
[9 empty] | #N/A | TRUE
[9 empty] | #N/A | TRUE
[9 empty] | #N/A | TRUE
[9 empty] | #N/A | TRUE
[9 empty] | #N/A | TRUE
[9 empty] | #N/A | TRUE
[9 empty] | #N/A | TRUE
[9 empty] | #N/A | TRUE
[9 empty] | #N/A | TRUE
[9 empty] | #N/A | TRUE
[9 empty] | #N/A | TRUE
[9 empty] | #N/A | TRUE
[9 empty] | #N/A | TRUE
[9 empty] | #N/A | TRUE
[9 empty] | #N/A | TRUE
[9 empty] | #N/A | TRUE
[9 empty] | #N/A | TRUE
[9 empty] | #N/A | TRUE
[9 empty] | #N/A | TRUE
[9 empty] | #N/A | TRUE
[9 empty] | #N/A | TRUE
[9 empty] | #N/A | TRUE
[9 empty] | #N/A | TRUE
[9 empty] | #N/A | TRUE
[9 empty] | #N/A | TRUE
[9 empty] | #N/A | TRUE
[9 empty] | #N/A | TRUE
[9 empty] | #N/A | TRUE
[9 empty] | #N/A | TRUE
[9 empty] | #N/A | TRUE
[9 empty] | #N/A | TRUE
[9 empty] | #N/A | TRUE
[9 empty] | #N/A | TRUE
[9 empty] | #N/A | TRUE
[9 empty] | #N/A | TRUE
[9 empty] | #N/A | TRUE
[9 empty] | #N/A | TRUE
[9 empty] | #N/A | TRUE
[9 empty] | #N/A | TRUE
[9 empty] | #N/A | TRUE
[9 empty] | #N/A | TRUE
[9 empty] | #N/A | TRUE
[9 empty] | #N/A | TRUE
[9 empty] | #N/A | TRUE
[9 empty] | #N/A | TRUE
[9 empty] | #N/A | TRUE
[9 empty] | #N/A | TRUE
[9 empty] | #N/A | TRUE
[9 empty] | #N/A | TRUE
[9 empty] | #N/A | TRUE
[9 empty] | #N/A | TRUE
[9 empty] | #N/A | TRUE
[9 empty] | #N/A | TRUE
[9 empty] | #N/A | TRUE
[9 empty] | #N/A | TRUE
[9 empty] | #N/A | TRUE
[9 empty] | #N/A | TRUE
[9 empty] | #N/A | TRUE
[9 empty] | #N/A | TRUE
[9 empty] | #N/A | TRUE
[9 empty] | #N/A | TRUE
[9 empty] | #N/A | TRUE
[9 empty] | #N/A | TRUE
[9 empty] | #N/A | TRUE
[9 empty] | #N/A | TRUE
[9 empty] | #N/A | TRUE
[9 empty] | #N/A | TRUE
[9 empty] | #N/A | TRUE
[9 empty] | #N/A | TRUE
[9 empty] | #N/A | TRUE
[9 empty] | #N/A | TRUE
[9 empty] | #N/A | TRUE
[9 empty] | #N/A | TRUE
[9 empty] | #N/A | TRUE
[9 empty] | #N/A | TRUE
[9 empty] | #N/A | TRUE
[9 empty] | #N/A | TRUE
[9 empty] | #N/A | TRUE
[9 empty] | #N/A | TRUE
[9 empty] | #N/A | TRUE
[9 empty] | #N/A | TRUE
[9 empty] | #N/A | TRUE
[9 empty] | #N/A | TRUE
[9 empty] | #N/A | TRUE
[9 empty] | #N/A | TRUE
[9 empty] | #N/A | TRUE
[9 empty] | #N/A | TRUE
[9 empty] | #N/A | TRUE
[9 empty] | #N/A | TRUE
[9 empty] | #N/A | TRUE
[9 empty] | #N/A | TRUE
[9 empty] | #N/A | TRUE
[9 empty] | #N/A | TRUE
[9 empty] | #N/A | TRUE
[9 empty] | #N/A | TRUE
[9 empty] | #N/A | TRUE
[9 empty] | #N/A | TRUE
[9 empty] | #N/A | TRUE
[9 empty] | #N/A | TRUE
[9 empty] | #N/A | TRUE
[9 empty] | #N/A | TRUE
[9 empty] | #N/A | TRUE
[9 empty] | #N/A | TRUE
[9 empty] | #N/A | TRUE
[9 empty] | #N/A | TRUE
[9 empty] | #N/A | TRUE
[9 empty] | #N/A | TRUE
[9 empty] | #N/A | TRUE
[9 empty] | #N/A | TRUE
[9 empty] | #N/A | TRUE
[9 empty] | #N/A | TRUE
[9 empty] | #N/A | TRUE
[9 empty] | #N/A | TRUE
[9 empty] | #N/A | TRUE
[9 empty] | #N/A | TRUE
[9 empty] | #N/A | TRUE
[9 empty] | #N/A | TRUE
[9 empty] | #N/A | TRUE
[9 empty] | #N/A | TRUE
[9 empty] | #N/A | TRUE
[9 empty] | #N/A | TRUE
[9 empty] | #N/A | TRUE
[9 empty] | #N/A | TRUE
[9 empty] | #N/A | TRUE
[9 empty] | #N/A | TRUE
[9 empty] | #N/A | TRUE
[9 empty] | #N/A | TRUE
[9 empty] | #N/A | TRUE
[9 empty] | #N/A | TRUE
[9 empty] | #N/A | TRUE
[9 empty] | #N/A | TRUE
[9 empty] | #N/A | TRUE
[9 empty] | #N/A | TRUE
[9 empty] | #N/A | TRUE
[9 empty] | #N/A | TRUE
[9 empty] | #N/A | TRUE
[9 empty] | #N/A | TRUE
[9 empty] | #N/A | TRUE
[9 empty] | #N/A | TRUE
[9 empty] | #N/A | TRUE
[9 empty] | #N/A | TRUE
[9 empty] | #N/A | TRUE
[9 empty] | #N/A | TRUE
[9 empty] | #N/A | TRUE
[9 empty] | #N/A | TRUE
[9 empty] | #N/A | TRUE
[9 empty] | #N/A | TRUE
[9 empty] | #N/A | TRUE
[9 empty] | #N/A | TRUE
[9 empty] | #N/A | TRUE
[9 empty] | #N/A | TRUE
[9 empty] | #N/A | TRUE
[9 empty] | #N/A | TRUE
[9 empty] | #N/A | TRUE
[9 empty] | #N/A | TRUE
[9 empty] | #N/A | TRUE
[9 empty] | #N/A | TRUE
[9 empty] | #N/A | TRUE
[9 empty] | #N/A | TRUE
[9 empty] | #N/A | TRUE
[9 empty] | #N/A | TRUE
[9 empty] | #N/A | TRUE
[9 empty] | #N/A | TRUE
[9 empty] | #N/A | TRUE
[9 empty] | #N/A | TRUE
[9 empty] | #N/A | TRUE
[9 empty] | #N/A | TRUE
[9 empty] | #N/A | TRUE
[9 empty] | #N/A | TRUE
[9 empty] | #N/A | TRUE
[9 empty] | #N/A | TRUE
[9 empty] | #N/A | TRUE
[9 empty] | #N/A | TRUE
[9 empty] | #N/A | TRUE
[9 empty] | #N/A | TRUE
[9 empty] | #N/A | TRUE
[9 empty] | #N/A | TRUE
[9 empty] | #N/A | TRUE
[9 empty] | #N/A | TRUE
[9 empty] | #N/A | TRUE
[9 empty] | #N/A | TRUE
[9 empty] | #N/A | TRUE
[9 empty] | #N/A | TRUE
[9 empty] | #N/A | TRUE
[9 empty] | #N/A | TRUE
[9 empty] | #N/A | TRUE
[9 empty] | #N/A | TRUE
[9 empty] | #N/A | TRUE
[9 empty] | #N/A | TRUE
[9 empty] | #N/A | TRUE
[9 empty] | #N/A | TRUE
[9 empty] | #N/A | TRUE
[9 empty] | #N/A | TRUE
[9 empty] | #N/A | TRUE
[9 empty] | #N/A | TRUE
[9 empty] | #N/A | TRUE
[9 empty] | #N/A | TRUE
[9 empty] | #N/A | TRUE
[9 empty] | #N/A | TRUE
[9 empty] | #N/A | TRUE
[9 empty] | #N/A | TRUE
[9 empty] | #N/A | TRUE
[9 empty] | #N/A | TRUE
[9 empty] | #N/A | TRUE
[9 empty] | #N/A | TRUE
[9 empty] | #N/A | TRUE
[9 empty] | #N/A | TRUE
[9 empty] | #N/A | TRUE
[9 empty] | #N/A | TRUE
[9 empty] | #N/A | TRUE
[9 empty] | #N/A | TRUE
[9 empty] | #N/A | TRUE
[9 empty] | #N/A | TRUE
[9 empty] | #N/A | TRUE
[9 empty] | #N/A | TRUE
[9 empty] | #N/A | TRUE
[9 empty] | #N/A | TRUE
[9 empty] | #N/A | TRUE
[9 empty] | #N/A | TRUE
[9 empty] | #N/A | TRUE
[9 empty] | #N/A | TRUE
[9 empty] | #N/A | TRUE
[9 empty] | #N/A | TRUE
[9 empty] | #N/A | TRUE
[9 empty] | #N/A | TRUE
[9 empty] | #N/A | TRUE
[9 empty] | #N/A | TRUE
[9 empty] | #N/A | TRUE
[9 empty] | #N/A | TRUE
[9 empty] | #N/A | TRUE
[9 empty] | #N/A | TRUE
[9 empty] | #N/A | TRUE
[9 empty] | #N/A | TRUE
[9 empty] | #N/A | TRUE
[9 empty] | #N/A | TRUE
[9 empty] | #N/A | TRUE
[9 empty] | #N/A | TRUE
[9 empty] | #N/A | TRUE
[9 empty] | #N/A | TRUE
[9 empty] | #N/A | TRUE
[9 empty] | #N/A | TRUE
[9 empty] | #N/A | TRUE
[9 empty] | #N/A | TRUE
[9 empty] | #N/A | TRUE
[9 empty] | #N/A | TRUE
[9 empty] | #N/A | TRUE
[9 empty] | #N/A | TRUE
[9 empty] | #N/A | TRUE
[9 empty] | #N/A | TRUE
[9 empty] | #N/A | TRUE
[9 empty] | #N/A | TRUE
[9 empty] | #N/A | TRUE
[9 empty] | #N/A | TRUE
[9 empty] | #N/A | TRUE
[9 empty] | #N/A | TRUE
[9 empty] | #N/A | TRUE
[9 empty] | #N/A | TRUE
[9 empty] | #N/A | TRUE
[9 empty] | #N/A | TRUE
[9 empty] | #N/A | TRUE
[9 empty] | #N/A | TRUE
[9 empty] | #N/A | TRUE
[9 empty] | #N/A | TRUE
[9 empty] | #N/A | TRUE
[9 empty] | #N/A | TRUE
[9 empty] | #N/A | TRUE
[9 empty] | #N/A | TRUE
[9 empty] | #N/A | TRUE
[9 empty] | #N/A | TRUE
[9 empty] | #N/A | TRUE
[9 empty] | #N/A | TRUE
[9 empty] | #N/A | TRUE
[9 empty] | #N/A | TRUE
[9 empty] | #N/A | TRUE
[9 empty] | #N/A | TRUE
[9 empty] | #N/A | TRUE
[9 empty] | #N/A | TRUE
[9 empty] | #N/A | TRUE
[9 empty] | #N/A | TRUE
[9 empty] | #N/A | TRUE
[9 empty] | #N/A | TRUE
[9 empty] | #N/A | TRUE
[9 empty] | #N/A | TRUE
[9 empty] | #N/A | TRUE
[9 empty] | #N/A | TRUE
[9 empty] | #N/A | TRUE
[9 empty] | #N/A | TRUE
[9 empty] | #N/A | TRUE
[9 empty] | #N/A | TRUE
[9 empty] | #N/A | TRUE
[9 empty] | #N/A | TRUE
[9 empty] | #N/A | TRUE
[9 empty] | #N/A | TRUE
[9 empty] | #N/A | TRUE
[9 empty] | #N/A | TRUE
[9 empty] | #N/A | TRUE
[9 empty] | #N/A | TRUE
[9 empty] | #N/A | TRUE
[9 empty] | #N/A | TRUE
[9 empty] | #N/A | TRUE
[9 empty] | #N/A | TRUE
[9 empty] | #N/A | TRUE
[9 empty] | #N/A | TRUE
[9 empty] | #N/A | TRUE
[9 empty] | #N/A | TRUE
[9 empty] | #N/A | TRUE
[9 empty] | #N/A | TRUE
[9 empty] | #N/A | TRUE
[9 empty] | #N/A | TRUE
[9 empty] | #N/A | TRUE
[9 empty] | #N/A | TRUE
[9 empty] | #N/A | TRUE
[9 empty] | #N/A | TRUE
[9 empty] | #N/A | TRUE
[9 empty] | #N/A | TRUE
[9 empty] | #N/A | TRUE
[9 empty] | #N/A | TRUE
[9 empty] | #N/A | TRUE
[9 empty] | #N/A | TRUE
[9 empty] | #N/A | TRUE
[9 empty] | #N/A | TRUE
[9 empty] | #N/A | TRUE
[9 empty] | #N/A | TRUE
[9 empty] | #N/A | TRUE
[9 empty] | #N/A | TRUE
[9 empty] | #N/A | TRUE
[9 empty] | #N/A | TRUE
[9 empty] | #N/A | TRUE
[9 empty] | #N/A | TRUE
[9 empty] | #N/A | TRUE
[9 empty] | #N/A | TRUE
[9 empty] | #N/A | TRUE
[9 empty] | #N/A | TRUE
[9 empty] | #N/A | TRUE
[9 empty] | #N/A | TRUE
[9 empty] | #N/A | TRUE
[9 empty] | #N/A | TRUE
[9 empty] | #N/A | TRUE
[9 empty] | #N/A | TRUE
[9 empty] | #N/A | TRUE
[9 empty] | #N/A | TRUE
[9 empty] | #N/A | TRUE
[9 empty] | #N/A | TRUE
[9 empty] | #N/A | TRUE
[9 empty] | #N/A | TRUE
[9 empty] | #N/A | TRUE
[9 empty] | #N/A | TRUE
[9 empty] | #N/A | TRUE
[9 empty] | #N/A | TRUE
[9 empty] | #N/A | TRUE
[9 empty] | #N/A | TRUE
[9 empty] | #N/A | TRUE
[9 empty] | #N/A | TRUE
[9 empty] | #N/A | TRUE
[9 empty] | #N/A | TRUE
[9 empty] | #N/A | TRUE
[9 empty] | #N/A | TRUE
[9 empty] | #N/A | TRUE
[9 empty] | #N/A | TRUE
[9 empty] | #N/A | TRUE
[9 empty] | #N/A | TRUE
[9 empty] | #N/A | TRUE
[9 empty] | #N/A | TRUE
[9 empty] | #N/A | TRUE
[9 empty] | #N/A | TRUE
[9 empty] | #N/A | TRUE
[9 empty] | #N/A | TRUE
[9 empty] | #N/A | TRUE
[9 empty] | #N/A | TRUE
[9 empty] | #N/A | TRUE
[9 empty] | #N/A | TRUE
[9 empty] | #N/A | TRUE
[9 empty] | #N/A | TRUE
[9 empty] | #N/A | TRUE
[9 empty] | #N/A | TRUE
[9 empty] | #N/A | TRUE
[9 empty] | #N/A | TRUE
[9 empty] | #N/A | TRUE
[9 empty] | #N/A | TRUE
[9 empty] | #N/A | TRUE
[9 empty] | #N/A | TRUE
[9 empty] | #N/A | TRUE
[9 empty] | #N/A | TRUE
[9 empty] | #N/A | TRUE
[9 empty] | #N/A | TRUE
[9 empty] | #N/A | TRUE
[9 empty] | #N/A | TRUE
[9 empty] | #N/A | TRUE
[9 empty] | #N/A | TRUE
[9 empty] | #N/A | TRUE
[9 empty] | #N/A | TRUE
[9 empty] | #N/A | TRUE
[9 empty] | #N/A | TRUE
[9 empty] | #N/A | TRUE
[9 empty] | #N/A | TRUE
[9 empty] | #N/A | TRUE
[9 empty] | #N/A | TRUE
[9 empty] | #N/A | TRUE
[9 empty] | #N/A | TRUE
[9 empty] | #N/A | TRUE
[9 empty] | #N/A | TRUE
[9 empty] | #N/A | TRUE
[9 empty] | #N/A | TRUE
[9 empty] | #N/A | TRUE
[9 empty] | #N/A | TRUE
[9 empty] | #N/A | TRUE
[9 empty] | #N/A | TRUE
[9 empty] | #N/A | TRUE
[9 empty] | #N/A | TRUE
[9 empty] | #N/A | TRUE
[9 empty] | #N/A | TRUE
[9 empty] | #N/A | TRUE
[9 empty] | #N/A | TRUE
[9 empty] | #N/A | TRUE
[9 empty] | #N/A | TRUE
[9 empty] | #N/A | TRUE
[9 empty] | #N/A | TRUE
[9 empty] | #N/A | TRUE
[9 empty] | #N/A | TRUE
[9 empty] | #N/A | TRUE
[9 empty] | #N/A | TRUE
[9 empty] | #N/A | TRUE
[9 empty] | #N/A | TRUE
[9 empty] | #N/A | TRUE
[9 empty] | #N/A | TRUE
[9 empty] | #N/A | TRUE
[9 empty] | #N/A | TRUE
[9 empty] | #N/A | TRUE
[9 empty] | #N/A | TRUE
[9 empty] | #N/A | TRUE
[9 empty] | #N/A | TRUE
[9 empty] | #N/A | TRUE
[9 empty] | #N/A | TRUE
[9 empty] | #N/A | TRUE
[9 empty] | #N/A | TRUE
[9 empty] | #N/A | TRUE
[9 empty] | #N/A | TRUE
[9 empty] | #N/A | TRUE
[9 empty] | #N/A | TRUE
[9 empty] | #N/A | TRUE
[9 empty] | #N/A | TRUE
[9 empty] | #N/A | TRUE
[9 empty] | #N/A | TRUE
[9 empty] | #N/A | TRUE
[9 empty] | #N/A | TRUE
[9 empty] | #N/A | TRUE
[9 empty] | #N/A | TRUE
[9 empty] | #N/A | TRUE
[9 empty] | #N/A | TRUE
[9 empty] | #N/A | TRUE
[9 empty] | #N/A | TRUE
[9 empty] | #N/A | TRUE
[9 empty] | #N/A | TRUE
[9 empty] | #N/A | TRUE
[9 empty] | #N/A | TRUE
[9 empty] | #N/A | TRUE
[9 empty] | #N/A | TRUE
[9 empty] | #N/A | TRUE
[9 empty] | #N/A | TRUE
[9 empty] | #N/A | TRUE
[9 empty] | #N/A | TRUE
[9 empty] | #N/A | TRUE
[9 empty] | #N/A | TRUE
[9 empty] | #N/A | TRUE
[9 empty] | #N/A | TRUE
[9 empty] | #N/A | TRUE
[9 empty] | #N/A | TRUE
[9 empty] | #N/A | TRUE
[9 empty] | #N/A | TRUE
[9 empty] | #N/A | TRUE
[9 empty] | #N/A | TRUE
[9 empty] | #N/A | TRUE
[9 empty] | #N/A | TRUE
[9 empty] | #N/A | TRUE
[9 empty] | #N/A | TRUE
[9 empty] | #N/A | TRUE
[9 empty] | #N/A | TRUE
[9 empty] | #N/A | TRUE
[9 empty] | #N/A | TRUE
[9 empty] | #N/A | TRUE
[9 empty] | #N/A | TRUE
[9 empty] | #N/A | TRUE
[9 empty] | #N/A | TRUE
[9 empty] | #N/A | TRUE
[9 empty] | #N/A | TRUE
[9 empty] | #N/A | TRUE
[9 empty] | #N/A | TRUE
[9 empty] | #N/A | TRUE
[9 empty] | #N/A | TRUE
[9 empty] | #N/A | TRUE
[9 empty] | #N/A | TRUE
[9 empty] | #N/A | TRUE
[9 empty] | #N/A | TRUE
[9 empty] | #N/A | TRUE
[9 empty] | #N/A | TRUE
[9 empty] | #N/A | TRUE
[9 empty] | #N/A | TRUE
[9 empty] | #N/A | TRUE
[9 empty] | #N/A | TRUE
[9 empty] | #N/A | TRUE
[9 empty] | #N/A | TRUE
[9 empty] | #N/A | TRUE
[9 empty] | #N/A | TRUE
[9 empty] | #N/A | TRUE
[9 empty] | #N/A | TRUE
[9 empty] | #N/A | TRUE
[9 empty] | #N/A | TRUE
[9 empty] | #N/A | TRUE
[9 empty] | #N/A | TRUE
[9 empty] | #N/A | TRUE
[9 empty] | #N/A | TRUE
[9 empty] | #N/A | TRUE
[9 empty] | #N/A | TRUE
[9 empty] | #N/A | TRUE
[9 empty] | #N/A | TRUE
[9 empty] | #N/A | TRUE
[9 empty] | #N/A | TRUE
[9 empty] | #N/A | TRUE
[9 empty] | #N/A | TRUE
[9 empty] | #N/A | TRUE
[9 empty] | #N/A | TRUE
[9 empty] | #N/A | TRUE
[9 empty] | #N/A | TRUE
[9 empty] | #N/A | TRUE
[9 empty] | #N/A | TRUE
[9 empty] | #N/A | TRUE
[9 empty] | #N/A | TRUE
[9 empty] | #N/A | TRUE
[9 empty] | #N/A | TRUE
[9 empty] | #N/A | TRUE
[9 empty] | #N/A | TRUE
[9 empty] | #N/A | TRUE
[9 empty] | #N/A | TRUE
[9 empty] | #N/A | TRUE
[9 empty] | #N/A | TRUE
[9 empty] | #N/A | TRUE
[9 empty] | #N/A | TRUE
[9 empty] | #N/A | TRUE
[9 empty] | #N/A | TRUE
[9 empty] | #N/A | TRUE
[9 empty] | #N/A | TRUE
[9 empty] | #N/A | TRUE
[9 empty] | #N/A | TRUE
[9 empty] | #N/A | TRUE
[9 empty] | #N/A | TRUE
[9 empty] | #N/A | TRUE
[9 empty] | #N/A | TRUE
[9 empty] | #N/A | TRUE
[9 empty] | #N/A | TRUE
[9 empty] | #N/A | TRUE
[9 empty] | #N/A | TRUE
[9 empty] | #N/A | TRUE
[9 empty] | #N/A | TRUE
[9 empty] | #N/A | TRUE
[9 empty] | #N/A | TRUE
[9 empty] | #N/A | TRUE
[9 empty] | #N/A | TRUE
[9 empty] | #N/A | TRUE
[9 empty] | #N/A | TRUE
[9 empty] | #N/A | TRUE
[9 empty] | #N/A | TRUE
[9 empty] | #N/A | TRUE
[9 empty] | #N/A | TRUE
[9 empty] | #N/A | TRUE
[9 empty] | #N/A | TRUE
[9 empty] | #N/A | TRUE
[9 empty] | #N/A | TRUE
[9 empty] | #N/A | TRUE
[9 empty] | #N/A | TRUE
[9 empty] | #N/A | TRUE
[9 empty] | #N/A | TRUE
[9 empty] | #N/A | TRUE
[9 empty] | #N/A | TRUE
[9 empty] | #N/A | TRUE
[9 empty] | #N/A | TRUE
[9 empty] | #N/A | TRUE
[9 empty] | #N/A | TRUE
[9 empty] | #N/A | TRUE
[9 empty] | #N/A | TRUE
[9 empty] | #N/A | TRUE
[9 empty] | #N/A | TRUE
[9 empty] | #N/A | TRUE
[9 empty] | #N/A | TRUE
[9 empty] | #N/A | TRUE
[9 empty] | #N/A | TRUE
[9 empty] | #N/A | TRUE
[9 empty] | #N/A | TRUE
[9 empty] | #N/A | TRUE
[9 empty] | #N/A | TRUE
[9 empty] | #N/A | TRUE
[9 empty] | #N/A | TRUE
[9 empty] | #N/A | TRUE
[9 empty] | #N/A | TRUE
[9 empty] | #N/A | TRUE
[9 empty] | #N/A | TRUE
[9 empty] | #N/A | TRUE
[9 empty] | #N/A | TRUE
[9 empty] | #N/A | TRUE
[9 empty] | #N/A | TRUE
[9 empty] | #N/A | TRUE
[9 empty] | #N/A | TRUE
[9 empty] | #N/A | TRUE
[9 empty] | #N/A | TRUE
[9 empty] | #N/A | TRUE
[9 empty] | #N/A | TRUE
[9 empty] | #N/A | TRUE
[9 empty] | #N/A | TRUE
[9 empty] | #N/A | TRUE
[9 empty] | #N/A | TRUE
[9 empty] | #N/A | TRUE
[9 empty] | #N/A | TRUE
[9 empty] | #N/A | TRUE
[9 empty] | #N/A | TRUE
[9 empty] | #N/A | TRUE
[9 empty] | #N/A | TRUE
[9 empty] | #N/A | TRUE
[9 empty] | #N/A | TRUE
[9 empty] | #N/A | TRUE
[9 empty] | #N/A | TRUE
[9 empty] | #N/A | TRUE
[9 empty] | #N/A | TRUE
[9 empty] | #N/A | TRUE
[9 empty] | #N/A | TRUE
[9 empty] | #N/A | TRUE
[9 empty] | #N/A | TRUE
[9 empty] | #N/A | TRUE
[9 empty] | #N/A | TRUE
[9 empty] | #N/A | TRUE
[9 empty] | #N/A | TRUE
[9 empty] | #N/A | TRUE
[9 empty] | #N/A | TRUE
[9 empty] | #N/A | TRUE
[9 empty] | #N/A | TRUE
[9 empty] | #N/A | TRUE
[9 empty] | #N/A | TRUE
[9 empty] | #N/A | TRUE
[9 empty] | #N/A | TRUE
[9 empty] | #N/A | TRUE
[9 empty] | #N/A | TRUE
[9 empty] | #N/A | TRUE
[9 empty] | #N/A | TRUE
[9 empty] | #N/A | TRUE
[9 empty] | #N/A | TRUE
[9 empty] | #N/A | TRUE
[9 empty] | #N/A | TRUE
[9 empty] | #N/A | TRUE
[9 empty] | #N/A | TRUE
[9 empty] | #N/A | TRUE
[9 empty] | #N/A | TRUE
[9 empty] | #N/A | TRUE
[9 empty] | #N/A | TRUE
[9 empty] | #N/A | TRUE
[9 empty] | #N/A | TRUE
[9 empty] | #N/A | TRUE
[9 empty] | #N/A | TRUE
[9 empty] | #N/A | TRUE
[9 empty] | #N/A | TRUE
[9 empty] | #N/A | TRUE
[9 empty] | #N/A | TRUE
[9 empty] | #N/A | TRUE
[9 empty] | #N/A | TRUE
[9 empty] | #N/A | TRUE
[9 empty] | #N/A | TRUE
[9 empty] | #N/A | TRUE
[9 empty] | #N/A | TRUE
[9 empty] | #N/A | TRUE
[9 empty] | #N/A | TRUE
[9 empty] | #N/A | TRUE
[9 empty] | #N/A | TRUE
[9 empty] | #N/A | TRUE
[9 empty] | #N/A | TRUE
[9 empty] | #N/A | TRUE
[9 empty] | #N/A | TRUE
[9 empty] | #N/A | TRUE
[9 empty] | #N/A | TRUE
[9 empty] | #N/A | TRUE
[9 empty] | #N/A | TRUE
[9 empty] | #N/A | TRUE
[9 empty] | #N/A | TRUE
[9 empty] | #N/A | TRUE
[9 empty] | #N/A | TRUE
[9 empty] | #N/A | TRUE
[9 empty] | #N/A | TRUE
[9 empty] | #N/A | TRUE
[9 empty] | #N/A | TRUE
[9 empty] | #N/A | TRUE
[9 empty] | #N/A | TRUE
[9 empty] | #N/A | TRUE
[9 empty] | #N/A | TRUE
[9 empty] | #N/A | TRUE
[9 empty] | #N/A | TRUE
[9 empty] | #N/A | TRUE
[9 empty] | #N/A | TRUE
[9 empty] | #N/A | TRUE
[9 empty] | #N/A | TRUE
[9 empty] | #N/A | TRUE
[9 empty] | #N/A | TRUE
[9 empty] | #N/A | TRUE
[9 empty] | #N/A | TRUE
[9 empty] | #N/A | TRUE
[9 empty] | #N/A | TRUE
[9 empty] | #N/A | TRUE
[9 empty] | #N/A | TRUE
[9 empty] | #N/A | TRUE
[9 empty] | #N/A | TRUE
[9 empty] | #N/A | TRUE
[9 empty] | #N/A | TRUE
[9 empty] | #N/A | TRUE
[9 empty] | #N/A | TRUE
[9 empty] | #N/A | TRUE
[9 empty] | #N/A | TRUE
[9 empty] | #N/A | TRUE
[9 empty] | #N/A | TRUE
[9 empty] | #N/A | TRUE
[9 empty] | #N/A | TRUE
[9 empty] | #N/A | TRUE
[9 empty] | #N/A | TRUE
[9 empty] | #N/A | TRUE
[9 empty] | #N/A | TRUE
[9 empty] | #N/A | TRUE
[9 empty] | #N/A | TRUE
[9 empty] | #N/A | TRUE
[9 empty] | #N/A | TRUE
[9 empty] | #N/A | TRUE
[9 empty] | #N/A | TRUE
[9 empty] | #N/A | TRUE
[9 empty] | #N/A | TRUE
[9 empty] | #N/A | TRUE
[9 empty] | #N/A | TRUE
[9 empty] | #N/A | TRUE
[9 empty] | #N/A | TRUE
[9 empty] | #N/A | TRUE
[9 empty] | #N/A | TRUE
[9 empty] | #N/A | TRUE
[9 empty] | #N/A | TRUE
[9 empty] | #N/A | TRUE
[9 empty] | #N/A | TRUE
[9 empty] | #N/A | TRUE
[9 empty] | #N/A | TRUE
[9 empty] | #N/A | TRUE
[9 empty] | #N/A | TRUE
[9 empty] | #N/A | TRUE
[9 empty] | #N/A | TRUE
[9 empty] | #N/A | TRUE
[9 empty] | #N/A | TRUE
[9 empty] | #N/A | TRUE
[9 empty] | #N/A | TRUE
[9 empty] | #N/A | TRUE
[9 empty] | #N/A | TRUE
[9 empty] | #N/A | TRUE
[9 empty] | #N/A | TRUE
[9 empty] | #N/A | TRUE
[9 empty] | #N/A | TRUE
[9 empty] | #N/A | TRUE
[9 empty] | #N/A | TRUE
[9 empty] | #N/A | TRUE
[9 empty] | #N/A | TRUE
[9 empty] | #N/A | TRUE
[9 empty] | #N/A | TRUE
[9 empty] | #N/A | TRUE
[9 empty] | #N/A | TRUE
[9 empty] | #N/A | TRUE
[9 empty] | #N/A | TRUE
[9 empty] | #N/A | TRUE
[9 empty] | #N/A | TRUE
[9 empty] | #N/A | TRUE
[9 empty] | #N/A | TRUE
[9 empty] | #N/A | TRUE
[9 empty] | #N/A | TRUE
[9 empty] | #N/A | TRUE
[9 empty] | #N/A | TRUE
[9 empty] | #N/A | TRUE
[9 empty] | #N/A | TRUE
[9 empty] | #N/A | TRUE
[9 empty] | #N/A | TRUE
[9 empty] | #N/A | TRUE
[9 empty] | #N/A | TRUE
[9 empty] | #N/A | TRUE
[9 empty] | #N/A | TRUE
[9 empty] | #N/A | TRUE
[9 empty] | #N/A | TRUE
[9 empty] | #N/A | TRUE
[9 empty] | #N/A | TRUE
[9 empty] | #N/A | TRUE
[9 empty] | #N/A | TRUE
[9 empty] | #N/A | TRUE
[9 empty] | #N/A | TRUE
[9 empty] | #N/A | TRUE
[9 empty] | #N/A | TRUE
[9 empty] | #N/A | TRUE
[9 empty] | #N/A | TRUE
[9 empty] | #N/A | TRUE
[9 empty] | #N/A | TRUE
[9 empty] | #N/A | TRUE
[9 empty] | #N/A | TRUE
[9 empty] | #N/A | TRUE
[9 empty] | #N/A | TRUE
[9 empty] | #N/A | TRUE
[9 empty] | #N/A | TRUE
[9 empty] | #N/A | TRUE
[9 empty] | #N/A | TRUE
[9 empty] | #N/A | TRUE
[9 empty] | #N/A | TRUE
[9 empty] | #N/A | TRUE
[9 empty] | #N/A | TRUE
[9 empty] | #N/A | TRUE
[9 empty] | #N/A | TRUE
[9 empty] | #N/A | TRUE
[9 empty] | #N/A | TRUE
[9 empty] | #N/A | TRUE
[9 empty] | #N/A | TRUE
[9 empty] | #N/A | TRUE
[9 empty] | #N/A | TRUE
[9 empty] | #N/A | TRUE
[9 empty] | #N/A | TRUE
[9 empty] | #N/A | TRUE
[9 empty] | #N/A | TRUE
[9 empty] | #N/A | TRUE
[9 empty] | #N/A | TRUE
[9 empty] | #N/A | TRUE
[9 empty] | #N/A | TRUE
[9 empty] | #N/A | TRUE
[9 empty] | #N/A | TRUE
[9 empty] | #N/A | TRUE
[9 empty] | #N/A | TRUE
[9 empty] | #N/A | TRUE
[9 empty] | #N/A | TRUE
[9 empty] | #N/A | TRUE
[9 empty] | #N/A | TRUE
[9 empty] | #N/A | TRUE
[9 empty] | #N/A | TRUE
[9 empty] | #N/A | TRUE
[9 empty] | #N/A | TRUE
[9 empty] | #N/A | TRUE
[9 empty] | #N/A | TRUE
[9 empty] | #N/A | TRUE
[9 empty] | #N/A | TRUE
[9 empty] | #N/A | TRUE
[9 empty] | #N/A | TRUE
[9 empty] | #N/A | TRUE
[9 empty] | #N/A | TRUE
[9 empty] | #N/A | TRUE
[9 empty] | #N/A | TRUE
[9 empty] | #N/A | TRUE
[9 empty] | #N/A | TRUE
[9 empty] | #N/A | TRUE
[9 empty] | #N/A | TRUE
[9 empty] | #N/A | TRUE
[9 empty] | #N/A | TRUE
[9 empty] | #N/A | TRUE
[9 empty] | #N/A | TRUE
[9 empty] | #N/A | TRUE
[9 empty] | #N/A | TRUE
[9 empty] | #N/A | TRUE
[9 empty] | #N/A | TRUE
[9 empty] | #N/A | TRUE
[9 empty] | #N/A | TRUE
[9 empty] | #N/A | TRUE
[9 empty] | #N/A | TRUE
[9 empty] | #N/A | TRUE
[9 empty] | #N/A | TRUE
[9 empty] | #N/A | TRUE
[9 empty] | #N/A | TRUE
[9 empty] | #N/A | TRUE
[9 empty] | #N/A | TRUE
[9 empty] | #N/A | TRUE
[9 empty] | #N/A | TRUE
[9 empty] | #N/A | TRUE
[9 empty] | #N/A | TRUE
[9 empty] | #N/A | TRUE
[9 empty] | #N/A | TRUE
[9 empty] | #N/A | TRUE
[9 empty] | #N/A | TRUE
[9 empty] | #N/A | TRUE
[9 empty] | #N/A | TRUE
[9 empty] | #N/A | TRUE
[9 empty] | #N/A | TRUE
[9 empty] | #N/A | TRUE
[9 empty] | #N/A | TRUE
[9 empty] | #N/A | TRUE
[9 empty] | #N/A | TRUE
[9 empty] | #N/A | TRUE
[9 empty] | #N/A | TRUE
[9 empty] | #N/A | TRUE
[9 empty] | #N/A | TRUE
[9 empty] | #N/A | TRUE
[9 empty] | #N/A | TRUE
[9 empty] | #N/A | TRUE
[9 empty] | #N/A | TRUE
[9 empty] | #N/A | TRUE
[9 empty] | #N/A | TRUE
[9 empty] | #N/A | TRUE
[9 empty] | #N/A | TRUE
[9 empty] | #N/A | TRUE
[9 empty] | #N/A | TRUE
[9 empty] | #N/A | TRUE
[9 empty] | #N/A | TRUE
[9 empty] | #N/A | TRUE
[9 empty] | #N/A | TRUE
[9 empty] | #N/A | TRUE
[9 empty] | #N/A | TRUE
[9 empty] | #N/A | TRUE
[9 empty] | #N/A | TRUE
[9 empty] | #N/A | TRUE
[9 empty] | #N/A | TRUE
[9 empty] | #N/A | TRUE
[9 empty] | #N/A | TRUE
[9 empty] | #N/A | TRUE
[9 empty] | #N/A | TRUE
[9 empty] | #N/A | TRUE
[9 empty] | #N/A | TRUE
[9 empty] | #N/A | TRUE
[9 empty] | #N/A | TRUE
[9 empty] | #N/A | TRUE
[9 empty] | #N/A | TRUE
[9 empty] | #N/A | TRUE
[9 empty] | #N/A | TRUE
[9 empty] | #N/A | TRUE
[9 empty] | #N/A | TRUE
[9 empty] | #N/A | TRUE
[9 empty] | #N/A | TRUE
[9 empty] | #N/A | TRUE
[9 empty] | #N/A | TRUE
[9 empty] | #N/A | TRUE
[9 empty] | #N/A | TRUE
[9 empty] | #N/A | TRUE
[9 empty] | #N/A | TRUE
[9 empty] | #N/A | TRUE
[9 empty] | #N/A | TRUE
[9 empty] | #N/A | TRUE
[9 empty] | #N/A | TRUE
[9 empty] | #N/A | TRUE
[9 empty] | #N/A | TRUE
[9 empty] | #N/A | TRUE
[9 empty] | #N/A | TRUE
[9 empty] | #N/A | TRUE
[9 empty] | #N/A | TRUE
[9 empty] | #N/A | TRUE
[9 empty] | #N/A | TRUE
[9 empty] | #N/A | TRUE
[9 empty] | #N/A | TRUE
[9 empty] | #N/A | TRUE
[9 empty] | #N/A | TRUE
[9 empty] | #N/A | TRUE
[9 empty] | #N/A | TRUE
[9 empty] | #N/A | TRUE
[9 empty] | #N/A | TRUE
[9 empty] | #N/A | TRUE
[9 empty] | #N/A | TRUE
[9 empty] | #N/A | TRUE
[9 empty] | #N/A | TRUE
[9 empty] | #N/A | TRUE
[9 empty] | #N/A | TRUE
[9 empty] | #N/A | TRUE
[9 empty] | #N/A | TRUE
[9 empty] | #N/A | TRUE
[9 empty] | #N/A | TRUE
[9 empty] | #N/A | TRUE
[9 empty] | #N/A | TRUE
[9 empty] | #N/A | TRUE
[9 empty] | #N/A | TRUE
[9 empty] | #N/A | TRUE
[9 empty] | #N/A | TRUE
[9 empty] | #N/A | TRUE
[9 empty] | #N/A | TRUE
[9 empty] | #N/A | TRUE
[9 empty] | #N/A | TRUE
[9 empty] | #N/A | TRUE
[9 empty] | #N/A | TRUE
[9 empty] | #N/A | TRUE
[9 empty] | #N/A | TRUE
[9 empty] | #N/A | TRUE
[9 empty] | #N/A | TRUE
[9 empty] | #N/A | TRUE
[9 empty] | #N/A | TRUE
[9 empty] | #N/A | TRUE
[9 empty] | #N/A | TRUE
[9 empty] | #N/A | TRUE
[9 empty] | #N/A | TRUE
[9 empty] | #N/A | TRUE
[9 empty] | #N/A | TRUE
[9 empty] | #N/A | TRUE
[9 empty] | #N/A | TRUE
[9 empty] | #N/A | TRUE
[9 empty] | #N/A | TRUE
[9 empty] | #N/A | TRUE
[9 empty] | #N/A | TRUE
[9 empty] | #N/A | TRUE
[9 empty] | #N/A | TRUE
[9 empty] | #N/A | TRUE
[9 empty] | #N/A | TRUE
[9 empty] | #N/A | TRUE
[9 empty] | #N/A | TRUE
[9 empty] | #N/A | TRUE
[9 empty] | #N/A | TRUE
[9 empty] | #N/A | TRUE
[9 empty] | #N/A | TRUE
[9 empty] | #N/A | TRUE
[9 empty] | #N/A | TRUE
[9 empty] | #N/A | TRUE
[9 empty] | #N/A | TRUE
[9 empty] | #N/A | TRUE
[9 empty] | #N/A | TRUE
[9 empty] | #N/A | TRUE
[9 empty] | #N/A | TRUE
[9 empty] | #N/A | TRUE
[9 empty] | #N/A | TRUE
[9 empty] | #N/A | TRUE
[9 empty] | #N/A | TRUE
[9 empty] | #N/A | TRUE
[9 empty] | #N/A | TRUE
[9 empty] | #N/A | TRUE
[9 empty] | #N/A | TRUE
[9 empty] | #N/A | TRUE
[9 empty] | #N/A | TRUE
[9 empty] | #N/A | TRUE
[9 empty] | #N/A | TRUE
[9 empty] | #N/A | TRUE
[9 empty] | #N/A | TRUE
[9 empty] | #N/A | TRUE
[9 empty] | #N/A | TRUE
[9 empty] | #N/A | TRUE
[9 empty] | #N/A | TRUE
[9 empty] | #N/A | TRUE
[9 empty] | #N/A | TRUE
[9 empty] | #N/A | TRUE
[9 empty] | #N/A | TRUE
[9 empty] | #N/A | TRUE
[9 empty] | #N/A | TRUE
[9 empty] | #N/A | TRUE
[9 empty] | #N/A | TRUE
[9 empty] | #N/A | TRUE
[9 empty] | #N/A | TRUE
[9 empty] | #N/A | TRUE
[9 empty] | #N/A | TRUE
[9 empty] | #N/A | TRUE
[9 empty] | #N/A | TRUE
[9 empty] | #N/A | TRUE
[9 empty] | #N/A | TRUE
[9 empty] | #N/A | TRUE
[9 empty] | #N/A | TRUE
[9 empty] | #N/A | TRUE
[9 empty] | #N/A | TRUE
[9 empty] | #N/A | TRUE
[9 empty] | #N/A | TRUE
[9 empty] | #N/A | TRUE
[9 empty] | #N/A | TRUE
[9 empty] | #N/A | TRUE
[9 empty] | #N/A | TRUE
[9 empty] | #N/A | TRUE
[9 empty] | #N/A | TRUE
[9 empty] | #N/A | TRUE
[9 empty] | #N/A | TRUE
[9 empty] | #N/A | TRUE
[9 empty] | #N/A | TRUE
[9 empty] | #N/A | TRUE
[9 empty] | #N/A | TRUE
[9 empty] | #N/A | TRUE
[9 empty] | #N/A | TRUE
[9 empty] | #N/A | TRUE
[9 empty] | #N/A | TRUE
[9 empty] | #N/A | TRUE
[9 empty] | #N/A | TRUE
[9 empty] | #N/A | TRUE
[9 empty] | #N/A | TRUE
[9 empty] | #N/A | TRUE
[9 empty] | #N/A | TRUE
[9 empty] | #N/A | TRUE
[9 empty] | #N/A | TRUE
[9 empty] | #N/A | TRUE
[9 empty] | #N/A | TRUE
[9 empty] | #N/A | TRUE
[9 empty] | #N/A | TRUE
[9 empty] | #N/A | TRUE
[9 empty] | #N/A | TRUE
[9 empty] | #N/A | TRUE
[9 empty] | #N/A | TRUE
[9 empty] | #N/A | TRUE
[9 empty] | #N/A | TRUE
[9 empty] | #N/A | TRUE
[9 empty] | #N/A | TRUE
[9 empty] | #N/A | TRUE
[9 empty] | #N/A | TRUE
[9 empty] | #N/A | TRUE
[9 empty] | #N/A | TRUE
[9 empty] | #N/A | TRUE
[9 empty] | #N/A | TRUE
[9 empty] | #N/A | TRUE
[9 empty] | #N/A | TRUE
[9 empty] | #N/A | TRUE
[9 empty] | #N/A | TRUE
[9 empty] | #N/A | TRUE
[9 empty] | #N/A | TRUE
[9 empty] | #N/A | TRUE
[9 empty] | #N/A | TRUE
[9 empty] | #N/A | TRUE
[9 empty] | #N/A | TRUE
[9 empty] | #N/A | TRUE
[9 empty] | #N/A | TRUE
[9 empty] | #N/A | TRUE
[9 empty] | #N/A | TRUE
[9 empty] | #N/A | TRUE
[9 empty] | #N/A | TRUE
[9 empty] | #N/A | TRUE
[9 empty] | #N/A | TRUE
[9 empty] | #N/A | TRUE
[9 empty] | #N/A | TRUE
[9 empty] | #N/A | TRUE
[9 empty] | #N/A | TRUE
[9 empty] | #N/A | TRUE
[9 empty] | #N/A | TRUE
[9 empty] | #N/A | TRUE
[9 empty] | #N/A | TRUE
[9 empty] | #N/A | TRUE
[9 empty] | #N/A | TRUE
[9 empty] | #N/A | TRUE
[9 empty] | #N/A | TRUE
[9 empty] | #N/A | TRUE
[9 empty] | #N/A | TRUE
[9 empty] | #N/A | TRUE
[9 empty] | #N/A | TRUE
[9 empty] | #N/A | TRUE
[9 empty] | #N/A | TRUE
[9 empty] | #N/A | TRUE
[9 empty] | #N/A | TRUE
[9 empty] | #N/A | TRUE
[9 empty] | #N/A | TRUE
[9 empty] | #N/A | TRUE
[9 empty] | #N/A | TRUE
[9 empty] | #N/A | TRUE
[9 empty] | #N/A | TRUE
[9 empty] | #N/A | TRUE
[9 empty] | #N/A | TRUE
[9 empty] | #N/A | TRUE
[9 empty] | #N/A | TRUE
[9 empty] | #N/A | TRUE
[9 empty] | #N/A | TRUE
[9 empty] | #N/A | TRUE
[9 empty] | #N/A | TRUE
[9 empty] | #N/A | TRUE
[9 empty] | #N/A | TRUE
[9 empty] | #N/A | TRUE
[9 empty] | #N/A | TRUE
[9 empty] | #N/A | TRUE
[9 empty] | #N/A | TRUE
[9 empty] | #N/A | TRUE
[9 empty] | #N/A | TRUE
[9 empty] | #N/A | TRUE
[9 empty] | #N/A | TRUE
[9 empty] | #N/A | TRUE
[9 empty] | #N/A | TRUE
[9 empty] | #N/A | TRUE
[9 empty] | #N/A | TRUE
[9 empty] | #N/A | TRUE
[9 empty] | #N/A | TRUE
[9 empty] | #N/A | TRUE
[9 empty] | #N/A | TRUE
[9 empty] | #N/A | TRUE
[9 empty] | #N/A | TRUE
[9 empty] | #N/A | TRUE
[9 empty] | #N/A | TRUE
[9 empty] | #N/A | TRUE
[9 empty] | #N/A | TRUE
[9 empty] | #N/A | TRUE
[9 empty] | #N/A | TRUE
[9 empty] | #N/A | TRUE
[9 empty] | #N/A | TRUE
[9 empty] | #N/A | TRUE
[9 empty] | #N/A | TRUE
[9 empty] | #N/A | TRUE
[9 empty] | #N/A | TRUE
[9 empty] | #N/A | TRUE
[9 empty] | #N/A | TRUE
[9 empty] | #N/A | TRUE
[9 empty] | #N/A | TRUE
[9 empty] | #N/A | TRUE
[9 empty] | #N/A | TRUE
[9 empty] | #N/A | TRUE
[9 empty] | #N/A | TRUE
[9 empty] | #N/A | TRUE
[9 empty] | #N/A | TRUE
[9 empty] | #N/A | TRUE
[9 empty] | #N/A | TRUE
[9 empty] | #N/A | TRUE
[9 empty] | #N/A | TRUE
[9 empty] | #N/A | TRUE
[9 empty] | #N/A | TRUE
[9 empty] | #N/A | TRUE
[9 empty] | #N/A | TRUE
[9 empty] | #N/A | TRUE
[9 empty] | #N/A | TRUE
[9 empty] | #N/A | TRUE
[9 empty] | #N/A | TRUE
[9 empty] | #N/A | TRUE
[9 empty] | #N/A | TRUE
[9 empty] | #N/A | TRUE
[9 empty] | #N/A | TRUE
[9 empty] | #N/A | TRUE
[9 empty] | #N/A | TRUE
[9 empty] | #N/A | TRUE
[9 empty] | #N/A | TRUE
[9 empty] | #N/A | TRUE
[9 empty] | #N/A | TRUE
[9 empty] | #N/A | TRUE
[9 empty] | #N/A | TRUE
[9 empty] | #N/A | TRUE
[9 empty] | #N/A | TRUE
[9 empty] | #N/A | TRUE
[9 empty] | #N/A | TRUE
[9 empty] | #N/A | TRUE
[9 empty] | #N/A | TRUE
[9 empty] | #N/A | TRUE
[9 empty] | #N/A | TRUE
[9 empty] | #N/A | TRUE
[9 empty] | #N/A | TRUE
[9 empty] | #N/A | TRUE
[9 empty] | #N/A | TRUE
[9 empty] | #N/A | TRUE
[9 empty] | #N/A | TRUE
[9 empty] | #N/A | TRUE
[9 empty] | #N/A | TRUE
[9 empty] | #N/A | TRUE
[9 empty] | #N/A | TRUE
[9 empty] | #N/A | TRUE
[9 empty] | #N/A | TRUE
[9 empty] | #N/A | TRUE
[9 empty] | #N/A | TRUE
[9 empty] | #N/A | TRUE
[9 empty] | #N/A | TRUE
[9 empty] | #N/A | TRUE
[9 empty] | #N/A | TRUE
[9 empty] | #N/A | TRUE
[9 empty] | #N/A | TRUE
[9 empty] | #N/A | TRUE
[9 empty] | #N/A | TRUE
[9 empty] | #N/A | TRUE
[9 empty] | #N/A | TRUE
[9 empty] | #N/A | TRUE
[9 empty] | #N/A | TRUE
[9 empty] | #N/A | TRUE
[9 empty] | #N/A | TRUE
[9 empty] | #N/A | TRUE
[9 empty] | #N/A | TRUE
[9 empty] | #N/A | TRUE
[9 empty] | #N/A | TRUE
[9 empty] | #N/A | TRUE
[9 empty] | #N/A | TRUE
[9 empty] | #N/A | TRUE
[9 empty] | #N/A | TRUE
[9 empty] | #N/A | TRUE
[9 empty] | #N/A | TRUE
[9 empty] | #N/A | TRUE
[9 empty] | #N/A | TRUE
[9 empty] | #N/A | TRUE
[9 empty] | #N/A | TRUE
[9 empty] | #N/A | TRUE
[9 empty] | #N/A | TRUE
[9 empty] | #N/A | TRUE
[9 empty] | #N/A | TRUE
[9 empty] | #N/A | TRUE
[9 empty] | #N/A | TRUE
[9 empty] | #N/A | TRUE
[9 empty] | #N/A | TRUE
[9 empty] | #N/A | TRUE
[9 empty] | #N/A | TRUE
[9 empty] | #N/A | TRUE
[9 empty] | #N/A | TRUE
[9 empty] | #N/A | TRUE
[9 empty] | #N/A | TRUE
[9 empty] | #N/A | TRUE
[9 empty] | #N/A | TRUE
[9 empty] | #N/A | TRUE
[9 empty] | #N/A | TRUE
[9 empty] | #N/A | TRUE
[9 empty] | #N/A | TRUE
[9 empty] | #N/A | TRUE
[9 empty] | #N/A | TRUE
[9 empty] | #N/A | TRUE
[9 empty] | #N/A | TRUE
[9 empty] | #N/A | TRUE
[9 empty] | #N/A | TRUE
[9 empty] | #N/A | TRUE
[9 empty] | #N/A | TRUE
[9 empty] | #N/A | TRUE
[9 empty] | #N/A | TRUE
[9 empty] | #N/A | TRUE
[9 empty] | #N/A | TRUE
[9 empty] | #N/A | TRUE
[9 empty] | #N/A | TRUE
[9 empty] | #N/A | TRUE
[9 empty] | #N/A | TRUE
[9 empty] | #N/A | TRUE
[9 empty] | #N/A | TRUE
[9 empty] | #N/A | TRUE
[9 empty] | #N/A | TRUE
[9 empty] | #N/A | TRUE
[9 empty] | #N/A | TRUE
[9 empty] | #N/A | TRUE
[9 empty] | #N/A | TRUE
[9 empty] | #N/A | TRUE
[9 empty] | #N/A | TRUE
[9 empty] | #N/A | TRUE
[9 empty] | #N/A | TRUE
[9 empty] | #N/A | TRUE
[9 empty] | #N/A | TRUE
[9 empty] | #N/A | TRUE
[9 empty] | #N/A | TRUE
[9 empty] | #N/A | TRUE
[9 empty] | #N/A | TRUE
[9 empty] | #N/A | TRUE
[9 empty] | #N/A | TRUE
[9 empty] | #N/A | TRUE
[9 empty] | #N/A | TRUE
[9 empty] | #N/A | TRUE
[9 empty] | #N/A | TRUE
[9 empty] | #N/A | TRUE
[9 empty] | #N/A | TRUE
[9 empty] | #N/A | TRUE
[9 empty] | #N/A | TRUE
[9 empty] | #N/A | TRUE
[9 empty] | #N/A | TRUE
[9 empty] | #N/A | TRUE
[9 empty] | #N/A | TRUE
[9 empty] | #N/A | TRUE
[9 empty] | #N/A | TRUE
[9 empty] | #N/A | TRUE
[9 empty] | #N/A | TRUE
[9 empty] | #N/A | TRUE
[9 empty] | #N/A | TRUE
[9 empty] | #N/A | TRUE
[9 empty] | #N/A | TRUE
[9 empty] | #N/A | TRUE
[9 empty] | #N/A | TRUE
[9 empty] | #N/A | TRUE
[9 empty] | #N/A | TRUE
[9 empty] | #N/A | TRUE
[9 empty] | #N/A | TRUE
[9 empty] | #N/A | TRUE
[9 empty] | #N/A | TRUE
[9 empty] | #N/A | TRUE
[9 empty] | #N/A | TRUE
[9 empty] | #N/A | TRUE
[9 empty] | #N/A | TRUE
[9 empty] | #N/A | TRUE
[9 empty] | #N/A | TRUE
[9 empty] | #N/A | TRUE
[9 empty] | #N/A | TRUE
[9 empty] | #N/A | TRUE
[9 empty] | #N/A | TRUE
[9 empty] | #N/A | TRUE
[9 empty] | #N/A | TRUE
[9 empty] | #N/A | TRUE
[9 empty] | #N/A | TRUE
[9 empty] | #N/A | TRUE
[9 empty] | #N/A | TRUE
[9 empty] | #N/A | TRUE
[9 empty] | #N/A | TRUE
[9 empty] | #N/A | TRUE
[9 empty] | #N/A | TRUE
[9 empty] | #N/A | TRUE
[9 empty] | #N/A | TRUE
[9 empty] | #N/A | TRUE
[9 empty] | #N/A | TRUE
[9 empty] | #N/A | TRUE
[9 empty] | #N/A | TRUE
[9 empty] | #N/A | TRUE
[9 empty] | #N/A | TRUE
[9 empty] | #N/A | TRUE
[9 empty] | #N/A | TRUE
[9 empty] | #N/A | TRUE
[9 empty] | #N/A | TRUE
[9 empty] | #N/A | TRUE
[9 empty] | #N/A | TRUE
[9 empty] | #N/A | TRUE
[9 empty] | #N/A | TRUE
[9 empty] | #N/A | TRUE
[9 empty] | #N/A | TRUE
[9 empty] | #N/A | TRUE
[9 empty] | #N/A | TRUE
[9 empty] | #N/A | TRUE
[9 empty] | #N/A | TRUE
[9 empty] | #N/A | TRUE
[9 empty] | #N/A | TRUE
[9 empty] | #N/A | TRUE
[9 empty] | #N/A | TRUE
[9 empty] | #N/A | TRUE
[9 empty] | #N/A | TRUE
[9 empty] | #N/A | TRUE
[9 empty] | #N/A | TRUE
[9 empty] | #N/A | TRUE
[9 empty] | #N/A | TRUE
[9 empty] | #N/A | TRUE
[9 empty] | #N/A | TRUE
[9 empty] | #N/A | TRUE
[9 empty] | #N/A | TRUE
[9 empty] | #N/A | TRUE
[9 empty] | #N/A | TRUE
[9 empty] | #N/A | TRUE
[9 empty] | #N/A | TRUE
[9 empty] | #N/A | TRUE
[9 empty] | #N/A | TRUE
[9 empty] | #N/A | TRUE
[9 empty] | #N/A | TRUE
[9 empty] | #N/A | TRUE
[9 empty] | #N/A | TRUE
[9 empty] | #N/A | TRUE
[9 empty] | #N/A | TRUE
[9 empty] | #N/A | TRUE
[9 empty] | #N/A | TRUE
[9 empty] | #N/A | TRUE
[9 empty] | #N/A | TRUE
[9 empty] | #N/A | TRUE
[9 empty] | #N/A | TRUE
[9 empty] | #N/A | TRUE
[9 empty] | #N/A | TRUE
[9 empty] | #N/A | TRUE
[9 empty] | #N/A | TRUE
[9 empty] | #N/A | TRUE
[9 empty] | #N/A | TRUE
[9 empty] | #N/A | TRUE
[9 empty] | #N/A | TRUE
[9 empty] | #N/A | TRUE
[9 empty] | #N/A | TRUE
[9 empty] | #N/A | TRUE
[9 empty] | #N/A | TRUE
[9 empty] | #N/A | TRUE
[9 empty] | #N/A | TRUE
[9 empty] | #N/A | TRUE
[9 empty] | #N/A | TRUE
[9 empty] | #N/A | TRUE
[9 empty] | #N/A | TRUE
[9 empty] | #N/A | TRUE
[9 empty] | #N/A | TRUE
[9 empty] | #N/A | TRUE
[9 empty] | #N/A | TRUE
[9 empty] | #N/A | TRUE
[9 empty] | #N/A | TRUE
[9 empty] | #N/A | TRUE
[9 empty] | #N/A | TRUE
[9 empty] | #N/A | TRUE
[9 empty] | #N/A | TRUE
[9 empty] | #N/A | TRUE
[9 empty] | #N/A | TRUE
[9 empty] | #N/A | TRUE
[9 empty] | #N/A | TRUE
[9 empty] | #N/A | TRUE
[9 empty] | #N/A | TRUE
[9 empty] | #N/A | TRUE
[9 empty] | #N/A | TRUE
[9 empty] | #N/A | TRUE
[9 empty] | #N/A | TRUE
[9 empty] | #N/A | TRUE
[9 empty] | #N/A | TRUE
[9 empty] | #N/A | TRUE
[9 empty] | #N/A | TRUE
[9 empty] | #N/A | TRUE
[9 empty] | #N/A | TRUE
[9 empty] | #N/A | TRUE
[9 empty] | #N/A | TRUE
[9 empty] | #N/A | TRUE
[9 empty] | #N/A | TRUE
[9 empty] | #N/A | TRUE
[9 empty] | #N/A | TRUE
[9 empty] | #N/A | TRUE
[9 empty] | #N/A | TRUE
[9 empty] | #N/A | TRUE
[9 empty] | #N/A | TRUE
[9 empty] | #N/A | TRUE
[9 empty] | #N/A | TRUE
[9 empty] | #N/A | TRUE
[9 empty] | #N/A | TRUE
[9 empty] | #N/A | TRUE
[9 empty] | #N/A | TRUE
[9 empty] | #N/A | TRUE
[9 empty] | #N/A | TRUE
[9 empty] | #N/A | TRUE
[9 empty] | #N/A | TRUE
[9 empty] | #N/A | TRUE
[9 empty] | #N/A | TRUE
[9 empty] | #N/A | TRUE
[9 empty] | #N/A | TRUE
[9 empty] | #N/A | TRUE
[9 empty] | #N/A | TRUE
[9 empty] | #N/A | TRUE
[9 empty] | #N/A | TRUE
[9 empty] | #N/A | TRUE
[9 empty] | #N/A | TRUE
[9 empty] | #N/A | TRUE
[9 empty] | #N/A | TRUE
[9 empty] | #N/A | TRUE
[9 empty] | #N/A | TRUE
[9 empty] | #N/A | TRUE
[9 empty] | #N/A | TRUE
[9 empty] | #N/A | TRUE
[9 empty] | #N/A | TRUE
[9 empty] | #N/A | TRUE
[9 empty] | #N/A | TRUE
[9 empty] | #N/A | TRUE
[9 empty] | #N/A | TRUE
[9 empty] | #N/A | TRUE
[9 empty] | #N/A | TRUE
[9 empty] | #N/A | TRUE
[9 empty] | #N/A | TRUE
[9 empty] | #N/A | TRUE
[9 empty] | #N/A | TRUE
[9 empty] | #N/A | TRUE
[9 empty] | #N/A | TRUE
[9 empty] | #N/A | TRUE
[9 empty] | #N/A | TRUE
[9 empty] | #N/A | TRUE
[9 empty] | #N/A | TRUE
[9 empty] | #N/A | TRUE
[9 empty] | #N/A | TRUE
[9 empty] | #N/A | TRUE
[9 empty] | #N/A | TRUE
[9 empty] | #N/A | TRUE
[9 empty] | #N/A | TRUE
[9 empty] | #N/A | TRUE
[9 empty] | #N/A | TRUE
[9 empty] | #N/A | TRUE
[9 empty] | #N/A | TRUE
[9 empty] | #N/A | TRUE
[9 empty] | #N/A | TRUE
[9 empty] | #N/A | TRUE
[9 empty] | #N/A | TRUE
[9 empty] | #N/A | TRUE
[9 empty] | #N/A | TRUE
[9 empty] | #N/A | TRUE
[9 empty] | #N/A | TRUE
[9 empty] | #N/A | TRUE
[9 empty] | #N/A | TRUE
[9 empty] | #N/A | TRUE
[9 empty] | #N/A | TRUE
[9 empty] | #N/A | TRUE
[9 empty] | #N/A | TRUE
[9 empty] | #N/A | TRUE
[9 empty] | #N/A | TRUE
[9 empty] | #N/A | TRUE
[9 empty] | #N/A | TRUE
[9 empty] | #N/A | TRUE
[9 empty] | #N/A | TRUE
[9 empty] | #N/A | TRUE
[9 empty] | #N/A | TRUE
[9 empty] | #N/A | TRUE
[9 empty] | #N/A | TRUE
[9 empty] | #N/A | TRUE
[9 empty] | #N/A | TRUE
[9 empty] | #N/A | TRUE
[9 empty] | #N/A | TRUE
[9 empty] | #N/A | TRUE
[9 empty] | #N/A | TRUE
[9 empty] | #N/A | TRUE
[9 empty] | #N/A | TRUE
[9 empty] | #N/A | TRUE
[9 empty] | #N/A | TRUE
[9 empty] | #N/A | TRUE
[9 empty] | #N/A | TRUE
[9 empty] | #N/A | TRUE
[9 empty] | #N/A | TRUE
[9 empty] | #N/A | TRUE
[9 empty] | #N/A | TRUE
[9 empty] | #N/A | TRUE
[9 empty] | #N/A | TRUE
[9 empty] | #N/A | TRUE
[9 empty] | #N/A | TRUE
[9 empty] | #N/A | TRUE
[9 empty] | #N/A | TRUE
[9 empty] | #N/A | TRUE
[9 empty] | #N/A | TRUE
[9 empty] | #N/A | TRUE
[9 empty] | #N/A | TRUE
[9 empty] | #N/A | TRUE
[9 empty] | #N/A | TRUE
[9 empty] | #N/A | TRUE
[9 empty] | #N/A | TRUE
[9 empty] | #N/A | TRUE
[9 empty] | #N/A | TRUE
[9 empty] | #N/A | TRUE
[9 empty] | #N/A | TRUE
[9 empty] | #N/A | TRUE
[9 empty] | #N/A | TRUE
[9 empty] | #N/A | TRUE
[9 empty] | #N/A | TRUE
[9 empty] | #N/A | TRUE
[9 empty] | #N/A | TRUE
[9 empty] | #N/A | TRUE
[9 empty] | #N/A | TRUE
[9 empty] | #N/A | TRUE
[9 empty] | #N/A | TRUE
[9 empty] | #N/A | TRUE
[9 empty] | #N/A | TRUE
[9 empty] | #N/A | TRUE
[9 empty] | #N/A | TRUE
[9 empty] | #N/A | TRUE
[9 empty] | #N/A | TRUE
[9 empty] | #N/A | TRUE
[9 empty] | #N/A | TRUE
[9 empty] | #N/A | TRUE
[9 empty] | #N/A | TRUE
[9 empty] | #N/A | TRUE
[9 empty] | #N/A | TRUE
[9 empty] | #N/A | TRUE
[9 empty] | #N/A | TRUE
[9 empty] | #N/A | TRUE
[9 empty] | #N/A | TRUE
[9 empty] | #N/A | TRUE
[9 empty] | #N/A | TRUE
[9 empty] | #N/A | TRUE
[9 empty] | #N/A | TRUE
[9 empty] | #N/A | TRUE
[9 empty] | #N/A | TRUE
[9 empty] | #N/A | TRUE
[9 empty] | #N/A | TRUE
[9 empty] | #N/A | TRUE
[9 empty] | #N/A | TRUE
[9 empty] | #N/A | TRUE
[9 empty] | #N/A | TRUE
[9 empty] | #N/A | TRUE
[9 empty] | #N/A | TRUE
[9 empty] | #N/A | TRUE
[9 empty] | #N/A | TRUE
[9 empty] | #N/A | TRUE
[9 empty] | #N/A | TRUE
[9 empty] | #N/A | TRUE
[9 empty] | #N/A | TRUE
[9 empty] | #N/A | TRUE
[9 empty] | #N/A | TRUE
[9 empty] | #N/A | TRUE
[9 empty] | #N/A | TRUE
[9 empty] | #N/A | TRUE
[9 empty] | #N/A | TRUE
[9 empty] | #N/A | TRUE
[9 empty] | #N/A | TRUE
[9 empty] | #N/A | TRUE
[9 empty] | #N/A | TRUE
[9 empty] | #N/A | TRUE
[9 empty] | #N/A | TRUE
[9 empty] | #N/A | TRUE
[9 empty] | #N/A | TRUE
[9 empty] | #N/A | TRUE
[9 empty] | #N/A | TRUE
[9 empty] | #N/A | TRUE
[9 empty] | #N/A | TRUE
[9 empty] | #N/A | TRUE
[9 empty] | #N/A | TRUE
[9 empty] | #N/A | TRUE
[9 empty] | #N/A | TRUE
[9 empty] | #N/A | TRUE
[9 empty] | #N/A | TRUE
[9 empty] | #N/A | TRUE
[9 empty] | #N/A | TRUE
[9 empty] | #N/A | TRUE
[9 empty] | #N/A | TRUE
[9 empty] | #N/A | TRUE
[9 empty] | #N/A | TRUE
[9 empty] | #N/A | TRUE
[9 empty] | #N/A | TRUE
[9 empty] | #N/A | TRUE
[9 empty] | #N/A | TRUE
[9 empty] | #N/A | TRUE
[9 empty] | #N/A | TRUE
[9 empty] | #N/A | TRUE
[9 empty] | #N/A | TRUE
[9 empty] | #N/A | TRUE
[9 empty] | #N/A | TRUE
[9 empty] | #N/A | TRUE
[9 empty] | #N/A | TRUE
[9 empty] | #N/A | TRUE
[9 empty] | #N/A | TRUE
[9 empty] | #N/A | TRUE
[9 empty] | #N/A | TRUE
[9 empty] | #N/A | TRUE
[9 empty] | #N/A | TRUE
[9 empty] | #N/A | TRUE
[9 empty] | #N/A | TRUE
[9 empty] | #N/A | TRUE
[9 empty] | #N/A | TRUE
[9 empty] | #N/A | TRUE
[9 empty] | #N/A | TRUE
[9 empty] | #N/A | TRUE
[9 empty] | #N/A | TRUE
[9 empty] | #N/A | TRUE
[9 empty] | #N/A | TRUE
[9 empty] | #N/A | TRUE
[9 empty] | #N/A | TRUE
[9 empty] | #N/A | TRUE
[9 empty] | #N/A | TRUE
[9 empty] | #N/A | TRUE
[9 empty] | #N/A | TRUE
[9 empty] | #N/A | TRUE
[9 empty] | #N/A | TRUE
[9 empty] | #N/A | TRUE
[9 empty] | #N/A | TRUE
[9 empty] | #N/A | TRUE
[9 empty] | #N/A | TRUE
[9 empty] | #N/A | TRUE
[9 empty] | #N/A | TRUE
[9 empty] | #N/A | TRUE
[9 empty] | #N/A | TRUE
[9 empty] | #N/A | TRUE
[9 empty] | #N/A | TRUE
[9 empty] | #N/A | TRUE
[9 empty] | #N/A | TRUE
[9 empty] | #N/A | TRUE
[9 empty] | #N/A | TRUE
[9 empty] | #N/A | TRUE
[9 empty] | #N/A | TRUE
[9 empty] | #N/A | TRUE
[9 empty] | #N/A | TRUE
[9 empty] | #N/A | TRUE
[9 empty] | #N/A | TRUE
[9 empty] | #N/A | TRUE
[9 empty] | #N/A | TRUE
[9 empty] | #N/A | TRUE
[9 empty] | #N/A | TRUE
[9 empty] | #N/A | TRUE
[9 empty] | #N/A | TRUE
[9 empty] | #N/A | TRUE
[9 empty] | #N/A | TRUE
[9 empty] | #N/A | TRUE
[9 empty] | #N/A | TRUE
[9 empty] | #N/A | TRUE
[9 empty] | #N/A | TRUE
[9 empty] | #N/A | TRUE
[9 empty] | #N/A | TRUE
[9 empty] | #N/A | TRUE
[9 empty] | #N/A | TRUE
[9 empty] | #N/A | TRUE
[9 empty] | #N/A | TRUE
[9 empty] | #N/A | TRUE
[9 empty] | #N/A | TRUE
[9 empty] | #N/A | TRUE
[9 empty] | #N/A | TRUE
[9 empty] | #N/A | TRUE
[9 empty] | #N/A | TRUE
[9 empty] | #N/A | TRUE
[9 empty] | #N/A | TRUE
[9 empty] | #N/A | TRUE
[9 empty] | #N/A | TRUE
[9 empty] | #N/A | TRUE
[9 empty] | #N/A | TRUE
[9 empty] | #N/A | TRUE
[9 empty] | #N/A | TRUE
[9 empty] | #N/A | TRUE
[9 empty] | #N/A | TRUE
[9 empty] | #N/A | TRUE
[9 empty] | #N/A | TRUE
[9 empty] | #N/A | TRUE
[9 empty] | #N/A | TRUE
[9 empty] | #N/A | TRUE
[9 empty] | #N/A | TRUE
[9 empty] | #N/A | TRUE
[9 empty] | #N/A | TRUE
[9 empty] | #N/A | TRUE
[9 empty] | #N/A | TRUE
[9 empty] | #N/A | TRUE
[9 empty] | #N/A | TRUE
[9 empty] | #N/A | TRUE
[9 empty] | #N/A | TRUE
[9 empty] | #N/A | TRUE
[9 empty] | #N/A | TRUE
[9 empty] | #N/A | TRUE
[9 empty] | #N/A | TRUE
[9 empty] | #N/A | TRUE
[9 empty] | #N/A | TRUE
[9 empty] | #N/A | TRUE
[9 empty] | #N/A | TRUE
[9 empty] | #N/A | TRUE
[9 empty] | #N/A | TRUE
[9 empty] | #N/A | TRUE
[9 empty] | #N/A | TRUE
[9 empty] | #N/A | TRUE
[9 empty] | #N/A | TRUE
[9 empty] | #N/A | TRUE
[9 empty] | #N/A | TRUE
[9 empty] | #N/A | TRUE
[9 empty] | #N/A | TRUE
[9 empty] | #N/A | TRUE
[9 empty] | #N/A | TRUE
[9 empty] | #N/A | TRUE
[9 empty] | #N/A | TRUE
[9 empty] | #N/A | TRUE
[9 empty] | #N/A | TRUE
[9 empty] | #N/A | TRUE
[9 empty] | #N/A | TRUE
[9 empty] | #N/A | TRUE
[9 empty] | #N/A | TRUE
[9 empty] | #N/A | TRUE
[9 empty] | #N/A | TRUE
[9 empty] | #N/A | TRUE
[9 empty] | #N/A | TRUE
[9 empty] | #N/A | TRUE
[9 empty] | #N/A | TRUE
[9 empty] | #N/A | TRUE
[9 empty] | #N/A | TRUE
[9 empty] | #N/A | TRUE
[9 empty] | #N/A | TRUE
[9 empty] | #N/A | TRUE
[9 empty] | #N/A | TRUE
[9 empty] | #N/A | TRUE
[9 empty] | #N/A | TRUE
[9 empty] | #N/A | TRUE
[9 empty] | #N/A | TRUE
[9 empty] | #N/A | TRUE
[9 empty] | #N/A | TRUE
[9 empty] | #N/A | TRUE
[9 empty] | #N/A | TRUE
[9 empty] | #N/A | TRUE
[9 empty] | #N/A | TRUE
[9 empty] | #N/A | TRUE
[9 empty] | #N/A | TRUE
[9 empty] | #N/A | TRUE
[9 empty] | #N/A | TRUE
[9 empty] | #N/A | TRUE
[9 empty] | #N/A | TRUE
[9 empty] | #N/A | TRUE
[9 empty] | #N/A | TRUE
[9 empty] | #N/A | TRUE
[9 empty] | #N/A | TRUE
[9 empty] | #N/A | TRUE
[9 empty] | #N/A | TRUE
[9 empty] | #N/A | TRUE
[9 empty] | #N/A | TRUE
[9 empty] | #N/A | TRUE
[9 empty] | #N/A | TRUE
[9 empty] | #N/A | TRUE
[9 empty] | #N/A | TRUE
[9 empty] | #N/A | TRUE
[9 empty] | #N/A | TRUE
[9 empty] | #N/A | TRUE
[9 empty] | #N/A | TRUE
[9 empty] | #N/A | TRUE
[9 empty] | #N/A | TRUE
[9 empty] | #N/A | TRUE
[9 empty] | #N/A | TRUE
[9 empty] | #N/A | TRUE
[9 empty] | #N/A | TRUE
[9 empty] | #N/A | TRUE
[9 empty] | #N/A | TRUE
[9 empty] | #N/A | TRUE
[9 empty] | #N/A | TRUE
[9 empty] | #N/A | TRUE
[9 empty] | #N/A | TRUE
[9 empty] | #N/A | TRUE
[9 empty] | #N/A | TRUE
[9 empty] | #N/A | TRUE
[9 empty] | #N/A | TRUE
[9 empty] | #N/A | TRUE
[9 empty] | #N/A | TRUE
[9 empty] | #N/A | TRUE
[9 empty] | #N/A | TRUE
[9 empty] | #N/A | TRUE
[9 empty] | #N/A | TRUE
[9 empty] | #N/A | TRUE
[9 empty] | #N/A | TRUE
[9 empty] | #N/A | TRUE
[9 empty] | #N/A | TRUE
[9 empty] | #N/A | TRUE
[9 empty] | #N/A | TRUE
[9 empty] | #N/A | TRUE
[9 empty] | #N/A | TRUE
[9 empty] | #N/A | TRUE
[9 empty] | #N/A | TRUE
[9 empty] | #N/A | TRUE
[9 empty] | #N/A | TRUE
[9 empty] | #N/A | TRUE
[9 empty] | #N/A | TRUE
[9 empty] | #N/A | TRUE
[9 empty] | #N/A | TRUE
[9 empty] | #N/A | TRUE
[9 empty] | #N/A | TRUE
[9 empty] | #N/A | TRUE
[9 empty] | #N/A | TRUE
[9 empty] | #N/A | TRUE
[9 empty] | #N/A | TRUE
[9 empty] | #N/A | TRUE
[9 empty] | #N/A | TRUE
[9 empty] | #N/A | TRUE
[9 empty] | #N/A | TRUE
[9 empty] | #N/A | TRUE
[9 empty] | #N/A | TRUE
[9 empty] | #N/A | TRUE
[9 empty] | #N/A | TRUE
[9 empty] | #N/A | TRUE
[9 empty] | #N/A | TRUE
[9 empty] | #N/A | TRUE
[9 empty] | #N/A | TRUE
[9 empty] | #N/A | TRUE
[9 empty] | #N/A | TRUE
[9 empty] | #N/A | TRUE
[9 empty] | #N/A | TRUE
[9 empty] | #N/A | TRUE
[9 empty] | #N/A | TRUE
[9 empty] | #N/A | TRUE
[9 empty] | #N/A | TRUE
[9 empty] | #N/A | TRUE
[9 empty] | #N/A | TRUE
[9 empty] | #N/A | TRUE
[9 empty] | #N/A | TRUE
[9 empty] | #N/A | TRUE
[9 empty] | #N/A | TRUE
[9 empty] | #N/A | TRUE
[9 empty] | #N/A | TRUE
[9 empty] | #N/A | TRUE
[9 empty] | #N/A | TRUE
[9 empty] | #N/A | TRUE
[9 empty] | #N/A | TRUE
[9 empty] | #N/A | TRUE
[9 empty] | #N/A | TRUE
[9 empty] | #N/A | TRUE
[9 empty] | #N/A | TRUE
[9 empty] | #N/A | TRUE
[9 empty] | #N/A | TRUE
[9 empty] | #N/A | TRUE
[9 empty] | #N/A | TRUE
[9 empty] | #N/A | TRUE
[9 empty] | #N/A | TRUE
[9 empty] | #N/A | TRUE
[9 empty] | #N/A | TRUE
[9 empty] | #N/A | TRUE
[9 empty] | #N/A | TRUE
[9 empty] | #N/A | TRUE
[9 empty] | #N/A | TRUE
[9 empty] | #N/A | TRUE
[9 empty] | #N/A | TRUE
[9 empty] | #N/A | TRUE
[9 empty] | #N/A | TRUE
[9 empty] | #N/A | TRUE
[9 empty] | #N/A | TRUE
[9 empty] | #N/A | TRUE
[9 empty] | #N/A | TRUE
[9 empty] | #N/A | TRUE
[9 empty] | #N/A | TRUE
[9 empty] | #N/A | TRUE
[9 empty] | #N/A | TRUE
[9 empty] | #N/A | TRUE
[9 empty] | #N/A | TRUE
[9 empty] | #N/A | TRUE
[9 empty] | #N/A | TRUE
[9 empty] | #N/A | TRUE
[9 empty] | #N/A | TRUE
[9 empty] | #N/A | TRUE
[9 empty] | #N/A | TRUE
[9 empty] | #N/A | TRUE
[9 empty] | #N/A | TRUE
[9 empty] | #N/A | TRUE
[9 empty] | #N/A | TRUE
[9 empty] | #N/A | TRUE
[9 empty] | #N/A | TRUE
[9 empty] | #N/A | TRUE
[9 empty] | #N/A | TRUE
[9 empty] | #N/A | TRUE
[9 empty] | #N/A | TRUE
[9 empty] | #N/A | TRUE
[9 empty] | #N/A | TRUE
[9 empty] | #N/A | TRUE
[9 empty] | #N/A | TRUE
[9 empty] | #N/A | TRUE
[9 empty] | #N/A | TRUE
[9 empty] | #N/A | TRUE
[9 empty] | #N/A | TRUE
[9 empty] | #N/A | TRUE
[9 empty] | #N/A | TRUE
[9 empty] | #N/A | TRUE
[9 empty] | #N/A | TRUE
[9 empty] | #N/A | TRUE
[9 empty] | #N/A | TRUE
[9 empty] | #N/A | TRUE
[9 empty] | #N/A | TRUE
[9 empty] | #N/A | TRUE
[9 empty] | #N/A | TRUE
[9 empty] | #N/A | TRUE
[9 empty] | #N/A | TRUE
[9 empty] | #N/A | TRUE
[9 empty] | #N/A | TRUE
[9 empty] | #N/A | TRUE
[9 empty] | #N/A | TRUE
[9 empty] | #N/A | TRUE
[9 empty] | #N/A | TRUE
[9 empty] | #N/A | TRUE
[9 empty] | #N/A | TRUE
[9 empty] | #N/A | TRUE
[9 empty] | #N/A | TRUE
[9 empty] | #N/A | TRUE
[9 empty] | #N/A | TRUE
[9 empty] | #N/A | TRUE
[9 empty] | #N/A | TRUE
[9 empty] | #N/A | TRUE
[9 empty] | #N/A | TRUE
[9 empty] | #N/A | TRUE
[9 empty] | #N/A | TRUE
[9 empty] | #N/A | TRUE
[9 empty] | #N/A | TRUE
[9 empty] | #N/A | TRUE
[9 empty] | #N/A | TRUE
[9 empty] | #N/A | TRUE
[9 empty] | #N/A | TRUE
[9 empty] | #N/A | TRUE
[9 empty] | #N/A | TRUE
[9 empty] | #N/A | TRUE
[9 empty] | #N/A | TRUE
[9 empty] | #N/A | TRUE
[9 empty] | #N/A | TRUE
[9 empty] | #N/A | TRUE
[9 empty] | #N/A | TRUE
[9 empty] | #N/A | TRUE
[9 empty] | #N/A | TRUE
[9 empty] | #N/A | TRUE
[9 empty] | #N/A | TRUE
[9 empty] | #N/A | TRUE
[9 empty] | #N/A | TRUE
[9 empty] | #N/A | TRUE
[9 empty] | #N/A | TRUE
[9 empty] | #N/A | TRUE
[9 empty] | #N/A | TRUE
[9 empty] | #N/A | TRUE
[9 empty] | #N/A | TRUE
[9 empty] | #N/A | TRUE
[9 empty] | #N/A | TRUE
[9 empty] | #N/A | TRUE
[9 empty] | #N/A | TRUE
[9 empty] | #N/A | TRUE
[9 empty] | #N/A | TRUE
[9 empty] | #N/A | TRUE
[9 empty] | #N/A | TRUE
[9 empty] | #N/A | TRUE
[9 empty] | #N/A | TRUE
[9 empty] | #N/A | TRUE
[9 empty] | #N/A | TRUE
[9 empty] | #N/A | TRUE
[9 empty] | #N/A | TRUE
[9 empty] | #N/A | TRUE
[9 empty] | #N/A | TRUE
[9 empty] | #N/A | TRUE
[9 empty] | #N/A | TRUE
[9 empty] | #N/A | TRUE
[9 empty] | #N/A | TRUE
[9 empty] | #N/A | TRUE
[9 empty] | #N/A | TRUE
[9 empty] | #N/A | TRUE
[9 empty] | #N/A | TRUE
[9 empty] | #N/A | TRUE
[9 empty] | #N/A | TRUE
[9 empty] | #N/A | TRUE
[9 empty] | #N/A | TRUE
[9 empty] | #N/A | TRUE
[9 empty] | #N/A | TRUE
[9 empty] | #N/A | TRUE
[9 empty] | #N/A | TRUE
[9 empty] | #N/A | TRUE
[9 empty] | #N/A | TRUE
[9 empty] | #N/A | TRUE
[9 empty] | #N/A | TRUE
[9 empty] | #N/A | TRUE
[9 empty] | #N/A | TRUE
[9 empty] | #N/A | TRUE
[9 empty] | #N/A | TRUE
[9 empty] | #N/A | TRUE
[9 empty] | #N/A | TRUE
[9 empty] | #N/A | TRUE
[9 empty] | #N/A | TRUE
[9 empty] | #N/A | TRUE
[9 empty] | #N/A | TRUE
[9 empty] | #N/A | TRUE
[9 empty] | #N/A | TRUE
[9 empty] | #N/A | TRUE
[9 empty] | #N/A | TRUE
[9 empty] | #N/A | TRUE
[9 empty] | #N/A | TRUE
[9 empty] | #N/A | TRUE
[9 empty] | #N/A | TRUE
[9 empty] | #N/A | TRUE
[9 empty] | #N/A | TRUE
[9 empty] | #N/A | TRUE
[9 empty] | #N/A | TRUE
[9 empty] | #N/A | TRUE
[9 empty] | #N/A | TRUE
[9 empty] | #N/A | TRUE
[9 empty] | #N/A | TRUE
[9 empty] | #N/A | TRUE
[9 empty] | #N/A | TRUE
[9 empty] | #N/A | TRUE
[9 empty] | #N/A | TRUE
[9 empty] | #N/A | TRUE
[9 empty] | #N/A | TRUE
[9 empty] | #N/A | TRUE
[9 empty] | #N/A | TRUE
[9 empty] | #N/A | TRUE
[9 empty] | #N/A | TRUE
[9 empty] | #N/A | TRUE
[9 empty] | #N/A | TRUE
[9 empty] | #N/A | TRUE
[9 empty] | #N/A | TRUE
[9 empty] | #N/A | TRUE
[9 empty] | #N/A | TRUE
[9 empty] | #N/A | TRUE
[9 empty] | #N/A | TRUE
[9 empty] | #N/A | TRUE
[9 empty] | #N/A | TRUE
[9 empty] | #N/A | TRUE
[9 empty] | #N/A | TRUE
[9 empty] | #N/A | TRUE
[9 empty] | #N/A | TRUE
[9 empty] | #N/A | TRUE
[9 empty] | #N/A | TRUE
[9 empty] | #N/A | TRUE
[9 empty] | #N/A | TRUE
[9 empty] | #N/A | TRUE
[9 empty] | #N/A | TRUE
[9 empty] | #N/A | TRUE
[9 empty] | #N/A | TRUE
[9 empty] | #N/A | TRUE
[9 empty] | #N/A | TRUE
[9 empty] | #N/A | TRUE
[9 empty] | #N/A | TRUE
[9 empty] | #N/A | TRUE
[9 empty] | #N/A | TRUE
[9 empty] | #N/A | TRUE
[9 empty] | #N/A | TRUE
[9 empty] | #N/A | TRUE
[9 empty] | #N/A | TRUE
[9 empty] | #N/A | TRUE
[9 empty] | #N/A | TRUE
[9 empty] | #N/A | TRUE
[9 empty] | #N/A | TRUE
[9 empty] | #N/A | TRUE
[9 empty] | #N/A | TRUE
[9 empty] | #N/A | TRUE
[9 empty] | #N/A | TRUE
[9 empty] | #N/A | TRUE
[9 empty] | #N/A | TRUE
[9 empty] | #N/A | TRUE
[9 empty] | #N/A | TRUE
[9 empty] | #N/A | TRUE
[9 empty] | #N/A | TRUE
[9 empty] | #N/A | TRUE
[9 empty] | #N/A | TRUE
[9 empty] | #N/A | TRUE
[9 empty] | #N/A | TRUE
[9 empty] | #N/A | TRUE
[9 empty] | #N/A | TRUE
[9 empty] | #N/A | TRUE
[9 empty] | #N/A | TRUE
[9 empty] | #N/A | TRUE
[9 empty] | #N/A | TRUE
[9 empty] | #N/A | TRUE
[9 empty] | #N/A | TRUE
[9 empty] | #N/A | TRUE
[9 empty] | #N/A | TRUE
[9 empty] | #N/A | TRUE
[9 empty] | #N/A | TRUE
[9 empty] | #N/A | TRUE
[9 empty] | #N/A | TRUE
[9 empty] | #N/A | TRUE
[9 empty] | #N/A | TRUE
[9 empty] | #N/A | TRUE
[9 empty] | #N/A | TRUE
[9 empty] | #N/A | TRUE
[9 empty] | #N/A | TRUE
[9 empty] | #N/A | TRUE
[9 empty] | #N/A | TRUE
[9 empty] | #N/A | TRUE
[9 empty] | #N/A | TRUE
[9 empty] | #N/A | TRUE
[9 empty] | #N/A | TRUE
[9 empty] | #N/A | TRUE
[9 empty] | #N/A | TRUE
[9 empty] | #N/A | TRUE
[9 empty] | #N/A | TRUE
[9 empty] | #N/A | TRUE
[9 empty] | #N/A | TRUE
[9 empty] | #N/A | TRUE
[9 empty] | #N/A | TRUE
[9 empty] | #N/A | TRUE
[9 empty] | #N/A | TRUE
[9 empty] | #N/A | TRUE
[9 empty] | #N/A | TRUE
[9 empty] | #N/A | TRUE
[9 empty] | #N/A | TRUE
[9 empty] | #N/A | TRUE
[9 empty] | #N/A | TRUE
[9 empty] | #N/A | TRUE
[9 empty] | #N/A | TRUE
[9 empty] | #N/A | TRUE
[9 empty] | #N/A | TRUE
[9 empty] | #N/A | TRUE
[9 empty] | #N/A | TRUE
[9 empty] | #N/A | TRUE
[9 empty] | #N/A | TRUE
[9 empty] | #N/A | TRUE
[9 empty] | #N/A | TRUE
[9 empty] | #N/A | TRUE
[9 empty] | #N/A | TRUE
[9 empty] | #N/A | TRUE
[9 empty] | #N/A | TRUE
[9 empty] | #N/A | TRUE
[9 empty] | #N/A | TRUE
[9 empty] | #N/A | TRUE
[9 empty] | #N/A | TRUE
[9 empty] | #N/A | TRUE
[9 empty] | #N/A | TRUE
[9 empty] | #N/A | TRUE
[9 empty] | #N/A | TRUE
[9 empty] | #N/A | TRUE
[9 empty] | #N/A | TRUE
[9 empty] | #N/A | TRUE
[9 empty] | #N/A | TRUE
[9 empty] | #N/A | TRUE
[9 empty] | #N/A | TRUE
[9 empty] | #N/A | TRUE
[9 empty] | #N/A | TRUE
[9 empty] | #N/A | TRUE
[9 empty] | #N/A | TRUE
[9 empty] | #N/A | TRUE
[9 empty] | #N/A | TRUE
[9 empty] | #N/A | TRUE
[9 empty] | #N/A | TRUE
[9 empty] | #N/A | TRUE
[9 empty] | #N/A | TRUE
[9 empty] | #N/A | TRUE
[9 empty] | #N/A | TRUE
[9 empty] | #N/A | TRUE
[9 empty] | #N/A | TRUE
[9 empty] | #N/A | TRUE
[9 empty] | #N/A | TRUE
[9 empty] | #N/A | TRUE
[9 empty] | #N/A | TRUE
[9 empty] | #N/A | TRUE
[9 empty] | #N/A | TRUE
[9 empty] | #N/A | TRUE
[9 empty] | #N/A | TRUE
[9 empty] | #N/A | TRUE
[9 empty] | #N/A | TRUE
[9 empty] | #N/A | TRUE
[9 empty] | #N/A | TRUE
[9 empty] | #N/A | TRUE
[9 empty] | #N/A | TRUE
[9 empty] | #N/A | TRUE
[9 empty] | #N/A | TRUE
[9 empty] | #N/A | TRUE
[9 empty] | #N/A | TRUE
[9 empty] | #N/A | TRUE
[9 empty] | #N/A | TRUE
[9 empty] | #N/A | TRUE
[9 empty] | #N/A | TRUE
[9 empty] | #N/A | TRUE
[9 empty] | #N/A | TRUE
[9 empty] | #N/A | TRUE
[9 empty] | #N/A | TRUE
[9 empty] | #N/A | TRUE
[9 empty] | #N/A | TRUE
[9 empty] | #N/A | TRUE
[9 empty] | #N/A | TRUE
[9 empty] | #N/A | TRUE
[9 empty] | #N/A | TRUE
[9 empty] | #N/A | TRUE
[9 empty] | #N/A | TRUE
[9 empty] | #N/A | TRUE
[9 empty] | #N/A | TRUE
[9 empty] | #N/A | TRUE
[9 empty] | #N/A | TRUE
[9 empty] | #N/A | TRUE
[9 empty] | #N/A | TRUE
[9 empty] | #N/A | TRUE
[9 empty] | #N/A | TRUE
[9 empty] | #N/A | TRUE
[9 empty] | #N/A | TRUE
[9 empty] | #N/A | TRUE
[9 empty] | #N/A | TRUE
[9 empty] | #N/A | TRUE
[9 empty] | #N/A | TRUE
[9 empty] | #N/A | TRUE
[9 empty] | #N/A | TRUE
[9 empty] | #N/A | TRUE
[9 empty] | #N/A | TRUE
[9 empty] | #N/A | TRUE
[9 empty] | #N/A | TRUE
[9 empty] | #N/A | TRUE
[9 empty] | #N/A | TRUE
[9 empty] | #N/A | TRUE
[9 empty] | #N/A | TRUE
[9 empty] | #N/A | TRUE
[9 empty] | #N/A | TRUE
[9 empty] | #N/A | TRUE
[9 empty] | #N/A | TRUE
[9 empty] | #N/A | TRUE
[9 empty] | #N/A | TRUE
[9 empty] | #N/A | TRUE
[9 empty] | #N/A | TRUE
[9 empty] | #N/A | TRUE
[9 empty] | #N/A | TRUE
[9 empty] | #N/A | TRUE
[9 empty] | #N/A | TRUE
[9 empty] | #N/A | TRUE
[9 empty] | #N/A | TRUE
[9 empty] | #N/A | TRUE
[9 empty] | #N/A | TRUE
[9 empty] | #N/A | TRUE
[9 empty] | #N/A | TRUE
[9 empty] | #N/A | TRUE
[9 empty] | #N/A | TRUE
[9 empty] | #N/A | TRUE
[9 empty] | #N/A | TRUE
[9 empty] | #N/A | TRUE
[9 empty] | #N/A | TRUE
[9 empty] | #N/A | TRUE
[9 empty] | #N/A | TRUE
[9 empty] | #N/A | TRUE
[9 empty] | #N/A | TRUE
[9 empty] | #N/A | TRUE
[9 empty] | #N/A | TRUE
[9 empty] | #N/A | TRUE
[9 empty] | #N/A | TRUE
[9 empty] | #N/A | TRUE
[9 empty] | #N/A | TRUE
[9 empty] | #N/A | TRUE
[9 empty] | #N/A | TRUE
[9 empty] | #N/A | TRUE
[9 empty] | #N/A | TRUE
[9 empty] | #N/A | TRUE
[9 empty] | #N/A | TRUE
[9 empty] | #N/A | TRUE
[9 empty] | #N/A | TRUE
[9 empty] | #N/A | TRUE
[9 empty] | #N/A | TRUE
[9 empty] | #N/A | TRUE
[9 empty] | #N/A | TRUE
[9 empty] | #N/A | TRUE
[9 empty] | #N/A | TRUE
[9 empty] | #N/A | TRUE
[9 empty] | #N/A | TRUE
[9 empty] | #N/A | TRUE
[9 empty] | #N/A | TRUE
[9 empty] | #N/A | TRUE
[9 empty] | #N/A | TRUE
[9 empty] | #N/A | TRUE
[9 empty] | #N/A | TRUE
[9 empty] | #N/A | TRUE
[9 empty] | #N/A | TRUE
[9 empty] | #N/A | TRUE
[9 empty] | #N/A | TRUE
[9 empty] | #N/A | TRUE
[9 empty] | #N/A | TRUE
[9 empty] | #N/A | TRUE
[9 empty] | #N/A | TRUE
[9 empty] | #N/A | TRUE
[9 empty] | #N/A | TRUE
[9 empty] | #N/A | TRUE
[9 empty] | #N/A | TRUE
[9 empty] | #N/A | TRUE
[9 empty] | #N/A | TRUE
[9 empty] | #N/A | TRUE
[9 empty] | #N/A | TRUE
[9 empty] | #N/A | TRUE
[9 empty] | #N/A | TRUE
[9 empty] | #N/A | TRUE
[9 empty] | #N/A | TRUE
[9 empty] | #N/A | TRUE
[9 empty] | #N/A | TRUE
[9 empty] | #N/A | TRUE
[9 empty] | #N/A | TRUE
[9 empty] | #N/A | TRUE
[9 empty] | #N/A | TRUE
[9 empty] | #N/A | TRUE
[9 empty] | #N/A | TRUE
[9 empty] | #N/A | TRUE
[9 empty] | #N/A | TRUE
[9 empty] | #N/A | TRUE
[9 empty] | #N/A | TRUE
[9 empty] | #N/A | TRUE
[9 empty] | #N/A | TRUE
[9 empty] | #N/A | TRUE
[9 empty] | #N/A | TRUE
[9 empty] | #N/A | TRUE
[9 empty] | #N/A | TRUE
[9 empty] | #N/A | TRUE
[9 empty] | #N/A | TRUE
[9 empty] | #N/A | TRUE
[9 empty] | #N/A | TRUE
[9 empty] | #N/A | TRUE
[9 empty] | #N/A | TRUE
[9 empty] | #N/A | TRUE
[9 empty] | #N/A | TRUE
[9 empty] | #N/A | TRUE
[9 empty] | #N/A | TRUE
[9 empty] | #N/A | TRUE
[9 empty] | #N/A | TRUE
[9 empty] | #N/A | TRUE
[9 empty] | #N/A | TRUE
[9 empty] | #N/A | TRUE
[9 empty] | #N/A | TRUE
[9 empty] | #N/A | TRUE
[9 empty] | #N/A | TRUE
[9 empty] | #N/A | TRUE
[9 empty] | #N/A | TRUE
[9 empty] | #N/A | TRUE
[9 empty] | #N/A | TRUE
[9 empty] | #N/A | TRUE
[9 empty] | #N/A | TRUE
[9 empty] | #N/A | TRUE
[9 empty] | #N/A | TRUE
[9 empty] | #N/A | TRUE
[9 empty] | #N/A | TRUE
[9 empty] | #N/A | TRUE
[9 empty] | #N/A | TRUE
[9 empty] | #N/A | TRUE
[9 empty] | #N/A | TRUE
[9 empty] | #N/A | TRUE
[9 empty] | #N/A | TRUE
[9 empty] | #N/A | TRUE
[9 empty] | #N/A | TRUE
[9 empty] | #N/A | TRUE
[9 empty] | #N/A | TRUE
[9 empty] | #N/A | TRUE
[9 empty] | #N/A | TRUE
[9 empty] | #N/A | TRUE
[9 empty] | #N/A | TRUE
[9 empty] | #N/A | TRUE
[9 empty] | #N/A | TRUE
[9 empty] | #N/A | TRUE
[9 empty] | #N/A | TRUE
[9 empty] | #N/A | TRUE
[9 empty] | #N/A | TRUE
[9 empty] | #N/A | TRUE
[9 empty] | #N/A | TRUE
[9 empty] | #N/A | TRUE
[9 empty] | #N/A | TRUE
[9 empty] | #N/A | TRUE
[9 empty] | #N/A | TRUE
[9 empty] | #N/A | TRUE
[9 empty] | #N/A | TRUE
[9 empty] | #N/A | TRUE
[9 empty] | #N/A | TRUE
[9 empty] | #N/A | TRUE
[9 empty] | #N/A | TRUE
[9 empty] | #N/A | TRUE
[9 empty] | #N/A | TRUE
[9 empty] | #N/A | TRUE
[9 empty] | #N/A | TRUE
[9 empty] | #N/A | TRUE
[9 empty] | #N/A | TRUE
[9 empty] | #N/A | TRUE
[9 empty] | #N/A | TRUE
[9 empty] | #N/A | TRUE
[9 empty] | #N/A | TRUE
[9 empty] | #N/A | TRUE
[9 empty] | #N/A | TRUE
[9 empty] | #N/A | TRUE
[9 empty] | #N/A | TRUE
[9 empty] | #N/A | TRUE
[9 empty] | #N/A | TRUE
[9 empty] | #N/A | TRUE
[9 empty] | #N/A | TRUE
[9 empty] | #N/A | TRUE
[9 empty] | #N/A | TRUE
[9 empty] | #N/A | TRUE
[9 empty] | #N/A | TRUE
[9 empty] | #N/A | TRUE
[9 empty] | #N/A | TRUE
[9 empty] | #N/A | TRUE
[9 empty] | #N/A | TRUE
[9 empty] | #N/A | TRUE
[9 empty] | #N/A | TRUE
[9 empty] | #N/A | TRUE
[9 empty] | #N/A | TRUE
[9 empty] | #N/A | TRUE
[9 empty] | #N/A | TRUE
[9 empty] | #N/A | TRUE
[9 empty] | #N/A | TRUE
[9 empty] | #N/A | TRUE
[9 empty] | #N/A | TRUE
[9 empty] | #N/A | TRUE
[9 empty] | #N/A | TRUE
[9 empty] | #N/A | TRUE
[9 empty] | #N/A | TRUE
[9 empty] | #N/A | TRUE
[9 empty] | #N/A | TRUE
[9 empty] | #N/A | TRUE
[9 empty] | #N/A | TRUE
[9 empty] | #N/A | TRUE
[9 empty] | #N/A | TRUE
[9 empty] | #N/A | TRUE
[9 empty] | #N/A | TRUE
[9 empty] | #N/A | TRUE
[9 empty] | #N/A | TRUE
[9 empty] | #N/A | TRUE
[9 empty] | #N/A | TRUE
[9 empty] | #N/A | TRUE
[9 empty] | #N/A | TRUE
[9 empty] | #N/A | TRUE
[9 empty] | #N/A | TRUE
[9 empty] | #N/A | TRUE
[9 empty] | #N/A | TRUE
[9 empty] | #N/A | TRUE
[9 empty] | #N/A | TRUE
[9 empty] | #N/A | TRUE
[9 empty] | #N/A | TRUE
[9 empty] | #N/A | TRUE
[9 empty] | #N/A | TRUE
[9 empty] | #N/A | TRUE
[9 empty] | #N/A | TRUE
[9 empty] | #N/A | TRUE
[9 empty] | #N/A | TRUE
[9 empty] | #N/A | TRUE
[9 empty] | #N/A | TRUE
[9 empty] | #N/A | TRUE
[9 empty] | #N/A | TRUE
[9 empty] | #N/A | TRUE
[9 empty] | #N/A | TRUE
[9 empty] | #N/A | TRUE
[9 empty] | #N/A | TRUE
[9 empty] | #N/A | TRUE
[9 empty] | #N/A | TRUE
[9 empty] | #N/A | TRUE
[9 empty] | #N/A | TRUE
[9 empty] | #N/A | TRUE
[9 empty] | #N/A | TRUE
[9 empty] | #N/A | TRUE
[9 empty] | #N/A | TRUE
[9 empty] | #N/A | TRUE
[9 empty] | #N/A | TRUE
[9 empty] | #N/A | TRUE
[9 empty] | #N/A | TRUE
[9 empty] | #N/A | TRUE
[9 empty] | #N/A | TRUE
[9 empty] | #N/A | TRUE
[9 empty] | #N/A | TRUE
[9 empty] | #N/A | TRUE
[9 empty] | #N/A | TRUE
[9 empty] | #N/A | TRUE
[9 empty] | #N/A | TRUE
[9 empty] | #N/A | TRUE
[9 empty] | #N/A | TRUE
[9 empty] | #N/A | TRUE
[9 empty] | #N/A | TRUE
[9 empty] | #N/A | TRUE
[9 empty] | #N/A | TRUE
[9 empty] | #N/A | TRUE
[9 empty] | #N/A | TRUE
[9 empty] | #N/A | TRUE
[9 empty] | #N/A | TRUE
[9 empty] | #N/A | TRUE
[9 empty] | #N/A | TRUE
[9 empty] | #N/A | TRUE
[9 empty] | #N/A | TRUE
[9 empty] | #N/A | TRUE
[9 empty] | #N/A | TRUE
[9 empty] | #N/A | TRUE
[9 empty] | #N/A | TRUE
[9 empty] | #N/A | TRUE
[9 empty] | #N/A | TRUE
[9 empty] | #N/A | TRUE
[9 empty] | #N/A | TRUE
[9 empty] | #N/A | TRUE
[9 empty] | #N/A | TRUE
[9 empty] | #N/A | TRUE
[9 empty] | #N/A | TRUE
[9 empty] | #N/A | TRUE
[9 empty] | #N/A | TRUE
[9 empty] | #N/A | TRUE
[9 empty] | #N/A | TRUE
[9 empty] | #N/A | TRUE
[9 empty] | #N/A | TRUE
[9 empty] | #N/A | TRUE
[9 empty] | #N/A | TRUE
[9 empty] | #N/A | TRUE
[9 empty] | #N/A | TRUE
[9 empty] | #N/A | TRUE
[9 empty] | #N/A | TRUE
[9 empty] | #N/A | TRUE
[9 empty] | #N/A | TRUE
[9 empty] | #N/A | TRUE
[9 empty] | #N/A | TRUE
[9 empty] | #N/A | TRUE
[9 empty] | #N/A | TRUE
[9 empty] | #N/A | TRUE
[9 empty] | #N/A | TRUE
[9 empty] | #N/A | TRUE
[9 empty] | #N/A | TRUE
[9 empty] | #N/A | TRUE
[9 empty] | #N/A | TRUE
[9 empty] | #N/A | TRUE
[9 empty] | #N/A | TRUE
[9 empty] | #N/A | TRUE
[9 empty] | #N/A | TRUE
[9 empty] | #N/A | TRUE
[9 empty] | #N/A | TRUE
[9 empty] | #N/A | TRUE
[9 empty] | #N/A | TRUE
[9 empty] | #N/A | TRUE
[9 empty] | #N/A | TRUE
[9 empty] | #N/A | TRUE
[9 empty] | #N/A | TRUE
[9 empty] | #N/A | TRUE
[9 empty] | #N/A | TRUE
[9 empty] | #N/A | TRUE
[9 empty] | #N/A | TRUE
[9 empty] | #N/A | TRUE
[9 empty] | #N/A | TRUE
[9 empty] | #N/A | TRUE
[9 empty] | #N/A | TRUE
[9 empty] | #N/A | TRUE
[9 empty] | #N/A | TRUE
[9 empty] | #N/A | TRUE
[9 empty] | #N/A | TRUE
[9 empty] | #N/A | TRUE
[9 empty] | #N/A | TRUE
[9 empty] | #N/A | TRUE
[9 empty] | #N/A | TRUE
[9 empty] | #N/A | TRUE
[9 empty] | #N/A | TRUE
[9 empty] | #N/A | TRUE
[9 empty] | #N/A | TRUE
[9 empty] | #N/A | TRUE
[9 empty] | #N/A | TRUE
[9 empty] | #N/A | TRUE
[9 empty] | #N/A | TRUE
[9 empty] | #N/A | TRUE
[9 empty] | #N/A | TRUE
[9 empty] | #N/A | TRUE
[9 empty] | #N/A | TRUE
[9 empty] | #N/A | TRUE
[9 empty] | #N/A | TRUE
[9 empty] | #N/A | TRUE
[9 empty] | #N/A | TRUE
[9 empty] | #N/A | TRUE
[9 empty] | #N/A | TRUE
[9 empty] | #N/A | TRUE
[9 empty] | #N/A | TRUE
[9 empty] | #N/A | TRUE
[9 empty] | #N/A | TRUE
[9 empty] | #N/A | TRUE
[9 empty] | #N/A | TRUE
[9 empty] | #N/A | TRUE
[9 empty] | #N/A | TRUE
[9 empty] | #N/A | TRUE
[9 empty] | #N/A | TRUE
[9 empty] | #N/A | TRUE
[9 empty] | #N/A | TRUE
[9 empty] | #N/A | TRUE
[9 empty] | #N/A | TRUE
[9 empty] | #N/A | TRUE
[9 empty] | #N/A | TRUE
[9 empty] | #N/A | TRUE
[9 empty] | #N/A | TRUE
[9 empty] | #N/A | TRUE
[9 empty] | #N/A | TRUE
[9 empty] | #N/A | TRUE
[9 empty] | #N/A | TRUE
[9 empty] | #N/A | TRUE
[9 empty] | #N/A | TRUE
[9 empty] | #N/A | TRUE
[9 empty] | #N/A | TRUE
[9 empty] | #N/A | TRUE
[9 empty] | #N/A | TRUE
[9 empty] | #N/A | TRUE
[9 empty] | #N/A | TRUE
[9 empty] | #N/A | TRUE
[9 empty] | #N/A | TRUE
[9 empty] | #N/A | TRUE
[9 empty] | #N/A | TRUE
[9 empty] | #N/A | TRUE
[9 empty] | #N/A | TRUE
[9 empty] | #N/A | TRUE
[9 empty] | #N/A | TRUE
[9 empty] | #N/A | TRUE
[9 empty] | #N/A | TRUE
[9 empty] | #N/A | TRUE
[9 empty] | #N/A | TRUE
[9 empty] | #N/A | TRUE
[9 empty] | #N/A | TRUE
[9 empty] | #N/A | TRUE
[9 empty] | #N/A | TRUE
[9 empty] | #N/A | TRUE
[9 empty] | #N/A | TRUE
[9 empty] | #N/A | TRUE
[9 empty] | #N/A | TRUE
[9 empty] | #N/A | TRUE
[9 empty] | #N/A | TRUE
[9 empty] | #N/A | TRUE
[9 empty] | #N/A | TRUE
[9 empty] | #N/A | TRUE
[9 empty] | #N/A | TRUE
[9 empty] | #N/A | TRUE
[9 empty] | #N/A | TRUE
[9 empty] | #N/A | TRUE
[9 empty] | #N/A | TRUE
[9 empty] | #N/A | TRUE
[9 empty] | #N/A | TRUE
[9 empty] | #N/A | TRUE
[9 empty] | #N/A | TRUE
[9 empty] | #N/A | TRUE
[9 empty] | #N/A | TRUE
[9 empty] | #N/A | TRUE
[9 empty] | #N/A | TRUE
[9 empty] | #N/A | TRUE
[9 empty] | #N/A | TRUE
[9 empty] | #N/A | TRUE
[9 empty] | #N/A | TRUE
[9 empty] | #N/A | TRUE
[9 empty] | #N/A | TRUE
[9 empty] | #N/A | TRUE
[9 empty] | #N/A | TRUE
[9 empty] | #N/A | TRUE
[9 empty] | #N/A | TRUE
[9 empty] | #N/A | TRUE
[9 empty] | #N/A | TRUE
[9 empty] | #N/A | TRUE
[9 empty] | #N/A | TRUE
[9 empty] | #N/A | TRUE
[9 empty] | #N/A | TRUE
[9 empty] | #N/A | TRUE
[9 empty] | #N/A | TRUE
[9 empty] | #N/A | TRUE
[9 empty] | #N/A | TRUE
[9 empty] | #N/A | TRUE
[9 empty] | #N/A | TRUE
[9 empty] | #N/A | TRUE
[9 empty] | #N/A | TRUE
[9 empty] | #N/A | TRUE
[9 empty] | #N/A | TRUE
[9 empty] | #N/A | TRUE
[9 empty] | #N/A | TRUE
[9 empty] | #N/A | TRUE
[9 empty] | #N/A | TRUE
[9 empty] | #N/A | TRUE
[9 empty] | #N/A | TRUE
[9 empty] | #N/A | TRUE
[9 empty] | #N/A | TRUE
[9 empty] | #N/A | TRUE
[9 empty] | #N/A | TRUE
[9 empty] | #N/A | TRUE
[9 empty] | #N/A | TRUE
[9 empty] | #N/A | TRUE
[9 empty] | #N/A | TRUE
[9 empty] | #N/A | TRUE
[9 empty] | #N/A | TRUE
[9 empty] | #N/A | TRUE
[9 empty] | #N/A | TRUE
[9 empty] | #N/A | TRUE
[9 empty] | #N/A | TRUE
[9 empty] | #N/A | TRUE
[9 empty] | #N/A | TRUE
[9 empty] | #N/A | TRUE
[9 empty] | #N/A | TRUE
[9 empty] | #N/A | TRUE
[9 empty] | #N/A | TRUE
[9 empty] | #N/A | TRUE
[9 empty] | #N/A | TRUE
[9 empty] | #N/A | TRUE
[9 empty] | #N/A | TRUE
[9 empty] | #N/A | TRUE
[9 empty] | #N/A | TRUE
[9 empty] | #N/A | TRUE
[9 empty] | #N/A | TRUE
[9 empty] | #N/A | TRUE
[9 empty] | #N/A | TRUE
[9 empty] | #N/A | TRUE
[9 empty] | #N/A | TRUE
[9 empty] | #N/A | TRUE
[9 empty] | #N/A | TRUE
[9 empty] | #N/A | TRUE
[9 empty] | #N/A | TRUE
[9 empty] | #N/A | TRUE
[9 empty] | #N/A | TRUE
[9 empty] | #N/A | TRUE
[9 empty] | #N/A | TRUE
[9 empty] | #N/A | TRUE
[9 empty] | #N/A | TRUE
[9 empty] | #N/A | TRUE
[9 empty] | #N/A | TRUE
[9 empty] | #N/A | TRUE
[9 empty] | #N/A | TRUE
[9 empty] | #N/A | TRUE
[9 empty] | #N/A | TRUE
[9 empty] | #N/A | TRUE
[9 empty] | #N/A | TRUE
[9 empty] | #N/A | TRUE
[9 empty] | #N/A | TRUE
[9 empty] | #N/A | TRUE
[9 empty] | #N/A | TRUE
[9 empty] | #N/A | TRUE
[9 empty] | #N/A | TRUE
[9 empty] | #N/A | TRUE
[9 empty] | #N/A | TRUE
[9 empty] | #N/A | TRUE
[9 empty] | #N/A | TRUE
[9 empty] | #N/A | TRUE
[9 empty] | #N/A | TRUE
[9 empty] | #N/A | TRUE
[9 empty] | #N/A | TRUE
[9 empty] | #N/A | TRUE
[9 empty] | #N/A | TRUE
[9 empty] | #N/A | TRUE
[9 empty] | #N/A | TRUE
[9 empty] | #N/A | TRUE
[9 empty] | #N/A | TRUE
[9 empty] | #N/A | TRUE
[9 empty] | #N/A | TRUE
[9 empty] | #N/A | TRUE
[9 empty] | #N/A | TRUE
[9 empty] | #N/A | TRUE
[9 empty] | #N/A | TRUE
[9 empty] | #N/A | TRUE
[9 empty] | #N/A | TRUE
[9 empty] | #N/A | TRUE
[9 empty] | #N/A | TRUE
[9 empty] | #N/A | TRUE
[9 empty] | #N/A | TRUE
[9 empty] | #N/A | TRUE
[9 empty] | #N/A | TRUE
[9 empty] | #N/A | TRUE
[9 empty] | #N/A | TRUE
[9 empty] | #N/A | TRUE
[9 empty] | #N/A | TRUE
[9 empty] | #N/A | TRUE
[9 empty] | #N/A | TRUE
[9 empty] | #N/A | TRUE
[9 empty] | #N/A | TRUE
[9 empty] | #N/A | TRUE
[9 empty] | #N/A | TRUE
[9 empty] | #N/A | TRUE
[9 empty] | #N/A | TRUE
[9 empty] | #N/A | TRUE
[9 empty] | #N/A | TRUE
[9 empty] | #N/A | TRUE
[9 empty] | #N/A | TRUE
[9 empty] | #N/A | TRUE
[9 empty] | #N/A | TRUE
[9 empty] | #N/A | TRUE
[9 empty] | #N/A | TRUE
[9 empty] | #N/A | TRUE
[9 empty] | #N/A | TRUE
[9 empty] | #N/A | TRUE
[9 empty] | #N/A | TRUE
[9 empty] | #N/A | TRUE
[9 empty] | #N/A | TRUE
[9 empty] | #N/A | TRUE
[9 empty] | #N/A | TRUE
[9 empty] | #N/A | TRUE
[9 empty] | #N/A | TRUE
[9 empty] | #N/A | TRUE
[9 empty] | #N/A | TRUE
[9 empty] | #N/A | TRUE
[9 empty] | #N/A | TRUE
[9 empty] | #N/A | TRUE
[9 empty] | #N/A | TRUE
[9 empty] | #N/A | TRUE
[9 empty] | #N/A | TRUE
[9 empty] | #N/A | TRUE
[9 empty] | #N/A | TRUE
[9 empty] | #N/A | TRUE
[9 empty] | #N/A | TRUE
[9 empty] | #N/A | TRUE
[9 empty] | #N/A | TRUE
[9 empty] | #N/A | TRUE
[9 empty] | #N/A | TRUE
[9 empty] | #N/A | TRUE
[9 empty] | #N/A | TRUE
[9 empty] | #N/A | TRUE
[9 empty] | #N/A | TRUE
[9 empty] | #N/A | TRUE
[9 empty] | #N/A | TRUE
[9 empty] | #N/A | TRUE
[9 empty] | #N/A | TRUE
[9 empty] | #N/A | TRUE
[9 empty] | #N/A | TRUE
[9 empty] | #N/A | TRUE
[9 empty] | #N/A | TRUE
[9 empty] | #N/A | TRUE
[9 empty] | #N/A | TRUE
[9 empty] | #N/A | TRUE
[9 empty] | #N/A | TRUE
[9 empty] | #N/A | TRUE
[9 empty] | #N/A | TRUE
[9 empty] | #N/A | TRUE
[9 empty] | #N/A | TRUE
[9 empty] | #N/A | TRUE
[9 empty] | #N/A | TRUE
[9 empty] | #N/A | TRUE
[9 empty] | #N/A | TRUE
[9 empty] | #N/A | TRUE
[9 empty] | #N/A | TRUE
[9 empty] | #N/A | TRUE
[9 empty] | #N/A | TRUE
[9 empty] | #N/A | TRUE
[9 empty] | #N/A | TRUE
[9 empty] | #N/A | TRUE
[9 empty] | #N/A | TRUE
[9 empty] | #N/A | TRUE
[9 empty] | #N/A | TRUE
[9 empty] | #N/A | TRUE
[9 empty] | #N/A | TRUE
[9 empty] | #N/A | TRUE
[9 empty] | #N/A | TRUE
[9 empty] | #N/A | TRUE
[9 empty] | #N/A | TRUE
[9 empty] | #N/A | TRUE
[9 empty] | #N/A | TRUE
[9 empty] | #N/A | TRUE
[9 empty] | #N/A | TRUE
[9 empty] | #N/A | TRUE
[9 empty] | #N/A | TRUE
[9 empty] | #N/A | TRUE
[9 empty] | #N/A | TRUE
[9 empty] | #N/A | TRUE
[9 empty] | #N/A | TRUE
[9 empty] | #N/A | TRUE
[9 empty] | #N/A | TRUE
[9 empty] | #N/A | TRUE
[9 empty] | #N/A | TRUE
[9 empty] | #N/A | TRUE
[9 empty] | #N/A | TRUE
[9 empty] | #N/A | TRUE
[9 empty] | #N/A | TRUE
[9 empty] | #N/A | TRUE
[9 empty] | #N/A | TRUE
[9 empty] | #N/A | TRUE
[9 empty] | #N/A | TRUE
[9 empty] | #N/A | TRUE
[9 empty] | #N/A | TRUE
[9 empty] | #N/A | TRUE
[9 empty] | #N/A | TRUE
[9 empty] | #N/A | TRUE
[9 empty] | #N/A | TRUE
[9 empty] | #N/A | TRUE
[9 empty] | #N/A | TRUE
[9 empty] | #N/A | TRUE
[9 empty] | #N/A | TRUE
[9 empty] | #N/A | TRUE
[9 empty] | #N/A | TRUE
[9 empty] | #N/A | TRUE
[9 empty] | #N/A | TRUE
[9 empty] | #N/A | TRUE
[9 empty] | #N/A | TRUE
[9 empty] | #N/A | TRUE
[9 empty] | #N/A | TRUE
[9 empty] | #N/A | TRUE
[9 empty] | #N/A | TRUE
[9 empty] | #N/A | TRUE
[9 empty] | #N/A | TRUE
[9 empty] | #N/A | TRUE
[9 empty] | #N/A | TRUE
[9 empty] | #N/A | TRUE
[9 empty] | #N/A | TRUE
[9 empty] | #N/A | TRUE
[9 empty] | #N/A | TRUE
[9 empty] | #N/A | TRUE
[9 empty] | #N/A | TRUE
[9 empty] | #N/A | TRUE
[9 empty] | #N/A | TRUE
[9 empty] | #N/A | TRUE
[9 empty] | #N/A | TRUE
[9 empty] | #N/A | TRUE
[9 empty] | #N/A | TRUE
[9 empty] | #N/A | TRUE
[9 empty] | #N/A | TRUE
[9 empty] | #N/A | TRUE
[9 empty] | #N/A | TRUE
[9 empty] | #N/A | TRUE
[9 empty] | #N/A | TRUE
[9 empty] | #N/A | TRUE
[9 empty] | #N/A | TRUE
[9 empty] | #N/A | TRUE
[9 empty] | #N/A | TRUE
[9 empty] | #N/A | TRUE
[9 empty] | #N/A | TRUE
[9 empty] | #N/A | TRUE
[9 empty] | #N/A | TRUE
[9 empty] | #N/A | TRUE
[9 empty] | #N/A | TRUE
[9 empty] | #N/A | TRUE
[9 empty] | #N/A | TRUE
[9 empty] | #N/A | TRUE
[9 empty] | #N/A | TRUE
[9 empty] | #N/A | TRUE
[9 empty] | #N/A | TRUE
[9 empty] | #N/A | TRUE
[9 empty] | #N/A | TRUE
[9 empty] | #N/A | TRUE
[9 empty] | #N/A | TRUE
[9 empty] | #N/A | TRUE
[9 empty] | #N/A | TRUE
[9 empty] | #N/A | TRUE
[9 empty] | #N/A | TRUE
[9 empty] | #N/A | TRUE
[9 empty] | #N/A | TRUE
[9 empty] | #N/A | TRUE
[9 empty] | #N/A | TRUE
[9 empty] | #N/A | TRUE
[9 empty] | #N/A | TRUE
[9 empty] | #N/A | TRUE
[9 empty] | #N/A | TRUE
[9 empty] | #N/A | TRUE
[9 empty] | #N/A | TRUE
[9 empty] | #N/A | TRUE
[9 empty] | #N/A | TRUE
[9 empty] | #N/A | TRUE
[9 empty] | #N/A | TRUE
[9 empty] | #N/A | TRUE
[9 empty] | #N/A | TRUE
[9 empty] | #N/A | TRUE
[9 empty] | #N/A | TRUE
[9 empty] | #N/A | TRUE
[9 empty] | #N/A | TRUE
[9 empty] | #N/A | TRUE
[9 empty] | #N/A | TRUE
[9 empty] | #N/A | TRUE
[9 empty] | #N/A | TRUE
[9 empty] | #N/A | TRUE
[9 empty] | #N/A | TRUE
[9 empty] | #N/A | TRUE
[9 empty] | #N/A | TRUE
[9 empty] | #N/A | TRUE
[9 empty] | #N/A | TRUE
[9 empty] | #N/A | TRUE
[9 empty] | #N/A | TRUE
[9 empty] | #N/A | TRUE
[9 empty] | #N/A | TRUE
[9 empty] | #N/A | TRUE
[9 empty] | #N/A | TRUE
[9 empty] | #N/A | TRUE
[9 empty] | #N/A | TRUE
[9 empty] | #N/A | TRUE
[9 empty] | #N/A | TRUE
[9 empty] | #N/A | TRUE
[9 empty] | #N/A | TRUE
[9 empty] | #N/A | TRUE
[9 empty] | #N/A | TRUE
[9 empty] | #N/A | TRUE
[9 empty] | #N/A | TRUE
[9 empty] | #N/A | TRUE
[9 empty] | #N/A | TRUE
[9 empty] | #N/A | TRUE
[9 empty] | #N/A | TRUE
[9 empty] | #N/A | TRUE
[9 empty] | #N/A | TRUE
[9 empty] | #N/A | TRUE
[9 empty] | #N/A | TRUE
[9 empty] | #N/A | TRUE
[9 empty] | #N/A | TRUE
[9 empty] | #N/A | TRUE
[9 empty] | #N/A | TRUE
[9 empty] | #N/A | TRUE
[9 empty] | #N/A | TRUE
[9 empty] | #N/A | TRUE
[9 empty] | #N/A | TRUE
[9 empty] | #N/A | TRUE
[9 empty] | #N/A | TRUE
[9 empty] | #N/A | TRUE
[9 empty] | #N/A | TRUE
[9 empty] | #N/A | TRUE
[9 empty] | #N/A | TRUE
[9 empty] | #N/A | TRUE
[9 empty] | #N/A | TRUE
[9 empty] | #N/A | TRUE
[9 empty] | #N/A | TRUE
[9 empty] | #N/A | TRUE
[9 empty] | #N/A | TRUE
[9 empty] | #N/A | TRUE
[9 empty] | #N/A | TRUE
[9 empty] | #N/A | TRUE
[9 empty] | #N/A | TRUE
[9 empty] | #N/A | TRUE
[9 empty] | #N/A | TRUE
[9 empty] | #N/A | TRUE
[9 empty] | #N/A | TRUE
[9 empty] | #N/A | TRUE
[9 empty] | #N/A | TRUE
[9 empty] | #N/A | TRUE
[9 empty] | #N/A | TRUE
[9 empty] | #N/A | TRUE
[9 empty] | #N/A | TRUE
[9 empty] | #N/A | TRUE
[9 empty] | #N/A | TRUE
[9 empty] | #N/A | TRUE
[9 empty] | #N/A | TRUE
[9 empty] | #N/A | TRUE
[9 empty] | #N/A | TRUE
[9 empty] | #N/A | TRUE
[9 empty] | #N/A | TRUE
[9 empty] | #N/A | TRUE
[9 empty] | #N/A | TRUE
[9 empty] | #N/A | TRUE
[9 empty] | #N/A | TRUE
[9 empty] | #N/A | TRUE
[9 empty] | #N/A | TRUE
[9 empty] | #N/A | TRUE
[9 empty] | #N/A | TRUE
[9 empty] | #N/A | TRUE
[9 empty] | #N/A | TRUE
[9 empty] | #N/A | TRUE
[9 empty] | #N/A | TRUE
[9 empty] | #N/A | TRUE
[9 empty] | #N/A | TRUE
[9 empty] | #N/A | TRUE
[9 empty] | #N/A | TRUE
[9 empty] | #N/A | TRUE
[9 empty] | #N/A | TRUE
[9 empty] | #N/A | TRUE
[9 empty] | #N/A | TRUE
[9 empty] | #N/A | TRUE
[9 empty] | #N/A | TRUE
[9 empty] | #N/A | TRUE
[9 empty] | #N/A | TRUE
[9 empty] | #N/A | TRUE
[9 empty] | #N/A | TRUE
[9 empty] | #N/A | TRUE
[9 empty] | #N/A | TRUE
[9 empty] | #N/A | TRUE
[9 empty] | #N/A | TRUE
[9 empty] | #N/A | TRUE
[9 empty] | #N/A | TRUE
[9 empty] | #N/A | TRUE
[9 empty] | #N/A | TRUE
[9 empty] | #N/A | TRUE
[9 empty] | #N/A | TRUE
[9 empty] | #N/A | TRUE
[9 empty] | #N/A | TRUE
[9 empty] | #N/A | TRUE
[9 empty] | #N/A | TRUE
[9 empty] | #N/A | TRUE
[9 empty] | #N/A | TRUE
[9 empty] | #N/A | TRUE
[9 empty] | #N/A | TRUE
[9 empty] | #N/A | TRUE
[9 empty] | #N/A | TRUE
[9 empty] | #N/A | TRUE
[9 empty] | #N/A | TRUE
[9 empty] | #N/A | TRUE
[9 empty] | #N/A | TRUE
[9 empty] | #N/A | TRUE
[9 empty] | #N/A | TRUE
[9 empty] | #N/A | TRUE
[9 empty] | #N/A | TRUE
[9 empty] | #N/A | TRUE
[9 empty] | #N/A | TRUE
[9 empty] | #N/A | TRUE
[9 empty] | #N/A | TRUE
[9 empty] | #N/A | TRUE
[9 empty] | #N/A | TRUE
[9 empty] | #N/A | TRUE
[9 empty] | #N/A | TRUE
[9 empty] | #N/A | TRUE
[9 empty] | #N/A | TRUE
[9 empty] | #N/A | TRUE
[9 empty] | #N/A | TRUE
[9 empty] | #N/A | TRUE
[9 empty] | #N/A | TRUE
[9 empty] | #N/A | TRUE
[9 empty] | #N/A | TRUE
[9 empty] | #N/A | TRUE
[9 empty] | #N/A | TRUE
[9 empty] | #N/A | TRUE
[9 empty] | #N/A | TRUE
[9 empty] | #N/A | TRUE
[9 empty] | #N/A | TRUE
[9 empty] | #N/A | TRUE
[9 empty] | #N/A | TRUE
[9 empty] | #N/A | TRUE
[9 empty] | #N/A | TRUE
[9 empty] | #N/A | TRUE
[9 empty] | #N/A | TRUE
[9 empty] | #N/A | TRUE
[9 empty] | #N/A | TRUE
[9 empty] | #N/A | TRUE
[9 empty] | #N/A | TRUE
[9 empty] | #N/A | TRUE
[9 empty] | #N/A | TRUE
[9 empty] | #N/A | TRUE
[9 empty] | #N/A | TRUE
[9 empty] | #N/A | TRUE
[9 empty] | #N/A | TRUE
[9 empty] | #N/A | TRUE
[9 empty] | #N/A | TRUE
[9 empty] | #N/A | TRUE
[9 empty] | #N/A | TRUE
[9 empty] | #N/A | TRUE
[9 empty] | #N/A | TRUE
[9 empty] | #N/A | TRUE
[9 empty] | #N/A | TRUE
[9 empty] | #N/A | TRUE
[9 empty] | #N/A | TRUE
[9 empty] | #N/A | TRUE
[9 empty] | #N/A | TRUE
[9 empty] | #N/A | TRUE
[9 empty] | #N/A | TRUE
[9 empty] | #N/A | TRUE
[9 empty] | #N/A | TRUE
[9 empty] | #N/A | TRUE
[9 empty] | #N/A | TRUE
[9 empty] | #N/A | TRUE
[9 empty] | #N/A | TRUE
[9 empty] | #N/A | TRUE
[9 empty] | #N/A | TRUE
[9 empty] | #N/A | TRUE
[9 empty] | #N/A | TRUE
[9 empty] | #N/A | TRUE
[9 empty] | #N/A | TRUE
[9 empty] | #N/A | TRUE
[9 empty] | #N/A | TRUE
[9 empty] | #N/A | TRUE
[9 empty] | #N/A | TRUE
[9 empty] | #N/A | TRUE
[9 empty] | #N/A | TRUE
[9 empty] | #N/A | TRUE
[9 empty] | #N/A | TRUE
[9 empty] | #N/A | TRUE
[9 empty] | #N/A | TRUE
[9 empty] | #N/A | TRUE
[9 empty] | #N/A | TRUE
[9 empty] | #N/A | TRUE
[9 empty] | #N/A | TRUE
[9 empty] | #N/A | TRUE
[9 empty] | #N/A | TRUE
[9 empty] | #N/A | TRUE
[9 empty] | #N/A | TRUE
[9 empty] | #N/A | TRUE
[9 empty] | #N/A | TRUE
[9 empty] | #N/A | TRUE
[9 empty] | #N/A | TRUE
[9 empty] | #N/A | TRUE
[9 empty] | #N/A | TRUE
[9 empty] | #N/A | TRUE
[9 empty] | #N/A | TRUE
[9 empty] | #N/A | TRUE
[9 empty] | #N/A | TRUE
[9 empty] | #N/A | TRUE
[9 empty] | #N/A | TRUE
[9 empty] | #N/A | TRUE
[9 empty] | #N/A | TRUE
[9 empty] | #N/A | TRUE
[9 empty] | #N/A | TRUE
[9 empty] | #N/A | TRUE
[9 empty] | #N/A | TRUE
[9 empty] | #N/A | TRUE
[9 empty] | #N/A | TRUE
[9 empty] | #N/A | TRUE
[9 empty] | #N/A | TRUE
[9 empty] | #N/A | TRUE
[9 empty] | #N/A | TRUE
[9 empty] | #N/A | TRUE
[9 empty] | #N/A | TRUE
[9 empty] | #N/A | TRUE
[9 empty] | #N/A | TRUE
[9 empty] | #N/A | TRUE
[9 empty] | #N/A | TRUE
[9 empty] | #N/A | TRUE
[9 empty] | #N/A | TRUE
[9 empty] | #N/A | TRUE
[9 empty] | #N/A | TRUE
[9 empty] | #N/A | TRUE
[9 empty] | #N/A | TRUE
[9 empty] | #N/A | TRUE
[9 empty] | #N/A | TRUE
[9 empty] | #N/A | TRUE
[9 empty] | #N/A | TRUE
[9 empty] | #N/A | TRUE
[9 empty] | #N/A | TRUE
[9 empty] | #N/A | TRUE
[9 empty] | #N/A | TRUE
[9 empty] | #N/A | TRUE
[9 empty] | #N/A | TRUE
[9 empty] | #N/A | TRUE
[9 empty] | #N/A | TRUE
[9 empty] | #N/A | TRUE
[9 empty] | #N/A | TRUE
[9 empty] | #N/A | TRUE
[9 empty] | #N/A | TRUE
[9 empty] | #N/A | TRUE
[9 empty] | #N/A | TRUE
[9 empty] | #N/A | TRUE
[9 empty] | #N/A | TRUE
[9 empty] | #N/A | TRUE
[9 empty] | #N/A | TRUE
[9 empty] | #N/A | TRUE
[9 empty] | #N/A | TRUE
[9 empty] | #N/A | TRUE
[9 empty] | #N/A | TRUE
[9 empty] | #N/A | TRUE
[9 empty] | #N/A | TRUE
[9 empty] | #N/A | TRUE
[9 empty] | #N/A | TRUE
[9 empty] | #N/A | TRUE
[9 empty] | #N/A | TRUE
[9 empty] | #N/A | TRUE
[9 empty] | #N/A | TRUE
[9 empty] | #N/A | TRUE
[9 empty] | #N/A | TRUE
[9 empty] | #N/A | TRUE
[9 empty] | #N/A | TRUE
[9 empty] | #N/A | TRUE
[9 empty] | #N/A | TRUE
[9 empty] | #N/A | TRUE
[9 empty] | #N/A | TRUE
[9 empty] | #N/A | TRUE
[9 empty] | #N/A | TRUE
[9 empty] | #N/A | TRUE
[9 empty] | #N/A | TRUE
[9 empty] | #N/A | TRUE
[9 empty] | #N/A | TRUE
[9 empty] | #N/A | TRUE
[9 empty] | #N/A | TRUE
[9 empty] | #N/A | TRUE
[9 empty] | #N/A | TRUE
[9 empty] | #N/A | TRUE
[9 empty] | #N/A | TRUE
[9 empty] | #N/A | TRUE
[9 empty] | #N/A | TRUE
[9 empty] | #N/A | TRUE
[9 empty] | #N/A | TRUE
[9 empty] | #N/A | TRUE
[9 empty] | #N/A | TRUE
[9 empty] | #N/A | TRUE
[9 empty] | #N/A | TRUE
[9 empty] | #N/A | TRUE
[9 empty] | #N/A | TRUE
[9 empty] | #N/A | TRUE
[9 empty] | #N/A | TRUE
[9 empty] | #N/A | TRUE
[9 empty] | #N/A | TRUE
[9 empty] | #N/A | TRUE
[9 empty] | #N/A | TRUE
[9 empty] | #N/A | TRUE
[9 empty] | #N/A | TRUE
[9 empty] | #N/A | TRUE
[9 empty] | #N/A | TRUE
[9 empty] | #N/A | TRUE
[9 empty] | #N/A | TRUE
[9 empty] | #N/A | TRUE
[9 empty] | #N/A | TRUE
[9 empty] | #N/A | TRUE
[9 empty] | #N/A | TRUE
[9 empty] | #N/A | TRUE
[9 empty] | #N/A | TRUE
[9 empty] | #N/A | TRUE
[9 empty] | #N/A | TRUE
[9 empty] | #N/A | TRUE
[9 empty] | #N/A | TRUE
[9 empty] | #N/A | TRUE
[9 empty] | #N/A | TRUE
[9 empty] | #N/A | TRUE
[9 empty] | #N/A | TRUE
[9 empty] | #N/A | TRUE
[9 empty] | #N/A | TRUE
[9 empty] | #N/A | TRUE
[9 empty] | #N/A | TRUE
[9 empty] | #N/A | TRUE
[9 empty] | #N/A | TRUE
[9 empty] | #N/A | TRUE
[9 empty] | #N/A | TRUE
[9 empty] | #N/A | TRUE
[9 empty] | #N/A | TRUE
[9 empty] | #N/A | TRUE
[9 empty] | #N/A | TRUE
[9 empty] | #N/A | TRUE
[9 empty] | #N/A | TRUE
[9 empty] | #N/A | TRUE
[9 empty] | #N/A | TRUE
[9 empty] | #N/A | TRUE
[9 empty] | #N/A | TRUE
[9 empty] | #N/A | TRUE
[9 empty] | #N/A | TRUE
[9 empty] | #N/A | TRUE
[9 empty] | #N/A | TRUE
[9 empty] | #N/A | TRUE
[9 empty] | #N/A | TRUE
[9 empty] | #N/A | TRUE
[9 empty] | #N/A | TRUE
[9 empty] | #N/A | TRUE
[9 empty] | #N/A | TRUE
[9 empty] | #N/A | TRUE
[9 empty] | #N/A | TRUE
[9 empty] | #N/A | TRUE
[9 empty] | #N/A | TRUE
[9 empty] | #N/A | TRUE
[9 empty] | #N/A | TRUE
[9 empty] | #N/A | TRUE
[9 empty] | #N/A | TRUE
[9 empty] | #N/A | TRUE
[9 empty] | #N/A | TRUE
[9 empty] | #N/A | TRUE
[9 empty] | #N/A | TRUE
[9 empty] | #N/A | TRUE
[9 empty] | #N/A | TRUE
[9 empty] | #N/A | TRUE
[9 empty] | #N/A | TRUE
[9 empty] | #N/A | TRUE
[9 empty] | #N/A | TRUE
[9 empty] | #N/A | TRUE
[9 empty] | #N/A | TRUE
[9 empty] | #N/A | TRUE
[9 empty] | #N/A | TRUE
[9 empty] | #N/A | TRUE
[9 empty] | #N/A | TRUE
[9 empty] | #N/A | TRUE
[9 empty] | #N/A | TRUE
[9 empty] | #N/A | TRUE
[9 empty] | #N/A | TRUE
[9 empty] | #N/A | TRUE
[9 empty] | #N/A | TRUE
[9 empty] | #N/A | TRUE
[9 empty] | #N/A | TRUE
[9 empty] | #N/A | TRUE
[9 empty] | #N/A | TRUE
[9 empty] | #N/A | TRUE
[9 empty] | #N/A | TRUE
[9 empty] | #N/A | TRUE
[9 empty] | #N/A | TRUE
[9 empty] | #N/A | TRUE
[9 empty] | #N/A | TRUE
[9 empty] | #N/A | TRUE
[9 empty] | #N/A | TRUE
[9 empty] | #N/A | TRUE
[9 empty] | #N/A | TRUE
[9 empty] | #N/A | TRUE
[9 empty] | #N/A | TRUE
[9 empty] | #N/A | TRUE
[9 empty] | #N/A | TRUE
[9 empty] | #N/A | TRUE
[9 empty] | #N/A | TRUE
[9 empty] | #N/A | TRUE
[9 empty] | #N/A | TRUE
[9 empty] | #N/A | TRUE
[9 empty] | #N/A | TRUE
[9 empty] | #N/A | TRUE
[9 empty] | #N/A | TRUE
[9 empty] | #N/A | TRUE
[9 empty] | #N/A | TRUE
[9 empty] | #N/A | TRUE
[9 empty] | #N/A | TRUE
[9 empty] | #N/A | TRUE
[9 empty] | #N/A | TRUE
[9 empty] | #N/A | TRUE
[9 empty] | #N/A | TRUE
[9 empty] | #N/A | TRUE
[9 empty] | #N/A | TRUE
[9 empty] | #N/A | TRUE
[9 empty] | #N/A | TRUE
[9 empty] | #N/A | TRUE
[9 empty] | #N/A | TRUE
[9 empty] | #N/A | TRUE
[9 empty] | #N/A | TRUE
[9 empty] | #N/A | TRUE
[9 empty] | #N/A | TRUE
[9 empty] | #N/A | TRUE
[9 empty] | #N/A | TRUE
[9 empty] | #N/A | TRUE
[9 empty] | #N/A | TRUE
[9 empty] | #N/A | TRUE
[9 empty] | #N/A | TRUE
[9 empty] | #N/A | TRUE
[9 empty] | #N/A | TRUE
[9 empty] | #N/A | TRUE
[9 empty] | #N/A | TRUE
[9 empty] | #N/A | TRUE
[9 empty] | #N/A | TRUE
[9 empty] | #N/A | TRUE
[9 empty] | #N/A | TRUE
[9 empty] | #N/A | TRUE
[9 empty] | #N/A | TRUE
[9 empty] | #N/A | TRUE
[9 empty] | #N/A | TRUE
[9 empty] | #N/A | TRUE
[9 empty] | #N/A | TRUE
[9 empty] | #N/A | TRUE
[9 empty] | #N/A | TRUE
[9 empty] | #N/A | TRUE
[9 empty] | #N/A | TRUE
[9 empty] | #N/A | TRUE
[9 empty] | #N/A | TRUE
[9 empty] | #N/A | TRUE
[9 empty] | #N/A | TRUE
[9 empty] | #N/A | TRUE
[9 empty] | #N/A | TRUE
[9 empty] | #N/A | TRUE
[9 empty] | #N/A | TRUE
[9 empty] | #N/A | TRUE
[9 empty] | #N/A | TRUE
[9 empty] | #N/A | TRUE
[9 empty] | #N/A | TRUE
[9 empty] | #N/A | TRUE
[9 empty] | #N/A | TRUE
[9 empty] | #N/A | TRUE
[9 empty] | #N/A | TRUE
[9 empty] | #N/A | TRUE
[9 empty] | #N/A | TRUE
[9 empty] | #N/A | TRUE
[9 empty] | #N/A | TRUE
[9 empty] | #N/A | TRUE
[9 empty] | #N/A | TRUE
[9 empty] | #N/A | TRUE
[9 empty] | #N/A | TRUE
[9 empty] | #N/A | TRUE
[9 empty] | #N/A | TRUE
[9 empty] | #N/A | TRUE
[9 empty] | #N/A | TRUE
[9 empty] | #N/A | TRUE
[9 empty] | #N/A | TRUE
[9 empty] | #N/A | TRUE
[9 empty] | #N/A | TRUE
[9 empty] | #N/A | TRUE
[9 empty] | #N/A | TRUE
[9 empty] | #N/A | TRUE
[9 empty] | #N/A | TRUE
[9 empty] | #N/A | TRUE
[9 empty] | #N/A | TRUE
[9 empty] | #N/A | TRUE
[9 empty] | #N/A | TRUE
[9 empty] | #N/A | TRUE
[9 empty] | #N/A | TRUE
[9 empty] | #N/A | TRUE
[9 empty] | #N/A | TRUE
[9 empty] | #N/A | TRUE
[9 empty] | #N/A | TRUE
[9 empty] | #N/A | TRUE
[9 empty] | #N/A | TRUE
[9 empty] | #N/A | TRUE
[9 empty] | #N/A | TRUE
[9 empty] | #N/A | TRUE
[9 empty] | #N/A | TRUE
[9 empty] | #N/A | TRUE
[9 empty] | #N/A | TRUE
[9 empty] | #N/A | TRUE
[9 empty] | #N/A | TRUE
[9 empty] | #N/A | TRUE
[9 empty] | #N/A | TRUE
[9 empty] | #N/A | TRUE
[9 empty] | #N/A | TRUE
[9 empty] | #N/A | TRUE
[9 empty] | #N/A | TRUE
[9 empty] | #N/A | TRUE
[9 empty] | #N/A | TRUE
[9 empty] | #N/A | TRUE
[9 empty] | #N/A | TRUE
[9 empty] | #N/A | TRUE
[9 empty] | #N/A | TRUE
[9 empty] | #N/A | TRUE
[9 empty] | #N/A | TRUE
[9 empty] | #N/A | TRUE
[9 empty] | #N/A | TRUE
[9 empty] | #N/A | TRUE
[9 empty] | #N/A | TRUE
[9 empty] | #N/A | TRUE
[9 empty] | #N/A | TRUE
[9 empty] | #N/A | TRUE
[9 empty] | #N/A | TRUE
[9 empty] | #N/A | TRUE
[9 empty] | #N/A | TRUE
[9 empty] | #N/A | TRUE
[9 empty] | #N/A | TRUE
[9 empty] | #N/A | TRUE
[9 empty] | #N/A | TRUE
[9 empty] | #N/A | TRUE
[9 empty] | #N/A | TRUE
[9 empty] | #N/A | TRUE
[9 empty] | #N/A | TRUE
[9 empty] | #N/A | TRUE
[9 empty] | #N/A | TRUE
[9 empty] | #N/A | TRUE
[9 empty] | #N/A | TRUE
[9 empty] | #N/A | TRUE
[9 empty] | #N/A | TRUE
[9 empty] | #N/A | TRUE
[9 empty] | #N/A | TRUE
[9 empty] | #N/A | TRUE
[9 empty] | #N/A | TRUE
[9 empty] | #N/A | TRUE
[9 empty] | #N/A | TRUE
[9 empty] | #N/A | TRUE
[9 empty] | #N/A | TRUE
[9 empty] | #N/A | TRUE
[9 empty] | #N/A | TRUE
[9 empty] | #N/A | TRUE
[9 empty] | #N/A | TRUE
[9 empty] | #N/A | TRUE
[9 empty] | #N/A | TRUE
[9 empty] | #N/A | TRUE
[9 empty] | #N/A | TRUE
[9 empty] | #N/A | TRUE
[9 empty] | #N/A | TRUE
[9 empty] | #N/A | TRUE
[9 empty] | #N/A | TRUE
[9 empty] | #N/A | TRUE
[9 empty] | #N/A | TRUE
[9 empty] | #N/A | TRUE
[9 empty] | #N/A | TRUE
[9 empty] | #N/A | TRUE
[9 empty] | #N/A | TRUE
[9 empty] | #N/A | TRUE
[9 empty] | #N/A | TRUE
[9 empty] | #N/A | TRUE
[9 empty] | #N/A | TRUE
[9 empty] | #N/A | TRUE
[9 empty] | #N/A | TRUE
[9 empty] | #N/A | TRUE
[9 empty] | #N/A | TRUE
[9 empty] | #N/A | TRUE
[9 empty] | #N/A | TRUE
[9 empty] | #N/A | TRUE
[9 empty] | #N/A | TRUE
[9 empty] | #N/A | TRUE
[9 empty] | #N/A | TRUE
[9 empty] | #N/A | TRUE
[9 empty] | #N/A | TRUE
[9 empty] | #N/A | TRUE
[9 empty] | #N/A | TRUE
[9 empty] | #N/A | TRUE
[9 empty] | #N/A | TRUE
[9 empty] | #N/A | TRUE
[9 empty] | #N/A | TRUE
[9 empty] | #N/A | TRUE
[9 empty] | #N/A | TRUE
[9 empty] | #N/A | TRUE
[9 empty] | #N/A | TRUE
[9 empty] | #N/A | TRUE
[9 empty] | #N/A | TRUE
[9 empty] | #N/A | TRUE
[9 empty] | #N/A | TRUE
[9 empty] | #N/A | TRUE
[9 empty] | #N/A | TRUE
[9 empty] | #N/A | TRUE
[9 empty] | #N/A | TRUE
[9 empty] | #N/A | TRUE
[9 empty] | #N/A | TRUE
[9 empty] | #N/A | TRUE
[9 empty] | #N/A | TRUE
[9 empty] | #N/A | TRUE
[9 empty] | #N/A | TRUE
[9 empty] | #N/A | TRUE
[9 empty] | #N/A | TRUE
[9 empty] | #N/A | TRUE
[9 empty] | #N/A | TRUE
[9 empty] | #N/A | TRUE
[9 empty] | #N/A | TRUE
[9 empty] | #N/A | TRUE
[9 empty] | #N/A | TRUE
[9 empty] | #N/A | TRUE
[9 empty] | #N/A | TRUE
[9 empty] | #N/A | TRUE
[9 empty] | #N/A | TRUE
[9 empty] | #N/A | TRUE
[9 empty] | #N/A | TRUE
[9 empty] | #N/A | TRUE
[9 empty] | #N/A | TRUE
[9 empty] | #N/A | TRUE
[9 empty] | #N/A | TRUE
[9 empty] | #N/A | TRUE
[9 empty] | #N/A | TRUE
[9 empty] | #N/A | TRUE
[9 empty] | #N/A | TRUE
[9 empty] | #N/A | TRUE
[9 empty] | #N/A | TRUE
[9 empty] | #N/A | TRUE
[9 empty] | #N/A | TRUE
[9 empty] | #N/A | TRUE
[9 empty] | #N/A | TRUE
[9 empty] | #N/A | TRUE
[9 empty] | #N/A | TRUE
[9 empty] | #N/A | TRUE
[9 empty] | #N/A | TRUE
[9 empty] | #N/A | TRUE
[9 empty] | #N/A | TRUE
[9 empty] | #N/A | TRUE
[9 empty] | #N/A | TRUE
[9 empty] | #N/A | TRUE
[9 empty] | #N/A | TRUE
[9 empty] | #N/A | TRUE
[9 empty] | #N/A | TRUE
[9 empty] | #N/A | TRUE
[9 empty] | #N/A | TRUE
[9 empty] | #N/A | TRUE
[9 empty] | #N/A | TRUE
[9 empty] | #N/A | TRUE
[9 empty] | #N/A | TRUE
[9 empty] | #N/A | TRUE
[9 empty] | #N/A | TRUE
[9 empty] | #N/A | TRUE
[9 empty] | #N/A | TRUE
[9 empty] | #N/A | TRUE
[9 empty] | #N/A | TRUE
[9 empty] | #N/A | TRUE
[9 empty] | #N/A | TRUE
[9 empty] | #N/A | TRUE
[9 empty] | #N/A | TRUE
[9 empty] | #N/A | TRUE
[9 empty] | #N/A | TRUE
[9 empty] | #N/A | TRUE
[9 empty] | #N/A | TRUE
[9 empty] | #N/A | TRUE
[9 empty] | #N/A | TRUE
[9 empty] | #N/A | TRUE
[9 empty] | #N/A | TRUE
[9 empty] | #N/A | TRUE
[9 empty] | #N/A | TRUE
[9 empty] | #N/A | TRUE
[9 empty] | #N/A | TRUE
[9 empty] | #N/A | TRUE
[9 empty] | #N/A | TRUE
[9 empty] | #N/A | TRUE
[9 empty] | #N/A | TRUE
[9 empty] | #N/A | TRUE
[9 empty] | #N/A | TRUE
[9 empty] | #N/A | TRUE
[9 empty] | #N/A | TRUE
[9 empty] | #N/A | TRUE
[9 empty] | #N/A | TRUE
[9 empty] | #N/A | TRUE
[9 empty] | #N/A | TRUE
[9 empty] | #N/A | TRUE
[9 empty] | #N/A | TRUE
[9 empty] | #N/A | TRUE
[9 empty] | #N/A | TRUE
[9 empty] | #N/A | TRUE
[9 empty] | #N/A | TRUE
[9 empty] | #N/A | TRUE
[9 empty] | #N/A | TRUE
[9 empty] | #N/A | TRUE
[9 empty] | #N/A | TRUE
[9 empty] | #N/A | TRUE
[9 empty] | #N/A | TRUE
[9 empty] | #N/A | TRUE
[9 empty] | #N/A | TRUE
[9 empty] | #N/A | TRUE
[9 empty] | #N/A | TRUE
[9 empty] | #N/A | TRUE
[9 empty] | #N/A | TRUE
[9 empty] | #N/A | TRUE
[9 empty] | #N/A | TRUE
[9 empty] | #N/A | TRUE
[9 empty] | #N/A | TRUE
[9 empty] | #N/A | TRUE
[9 empty] | #N/A | TRUE
[9 empty] | #N/A | TRUE
[9 empty] | #N/A | TRUE
[9 empty] | #N/A | TRUE
[9 empty] | #N/A | TRUE
[9 empty] | #N/A | TRUE
[9 empty] | #N/A | TRUE
[9 empty] | #N/A | TRUE
[9 empty] | #N/A | TRUE
[9 empty] | #N/A | TRUE
[9 empty] | #N/A | TRUE
[9 empty] | #N/A | TRUE
[9 empty] | #N/A | TRUE
[9 empty] | #N/A | TRUE
[9 empty] | #N/A | TRUE
[9 empty] | #N/A | TRUE
[9 empty] | #N/A | TRUE
[9 empty] | #N/A | TRUE
[9 empty] | #N/A | TRUE
[9 empty] | #N/A | TRUE
[9 empty] | #N/A | TRUE
[9 empty] | #N/A | TRUE
[9 empty] | #N/A | TRUE
[9 empty] | #N/A | TRUE
[9 empty] | #N/A | TRUE
[9 empty] | #N/A | TRUE
[9 empty] | #N/A | TRUE
[9 empty] | #N/A | TRUE
[9 empty] | #N/A | TRUE
[9 empty] | #N/A | TRUE
[9 empty] | #N/A | TRUE
[9 empty] | #N/A | TRUE
[9 empty] | #N/A | TRUE
[9 empty] | #N/A | TRUE
[9 empty] | #N/A | TRUE
[9 empty] | #N/A | TRUE
[9 empty] | #N/A | TRUE
[9 empty] | #N/A | TRUE
[9 empty] | #N/A | TRUE
[9 empty] | #N/A | TRUE
[9 empty] | #N/A | TRUE
[9 empty] | #N/A | TRUE
[9 empty] | #N/A | TRUE
[9 empty] | #N/A | TRUE
[9 empty] | #N/A | TRUE
[9 empty] | #N/A | TRUE
[9 empty] | #N/A | TRUE
[9 empty] | #N/A | TRUE
[9 empty] | #N/A | TRUE
[9 empty] | #N/A | TRUE
[9 empty] | #N/A | TRUE
[9 empty] | #N/A | TRUE
[9 empty] | #N/A | TRUE
[9 empty] | #N/A | TRUE
[9 empty] | #N/A | TRUE
[9 empty] | #N/A | TRUE
[9 empty] | #N/A | TRUE
[9 empty] | #N/A | TRUE
[9 empty] | #N/A | TRUE
[9 empty] | #N/A | TRUE
[9 empty] | #N/A | TRUE
[9 empty] | #N/A | TRUE
[9 empty] | #N/A | TRUE
[9 empty] | #N/A | TRUE
[9 empty] | #N/A | TRUE
[9 empty] | #N/A | TRUE
[9 empty] | #N/A | TRUE
[9 empty] | #N/A | TRUE
[9 empty] | #N/A | TRUE
[9 empty] | #N/A | TRUE
[9 empty] | #N/A | TRUE
[9 empty] | #N/A | TRUE
[9 empty] | #N/A | TRUE
[9 empty] | #N/A | TRUE
[9 empty] | #N/A | TRUE
[9 empty] | #N/A | TRUE
[9 empty] | #N/A | TRUE
[9 empty] | #N/A | TRUE
[9 empty] | #N/A | TRUE
[9 empty] | #N/A | TRUE
[9 empty] | #N/A | TRUE
[9 empty] | #N/A | TRUE
[9 empty] | #N/A | TRUE
[9 empty] | #N/A | TRUE
[9 empty] | #N/A | TRUE
[9 empty] | #N/A | TRUE
[9 empty] | #N/A | TRUE
[9 empty] | #N/A | TRUE
[9 empty] | #N/A | TRUE
[9 empty] | #N/A | TRUE
[9 empty] | #N/A | TRUE
[9 empty] | #N/A | TRUE
[9 empty] | #N/A | TRUE
[9 empty] | #N/A | TRUE
[9 empty] | #N/A | TRUE
[9 empty] | #N/A | TRUE
[9 empty] | #N/A | TRUE
[9 empty] | #N/A | TRUE
[9 empty] | #N/A | TRUE
[9 empty] | #N/A | TRUE
[9 empty] | #N/A | TRUE
[9 empty] | #N/A | TRUE
[9 empty] | #N/A | TRUE
[9 empty] | #N/A | TRUE
[9 empty] | #N/A | TRUE
[9 empty] | #N/A | TRUE
[9 empty] | #N/A | TRUE
[9 empty] | #N/A | TRUE
[9 empty] | #N/A | TRUE
[9 empty] | #N/A | TRUE
[9 empty] | #N/A | TRUE
[9 empty] | #N/A | TRUE
[9 empty] | #N/A | TRUE
[9 empty] | #N/A | TRUE
[9 empty] | #N/A | TRUE
[9 empty] | #N/A | TRUE
[9 empty] | #N/A | TRUE
[9 empty] | #N/A | TRUE
[9 empty] | #N/A | TRUE
[9 empty] | #N/A | TRUE
[9 empty] | #N/A | TRUE
[9 empty] | #N/A | TRUE
[9 empty] | #N/A | TRUE
[9 empty] | #N/A | TRUE
[9 empty] | #N/A | TRUE
[9 empty] | #N/A | TRUE
[9 empty] | #N/A | TRUE
[9 empty] | #N/A | TRUE
[9 empty] | #N/A | TRUE
[9 empty] | #N/A | TRUE
[9 empty] | #N/A | TRUE
[9 empty] | #N/A | TRUE
[9 empty] | #N/A | TRUE
[9 empty] | #N/A | TRUE
[9 empty] | #N/A | TRUE
[9 empty] | #N/A | TRUE
[9 empty] | #N/A | TRUE
[9 empty] | #N/A | TRUE
[9 empty] | #N/A | TRUE
[9 empty] | #N/A | TRUE
[9 empty] | #N/A | TRUE
[9 empty] | #N/A | TRUE
[9 empty] | #N/A | TRUE
[9 empty] | #N/A | TRUE
[9 empty] | #N/A | TRUE
[9 empty] | #N/A | TRUE
[9 empty] | #N/A | TRUE
[9 empty] | #N/A | TRUE
[9 empty] | #N/A | TRUE
[9 empty] | #N/A | TRUE
[9 empty] | #N/A | TRUE
[9 empty] | #N/A | TRUE
[9 empty] | #N/A | TRUE
[9 empty] | #N/A | TRUE
[9 empty] | #N/A | TRUE
[9 empty] | #N/A | TRUE
[9 empty] | #N/A | TRUE
[9 empty] | #N/A | TRUE
[9 empty] | #N/A | TRUE
[9 empty] | #N/A | TRUE
[9 empty] | #N/A | TRUE
[9 empty] | #N/A | TRUE
[9 empty] | #N/A | TRUE
[9 empty] | #N/A | TRUE
[9 empty] | #N/A | TRUE
[9 empty] | #N/A | TRUE
[9 empty] | #N/A | TRUE
[9 empty] | #N/A | TRUE
[9 empty] | #N/A | TRUE
[9 empty] | #N/A | TRUE
[9 empty] | #N/A | TRUE
[9 empty] | #N/A | TRUE
[9 empty] | #N/A | TRUE
[9 empty] | #N/A | TRUE
[9 empty] | #N/A | TRUE
[9 empty] | #N/A | TRUE
[9 empty] | #N/A | TRUE
[9 empty] | #N/A | TRUE
[9 empty] | #N/A | TRUE
[9 empty] | #N/A | TRUE
[9 empty] | #N/A | TRUE
[9 empty] | #N/A | TRUE
[9 empty] | #N/A | TRUE
[9 empty] | #N/A | TRUE
[9 empty] | #N/A | TRUE
[9 empty] | #N/A | TRUE
[9 empty] | #N/A | TRUE
[9 empty] | #N/A | TRUE
[9 empty] | #N/A | TRUE
[9 empty] | #N/A | TRUE
[9 empty] | #N/A | TRUE
[9 empty] | #N/A | TRUE
[9 empty] | #N/A | TRUE
[9 empty] | #N/A | TRUE
[9 empty] | #N/A | TRUE
[9 empty] | #N/A | TRUE
[9 empty] | #N/A | TRUE
[9 empty] | #N/A | TRUE
[9 empty] | #N/A | TRUE
[9 empty] | #N/A | TRUE
[9 empty] | #N/A | TRUE
[9 empty] | #N/A | TRUE
[9 empty] | #N/A | TRUE
[9 empty] | #N/A | TRUE
[9 empty] | #N/A | TRUE
[9 empty] | #N/A | TRUE
[9 empty] | #N/A | TRUE
[9 empty] | #N/A | TRUE
[9 empty] | #N/A | TRUE
[9 empty] | #N/A | TRUE
[9 empty] | #N/A | TRUE
[9 empty] | #N/A | TRUE
[9 empty] | #N/A | TRUE
[9 empty] | #N/A | TRUE
[9 empty] | #N/A | TRUE
[9 empty] | #N/A | TRUE
[9 empty] | #N/A | TRUE
[9 empty] | #N/A | TRUE
[9 empty] | #N/A | TRUE
[9 empty] | #N/A | TRUE
[9 empty] | #N/A | TRUE
[9 empty] | #N/A | TRUE
[9 empty] | #N/A | TRUE
[9 empty] | #N/A | TRUE
[9 empty] | #N/A | TRUE
[9 empty] | #N/A | TRUE
[9 empty] | #N/A | TRUE
[9 empty] | #N/A | TRUE
[9 empty] | #N/A | TRUE
[9 empty] | #N/A | TRUE
[9 empty] | #N/A | TRUE
[9 empty] | #N/A | TRUE
[9 empty] | #N/A | TRUE
[9 empty] | #N/A | TRUE
[9 empty] | #N/A | TRUE
[9 empty] | #N/A | TRUE
[9 empty] | #N/A | TRUE
[9 empty] | #N/A | TRUE
[9 empty] | #N/A | TRUE
[9 empty] | #N/A | TRUE
[9 empty] | #N/A | TRUE
[9 empty] | #N/A | TRUE
[9 empty] | #N/A | TRUE
[9 empty] | #N/A | TRUE
[9 empty] | #N/A | TRUE
[9 empty] | #N/A | TRUE
[9 empty] | #N/A | TRUE
[9 empty] | #N/A | TRUE
[9 empty] | #N/A | TRUE
[9 empty] | #N/A | TRUE
[9 empty] | #N/A | TRUE
[9 empty] | #N/A | TRUE
[9 empty] | #N/A | TRUE
[9 empty] | #N/A | TRUE
[9 empty] | #N/A | TRUE
[9 empty] | #N/A | TRUE
[9 empty] | #N/A | TRUE
[9 empty] | #N/A | TRUE
[9 empty] | #N/A | TRUE
[9 empty] | #N/A | TRUE
[9 empty] | #N/A | TRUE
[9 empty] | #N/A | TRUE
[9 empty] | #N/A | TRUE
[9 empty] | #N/A | TRUE
[9 empty] | #N/A | TRUE
[9 empty] | #N/A | TRUE
[9 empty] | #N/A | TRUE
[9 empty] | #N/A | TRUE
[9 empty] | #N/A | TRUE
[9 empty] | #N/A | TRUE
[9 empty] | #N/A | TRUE
[9 empty] | #N/A | TRUE
[9 empty] | #N/A | TRUE
[9 empty] | #N/A | TRUE
[9 empty] | #N/A | TRUE
[9 empty] | #N/A | TRUE
[9 empty] | #N/A | TRUE
[9 empty] | #N/A | TRUE
[9 empty] | #N/A | TRUE
[9 empty] | #N/A | TRUE
[9 empty] | #N/A | TRUE
[9 empty] | #N/A | TRUE
[9 empty] | #N/A | TRUE
[9 empty] | #N/A | TRUE
[9 empty] | #N/A | TRUE
[9 empty] | #N/A | TRUE
[9 empty] | #N/A | TRUE
[9 empty] | #N/A | TRUE
[9 empty] | #N/A | TRUE
[9 empty] | #N/A | TRUE
[9 empty] | #N/A | TRUE
[9 empty] | #N/A | TRUE
[9 empty] | #N/A | TRUE
[9 empty] | #N/A | TRUE
[9 empty] | #N/A | TRUE
[9 empty] | #N/A | TRUE
[9 empty] | #N/A | TRUE
[9 empty] | #N/A | TRUE
[9 empty] | #N/A | TRUE
[9 empty] | #N/A | TRUE
[9 empty] | #N/A | TRUE
[9 empty] | #N/A | TRUE
[9 empty] | #N/A | TRUE
[9 empty] | #N/A | TRUE
[9 empty] | #N/A | TRUE
[9 empty] | #N/A | TRUE
[9 empty] | #N/A | TRUE
[9 empty] | #N/A | TRUE
[9 empty] | #N/A | TRUE
[9 empty] | #N/A | TRUE
[9 empty] | #N/A | TRUE
[9 empty] | #N/A | TRUE
[9 empty] | #N/A | TRUE
[9 empty] | #N/A | TRUE
[9 empty] | #N/A | TRUE
[9 empty] | #N/A | TRUE
[9 empty] | #N/A | TRUE
[9 empty] | #N/A | TRUE
[9 empty] | #N/A | TRUE
[9 empty] | #N/A | TRUE
[9 empty] | #N/A | TRUE
[9 empty] | #N/A | TRUE
[9 empty] | #N/A | TRUE
[9 empty] | #N/A | TRUE
[9 empty] | #N/A | TRUE
[9 empty] | #N/A | TRUE
[9 empty] | #N/A | TRUE
[9 empty] | #N/A | TRUE
[9 empty] | #N/A | TRUE
[9 empty] | #N/A | TRUE
[9 empty] | #N/A | TRUE
[9 empty] | #N/A | TRUE
[9 empty] | #N/A | TRUE
[9 empty] | #N/A | TRUE
[9 empty] | #N/A | TRUE
[9 empty] | #N/A | TRUE
[9 empty] | #N/A | TRUE
[9 empty] | #N/A | TRUE
[9 empty] | #N/A | TRUE
[9 empty] | #N/A | TRUE
[9 empty] | #N/A | TRUE
[9 empty] | #N/A | TRUE
[9 empty] | #N/A | TRUE
[9 empty] | #N/A | TRUE
[9 empty] | #N/A | TRUE
[9 empty] | #N/A | TRUE
[9 empty] | #N/A | TRUE
[9 empty] | #N/A | TRUE
[9 empty] | #N/A | TRUE
[9 empty] | #N/A | TRUE
[9 empty] | #N/A | TRUE
[9 empty] | #N/A | TRUE
[9 empty] | #N/A | TRUE
[9 empty] | #N/A | TRUE
[9 empty] | #N/A | TRUE
[9 empty] | #N/A | TRUE
[9 empty] | #N/A | TRUE
[9 empty] | #N/A | TRUE
[9 empty] | #N/A | TRUE
[9 empty] | #N/A | TRUE
[9 empty] | #N/A | TRUE
[9 empty] | #N/A | TRUE
[9 empty] | #N/A | TRUE
[9 empty] | #N/A | TRUE
[9 empty] | #N/A | TRUE
[9 empty] | #N/A | TRUE
[9 empty] | #N/A | TRUE
[9 empty] | #N/A | TRUE
[9 empty] | #N/A | TRUE
[9 empty] | #N/A | TRUE
[9 empty] | #N/A | TRUE
[9 empty] | #N/A | TRUE
[9 empty] | #N/A | TRUE
[9 empty] | #N/A | TRUE
[9 empty] | #N/A | TRUE
[9 empty] | #N/A | TRUE
[9 empty] | #N/A | TRUE
[9 empty] | #N/A | TRUE
[9 empty] | #N/A | TRUE
[9 empty] | #N/A | TRUE
[9 empty] | #N/A | TRUE
[9 empty] | #N/A | TRUE
[9 empty] | #N/A | TRUE
[9 empty] | #N/A | TRUE
[9 empty] | #N/A | TRUE
[9 empty] | #N/A | TRUE
[9 empty] | #N/A | TRUE
[9 empty] | #N/A | TRUE
[9 empty] | #N/A | TRUE
[9 empty] | #N/A | TRUE
[9 empty] | #N/A | TRUE
[9 empty] | #N/A | TRUE
[9 empty] | #N/A | TRUE
[9 empty] | #N/A | TRUE
[9 empty] | #N/A | TRUE
[9 empty] | #N/A | TRUE
[9 empty] | #N/A | TRUE
[9 empty] | #N/A | TRUE
[9 empty] | #N/A | TRUE
[9 empty] | #N/A | TRUE
[9 empty] | #N/A | TRUE
[9 empty] | #N/A | TRUE
[9 empty] | #N/A | TRUE
[9 empty] | #N/A | TRUE
[9 empty] | #N/A | TRUE
[9 empty] | #N/A | TRUE
[9 empty] | #N/A | TRUE
[9 empty] | #N/A | TRUE
[9 empty] | #N/A | TRUE
[9 empty] | #N/A | TRUE
[9 empty] | #N/A | TRUE
[9 empty] | #N/A | TRUE
[9 empty] | #N/A | TRUE
[9 empty] | #N/A | TRUE
[9 empty] | #N/A | TRUE
[9 empty] | #N/A | TRUE
[9 empty] | #N/A | TRUE
[9 empty] | #N/A | TRUE
[9 empty] | #N/A | TRUE
[9 empty] | #N/A | TRUE
[9 empty] | #N/A | TRUE
[9 empty] | #N/A | TRUE
[9 empty] | #N/A | TRUE
[9 empty] | #N/A | TRUE
[9 empty] | #N/A | TRUE
[9 empty] | #N/A | TRUE
[9 empty] | #N/A | TRUE
[9 empty] | #N/A | TRUE
[9 empty] | #N/A | TRUE
[9 empty] | #N/A | TRUE
[9 empty] | #N/A | TRUE
[9 empty] | #N/A | TRUE
[9 empty] | #N/A | TRUE
[9 empty] | #N/A | TRUE
[9 empty] | #N/A | TRUE
[9 empty] | #N/A | TRUE
[9 empty] | #N/A | TRUE
[9 empty] | #N/A | TRUE
[9 empty] | #N/A | TRUE
[9 empty] | #N/A | TRUE
[9 empty] | #N/A | TRUE
[9 empty] | #N/A | TRUE
[9 empty] | #N/A | TRUE
[9 empty] | #N/A | TRUE
[9 empty] | #N/A | TRUE
[9 empty] | #N/A | TRUE
[9 empty] | #N/A | TRUE
[9 empty] | #N/A | TRUE
[9 empty] | #N/A | TRUE
[9 empty] | #N/A | TRUE
[9 empty] | #N/A | TRUE
[9 empty] | #N/A | TRUE
[9 empty] | #N/A | TRUE
[9 empty] | #N/A | TRUE
[9 empty] | #N/A | TRUE
[9 empty] | #N/A | TRUE
[9 empty] | #N/A | TRUE
[9 empty] | #N/A | TRUE
[9 empty] | #N/A | TRUE
[9 empty] | #N/A | TRUE
[9 empty] | #N/A | TRUE
[9 empty] | #N/A | TRUE
[9 empty] | #N/A | TRUE
[9 empty] | #N/A | TRUE
[9 empty] | #N/A | TRUE
[9 empty] | #N/A | TRUE
[9 empty] | #N/A | TRUE
[9 empty] | #N/A | TRUE
[9 empty] | #N/A | TRUE
[9 empty] | #N/A | TRUE
[9 empty] | #N/A | TRUE
[9 empty] | #N/A | TRUE
[9 empty] | #N/A | TRUE
[9 empty] | #N/A | TRUE
[9 empty] | #N/A | TRUE
[9 empty] | #N/A | TRUE
[9 empty] | #N/A | TRUE
[9 empty] | #N/A | TRUE
[9 empty] | #N/A | TRUE
[9 empty] | #N/A | TRUE
[9 empty] | #N/A | TRUE
[9 empty] | #N/A | TRUE
[9 empty] | #N/A | TRUE
[9 empty] | #N/A | TRUE
[9 empty] | #N/A | TRUE
[9 empty] | #N/A | TRUE
[9 empty] | #N/A | TRUE
[9 empty] | #N/A | TRUE
[9 empty] | #N/A | TRUE
[9 empty] | #N/A | TRUE
[9 empty] | #N/A | TRUE
[9 empty] | #N/A | TRUE
[9 empty] | #N/A | TRUE
[9 empty] | #N/A | TRUE
[9 empty] | #N/A | TRUE
[9 empty] | #N/A | TRUE
[9 empty] | #N/A | TRUE
[9 empty] | #N/A | TRUE
[9 empty] | #N/A | TRUE
[9 empty] | #N/A | TRUE
[9 empty] | #N/A | TRUE
[9 empty] | #N/A | TRUE
[9 empty] | #N/A | TRUE
[9 empty] | #N/A | TRUE
[9 empty] | #N/A | TRUE
[9 empty] | #N/A | TRUE
[9 empty] | #N/A | TRUE
[9 empty] | #N/A | TRUE
[9 empty] | #N/A | TRUE
[9 empty] | #N/A | TRUE
[9 empty] | #N/A | TRUE
[9 empty] | #N/A | TRUE
[9 empty] | #N/A | TRUE
[9 empty] | #N/A | TRUE
[9 empty] | #N/A | TRUE
[9 empty] | #N/A | TRUE
[9 empty] | #N/A | TRUE
[9 empty] | #N/A | TRUE
[9 empty] | #N/A | TRUE
[9 empty] | #N/A | TRUE
[9 empty] | #N/A | TRUE
[9 empty] | #N/A | TRUE
[9 empty] | #N/A | TRUE
[9 empty] | #N/A | TRUE
[9 empty] | #N/A | TRUE
[9 empty] | #N/A | TRUE
[9 empty] | #N/A | TRUE
[9 empty] | #N/A | TRUE
[9 empty] | #N/A | TRUE
[9 empty] | #N/A | TRUE
[9 empty] | #N/A | TRUE
[9 empty] | #N/A | TRUE
[9 empty] | #N/A | TRUE
[9 empty] | #N/A | TRUE
[9 empty] | #N/A | TRUE
[9 empty] | #N/A | TRUE
[9 empty] | #N/A | TRUE
[9 empty] | #N/A | TRUE
[9 empty] | #N/A | TRUE
[9 empty] | #N/A | TRUE
[9 empty] | #N/A | TRUE
[9 empty] | #N/A | TRUE
[9 empty] | #N/A | TRUE
[9 empty] | #N/A | TRUE
[9 empty] | #N/A | TRUE
[9 empty] | #N/A | TRUE
[9 empty] | #N/A | TRUE
[9 empty] | #N/A | TRUE
[9 empty] | #N/A | TRUE
[9 empty] | #N/A | TRUE
[9 empty] | #N/A | TRUE
[9 empty] | #N/A | TRUE
[9 empty] | #N/A | TRUE
[9 empty] | #N/A | TRUE
[9 empty] | #N/A | TRUE
[9 empty] | #N/A | TRUE
[9 empty] | #N/A | TRUE
[9 empty] | #N/A | TRUE
[9 empty] | #N/A | TRUE
[9 empty] | #N/A | TRUE
[9 empty] | #N/A | TRUE
[9 empty] | #N/A | TRUE
[9 empty] | #N/A | TRUE
[9 empty] | #N/A | TRUE
[9 empty] | #N/A | TRUE
[9 empty] | #N/A | TRUE
[9 empty] | #N/A | TRUE
[9 empty] | #N/A | TRUE
[9 empty] | #N/A | TRUE
[9 empty] | #N/A | TRUE
[9 empty] | #N/A | TRUE
[9 empty] | #N/A | TRUE
[9 empty] | #N/A | TRUE
[9 empty] | #N/A | TRUE
[9 empty] | #N/A | TRUE
[9 empty] | #N/A | TRUE
[9 empty] | #N/A | TRUE
[9 empty] | #N/A | TRUE
[9 empty] | #N/A | TRUE
[9 empty] | #N/A | TRUE
[9 empty] | #N/A | TRUE
[9 empty] | #N/A | TRUE
[9 empty] | #N/A | TRUE
[9 empty] | #N/A | TRUE
[9 empty] | #N/A | TRUE
[9 empty] | #N/A | TRUE
[9 empty] | #N/A | TRUE
[9 empty] | #N/A | TRUE
[9 empty] | #N/A | TRUE
[9 empty] | #N/A | TRUE
[9 empty] | #N/A | TRUE
[9 empty] | #N/A | TRUE
[9 empty] | #N/A | TRUE
[9 empty] | #N/A | TRUE
[9 empty] | #N/A | TRUE
[9 empty] | #N/A | TRUE
[9 empty] | #N/A | TRUE
[9 empty] | #N/A | TRUE
[9 empty] | #N/A | TRUE
[9 empty] | #N/A | TRUE
[9 empty] | #N/A | TRUE
[9 empty] | #N/A | TRUE
[9 empty] | #N/A | TRUE
[9 empty] | #N/A | TRUE
[9 empty] | #N/A | TRUE
[9 empty] | #N/A | TRUE
[9 empty] | #N/A | TRUE
[9 empty] | #N/A | TRUE
[9 empty] | #N/A | TRUE
[9 empty] | #N/A | TRUE
[9 empty] | #N/A | TRUE
[9 empty] | #N/A | TRUE
[9 empty] | #N/A | TRUE
[9 empty] | #N/A | TRUE
[9 empty] | #N/A | TRUE
[9 empty] | #N/A | TRUE
[9 empty] | #N/A | TRUE
[9 empty] | #N/A | TRUE
[9 empty] | #N/A | TRUE
[9 empty] | #N/A | TRUE
[9 empty] | #N/A | TRUE
[9 empty] | #N/A | TRUE
[9 empty] | #N/A | TRUE
[9 empty] | #N/A | TRUE
[9 empty] | #N/A | TRUE
[9 empty] | #N/A | TRUE
[9 empty] | #N/A | TRUE
[9 empty] | #N/A | TRUE
[9 empty] | #N/A | TRUE
[9 empty] | #N/A | TRUE
[9 empty] | #N/A | TRUE
[9 empty] | #N/A | TRUE
[9 empty] | #N/A | TRUE
[9 empty] | #N/A | TRUE
[9 empty] | #N/A | TRUE
[9 empty] | #N/A | TRUE
[9 empty] | #N/A | TRUE
[9 empty] | #N/A | TRUE
[9 empty] | #N/A | TRUE
[9 empty] | #N/A | TRUE
[9 empty] | #N/A | TRUE
[9 empty] | #N/A | TRUE
[9 empty] | #N/A | TRUE
[9 empty] | #N/A | TRUE
[9 empty] | #N/A | TRUE
[9 empty] | #N/A | TRUE
[9 empty] | #N/A | TRUE
[9 empty] | #N/A | TRUE
[9 empty] | #N/A | TRUE
[9 empty] | #N/A | TRUE
[9 empty] | #N/A | TRUE
[9 empty] | #N/A | TRUE
[9 empty] | #N/A | TRUE
[9 empty] | #N/A | TRUE
[9 empty] | #N/A | TRUE
[9 empty] | #N/A | TRUE
[9 empty] | #N/A | TRUE
[9 empty] | #N/A | TRUE
[9 empty] | #N/A | TRUE
[9 empty] | #N/A | TRUE
[9 empty] | #N/A | TRUE
[9 empty] | #N/A | TRUE
[9 empty] | #N/A | TRUE
[9 empty] | #N/A | TRUE
[9 empty] | #N/A | TRUE
[9 empty] | #N/A | TRUE
[9 empty] | #N/A | TRUE
[9 empty] | #N/A | TRUE
[9 empty] | #N/A | TRUE
[9 empty] | #N/A | TRUE
[9 empty] | #N/A | TRUE
[9 empty] | #N/A | TRUE
[9 empty] | #N/A | TRUE
[9 empty] | #N/A | TRUE
[9 empty] | #N/A | TRUE
[9 empty] | #N/A | TRUE
[9 empty] | #N/A | TRUE
[9 empty] | #N/A | TRUE
[9 empty] | #N/A | TRUE
[9 empty] | #N/A | TRUE
[9 empty] | #N/A | TRUE
[9 empty] | #N/A | TRUE
[9 empty] | #N/A | TRUE
[9 empty] | #N/A | TRUE
[9 empty] | #N/A | TRUE
[9 empty] | #N/A | TRUE
[9 empty] | #N/A | TRUE
[9 empty] | #N/A | TRUE
[9 empty] | #N/A | TRUE
[9 empty] | #N/A | TRUE
[9 empty] | #N/A | TRUE
[9 empty] | #N/A | TRUE
[9 empty] | #N/A | TRUE
[9 empty] | #N/A | TRUE
[9 empty] | #N/A | TRUE
[9 empty] | #N/A | TRUE
[9 empty] | #N/A | TRUE
[9 empty] | #N/A | TRUE
[9 empty] | #N/A | TRUE
[9 empty] | #N/A | TRUE
[9 empty] | #N/A | TRUE
[9 empty] | #N/A | TRUE
[9 empty] | #N/A | TRUE
[9 empty] | #N/A | TRUE
[9 empty] | #N/A | TRUE
[9 empty] | #N/A | TRUE
[9 empty] | #N/A | TRUE
[9 empty] | #N/A | TRUE
[9 empty] | #N/A | TRUE
[9 empty] | #N/A | TRUE
[9 empty] | #N/A | TRUE
[9 empty] | #N/A | TRUE
[9 empty] | #N/A | TRUE
[9 empty] | #N/A | TRUE
[9 empty] | #N/A | TRUE
[9 empty] | #N/A | TRUE
[9 empty] | #N/A | TRUE
[9 empty] | #N/A | TRUE
[9 empty] | #N/A | TRUE
[9 empty] | #N/A | TRUE
[9 empty] | #N/A | TRUE
[9 empty] | #N/A | TRUE
[9 empty] | #N/A | TRUE
[9 empty] | #N/A | TRUE
[9 empty] | #N/A | TRUE
[9 empty] | #N/A | TRUE
[9 empty] | #N/A | TRUE
[9 empty] | #N/A | TRUE
[9 empty] | #N/A | TRUE
[9 empty] | #N/A | TRUE
[9 empty] | #N/A | TRUE
[9 empty] | #N/A | TRUE
[9 empty] | #N/A | TRUE
[9 empty] | #N/A | TRUE
[9 empty] | #N/A | TRUE
[9 empty] | #N/A | TRUE
[9 empty] | #N/A | TRUE
[9 empty] | #N/A | TRUE
[9 empty] | #N/A | TRUE
[9 empty] | #N/A | TRUE
[9 empty] | #N/A | TRUE
[9 empty] | #N/A | TRUE
[9 empty] | #N/A | TRUE
[9 empty] | #N/A | TRUE
[9 empty] | #N/A | TRUE
[9 empty] | #N/A | TRUE
[9 empty] | #N/A | TRUE
[9 empty] | #N/A | TRUE
[9 empty] | #N/A | TRUE
[9 empty] | #N/A | TRUE
[9 empty] | #N/A | TRUE
[9 empty] | #N/A | TRUE
[9 empty] | #N/A | TRUE
[9 empty] | #N/A | TRUE
[9 empty] | #N/A | TRUE
[9 empty] | #N/A | TRUE
[9 empty] | #N/A | TRUE
[9 empty] | #N/A | TRUE
[9 empty] | #N/A | TRUE
[9 empty] | #N/A | TRUE
[9 empty] | #N/A | TRUE
[9 empty] | #N/A | TRUE
[9 empty] | #N/A | TRUE
[9 empty] | #N/A | TRUE
[9 empty] | #N/A | TRUE
[9 empty] | #N/A | TRUE
[9 empty] | #N/A | TRUE
[9 empty] | #N/A | TRUE
[9 empty] | #N/A | TRUE
[9 empty] | #N/A | TRUE
[9 empty] | #N/A | TRUE
[9 empty] | #N/A | TRUE
[9 empty] | #N/A | TRUE
[9 empty] | #N/A | TRUE
[9 empty] | #N/A | TRUE
[9 empty] | #N/A | TRUE
[9 empty] | #N/A | TRUE
[9 empty] | #N/A | TRUE
[9 empty] | #N/A | TRUE
[9 empty] | #N/A | TRUE
[9 empty] | #N/A | TRUE
[9 empty] | #N/A | TRUE
[9 empty] | #N/A | TRUE
[9 empty] | #N/A | TRUE
[9 empty] | #N/A | TRUE
[9 empty] | #N/A | TRUE
[9 empty] | #N/A | TRUE
[9 empty] | #N/A | TRUE
[9 empty] | #N/A | TRUE
[9 empty] | #N/A | TRUE
[9 empty] | #N/A | TRUE
[9 empty] | #N/A | TRUE
[9 empty] | #N/A | TRUE
[9 empty] | #N/A | TRUE
[9 empty] | #N/A | TRUE
[9 empty] | #N/A | TRUE
[9 empty] | #N/A | TRUE
[9 empty] | #N/A | TRUE
[9 empty] | #N/A | TRUE
[9 empty] | #N/A | TRUE
[9 empty] | #N/A | TRUE
[9 empty] | #N/A | TRUE
[9 empty] | #N/A | TRUE
[9 empty] | #N/A | TRUE
[9 empty] | #N/A | TRUE
[9 empty] | #N/A | TRUE
[9 empty] | #N/A | TRUE
[9 empty] | #N/A | TRUE
[9 empty] | #N/A | TRUE
[9 empty] | #N/A | TRUE
[9 empty] | #N/A | TRUE
[9 empty] | #N/A | TRUE
[9 empty] | #N/A | TRUE
[9 empty] | #N/A | TRUE
[9 empty] | #N/A | TRUE
[9 empty] | #N/A | TRUE
[9 empty] | #N/A | TRUE
[9 empty] | #N/A | TRUE
[9 empty] | #N/A | TRUE
[9 empty] | #N/A | TRUE
[9 empty] | #N/A | TRUE
[9 empty] | #N/A | TRUE
[9 empty] | #N/A | TRUE
[9 empty] | #N/A | TRUE
[9 empty] | #N/A | TRUE
[9 empty] | #N/A | TRUE
[9 empty] | #N/A | TRUE
[9 empty] | #N/A | TRUE
[9 empty] | #N/A | TRUE
[9 empty] | #N/A | TRUE
[9 empty] | #N/A | TRUE
[9 empty] | #N/A | TRUE
[9 empty] | #N/A | TRUE
[9 empty] | #N/A | TRUE
[9 empty] | #N/A | TRUE
[9 empty] | #N/A | TRUE
[9 empty] | #N/A | TRUE
[9 empty] | #N/A | TRUE
[9 empty] | #N/A | TRUE
[9 empty] | #N/A | TRUE
[9 empty] | #N/A | TRUE
[9 empty] | #N/A | TRUE
[9 empty] | #N/A | TRUE
[9 empty] | #N/A | TRUE
[9 empty] | #N/A | TRUE
[9 empty] | #N/A | TRUE
[9 empty] | #N/A | TRUE
[9 empty] | #N/A | TRUE
[9 empty] | #N/A | TRUE
[9 empty] | #N/A | TRUE
[9 empty] | #N/A | TRUE
[9 empty] | #N/A | TRUE
[9 empty] | #N/A | TRUE
[9 empty] | #N/A | TRUE
[9 empty] | #N/A | TRUE
[9 empty] | #N/A | TRUE
[9 empty] | #N/A | TRUE
[9 empty] | #N/A | TRUE
[9 empty] | #N/A | TRUE
[9 empty] | #N/A | TRUE
[9 empty] | #N/A | TRUE
[9 empty] | #N/A | TRUE
[9 empty] | #N/A | TRUE
[9 empty] | #N/A | TRUE
[9 empty] | #N/A | TRUE
[9 empty] | #N/A | TRUE
[9 empty] | #N/A | TRUE
[9 empty] | #N/A | TRUE
[9 empty] | #N/A | TRUE
[9 empty] | #N/A | TRUE
[9 empty] | #N/A | TRUE
[9 empty] | #N/A | TRUE
[9 empty] | #N/A | TRUE
[9 empty] | #N/A | TRUE
[9 empty] | #N/A | TRUE
[9 empty] | #N/A | TRUE
[9 empty] | #N/A | TRUE
[9 empty] | #N/A | TRUE
[9 empty] | #N/A | TRUE
[9 empty] | #N/A | TRUE
[9 empty] | #N/A | TRUE
[9 empty] | #N/A | TRUE
[9 empty] | #N/A | TRUE
[9 empty] | #N/A | TRUE
[9 empty] | #N/A | TRUE
[9 empty] | #N/A | TRUE
[9 empty] | #N/A | TRUE
[9 empty] | #N/A | TRUE
[9 empty] | #N/A | TRUE
[9 empty] | #N/A | TRUE
[9 empty] | #N/A | TRUE
[9 empty] | #N/A | TRUE
[9 empty] | #N/A | TRUE
[9 empty] | #N/A | TRUE
[9 empty] | #N/A | TRUE
[9 empty] | #N/A | TRUE
[9 empty] | #N/A | TRUE
[9 empty] | #N/A | TRUE
[9 empty] | #N/A | TRUE
[9 empty] | #N/A | TRUE
[9 empty] | #N/A | TRUE
[9 empty] | #N/A | TRUE
[9 empty] | #N/A | TRUE
[9 empty] | #N/A | TRUE
[9 empty] | #N/A | TRUE
[9 empty] | #N/A | TRUE
[9 empty] | #N/A | TRUE
[9 empty] | #N/A | TRUE
[9 empty] | #N/A | TRUE
[9 empty] | #N/A | TRUE
[9 empty] | #N/A | TRUE
[9 empty] | #N/A | TRUE
[9 empty] | #N/A | TRUE
[9 empty] | #N/A | TRUE
[9 empty] | #N/A | TRUE
[9 empty] | #N/A | TRUE
[9 empty] | #N/A | TRUE
[9 empty] | #N/A | TRUE
[9 empty] | #N/A | TRUE
[9 empty] | #N/A | TRUE
[9 empty] | #N/A | TRUE
[9 empty] | #N/A | TRUE
[9 empty] | #N/A | TRUE
[9 empty] | #N/A | TRUE
[9 empty] | #N/A | TRUE
[9 empty] | #N/A | TRUE
[9 empty] | #N/A | TRUE
[9 empty] | #N/A | TRUE
[9 empty] | #N/A | TRUE
[9 empty] | #N/A | TRUE
[9 empty] | #N/A | TRUE
[9 empty] | #N/A | TRUE
[9 empty] | #N/A | TRUE
[9 empty] | #N/A | TRUE
[9 empty] | #N/A | TRUE
[9 empty] | #N/A | TRUE
[9 empty] | #N/A | TRUE
[9 empty] | #N/A | TRUE
[9 empty] | #N/A | TRUE
[9 empty] | #N/A | TRUE
[9 empty] | #N/A | TRUE
[9 empty] | #N/A | TRUE
[9 empty] | #N/A | TRUE
[9 empty] | #N/A | TRUE
[9 empty] | #N/A | TRUE
[9 empty] | #N/A | TRUE
[9 empty] | #N/A | TRUE
[9 empty] | #N/A | TRUE
[9 empty] | #N/A | TRUE
[9 empty] | #N/A | TRUE
[9 empty] | #N/A | TRUE
[9 empty] | #N/A | TRUE
[9 empty] | #N/A | TRUE
[9 empty] | #N/A | TRUE
[9 empty] | #N/A | TRUE
[9 empty] | #N/A | TRUE
[9 empty] | #N/A | TRUE
[9 empty] | #N/A | TRUE
[9 empty] | #N/A | TRUE
[9 empty] | #N/A | TRUE
[9 empty] | #N/A | TRUE
[9 empty] | #N/A | TRUE
[9 empty] | #N/A | TRUE
[9 empty] | #N/A | TRUE
[9 empty] | #N/A | TRUE
[9 empty] | #N/A | TRUE
[9 empty] | #N/A | TRUE
[9 empty] | #N/A | TRUE
[9 empty] | #N/A | TRUE
[9 empty] | #N/A | TRUE
[9 empty] | #N/A | TRUE
[9 empty] | #N/A | TRUE
[9 empty] | #N/A | TRUE
[9 empty] | #N/A | TRUE
[9 empty] | #N/A | TRUE
[9 empty] | #N/A | TRUE
[9 empty] | #N/A | TRUE
[9 empty] | #N/A | TRUE
[9 empty] | #N/A | TRUE
[9 empty] | #N/A | TRUE
[9 empty] | #N/A | TRUE
[9 empty] | #N/A | TRUE
[9 empty] | #N/A | TRUE
[9 empty] | #N/A | TRUE
[9 empty] | #N/A | TRUE
[9 empty] | #N/A | TRUE
[9 empty] | #N/A | TRUE
[9 empty] | #N/A | TRUE
[9 empty] | #N/A | TRUE
[9 empty] | #N/A | TRUE
[9 empty] | #N/A | TRUE
[9 empty] | #N/A | TRUE
[9 empty] | #N/A | TRUE
[9 empty] | #N/A | TRUE
[9 empty] | #N/A | TRUE
[9 empty] | #N/A | TRUE
[9 empty] | #N/A | TRUE
[9 empty] | #N/A | TRUE
[9 empty] | #N/A | TRUE
[9 empty] | #N/A | TRUE
[9 empty] | #N/A | TRUE
[9 empty] | #N/A | TRUE
[9 empty] | #N/A | TRUE
[9 empty] | #N/A | TRUE
[9 empty] | #N/A | TRUE
[9 empty] | #N/A | TRUE
[9 empty] | #N/A | TRUE
[9 empty] | #N/A | TRUE
[9 empty] | #N/A | TRUE
[9 empty] | #N/A | TRUE
[9 empty] | #N/A | TRUE
[9 empty] | #N/A | TRUE
[9 empty] | #N/A | TRUE
[9 empty] | #N/A | TRUE
[9 empty] | #N/A | TRUE
[9 empty] | #N/A | TRUE
[9 empty] | #N/A | TRUE
[9 empty] | #N/A | TRUE
[9 empty] | #N/A | TRUE
[9 empty] | #N/A | TRUE
[9 empty] | #N/A | TRUE
[9 empty] | #N/A | TRUE
[9 empty] | #N/A | TRUE
[9 empty] | #N/A | TRUE
[9 empty] | #N/A | TRUE
[9 empty] | #N/A | TRUE
[9 empty] | #N/A | TRUE
[9 empty] | #N/A | TRUE
[9 empty] | #N/A | TRUE
[9 empty] | #N/A | TRUE
[9 empty] | #N/A | TRUE
[9 empty] | #N/A | TRUE
[9 empty] | #N/A | TRUE
[9 empty] | #N/A | TRUE
[9 empty] | #N/A | TRUE
[9 empty] | #N/A | TRUE
[9 empty] | #N/A | TRUE
[9 empty] | #N/A | TRUE
[9 empty] | #N/A | TRUE
[9 empty] | #N/A | TRUE
[9 empty] | #N/A | TRUE
[9 empty] | #N/A | TRUE
[9 empty] | #N/A | TRUE
[9 empty] | #N/A | TRUE
[9 empty] | #N/A | TRUE
[9 empty] | #N/A | TRUE
[9 empty] | #N/A | TRUE
[9 empty] | #N/A | TRUE
[9 empty] | #N/A | TRUE
[9 empty] | #N/A | TRUE
[9 empty] | #N/A | TRUE
[9 empty] | #N/A | TRUE
[9 empty] | #N/A | TRUE
[9 empty] | #N/A | TRUE
[9 empty] | #N/A | TRUE
[9 empty] | #N/A | TRUE
[9 empty] | #N/A | TRUE
[9 empty] | #N/A | TRUE
[9 empty] | #N/A | TRUE
[9 empty] | #N/A | TRUE
[9 empty] | #N/A | TRUE
[9 empty] | #N/A | TRUE
[9 empty] | #N/A | TRUE
[9 empty] | #N/A | TRUE
[9 empty] | #N/A | TRUE
[9 empty] | #N/A | TRUE
[9 empty] | #N/A | TRUE
[9 empty] | #N/A | TRUE
[9 empty] | #N/A | TRUE
[9 empty] | #N/A | TRUE
[9 empty] | #N/A | TRUE
[9 empty] | #N/A | TRUE
[9 empty] | #N/A | TRUE
[9 empty] | #N/A | TRUE
[9 empty] | #N/A | TRUE
[9 empty] | #N/A | TRUE
[9 empty] | #N/A | TRUE
[9 empty] | #N/A | TRUE
[9 empty] | #N/A | TRUE
[9 empty] | #N/A | TRUE
[9 empty] | #N/A | TRUE
[9 empty] | #N/A | TRUE
[9 empty] | #N/A | TRUE
[9 empty] | #N/A | TRUE
[9 empty] | #N/A | TRUE
[9 empty] | #N/A | TRUE
[9 empty] | #N/A | TRUE
[9 empty] | #N/A | TRUE
[9 empty] | #N/A | TRUE
[9 empty] | #N/A | TRUE
[9 empty] | #N/A | TRUE
[9 empty] | #N/A | TRUE
[9 empty] | #N/A | TRUE
[9 empty] | #N/A | TRUE
[9 empty] | #N/A | TRUE
[9 empty] | #N/A | TRUE
[9 empty] | #N/A | TRUE
[9 empty] | #N/A | TRUE
[9 empty] | #N/A | TRUE
[9 empty] | #N/A | TRUE
[9 empty] | #N/A | TRUE
[9 empty] | #N/A | TRUE
[9 empty] | #N/A | TRUE
[9 empty] | #N/A | TRUE
[9 empty] | #N/A | TRUE
[9 empty] | #N/A | TRUE
[9 empty] | #N/A | TRUE
[9 empty] | #N/A | TRUE
[9 empty] | #N/A | TRUE
[9 empty] | #N/A | TRUE
[9 empty] | #N/A | TRUE
[9 empty] | #N/A | TRUE
[9 empty] | #N/A | TRUE
[9 empty] | #N/A | TRUE
[9 empty] | #N/A | TRUE
[9 empty] | #N/A | TRUE
[9 empty] | #N/A | TRUE
[9 empty] | #N/A | TRUE
[9 empty] | #N/A | TRUE
[9 empty] | #N/A | TRUE
[9 empty] | #N/A | TRUE
[9 empty] | #N/A | TRUE
[9 empty] | #N/A | TRUE
[9 empty] | #N/A | TRUE
[9 empty] | #N/A | TRUE
[9 empty] | #N/A | TRUE
[9 empty] | #N/A | TRUE
[9 empty] | #N/A | TRUE
[9 empty] | #N/A | TRUE
[9 empty] | #N/A | TRUE
[9 empty] | #N/A | TRUE
[9 empty] | #N/A | TRUE
[9 empty] | #N/A | TRUE
[9 empty] | #N/A | TRUE
[9 empty] | #N/A | TRUE
[9 empty] | #N/A | TRUE
[9 empty] | #N/A | TRUE
[9 empty] | #N/A | TRUE
[9 empty] | #N/A | TRUE
[9 empty] | #N/A | TRUE
[9 empty] | #N/A | TRUE
[9 empty] | #N/A | TRUE
[9 empty] | #N/A | TRUE
[9 empty] | #N/A | TRUE
[9 empty] | #N/A | TRUE
[9 empty] | #N/A | TRUE
[9 empty] | #N/A | TRUE
[9 empty] | #N/A | TRUE
[9 empty] | #N/A | TRUE
[9 empty] | #N/A | TRUE
[9 empty] | #N/A | TRUE
[9 empty] | #N/A | TRUE
[9 empty] | #N/A | TRUE
[9 empty] | #N/A | TRUE
[9 empty] | #N/A | TRUE
[9 empty] | #N/A | TRUE
[9 empty] | #N/A | TRUE
[9 empty] | #N/A | TRUE
[9 empty] | #N/A | TRUE
[9 empty] | #N/A | TRUE
[9 empty] | #N/A | TRUE
[9 empty] | #N/A | TRUE
[9 empty] | #N/A | TRUE
[9 empty] | #N/A | TRUE
[9 empty] | #N/A | TRUE
[9 empty] | #N/A | TRUE
[9 empty] | #N/A | TRUE
[9 empty] | #N/A | TRUE
[9 empty] | #N/A | TRUE
[9 empty] | #N/A | TRUE
[9 empty] | #N/A | TRUE
[9 empty] | #N/A | TRUE
[9 empty] | #N/A | TRUE
[9 empty] | #N/A | TRUE
[9 empty] | #N/A | TRUE
[9 empty] | #N/A | TRUE
[9 empty] | #N/A | TRUE
[9 empty] | #N/A | TRUE
[9 empty] | #N/A | TRUE
[9 empty] | #N/A | TRUE
[9 empty] | #N/A | TRUE
[9 empty] | #N/A | TRUE
[9 empty] | #N/A | TRUE
[9 empty] | #N/A | TRUE
[9 empty] | #N/A | TRUE
[9 empty] | #N/A | TRUE
[9 empty] | #N/A | TRUE
[9 empty] | #N/A | TRUE
[9 empty] | #N/A | TRUE
[9 empty] | #N/A | TRUE
[9 empty] | #N/A | TRUE
[9 empty] | #N/A | TRUE
[9 empty] | #N/A | TRUE
[9 empty] | #N/A | TRUE
[9 empty] | #N/A | TRUE
[9 empty] | #N/A | TRUE
[9 empty] | #N/A | TRUE
[9 empty] | #N/A | TRUE
[9 empty] | #N/A | TRUE
[9 empty] | #N/A | TRUE
[9 empty] | #N/A | TRUE
[9 empty] | #N/A | TRUE
[9 empty] | #N/A | TRUE
[9 empty] | #N/A | TRUE
[9 empty] | #N/A | TRUE
[9 empty] | #N/A | TRUE
[9 empty] | #N/A | TRUE
[9 empty] | #N/A | TRUE
[9 empty] | #N/A | TRUE
[9 empty] | #N/A | TRUE
[9 empty] | #N/A | TRUE
[9 empty] | #N/A | TRUE
[9 empty] | #N/A | TRUE
[9 empty] | #N/A | TRUE
[9 empty] | #N/A | TRUE
[9 empty] | #N/A | TRUE
[9 empty] | #N/A | TRUE
[9 empty] | #N/A | TRUE
[9 empty] | #N/A | TRUE
[9 empty] | #N/A | TRUE
[9 empty] | #N/A | TRUE
[9 empty] | #N/A | TRUE
[9 empty] | #N/A | TRUE
[9 empty] | #N/A | TRUE
[9 empty] | #N/A | TRUE
[9 empty] | #N/A | TRUE
[9 empty] | #N/A | TRUE
[9 empty] | #N/A | TRUE
[9 empty] | #N/A | TRUE
[9 empty] | #N/A | TRUE
[9 empty] | #N/A | TRUE
[9 empty] | #N/A | TRUE
[9 empty] | #N/A | TRUE
[9 empty] | #N/A | TRUE
[9 empty] | #N/A | TRUE
[9 empty] | #N/A | TRUE
[9 empty] | #N/A | TRUE
[9 empty] | #N/A | TRUE
[9 empty] | #N/A | TRUE
[9 empty] | #N/A | TRUE
[9 empty] | #N/A | TRUE
[9 empty] | #N/A | TRUE
[9 empty] | #N/A | TRUE
[9 empty] | #N/A | TRUE
[9 empty] | #N/A | TRUE
[9 empty] | #N/A | TRUE
[9 empty] | #N/A | TRUE
[9 empty] | #N/A | TRUE
[9 empty] | #N/A | TRUE
[9 empty] | #N/A | TRUE
[9 empty] | #N/A | TRUE
[9 empty] | #N/A | TRUE
[9 empty] | #N/A | TRUE
[9 empty] | #N/A | TRUE
[9 empty] | #N/A | TRUE
[9 empty] | #N/A | TRUE
[9 empty] | #N/A | TRUE
[9 empty] | #N/A | TRUE
[9 empty] | #N/A | TRUE
[9 empty] | #N/A | TRUE
[9 empty] | #N/A | TRUE
[9 empty] | #N/A | TRUE
[9 empty] | #N/A | TRUE
[9 empty] | #N/A | TRUE
[9 empty] | #N/A | TRUE
[9 empty] | #N/A | TRUE
[9 empty] | #N/A | TRUE
[9 empty] | #N/A | TRUE
[9 empty] | #N/A | TRUE
[9 empty] | #N/A | TRUE
[9 empty] | #N/A | TRUE
[9 empty] | #N/A | TRUE
[9 empty] | #N/A | TRUE
[9 empty] | #N/A | TRUE
[9 empty] | #N/A | TRUE
[9 empty] | #N/A | TRUE
[9 empty] | #N/A | TRUE
[9 empty] | #N/A | TRUE
[9 empty] | #N/A | TRUE
[9 empty] | #N/A | TRUE
[9 empty] | #N/A | TRUE
[9 empty] | #N/A | TRUE
[9 empty] | #N/A | TRUE
[9 empty] | #N/A | TRUE
[9 empty] | #N/A | TRUE
[9 empty] | #N/A | TRUE
[9 empty] | #N/A | TRUE
[9 empty] | #N/A | TRUE
[9 empty] | #N/A | TRUE
[9 empty] | #N/A | TRUE
[9 empty] | #N/A | TRUE
[9 empty] | #N/A | TRUE
[9 empty] | #N/A | TRUE
[9 empty] | #N/A | TRUE
[9 empty] | #N/A | TRUE
[9 empty] | #N/A | TRUE
[9 empty] | #N/A | TRUE
[9 empty] | #N/A | TRUE
[9 empty] | #N/A | TRUE
[9 empty] | #N/A | TRUE
[9 empty] | #N/A | TRUE
[9 empty] | #N/A | TRUE
[9 empty] | #N/A | TRUE
[9 empty] | #N/A | TRUE
[9 empty] | #N/A | TRUE
[9 empty] | #N/A | TRUE
[9 empty] | #N/A | TRUE
[9 empty] | #N/A | TRUE
[9 empty] | #N/A | TRUE
[9 empty] | #N/A | TRUE
[9 empty] | #N/A | TRUE
[9 empty] | #N/A | TRUE
[9 empty] | #N/A | TRUE
[9 empty] | #N/A | TRUE
[9 empty] | #N/A | TRUE
[9 empty] | #N/A | TRUE
[9 empty] | #N/A | TRUE
[9 empty] | #N/A | TRUE
[9 empty] | #N/A | TRUE
[9 empty] | #N/A | TRUE
[9 empty] | #N/A | TRUE
[9 empty] | #N/A | TRUE
[9 empty] | #N/A | TRUE
[9 empty] | #N/A | TRUE
[9 empty] | #N/A | TRUE
[9 empty] | #N/A | TRUE
[9 empty] | #N/A | TRUE
[9 empty] | #N/A | TRUE
[9 empty] | #N/A | TRUE
[9 empty] | #N/A | TRUE
[9 empty] | #N/A | TRUE
[9 empty] | #N/A | TRUE
[9 empty] | #N/A | TRUE
[9 empty] | #N/A | TRUE
[9 empty] | #N/A | TRUE
[9 empty] | #N/A | TRUE
[9 empty] | #N/A | TRUE
[9 empty] | #N/A | TRUE
[9 empty] | #N/A | TRUE
[9 empty] | #N/A | TRUE
[9 empty] | #N/A | TRUE
[9 empty] | #N/A | TRUE
[9 empty] | #N/A | TRUE
[9 empty] | #N/A | TRUE
[9 empty] | #N/A | TRUE
[9 empty] | #N/A | TRUE
[9 empty] | #N/A | TRUE
[9 empty] | #N/A | TRUE
[9 empty] | #N/A | TRUE
[9 empty] | #N/A | TRUE
[9 empty] | #N/A | TRUE
[9 empty] | #N/A | TRUE
[9 empty] | #N/A | TRUE
[9 empty] | #N/A | TRUE
[9 empty] | #N/A | TRUE
[9 empty] | #N/A | TRUE
[9 empty] | #N/A | TRUE
[9 empty] | #N/A | TRUE
[9 empty] | #N/A | TRUE
[9 empty] | #N/A | TRUE
[9 empty] | #N/A | TRUE
[9 empty] | #N/A | TRUE
[9 empty] | #N/A | TRUE
[9 empty] | #N/A | TRUE
[9 empty] | #N/A | TRUE
[9 empty] | #N/A | TRUE
[9 empty] | #N/A | TRUE
[9 empty] | #N/A | TRUE
[9 empty] | #N/A | TRUE
[9 empty] | #N/A | TRUE
[9 empty] | #N/A | TRUE
[9 empty] | #N/A | TRUE
[9 empty] | #N/A | TRUE
[9 empty] | #N/A | TRUE
[9 empty] | #N/A | TRUE
[9 empty] | #N/A | TRUE
[9 empty] | #N/A | TRUE
[9 empty] | #N/A | TRUE
[9 empty] | #N/A | TRUE
[9 empty] | #N/A | TRUE
[9 empty] | #N/A | TRUE
[9 empty] | #N/A | TRUE
[9 empty] | #N/A | TRUE
[9 empty] | #N/A | TRUE
[9 empty] | #N/A | TRUE
[9 empty] | #N/A | TRUE
[9 empty] | #N/A | TRUE
[9 empty] | #N/A | TRUE
[9 empty] | #N/A | TRUE
[9 empty] | #N/A | TRUE
[9 empty] | #N/A | TRUE
[9 empty] | #N/A | TRUE
[9 empty] | #N/A | TRUE
[9 empty] | #N/A | TRUE
[9 empty] | #N/A | TRUE
[9 empty] | #N/A | TRUE
[9 empty] | #N/A | TRUE
[9 empty] | #N/A | TRUE
[9 empty] | #N/A | TRUE
[9 empty] | #N/A | TRUE
[9 empty] | #N/A | TRUE
[9 empty] | #N/A | TRUE
[9 empty] | #N/A | TRUE
[9 empty] | #N/A | TRUE
[9 empty] | #N/A | TRUE
[9 empty] | #N/A | TRUE
[9 empty] | #N/A | TRUE
[9 empty] | #N/A | TRUE
[9 empty] | #N/A | TRUE
[9 empty] | #N/A | TRUE
[9 empty] | #N/A | TRUE
[9 empty] | #N/A | TRUE
[9 empty] | #N/A | TRUE
[9 empty] | #N/A | TRUE
[9 empty] | #N/A | TRUE
[9 empty] | #N/A | TRUE
[9 empty] | #N/A | TRUE
[9 empty] | #N/A | TRUE
[9 empty] | #N/A | TRUE
[9 empty] | #N/A | TRUE
[9 empty] | #N/A | TRUE
[9 empty] | #N/A | TRUE
[9 empty] | #N/A | TRUE
[9 empty] | #N/A | TRUE
[9 empty] | #N/A | TRUE
[9 empty] | #N/A | TRUE
[9 empty] | #N/A | TRUE
[9 empty] | #N/A | TRUE
[9 empty] | #N/A | TRUE
[9 empty] | #N/A | TRUE
[9 empty] | #N/A | TRUE
[9 empty] | #N/A | TRUE
[9 empty] | #N/A | TRUE
[9 empty] | #N/A | TRUE
[9 empty] | #N/A | TRUE
[9 empty] | #N/A | TRUE
[9 empty] | #N/A | TRUE
[9 empty] | #N/A | TRUE
[9 empty] | #N/A | TRUE
[9 empty] | #N/A | TRUE
[9 empty] | #N/A | TRUE
[9 empty] | #N/A | TRUE
[9 empty] | #N/A | TRUE
[9 empty] | #N/A | TRUE
[9 empty] | #N/A | TRUE
[9 empty] | #N/A | TRUE
[9 empty] | #N/A | TRUE
[9 empty] | #N/A | TRUE
[9 empty] | #N/A | TRUE
[9 empty] | #N/A | TRUE
[9 empty] | #N/A | TRUE
[9 empty] | #N/A | TRUE
[9 empty] | #N/A | TRUE
[9 empty] | #N/A | TRUE
[9 empty] | #N/A | TRUE
[9 empty] | #N/A | TRUE
[9 empty] | #N/A | TRUE
[9 empty] | #N/A | TRUE
[9 empty] | #N/A | TRUE
[9 empty] | #N/A | TRUE
[9 empty] | #N/A | TRUE
[9 empty] | #N/A | TRUE
[9 empty] | #N/A | TRUE
[9 empty] | #N/A | TRUE
[9 empty] | #N/A | TRUE
[9 empty] | #N/A | TRUE
[9 empty] | #N/A | TRUE
[9 empty] | #N/A | TRUE
[9 empty] | #N/A | TRUE
[9 empty] | #N/A | TRUE
[9 empty] | #N/A | TRUE
[9 empty] | #N/A | TRUE
[9 empty] | #N/A | TRUE
[9 empty] | #N/A | TRUE
[9 empty] | #N/A | TRUE
[9 empty] | #N/A | TRUE
[9 empty] | #N/A | TRUE
[9 empty] | #N/A | TRUE
[9 empty] | #N/A | TRUE
[9 empty] | #N/A | TRUE
[9 empty] | #N/A | TRUE
[9 empty] | #N/A | TRUE
[9 empty] | #N/A | TRUE
[9 empty] | #N/A | TRUE
[9 empty] | #N/A | TRUE
[9 empty] | #N/A | TRUE
[9 empty] | #N/A | TRUE
[9 empty] | #N/A | TRUE
[9 empty] | #N/A | TRUE
[9 empty] | #N/A | TRUE
[9 empty] | #N/A | TRUE
[9 empty] | #N/A | TRUE
[9 empty] | #N/A | TRUE
[9 empty] | #N/A | TRUE
[9 empty] | #N/A | TRUE
[9 empty] | #N/A | TRUE
[9 empty] | #N/A | TRUE
[9 empty] | #N/A | TRUE
[9 empty] | #N/A | TRUE
[9 empty] | #N/A | TRUE
[9 empty] | #N/A | TRUE
[9 empty] | #N/A | TRUE
[9 empty] | #N/A | TRUE
[9 empty] | #N/A | TRUE
[9 empty] | #N/A | TRUE
[9 empty] | #N/A | TRUE
[9 empty] | #N/A | TRUE
[9 empty] | #N/A | TRUE
[9 empty] | #N/A | TRUE
[9 empty] | #N/A | TRUE
[9 empty] | #N/A | TRUE
[9 empty] | #N/A | TRUE
[9 empty] | #N/A | TRUE
[9 empty] | #N/A | TRUE
[9 empty] | #N/A | TRUE
[9 empty] | #N/A | TRUE
[9 empty] | #N/A | TRUE
[9 empty] | #N/A | TRUE
[9 empty] | #N/A | TRUE
[9 empty] | #N/A | TRUE
[9 empty] | #N/A | TRUE
[9 empty] | #N/A | TRUE
[9 empty] | #N/A | TRUE
[9 empty] | #N/A | TRUE
[9 empty] | #N/A | TRUE
[9 empty] | #N/A | TRUE
[9 empty] | #N/A | TRUE
[9 empty] | #N/A | TRUE
[9 empty] | #N/A | TRUE
[9 empty] | #N/A | TRUE
[9 empty] | #N/A | TRUE
[9 empty] | #N/A | TRUE
[9 empty] | #N/A | TRUE
[9 empty] | #N/A | TRUE
[9 empty] | #N/A | TRUE
[9 empty] | #N/A | TRUE
[9 empty] | #N/A | TRUE
[9 empty] | #N/A | TRUE
[9 empty] | #N/A | TRUE
[9 empty] | #N/A | TRUE
[9 empty] | #N/A | TRUE
[9 empty] | #N/A | TRUE
[9 empty] | #N/A | TRUE
[9 empty] | #N/A | TRUE
[9 empty] | #N/A | TRUE
[9 empty] | #N/A | TRUE
[9 empty] | #N/A | TRUE
[9 empty] | #N/A | TRUE
[9 empty] | #N/A | TRUE
[9 empty] | #N/A | TRUE
[9 empty] | #N/A | TRUE
[9 empty] | #N/A | TRUE
[9 empty] | #N/A | TRUE
[9 empty] | #N/A | TRUE
[9 empty] | #N/A | TRUE
[9 empty] | #N/A | TRUE
[9 empty] | #N/A | TRUE
[9 empty] | #N/A | TRUE
[9 empty] | #N/A | TRUE
[9 empty] | #N/A | TRUE
[9 empty] | #N/A | TRUE
[9 empty] | #N/A | TRUE
[9 empty] | #N/A | TRUE
[9 empty] | #N/A | TRUE
[9 empty] | #N/A | TRUE
[9 empty] | #N/A | TRUE
[9 empty] | #N/A | TRUE
[9 empty] | #N/A | TRUE
[9 empty] | #N/A | TRUE
[9 empty] | #N/A | TRUE
[9 empty] | #N/A | TRUE
[9 empty] | #N/A | TRUE
[9 empty] | #N/A | TRUE
[9 empty] | #N/A | TRUE
[9 empty] | #N/A | TRUE
[9 empty] | #N/A | TRUE
[9 empty] | #N/A | TRUE
[9 empty] | #N/A | TRUE
[9 empty] | #N/A | TRUE
[9 empty] | #N/A | TRUE
[9 empty] | #N/A | TRUE
[9 empty] | #N/A | TRUE
[9 empty] | #N/A | TRUE
[9 empty] | #N/A | TRUE
[9 empty] | #N/A | TRUE
[9 empty] | #N/A | TRUE
[9 empty] | #N/A | TRUE
[9 empty] | #N/A | TRUE
[9 empty] | #N/A | TRUE
[9 empty] | #N/A | TRUE
[9 empty] | #N/A | TRUE
[9 empty] | #N/A | TRUE
[9 empty] | #N/A | TRUE
[9 empty] | #N/A | TRUE
[9 empty] | #N/A | TRUE
[9 empty] | #N/A | TRUE
[9 empty] | #N/A | TRUE
[9 empty] | #N/A | TRUE
[9 empty] | #N/A | TRUE
[9 empty] | #N/A | TRUE
[9 empty] | #N/A | TRUE
[9 empty] | #N/A | TRUE
[9 empty] | #N/A | TRUE
[9 empty] | #N/A | TRUE
[9 empty] | #N/A | TRUE
[9 empty] | #N/A | TRUE
[9 empty] | #N/A | TRUE
[9 empty] | #N/A | TRUE
[9 empty] | #N/A | TRUE
[9 empty] | #N/A | TRUE
[9 empty] | #N/A | TRUE
[9 empty] | #N/A | TRUE
[9 empty] | #N/A | TRUE
[9 empty] | #N/A | TRUE
[9 empty] | #N/A | TRUE
[9 empty] | #N/A | TRUE
[9 empty] | #N/A | TRUE
[9 empty] | #N/A | TRUE
[9 empty] | #N/A | TRUE
[9 empty] | #N/A | TRUE
[9 empty] | #N/A | TRUE
[9 empty] | #N/A | TRUE
[9 empty] | #N/A | TRUE
[9 empty] | #N/A | TRUE
[9 empty] | #N/A | TRUE
[9 empty] | #N/A | TRUE
[9 empty] | #N/A | TRUE
[9 empty] | #N/A | TRUE
[9 empty] | #N/A | TRUE
[9 empty] | #N/A | TRUE
[9 empty] | #N/A | TRUE
[9 empty] | #N/A | TRUE
[9 empty] | #N/A | TRUE
[9 empty] | #N/A | TRUE
[9 empty] | #N/A | TRUE
[9 empty] | #N/A | TRUE
[9 empty] | #N/A | TRUE
[9 empty] | #N/A | TRUE
[9 empty] | #N/A | TRUE
[9 empty] | #N/A | TRUE
[9 empty] | #N/A | TRUE
[9 empty] | #N/A | TRUE
[9 empty] | #N/A | TRUE
[9 empty] | #N/A | TRUE
[9 empty] | #N/A | TRUE
[9 empty] | #N/A | TRUE
[9 empty] | #N/A | TRUE
[9 empty] | #N/A | TRUE
[9 empty] | #N/A | TRUE
[9 empty] | #N/A | TRUE
[9 empty] | #N/A | TRUE
[9 empty] | #N/A | TRUE
[9 empty] | #N/A | TRUE
[9 empty] | #N/A | TRUE
[9 empty] | #N/A | TRUE
[9 empty] | #N/A | TRUE
[9 empty] | #N/A | TRUE
[9 empty] | #N/A | TRUE
[9 empty] | #N/A | TRUE
[9 empty] | #N/A | TRUE
[9 empty] | #N/A | TRUE
[9 empty] | #N/A | TRUE
[9 empty] | #N/A | TRUE
[9 empty] | #N/A | TRUE
[9 empty] | #N/A | TRUE
[9 empty] | #N/A | TRUE
[9 empty] | #N/A | TRUE
[9 empty] | #N/A | TRUE
[9 empty] | #N/A | TRUE
[9 empty] | #N/A | TRUE
[9 empty] | #N/A | TRUE
[9 empty] | #N/A | TRUE
[9 empty] | #N/A | TRUE
[9 empty] | #N/A | TRUE
[9 empty] | #N/A | TRUE
[9 empty] | #N/A | TRUE
[9 empty] | #N/A | TRUE
[9 empty] | #N/A | TRUE
[9 empty] | #N/A | TRUE
[9 empty] | #N/A | TRUE
[9 empty] | #N/A | TRUE
[9 empty] | #N/A | TRUE
[9 empty] | #N/A | TRUE
[9 empty] | #N/A | TRUE
[9 empty] | #N/A | TRUE
[9 empty] | #N/A | TRUE
[9 empty] | #N/A | TRUE
[9 empty] | #N/A | TRUE
[9 empty] | #N/A | TRUE
[9 empty] | #N/A | TRUE
[9 empty] | #N/A | TRUE
[9 empty] | #N/A | TRUE
[9 empty] | #N/A | TRUE
[9 empty] | #N/A | TRUE
[9 empty] | #N/A | TRUE
[9 empty] | #N/A | TRUE
[9 empty] | #N/A | TRUE
[9 empty] | #N/A | TRUE
[9 empty] | #N/A | TRUE
[9 empty] | #N/A | TRUE
[9 empty] | #N/A | TRUE
[9 empty] | #N/A | TRUE
[9 empty] | #N/A | TRUE
[9 empty] | #N/A | TRUE
[9 empty] | #N/A | TRUE
[9 empty] | #N/A | TRUE
[9 empty] | #N/A | TRUE
[9 empty] | #N/A | TRUE
[9 empty] | #N/A | TRUE
[9 empty] | #N/A | TRUE
[9 empty] | #N/A | TRUE
[9 empty] | #N/A | TRUE
[9 empty] | #N/A | TRUE
[9 empty] | #N/A | TRUE
[9 empty] | #N/A | TRUE
[9 empty] | #N/A | TRUE
[9 empty] | #N/A | TRUE
[9 empty] | #N/A | TRUE
[9 empty] | #N/A | TRUE
[9 empty] | #N/A | TRUE
[9 empty] | #N/A | TRUE
[9 empty] | #N/A | TRUE
[9 empty] | #N/A | TRUE
[9 empty] | #N/A | TRUE
[9 empty] | #N/A | TRUE
[9 empty] | #N/A | TRUE
[9 empty] | #N/A | TRUE
[9 empty] | #N/A | TRUE
[9 empty] | #N/A | TRUE
[9 empty] | #N/A | TRUE
[9 empty] | #N/A | TRUE
[9 empty] | #N/A | TRUE
[9 empty] | #N/A | TRUE
[9 empty] | #N/A | TRUE
[9 empty] | #N/A | TRUE
[9 empty] | #N/A | TRUE
[9 empty] | #N/A | TRUE
[9 empty] | #N/A | TRUE
[9 empty] | #N/A | TRUE
[9 empty] | #N/A | TRUE
[9 empty] | #N/A | TRUE
[9 empty] | #N/A | TRUE
[9 empty] | #N/A | TRUE
[9 empty] | #N/A | TRUE
[9 empty] | #N/A | TRUE
[9 empty] | #N/A | TRUE
[9 empty] | #N/A | TRUE
[9 empty] | #N/A | TRUE
[9 empty] | #N/A | TRUE
[9 empty] | #N/A | TRUE
[9 empty] | #N/A | TRUE
[9 empty] | #N/A | TRUE
[9 empty] | #N/A | TRUE
[9 empty] | #N/A | TRUE
[9 empty] | #N/A | TRUE
[9 empty] | #N/A | TRUE
[9 empty] | #N/A | TRUE
[9 empty] | #N/A | TRUE
[9 empty] | #N/A | TRUE
[9 empty] | #N/A | TRUE
[9 empty] | #N/A | TRUE
[9 empty] | #N/A | TRUE
[9 empty] | #N/A | TRUE
[9 empty] | #N/A | TRUE
[9 empty] | #N/A | TRUE
[9 empty] | #N/A | TRUE
[9 empty] | #N/A | TRUE
[9 empty] | #N/A | TRUE
[9 empty] | #N/A | TRUE
[9 empty] | #N/A | TRUE
[9 empty] | #N/A | TRUE
[9 empty] | #N/A | TRUE
[9 empty] | #N/A | TRUE
[9 empty] | #N/A | TRUE
[9 empty] | #N/A | TRUE
[9 empty] | #N/A | TRUE
[9 empty] | #N/A | TRUE
[9 empty] | #N/A | TRUE
[9 empty] | #N/A | TRUE
[9 empty] | #N/A | TRUE
[9 empty] | #N/A | TRUE
[9 empty] | #N/A | TRUE
[9 empty] | #N/A | TRUE
[9 empty] | #N/A | TRUE
[9 empty] | #N/A | TRUE
[9 empty] | #N/A | TRUE
[9 empty] | #N/A | TRUE
[9 empty] | #N/A | TRUE
[9 empty] | #N/A | TRUE
[9 empty] | #N/A | TRUE
[9 empty] | #N/A | TRUE
[9 empty] | #N/A | TRUE
[9 empty] | #N/A | TRUE
[9 empty] | #N/A | TRUE
[9 empty] | #N/A | TRUE
[9 empty] | #N/A | TRUE
[9 empty] | #N/A | TRUE
[9 empty] | #N/A | TRUE
[9 empty] | #N/A | TRUE
[9 empty] | #N/A | TRUE
[9 empty] | #N/A | TRUE
[9 empty] | #N/A | TRUE
[9 empty] | #N/A | TRUE
[9 empty] | #N/A | TRUE
[9 empty] | #N/A | TRUE
[9 empty] | #N/A | TRUE
[9 empty] | #N/A | TRUE
[9 empty] | #N/A | TRUE
[9 empty] | #N/A | TRUE
[9 empty] | #N/A | TRUE
[9 empty] | #N/A | TRUE
[9 empty] | #N/A | TRUE
[9 empty] | #N/A | TRUE
[9 empty] | #N/A | TRUE
[9 empty] | #N/A | TRUE
[9 empty] | #N/A | TRUE
[9 empty] | #N/A | TRUE
[9 empty] | #N/A | TRUE
[9 empty] | #N/A | TRUE
[9 empty] | #N/A | TRUE
[9 empty] | #N/A | TRUE
[9 empty] | #N/A | TRUE
[9 empty] | #N/A | TRUE
[9 empty] | #N/A | TRUE
[9 empty] | #N/A | TRUE
[9 empty] | #N/A | TRUE
[9 empty] | #N/A | TRUE
[9 empty] | #N/A | TRUE
[9 empty] | #N/A | TRUE
[9 empty] | #N/A | TRUE
[9 empty] | #N/A | TRUE
[9 empty] | #N/A | TRUE
[9 empty] | #N/A | TRUE
[9 empty] | #N/A | TRUE
[9 empty] | #N/A | TRUE
[9 empty] | #N/A | TRUE
[9 empty] | #N/A | TRUE
[9 empty] | #N/A | TRUE
[9 empty] | #N/A | TRUE
[9 empty] | #N/A | TRUE
[9 empty] | #N/A | TRUE
[9 empty] | #N/A | TRUE
[9 empty] | #N/A | TRUE
[9 empty] | #N/A | TRUE
[9 empty] | #N/A | TRUE
[9 empty] | #N/A | TRUE
[9 empty] | #N/A | TRUE
[9 empty] | #N/A | TRUE
[9 empty] | #N/A | TRUE
[9 empty] | #N/A | TRUE
[9 empty] | #N/A | TRUE
[9 empty] | #N/A | TRUE
[9 empty] | #N/A | TRUE
[9 empty] | #N/A | TRUE
[9 empty] | #N/A | TRUE
[9 empty] | #N/A | TRUE
[9 empty] | #N/A | TRUE
[9 empty] | #N/A | TRUE
[9 empty] | #N/A | TRUE
[9 empty] | #N/A | TRUE
[9 empty] | #N/A | TRUE
[9 empty] | #N/A | TRUE
[9 empty] | #N/A | TRUE
[9 empty] | #N/A | TRUE
[9 empty] | #N/A | TRUE
[9 empty] | #N/A | TRUE
[9 empty] | #N/A | TRUE
[9 empty] | #N/A | TRUE
[9 empty] | #N/A | TRUE
[9 empty] | #N/A | TRUE
[9 empty] | #N/A | TRUE
[9 empty] | #N/A | TRUE
[9 empty] | #N/A | TRUE
[9 empty] | #N/A | TRUE
[9 empty] | #N/A | TRUE
[9 empty] | #N/A | TRUE
[9 empty] | #N/A | TRUE
[9 empty] | #N/A | TRUE
[9 empty] | #N/A | TRUE
[9 empty] | #N/A | TRUE
[9 empty] | #N/A | TRUE
[9 empty] | #N/A | TRUE
[9 empty] | #N/A | TRUE
[9 empty] | #N/A | TRUE
[9 empty] | #N/A | TRUE
[9 empty] | #N/A | TRUE
[9 empty] | #N/A | TRUE
[9 empty] | #N/A | TRUE
[9 empty] | #N/A | TRUE
[9 empty] | #N/A | TRUE
[9 empty] | #N/A | TRUE
[9 empty] | #N/A | TRUE
[9 empty] | #N/A | TRUE
[9 empty] | #N/A | TRUE
[9 empty] | #N/A | TRUE
[9 empty] | #N/A | TRUE
[9 empty] | #N/A | TRUE
[9 empty] | #N/A | TRUE
[9 empty] | #N/A | TRUE
[9 empty] | #N/A | TRUE
[9 empty] | #N/A | TRUE
[9 empty] | #N/A | TRUE
[9 empty] | #N/A | TRUE
[9 empty] | #N/A | TRUE
[9 empty] | #N/A | TRUE
[9 empty] | #N/A | TRUE
[9 empty] | #N/A | TRUE
[9 empty] | #N/A | TRUE
[9 empty] | #N/A | TRUE
[9 empty] | #N/A | TRUE
[9 empty] | #N/A | TRUE
[9 empty] | #N/A | TRUE
[9 empty] | #N/A | TRUE
[9 empty] | #N/A | TRUE
[9 empty] | #N/A | TRUE
[9 empty] | #N/A | TRUE
[9 empty] | #N/A | TRUE
[9 empty] | #N/A | TRUE
[9 empty] | #N/A | TRUE
[9 empty] | #N/A | TRUE
[9 empty] | #N/A | TRUE
[9 empty] | #N/A | TRUE
[9 empty] | #N/A | TRUE
[9 empty] | #N/A | TRUE
[9 empty] | #N/A | TRUE
[9 empty] | #N/A | TRUE
[9 empty] | #N/A | TRUE
[9 empty] | #N/A | TRUE
[9 empty] | #N/A | TRUE
[9 empty] | #N/A | TRUE
[9 empty] | #N/A | TRUE
[9 empty] | #N/A | TRUE
[9 empty] | #N/A | TRUE
[9 empty] | #N/A | TRUE
[9 empty] | #N/A | TRUE
[9 empty] | #N/A | TRUE
[9 empty] | #N/A | TRUE
[9 empty] | #N/A | TRUE
[9 empty] | #N/A | TRUE
[9 empty] | #N/A | TRUE
[9 empty] | #N/A | TRUE
[9 empty] | #N/A | TRUE
[9 empty] | #N/A | TRUE
[9 empty] | #N/A | TRUE
[9 empty] | #N/A | TRUE
[9 empty] | #N/A | TRUE
[9 empty] | #N/A | TRUE
[9 empty] | #N/A | TRUE
[9 empty] | #N/A | TRUE
[9 empty] | #N/A | TRUE
[9 empty] | #N/A | TRUE
[9 empty] | #N/A | TRUE
[9 empty] | #N/A | TRUE
[9 empty] | #N/A | TRUE
[9 empty] | #N/A | TRUE
[9 empty] | #N/A | TRUE
[9 empty] | #N/A | TRUE
[9 empty] | #N/A | TRUE
[9 empty] | #N/A | TRUE
[9 empty] | #N/A | TRUE
[9 empty] | #N/A | TRUE
[9 empty] | #N/A | TRUE
[9 empty] | #N/A | TRUE
[9 empty] | #N/A | TRUE
[9 empty] | #N/A | TRUE
[9 empty] | #N/A | TRUE
[9 empty] | #N/A | TRUE
[9 empty] | #N/A | TRUE
[9 empty] | #N/A | TRUE
[9 empty] | #N/A | TRUE
[9 empty] | #N/A | TRUE
[9 empty] | #N/A | TRUE
[9 empty] | #N/A | TRUE
[9 empty] | #N/A | TRUE
[9 empty] | #N/A | TRUE
[9 empty] | #N/A | TRUE
[9 empty] | #N/A | TRUE
[9 empty] | #N/A | TRUE
[9 empty] | #N/A | TRUE
[9 empty] | #N/A | TRUE
[9 empty] | #N/A | TRUE
[9 empty] | #N/A | TRUE
[9 empty] | #N/A | TRUE
[9 empty] | #N/A | TRUE
[9 empty] | #N/A | TRUE
[9 empty] | #N/A | TRUE
[9 empty] | #N/A | TRUE
[9 empty] | #N/A | TRUE
[9 empty] | #N/A | TRUE
[9 empty] | #N/A | TRUE
[9 empty] | #N/A | TRUE
[9 empty] | #N/A | TRUE
[9 empty] | #N/A | TRUE
[9 empty] | #N/A | TRUE
[9 empty] | #N/A | TRUE
[9 empty] | #N/A | TRUE
[9 empty] | #N/A | TRUE
[9 empty] | #N/A | TRUE
[9 empty] | #N/A | TRUE
[9 empty] | #N/A | TRUE
[9 empty] | #N/A | TRUE
[9 empty] | #N/A | TRUE
[9 empty] | #N/A | TRUE
[9 empty] | #N/A | TRUE
[9 empty] | #N/A | TRUE
[9 empty] | #N/A | TRUE
[9 empty] | #N/A | TRUE
[9 empty] | #N/A | TRUE
[9 empty] | #N/A | TRUE
[9 empty] | #N/A | TRUE
[9 empty] | #N/A | TRUE
[9 empty] | #N/A | TRUE
[9 empty] | #N/A | TRUE
[9 empty] | #N/A | TRUE
[9 empty] | #N/A | TRUE
[9 empty] | #N/A | TRUE
[9 empty] | #N/A | TRUE
[9 empty] | #N/A | TRUE
[9 empty] | #N/A | TRUE
[9 empty] | #N/A | TRUE
[9 empty] | #N/A | TRUE
[9 empty] | #N/A | TRUE
[9 empty] | #N/A | TRUE
[9 empty] | #N/A | TRUE
[9 empty] | #N/A | TRUE
[9 empty] | #N/A | TRUE
[9 empty] | #N/A | TRUE
[9 empty] | #N/A | TRUE
[9 empty] | #N/A | TRUE
[9 empty] | #N/A | TRUE
[9 empty] | #N/A | TRUE
[9 empty] | #N/A | TRUE
[9 empty] | #N/A | TRUE
[9 empty] | #N/A | TRUE
[9 empty] | #N/A | TRUE
[9 empty] | #N/A | TRUE
[9 empty] | #N/A | TRUE
[9 empty] | #N/A | TRUE
[9 empty] | #N/A | TRUE
[9 empty] | #N/A | TRUE
[9 empty] | #N/A | TRUE
[9 empty] | #N/A | TRUE
[9 empty] | #N/A | TRUE
[9 empty] | #N/A | TRUE
[9 empty] | #N/A | TRUE
[9 empty] | #N/A | TRUE
[9 empty] | #N/A | TRUE
[9 empty] | #N/A | TRUE
[9 empty] | #N/A | TRUE
[9 empty] | #N/A | TRUE
[9 empty] | #N/A | TRUE
[9 empty] | #N/A | TRUE
[9 empty] | #N/A | TRUE
[9 empty] | #N/A | TRUE
[9 empty] | #N/A | TRUE
[9 empty] | #N/A | TRUE
[9 empty] | #N/A | TRUE
[9 empty] | #N/A | TRUE
[9 empty] | #N/A | TRUE
[9 empty] | #N/A | TRUE
[9 empty] | #N/A | TRUE
[9 empty] | #N/A | TRUE
[9 empty] | #N/A | TRUE
[9 empty] | #N/A | TRUE
[9 empty] | #N/A | TRUE
[9 empty] | #N/A | TRUE
[9 empty] | #N/A | TRUE
[9 empty] | #N/A | TRUE
[9 empty] | #N/A | TRUE
[9 empty] | #N/A | TRUE
[9 empty] | #N/A | TRUE
[9 empty] | #N/A | TRUE
[9 empty] | #N/A | TRUE
[9 empty] | #N/A | TRUE
[9 empty] | #N/A | TRUE
[9 empty] | #N/A | TRUE
[9 empty] | #N/A | TRUE
[9 empty] | #N/A | TRUE
[9 empty] | #N/A | TRUE
[9 empty] | #N/A | TRUE
[9 empty] | #N/A | TRUE
[9 empty] | #N/A | TRUE
[9 empty] | #N/A | TRUE
[9 empty] | #N/A | TRUE
[9 empty] | #N/A | TRUE
[9 empty] | #N/A | TRUE
[9 empty] | #N/A | TRUE
[9 empty] | #N/A | TRUE
[9 empty] | #N/A | TRUE
[9 empty] | #N/A | TRUE
[9 empty] | #N/A | TRUE
[9 empty] | #N/A | TRUE
[9 empty] | #N/A | TRUE
[9 empty] | #N/A | TRUE
[9 empty] | #N/A | TRUE
[9 empty] | #N/A | TRUE
[9 empty] | #N/A | TRUE
[9 empty] | #N/A | TRUE
[9 empty] | #N/A | TRUE
[9 empty] | #N/A | TRUE
[9 empty] | #N/A | TRUE
[9 empty] | #N/A | TRUE
[9 empty] | #N/A | TRUE
[9 empty] | #N/A | TRUE
[9 empty] | #N/A | TRUE
[9 empty] | #N/A | TRUE
[9 empty] | #N/A | TRUE
[9 empty] | #N/A | TRUE
[9 empty] | #N/A | TRUE
[9 empty] | #N/A | TRUE
[9 empty] | #N/A | TRUE
[9 empty] | #N/A | TRUE
[9 empty] | #N/A | TRUE
[9 empty] | #N/A | TRUE
[9 empty] | #N/A | TRUE
[9 empty] | #N/A | TRUE
[9 empty] | #N/A | TRUE
[9 empty] | #N/A | TRUE
[9 empty] | #N/A | TRUE
[9 empty] | #N/A | TRUE
[9 empty] | #N/A | TRUE
[9 empty] | #N/A | TRUE
[9 empty] | #N/A | TRUE
[9 empty] | #N/A | TRUE
[9 empty] | #N/A | TRUE
[9 empty] | #N/A | TRUE
[9 empty] | #N/A | TRUE
[9 empty] | #N/A | TRUE
[9 empty] | #N/A | TRUE
[9 empty] | #N/A | TRUE
[9 empty] | #N/A | TRUE
[9 empty] | #N/A | TRUE
[9 empty] | #N/A | TRUE
[9 empty] | #N/A | TRUE
[9 empty] | #N/A | TRUE
[9 empty] | #N/A | TRUE
[9 empty] | #N/A | TRUE
[9 empty] | #N/A | TRUE
[9 empty] | #N/A | TRUE
[9 empty] | #N/A | TRUE
[9 empty] | #N/A | TRUE
[9 empty] | #N/A | TRUE
[9 empty] | #N/A | TRUE
[9 empty] | #N/A | TRUE
[9 empty] | #N/A | TRUE
[9 empty] | #N/A | TRUE
[9 empty] | #N/A | TRUE
[9 empty] | #N/A | TRUE
[9 empty] | #N/A | TRUE
[9 empty] | #N/A | TRUE
[9 empty] | #N/A | TRUE
[9 empty] | #N/A | TRUE
[9 empty] | #N/A | TRUE
[9 empty] | #N/A | TRUE
[9 empty] | #N/A | TRUE
[9 empty] | #N/A | TRUE
[9 empty] | #N/A | TRUE
[9 empty] | #N/A | TRUE
[9 empty] | #N/A | TRUE
[9 empty] | #N/A | TRUE
[9 empty] | #N/A | TRUE
[9 empty] | #N/A | TRUE
[9 empty] | #N/A | TRUE
[9 empty] | #N/A | TRUE
[9 empty] | #N/A | TRUE
[9 empty] | #N/A | TRUE
[9 empty] | #N/A | TRUE
[9 empty] | #N/A | TRUE
[9 empty] | #N/A | TRUE
[9 empty] | #N/A | TRUE
[9 empty] | #N/A | TRUE
[9 empty] | #N/A | TRUE
[9 empty] | #N/A | TRUE
[9 empty] | #N/A | TRUE
[9 empty] | #N/A | TRUE
[9 empty] | #N/A | TRUE
[9 empty] | #N/A | TRUE
[9 empty] | #N/A | TRUE
[9 empty] | #N/A | TRUE
[9 empty] | #N/A | TRUE
[9 empty] | #N/A | TRUE
[9 empty] | #N/A | TRUE
[9 empty] | #N/A | TRUE
[9 empty] | #N/A | TRUE
[9 empty] | #N/A | TRUE
[9 empty] | #N/A | TRUE
[9 empty] | #N/A | TRUE
[9 empty] | #N/A | TRUE
[9 empty] | #N/A | TRUE
[9 empty] | #N/A | TRUE
[9 empty] | #N/A | TRUE
[9 empty] | #N/A | TRUE
[9 empty] | #N/A | TRUE
[9 empty] | #N/A | TRUE
[9 empty] | #N/A | TRUE
[9 empty] | #N/A | TRUE
[9 empty] | #N/A | TRUE
[9 empty] | #N/A | TRUE
[9 empty] | #N/A | TRUE
[9 empty] | #N/A | TRUE
[9 empty] | #N/A | TRUE
[9 empty] | #N/A | TRUE
[9 empty] | #N/A | TRUE
[9 empty] | #N/A | TRUE
[9 empty] | #N/A | TRUE
[9 empty] | #N/A | TRUE
[9 empty] | #N/A | TRUE
[9 empty] | #N/A | TRUE
[9 empty] | #N/A | TRUE
[9 empty] | #N/A | TRUE
[9 empty] | #N/A | TRUE
[9 empty] | #N/A | TRUE
[9 empty] | #N/A | TRUE
[9 empty] | #N/A | TRUE
[9 empty] | #N/A | TRUE
[9 empty] | #N/A | TRUE
[9 empty] | #N/A | TRUE
[9 empty] | #N/A | TRUE
[9 empty] | #N/A | TRUE
[9 empty] | #N/A | TRUE
[9 empty] | #N/A | TRUE
[9 empty] | #N/A | TRUE
[9 empty] | #N/A | TRUE
[9 empty] | #N/A | TRUE
[9 empty] | #N/A | TRUE
[9 empty] | #N/A | TRUE
[9 empty] | #N/A | TRUE
[9 empty] | #N/A | TRUE
[9 empty] | #N/A | TRUE
[9 empty] | #N/A | TRUE
[9 empty] | #N/A | TRUE
[9 empty] | #N/A | TRUE
[9 empty] | #N/A | TRUE
[9 empty] | #N/A | TRUE
[9 empty] | #N/A | TRUE
[9 empty] | #N/A | TRUE
[9 empty] | #N/A | TRUE
[9 empty] | #N/A | TRUE
[9 empty] | #N/A | TRUE
[9 empty] | #N/A | TRUE
[9 empty] | #N/A | TRUE
[9 empty] | #N/A | TRUE
[9 empty] | #N/A | TRUE
[9 empty] | #N/A | TRUE
[9 empty] | #N/A | TRUE
[9 empty] | #N/A | TRUE
[9 empty] | #N/A | TRUE
[9 empty] | #N/A | TRUE
[9 empty] | #N/A | TRUE
[9 empty] | #N/A | TRUE
[9 empty] | #N/A | TRUE
[9 empty] | #N/A | TRUE
[9 empty] | #N/A | TRUE
[9 empty] | #N/A | TRUE
[9 empty] | #N/A | TRUE
[9 empty] | #N/A | TRUE
[9 empty] | #N/A | TRUE
[9 empty] | #N/A | TRUE
[9 empty] | #N/A | TRUE
[9 empty] | #N/A | TRUE
[9 empty] | #N/A | TRUE
[9 empty] | #N/A | TRUE
[9 empty] | #N/A | TRUE
[9 empty] | #N/A | TRUE
[9 empty] | #N/A | TRUE
[9 empty] | #N/A | TRUE
[9 empty] | #N/A | TRUE
[9 empty] | #N/A | TRUE
[9 empty] | #N/A | TRUE
[9 empty] | #N/A | TRUE
[9 empty] | #N/A | TRUE
[9 empty] | #N/A | TRUE
[9 empty] | #N/A | TRUE
[9 empty] | #N/A | TRUE
[9 empty] | #N/A | TRUE
[9 empty] | #N/A | TRUE
[9 empty] | #N/A | TRUE
[9 empty] | #N/A | TRUE
[9 empty] | #N/A | TRUE
[9 empty] | #N/A | TRUE
[9 empty] | #N/A | TRUE
[9 empty] | #N/A | TRUE
[9 empty] | #N/A | TRUE
[9 empty] | #N/A | TRUE
[9 empty] | #N/A | TRUE
[9 empty] | #N/A | TRUE
[9 empty] | #N/A | TRUE
[9 empty] | #N/A | TRUE
[9 empty] | #N/A | TRUE
[9 empty] | #N/A | TRUE
[9 empty] | #N/A | TRUE
[9 empty] | #N/A | TRUE
[9 empty] | #N/A | TRUE
[9 empty] | #N/A | TRUE
[9 empty] | #N/A | TRUE
[9 empty] | #N/A | TRUE
[9 empty] | #N/A | TRUE
[9 empty] | #N/A | TRUE
[9 empty] | #N/A | TRUE
[9 empty] | #N/A | TRUE
[9 empty] | #N/A | TRUE
[9 empty] | #N/A | TRUE
[9 empty] | #N/A | TRUE
[9 empty] | #N/A | TRUE
[9 empty] | #N/A | TRUE
[9 empty] | #N/A | TRUE
[9 empty] | #N/A | TRUE
[9 empty] | #N/A | TRUE
[9 empty] | #N/A | TRUE
[9 empty] | #N/A | TRUE
[9 empty] | #N/A | TRUE
[9 empty] | #N/A | TRUE
[9 empty] | #N/A | TRUE
[9 empty] | #N/A | TRUE
[9 empty] | #N/A | TRUE
[9 empty] | #N/A | TRUE
[9 empty] | #N/A | TRUE
[9 empty] | #N/A | TRUE
[9 empty] | #N/A | TRUE
[9 empty] | #N/A | TRUE
[9 empty] | #N/A | TRUE
[9 empty] | #N/A | TRUE
[9 empty] | #N/A | TRUE
[9 empty] | #N/A | TRUE
[9 empty] | #N/A | TRUE
[9 empty] | #N/A | TRUE
[9 empty] | #N/A | TRUE
[9 empty] | #N/A | TRUE
[9 empty] | #N/A | TRUE
[9 empty] | #N/A | TRUE
[9 empty] | #N/A | TRUE
[9 empty] | #N/A | TRUE
[9 empty] | #N/A | TRUE
[9 empty] | #N/A | TRUE
[9 empty] | #N/A | TRUE
[9 empty] | #N/A | TRUE
[9 empty] | #N/A | TRUE
[9 empty] | #N/A | TRUE
[9 empty] | #N/A | TRUE
[9 empty] | #N/A | TRUE
[9 empty] | #N/A | TRUE
[9 empty] | #N/A | TRUE
[9 empty] | #N/A | TRUE
[9 empty] | #N/A | TRUE
[9 empty] | #N/A | TRUE
[9 empty] | #N/A | TRUE
[9 empty] | #N/A | TRUE
[9 empty] | #N/A | TRUE
[9 empty] | #N/A | TRUE
[9 empty] | #N/A | TRUE
[9 empty] | #N/A | TRUE
[9 empty] | #N/A | TRUE
[9 empty] | #N/A | TRUE
[9 empty] | #N/A | TRUE
[9 empty] | #N/A | TRUE
[9 empty] | #N/A | TRUE
[9 empty] | #N/A | TRUE
[9 empty] | #N/A | TRUE
[9 empty] | #N/A | TRUE
[9 empty] | #N/A | TRUE
[9 empty] | #N/A | TRUE
[9 empty] | #N/A | TRUE
[9 empty] | #N/A | TRUE
[9 empty] | #N/A | TRUE
[9 empty] | #N/A | TRUE
[9 empty] | #N/A | TRUE
[9 empty] | #N/A | TRUE
[9 empty] | #N/A | TRUE
[9 empty] | #N/A | TRUE
[9 empty] | #N/A | TRUE
[9 empty] | #N/A | TRUE
[9 empty] | #N/A | TRUE
[9 empty] | #N/A | TRUE
[9 empty] | #N/A | TRUE
[9 empty] | #N/A | TRUE
[9 empty] | #N/A | TRUE
[9 empty] | #N/A | TRUE
[9 empty] | #N/A | TRUE
[9 empty] | #N/A | TRUE
[9 empty] | #N/A | TRUE
[9 empty] | #N/A | TRUE
[9 empty] | #N/A | TRUE
[9 empty] | #N/A | TRUE
[9 empty] | #N/A | TRUE
[9 empty] | #N/A | TRUE
[9 empty] | #N/A | TRUE
[9 empty] | #N/A | TRUE
[9 empty] | #N/A | TRUE
[9 empty] | #N/A | TRUE
[9 empty] | #N/A | TRUE
[9 empty] | #N/A | TRUE
[9 empty] | #N/A | TRUE
[9 empty] | #N/A | TRUE
[9 empty] | #N/A | TRUE
[9 empty] | #N/A | TRUE
[9 empty] | #N/A | TRUE
[9 empty] | #N/A | TRUE
[9 empty] | #N/A | TRUE
[9 empty] | #N/A | TRUE
[9 empty] | #N/A | TRUE
[9 empty] | #N/A | TRUE
[9 empty] | #N/A | TRUE
[9 empty] | #N/A | TRUE
[9 empty] | #N/A | TRUE
[9 empty] | #N/A | TRUE
[9 empty] | #N/A | TRUE
[9 empty] | #N/A | TRUE
[9 empty] | #N/A | TRUE
[9 empty] | #N/A | TRUE
[9 empty] | #N/A | TRUE
[9 empty] | #N/A | TRUE
[9 empty] | #N/A | TRUE
[9 empty] | #N/A | TRUE
[9 empty] | #N/A | TRUE
[9 empty] | #N/A | TRUE
[9 empty] | #N/A | TRUE
[9 empty] | #N/A | TRUE
[9 empty] | #N/A | TRUE
[9 empty] | #N/A | TRUE
[9 empty] | #N/A | TRUE
[9 empty] | #N/A | TRUE
[9 empty] | #N/A | TRUE
[9 empty] | #N/A | TRUE
[9 empty] | #N/A | TRUE
[9 empty] | #N/A | TRUE
[9 empty] | #N/A | TRUE
[9 empty] | #N/A | TRUE
[9 empty] | #N/A | TRUE
[9 empty] | #N/A | TRUE
[9 empty] | #N/A | TRUE
[9 empty] | #N/A | TRUE
[9 empty] | #N/A | TRUE
[9 empty] | #N/A | TRUE
[9 empty] | #N/A | TRUE
[9 empty] | #N/A | TRUE
[9 empty] | #N/A | TRUE
[9 empty] | #N/A | TRUE
[9 empty] | #N/A | TRUE
[9 empty] | #N/A | TRUE
[9 empty] | #N/A | TRUE
[9 empty] | #N/A | TRUE
[9 empty] | #N/A | TRUE
[9 empty] | #N/A | TRUE
[9 empty] | #N/A | TRUE
[9 empty] | #N/A | TRUE
[9 empty] | #N/A | TRUE
[9 empty] | #N/A | TRUE
[9 empty] | #N/A | TRUE
[9 empty] | #N/A | TRUE
[9 empty] | #N/A | TRUE
[9 empty] | #N/A | TRUE
[9 empty] | #N/A | TRUE
[9 empty] | #N/A | TRUE
[9 empty] | #N/A | TRUE
[9 empty] | #N/A | TRUE
[9 empty] | #N/A | TRUE
[9 empty] | #N/A | TRUE
[9 empty] | #N/A | TRUE
[9 empty] | #N/A | TRUE
[9 empty] | #N/A | TRUE
[9 empty] | #N/A | TRUE
[9 empty] | #N/A | TRUE
[9 empty] | #N/A | TRUE
[9 empty] | #N/A | TRUE
[9 empty] | #N/A | TRUE
[9 empty] | #N/A | TRUE
[9 empty] | #N/A | TRUE
[9 empty] | #N/A | TRUE
[9 empty] | #N/A | TRUE
[9 empty] | #N/A | TRUE
[9 empty] | #N/A | TRUE
[9 empty] | #N/A | TRUE
[9 empty] | #N/A | TRUE
[9 empty] | #N/A | TRUE
[9 empty] | #N/A | TRUE
[9 empty] | #N/A | TRUE
[9 empty] | #N/A | TRUE
[9 empty] | #N/A | TRUE
[9 empty] | #N/A | TRUE
[9 empty] | #N/A | TRUE
[9 empty] | #N/A | TRUE
[9 empty] | #N/A | TRUE
[9 empty] | #N/A | TRUE
[9 empty] | #N/A | TRUE
[9 empty] | #N/A | TRUE
[9 empty] | #N/A | TRUE
[9 empty] | #N/A | TRUE
[9 empty] | #N/A | TRUE
[9 empty] | #N/A | TRUE
[9 empty] | #N/A | TRUE
[9 empty] | #N/A | TRUE
[9 empty] | #N/A | TRUE
[9 empty] | #N/A | TRUE
[9 empty] | #N/A | TRUE
[9 empty] | #N/A | TRUE
[9 empty] | #N/A | TRUE
[9 empty] | #N/A | TRUE
[9 empty] | #N/A | TRUE
[9 empty] | #N/A | TRUE
[9 empty] | #N/A | TRUE
[9 empty] | #N/A | TRUE
[9 empty] | #N/A | TRUE
[9 empty] | #N/A | TRUE
[9 empty] | #N/A | TRUE
[9 empty] | #N/A | TRUE
[9 empty] | #N/A | TRUE
[9 empty] | #N/A | TRUE
[9 empty] | #N/A | TRUE
[9 empty] | #N/A | TRUE
[9 empty] | #N/A | TRUE
[9 empty] | #N/A | TRUE
[9 empty] | #N/A | TRUE
[9 empty] | #N/A | TRUE
[9 empty] | #N/A | TRUE
[9 empty] | #N/A | TRUE
[9 empty] | #N/A | TRUE
[9 empty] | #N/A | TRUE
[9 empty] | #N/A | TRUE
[9 empty] | #N/A | TRUE
[9 empty] | #N/A | TRUE
[9 empty] | #N/A | TRUE
[9 empty] | #N/A | TRUE
[9 empty] | #N/A | TRUE
[9 empty] | #N/A | TRUE
[9 empty] | #N/A | TRUE
[9 empty] | #N/A | TRUE
[9 empty] | #N/A | TRUE
[9 empty] | #N/A | TRUE
[9 empty] | #N/A | TRUE
[9 empty] | #N/A | TRUE
[9 empty] | #N/A | TRUE
[9 empty] | #N/A | TRUE
[9 empty] | #N/A | TRUE
[9 empty] | #N/A | TRUE
[9 empty] | #N/A | TRUE
[9 empty] | #N/A | TRUE
[9 empty] | #N/A | TRUE
[9 empty] | #N/A | TRUE
[9 empty] | #N/A | TRUE
[9 empty] | #N/A | TRUE
[9 empty] | #N/A | TRUE
[9 empty] | #N/A | TRUE
[9 empty] | #N/A | TRUE
[9 empty] | #N/A | TRUE
[9 empty] | #N/A | TRUE
[9 empty] | #N/A | TRUE
[9 empty] | #N/A | TRUE
[9 empty] | #N/A | TRUE
[9 empty] | #N/A | TRUE
[9 empty] | #N/A | TRUE
[9 empty] | #N/A | TRUE
[9 empty] | #N/A | TRUE
[9 empty] | #N/A | TRUE
[9 empty] | #N/A | TRUE
[9 empty] | #N/A | TRUE
[9 empty] | #N/A | TRUE
[9 empty] | #N/A | TRUE
[9 empty] | #N/A | TRUE
[9 empty] | #N/A | TRUE
[9 empty] | #N/A | TRUE
[9 empty] | #N/A | TRUE
[9 empty] | #N/A | TRUE
[9 empty] | #N/A | TRUE
[9 empty] | #N/A | TRUE
[9 empty] | #N/A | TRUE
[9 empty] | #N/A | TRUE
[9 empty] | #N/A | TRUE
[9 empty] | #N/A | TRUE
[9 empty] | #N/A | TRUE
[9 empty] | #N/A | TRUE
[9 empty] | #N/A | TRUE
[9 empty] | #N/A | TRUE
[9 empty] | #N/A | TRUE
[9 empty] | #N/A | TRUE
[9 empty] | #N/A | TRUE
[9 empty] | #N/A | TRUE
[9 empty] | #N/A | TRUE
[9 empty] | #N/A | TRUE
[9 empty] | #N/A | TRUE
[9 empty] | #N/A | TRUE
[9 empty] | #N/A | TRUE
[9 empty] | #N/A | TRUE
[9 empty] | #N/A | TRUE
[9 empty] | #N/A | TRUE
[9 empty] | #N/A | TRUE
[9 empty] | #N/A | TRUE
[9 empty] | #N/A | TRUE
[9 empty] | #N/A | TRUE
[9 empty] | #N/A | TRUE
[9 empty] | #N/A | TRUE
[9 empty] | #N/A | TRUE
[9 empty] | #N/A | TRUE
[9 empty] | #N/A | TRUE
[9 empty] | #N/A | TRUE
[9 empty] | #N/A | TRUE
[9 empty] | #N/A | TRUE
[9 empty] | #N/A | TRUE
[9 empty] | #N/A | TRUE
[9 empty] | #N/A | TRUE
[9 empty] | #N/A | TRUE
[9 empty] | #N/A | TRUE
[9 empty] | #N/A | TRUE
[9 empty] | #N/A | TRUE
[9 empty] | #N/A | TRUE
[9 empty] | #N/A | TRUE
[9 empty] | #N/A | TRUE
[9 empty] | #N/A | TRUE
[9 empty] | #N/A | TRUE
[9 empty] | #N/A | TRUE
[9 empty] | #N/A | TRUE
[9 empty] | #N/A | TRUE
[9 empty] | #N/A | TRUE
[9 empty] | #N/A | TRUE
[9 empty] | #N/A | TRUE
[9 empty] | #N/A | TRUE
[9 empty] | #N/A | TRUE
[9 empty] | #N/A | TRUE
[9 empty] | #N/A | TRUE
[9 empty] | #N/A | TRUE
[9 empty] | #N/A | TRUE
[9 empty] | #N/A | TRUE
[9 empty] | #N/A | TRUE
[9 empty] | #N/A | TRUE
[9 empty] | #N/A | TRUE
[9 empty] | #N/A | TRUE
[9 empty] | #N/A | TRUE
[9 empty] | #N/A | TRUE
[9 empty] | #N/A | TRUE
[9 empty] | #N/A | TRUE
[9 empty] | #N/A | TRUE
[9 empty] | #N/A | TRUE
[9 empty] | #N/A | TRUE
[9 empty] | #N/A | TRUE
[9 empty] | #N/A | TRUE
[9 empty] | #N/A | TRUE
[9 empty] | #N/A | TRUE
[9 empty] | #N/A | TRUE
[9 empty] | #N/A | TRUE
[9 empty] | #N/A | TRUE
[9 empty] | #N/A | TRUE
[9 empty] | #N/A | TRUE
[9 empty] | #N/A | TRUE
[9 empty] | #N/A | TRUE
[9 empty] | #N/A | TRUE
[9 empty] | #N/A | TRUE
[9 empty] | #N/A | TRUE
[9 empty] | #N/A | TRUE
[9 empty] | #N/A | TRUE
[9 empty] | #N/A | TRUE
[9 empty] | #N/A | TRUE
[9 empty] | #N/A | TRUE
[9 empty] | #N/A | TRUE
[9 empty] | #N/A | TRUE
[9 empty] | #N/A | TRUE
[9 empty] | #N/A | TRUE
[9 empty] | #N/A | TRUE
[9 empty] | #N/A | TRUE
[9 empty] | #N/A | TRUE
[9 empty] | #N/A | TRUE
[9 empty] | #N/A | TRUE
[9 empty] | #N/A | TRUE
[9 empty] | #N/A | TRUE
[9 empty] | #N/A | TRUE
[9 empty] | #N/A | TRUE
[9 empty] | #N/A | TRUE
[9 empty] | #N/A | TRUE
[9 empty] | #N/A | TRUE
[9 empty] | #N/A | TRUE
[9 empty] | #N/A | TRUE
[9 empty] | #N/A | TRUE
[9 empty] | #N/A | TRUE
[9 empty] | #N/A | TRUE
[9 empty] | #N/A | TRUE
[9 empty] | #N/A | TRUE
[9 empty] | #N/A | TRUE
[9 empty] | #N/A | TRUE
[9 empty] | #N/A | TRUE
[9 empty] | #N/A | TRUE
[9 empty] | #N/A | TRUE
[9 empty] | #N/A | TRUE
[9 empty] | #N/A | TRUE
[9 empty] | #N/A | TRUE
[9 empty] | #N/A | TRUE
[9 empty] | #N/A | TRUE
[9 empty] | #N/A | TRUE
[9 empty] | #N/A | TRUE
[9 empty] | #N/A | TRUE
[9 empty] | #N/A | TRUE
[9 empty] | #N/A | TRUE
[9 empty] | #N/A | TRUE
[9 empty] | #N/A | TRUE
[9 empty] | #N/A | TRUE
[9 empty] | #N/A | TRUE
[9 empty] | #N/A | TRUE
[9 empty] | #N/A | TRUE
[9 empty] | #N/A | TRUE
[9 empty] | #N/A | TRUE
[9 empty] | #N/A | TRUE
[9 empty] | #N/A | TRUE
[9 empty] | #N/A | TRUE
[9 empty] | #N/A | TRUE
[9 empty] | #N/A | TRUE
[9 empty] | #N/A | TRUE
[9 empty] | #N/A | TRUE
[9 empty] | #N/A | TRUE
[9 empty] | #N/A | TRUE
[9 empty] | #N/A | TRUE
[9 empty] | #N/A | TRUE
[9 empty] | #N/A | TRUE
[9 empty] | #N/A | TRUE
[9 empty] | #N/A | TRUE
[9 empty] | #N/A | TRUE
[9 empty] | #N/A | TRUE
[9 empty] | #N/A | TRUE
[9 empty] | #N/A | TRUE
[9 empty] | #N/A | TRUE
[9 empty] | #N/A | TRUE
[9 empty] | #N/A | TRUE
[9 empty] | #N/A | TRUE
[9 empty] | #N/A | TRUE
[9 empty] | #N/A | TRUE
[9 empty] | #N/A | TRUE
[9 empty] | #N/A | TRUE
[9 empty] | #N/A | TRUE
[9 empty] | #N/A | TRUE
[9 empty] | #N/A | TRUE
[9 empty] | #N/A | TRUE
[9 empty] | #N/A | TRUE
[9 empty] | #N/A | TRUE
[9 empty] | #N/A | TRUE
[9 empty] | #N/A | TRUE
[9 empty] | #N/A | TRUE
[9 empty] | #N/A | TRUE
[9 empty] | #N/A | TRUE
[9 empty] | #N/A | TRUE
[9 empty] | #N/A | TRUE
[9 empty] | #N/A | TRUE
[9 empty] | #N/A | TRUE
[9 empty] | #N/A | TRUE
[9 empty] | #N/A | TRUE
[9 empty] | #N/A | TRUE
[9 empty] | #N/A | TRUE
[9 empty] | #N/A | TRUE
[9 empty] | #N/A | TRUE
[9 empty] | #N/A | TRUE
[9 empty] | #N/A | TRUE
[9 empty] | #N/A | TRUE
[9 empty] | #N/A | TRUE
[9 empty] | #N/A | TRUE
[9 empty] | #N/A | TRUE
[9 empty] | #N/A | TRUE
[9 empty] | #N/A | TRUE
[9 empty] | #N/A | TRUE
[9 empty] | #N/A | TRUE
[9 empty] | #N/A | TRUE
[9 empty] | #N/A | TRUE
[9 empty] | #N/A | TRUE
[9 empty] | #N/A | TRUE
[9 empty] | #N/A | TRUE
[9 empty] | #N/A | TRUE
[9 empty] | #N/A | TRUE
[9 empty] | #N/A | TRUE
[9 empty] | #N/A | TRUE
[9 empty] | #N/A | TRUE
[9 empty] | #N/A | TRUE
[9 empty] | #N/A | TRUE
[9 empty] | #N/A | TRUE
[9 empty] | #N/A | TRUE
[9 empty] | #N/A | TRUE
[9 empty] | #N/A | TRUE
[9 empty] | #N/A | TRUE
[9 empty] | #N/A | TRUE
[9 empty] | #N/A | TRUE
[9 empty] | #N/A | TRUE
[9 empty] | #N/A | TRUE
[9 empty] | #N/A | TRUE
[9 empty] | #N/A | TRUE
[9 empty] | #N/A | TRUE
[9 empty] | #N/A | TRUE
[9 empty] | #N/A | TRUE
[9 empty] | #N/A | TRUE
[9 empty] | #N/A | TRUE
[9 empty] | #N/A | TRUE
[9 empty] | #N/A | TRUE
[9 empty] | #N/A | TRUE
[9 empty] | #N/A | TRUE
[9 empty] | #N/A | TRUE
[9 empty] | #N/A | TRUE
[9 empty] | #N/A | TRUE
[9 empty] | #N/A | TRUE
[9 empty] | #N/A | TRUE
[9 empty] | #N/A | TRUE
[9 empty] | #N/A | TRUE
[9 empty] | #N/A | TRUE
[9 empty] | #N/A | TRUE
[9 empty] | #N/A | TRUE
[9 empty] | #N/A | TRUE
[9 empty] | #N/A | TRUE
[9 empty] | #N/A | TRUE
[9 empty] | #N/A | TRUE
[9 empty] | #N/A | TRUE
[9 empty] | #N/A | TRUE
[9 empty] | #N/A | TRUE
[9 empty] | #N/A | TRUE
[9 empty] | #N/A | TRUE
[9 empty] | #N/A | TRUE
[9 empty] | #N/A | TRUE
[9 empty] | #N/A | TRUE
[9 empty] | #N/A | TRUE
[9 empty] | #N/A | TRUE
[9 empty] | #N/A | TRUE
[9 empty] | #N/A | TRUE
[9 empty] | #N/A | TRUE
[9 empty] | #N/A | TRUE
[9 empty] | #N/A | TRUE
[9 empty] | #N/A | TRUE
[9 empty] | #N/A | TRUE
[9 empty] | #N/A | TRUE
[9 empty] | #N/A | TRUE
[9 empty] | #N/A | TRUE
[9 empty] | #N/A | TRUE
[9 empty] | #N/A | TRUE
[9 empty] | #N/A | TRUE
[9 empty] | #N/A | TRUE
[9 empty] | #N/A | TRUE
[9 empty] | #N/A | TRUE
[9 empty] | #N/A | TRUE
[9 empty] | #N/A | TRUE
[9 empty] | #N/A | TRUE
[9 empty] | #N/A | TRUE
[9 empty] | #N/A | TRUE
[9 empty] | #N/A | TRUE
[9 empty] | #N/A | TRUE
[9 empty] | #N/A | TRUE
[9 empty] | #N/A | TRUE
[9 empty] | #N/A | TRUE
[9 empty] | #N/A | TRUE
[9 empty] | #N/A | TRUE
[9 empty] | #N/A | TRUE
[9 empty] | #N/A | TRUE
[9 empty] | #N/A | TRUE
[9 empty] | #N/A | TRUE
[9 empty] | #N/A | TRUE
[9 empty] | #N/A | TRUE
[9 empty] | #N/A | TRUE
[9 empty] | #N/A | TRUE
[9 empty] | #N/A | TRUE
[9 empty] | #N/A | TRUE
[9 empty] | #N/A | TRUE
[9 empty] | #N/A | TRUE
[9 empty] | #N/A | TRUE
[9 empty] | #N/A | TRUE
[9 empty] | #N/A | TRUE
[9 empty] | #N/A | TRUE
[9 empty] | #N/A | TRUE
[9 empty] | #N/A | TRUE
[9 empty] | #N/A | TRUE
[9 empty] | #N/A | TRUE
[9 empty] | #N/A | TRUE
[9 empty] | #N/A | TRUE
[9 empty] | #N/A | TRUE
[9 empty] | #N/A | TRUE
[9 empty] | #N/A | TRUE
[9 empty] | #N/A | TRUE
[9 empty] | #N/A | TRUE
[9 empty] | #N/A | TRUE
[9 empty] | #N/A | TRUE
[9 empty] | #N/A | TRUE
[9 empty] | #N/A | TRUE
[9 empty] | #N/A | TRUE
[9 empty] | #N/A | TRUE
[9 empty] | #N/A | TRUE
[9 empty] | #N/A | TRUE
[9 empty] | #N/A | TRUE
[9 empty] | #N/A | TRUE
[9 empty] | #N/A | TRUE
[9 empty] | #N/A | TRUE
[9 empty] | #N/A | TRUE
[9 empty] | #N/A | TRUE
[9 empty] | #N/A | TRUE
[9 empty] | #N/A | TRUE
[9 empty] | #N/A | TRUE
[9 empty] | #N/A | TRUE
[9 empty] | #N/A | TRUE
[9 empty] | #N/A | TRUE
[9 empty] | #N/A | TRUE
[9 empty] | #N/A | TRUE
[9 empty] | #N/A | TRUE
[9 empty] | #N/A | TRUE
[9 empty] | #N/A | TRUE
[9 empty] | #N/A | TRUE
[9 empty] | #N/A | TRUE
[9 empty] | #N/A | TRUE
[9 empty] | #N/A | TRUE
[9 empty] | #N/A | TRUE
[9 empty] | #N/A | TRUE
[9 empty] | #N/A | TRUE
[9 empty] | #N/A | TRUE
[9 empty] | #N/A | TRUE
[9 empty] | #N/A | TRUE
[9 empty] | #N/A | TRUE
[9 empty] | #N/A | TRUE
[9 empty] | #N/A | TRUE
[9 empty] | #N/A | TRUE
[9 empty] | #N/A | TRUE
[9 empty] | #N/A | TRUE
[9 empty] | #N/A | TRUE
[9 empty] | #N/A | TRUE
[9 empty] | #N/A | TRUE
[9 empty] | #N/A | TRUE
[9 empty] | #N/A | TRUE
[9 empty] | #N/A | TRUE
[9 empty] | #N/A | TRUE
[9 empty] | #N/A | TRUE
[9 empty] | #N/A | TRUE
[9 empty] | #N/A | TRUE
[9 empty] | #N/A | TRUE
[9 empty] | #N/A | TRUE
[9 empty] | #N/A | TRUE
[9 empty] | #N/A | TRUE
[9 empty] | #N/A | TRUE
[9 empty] | #N/A | TRUE
[9 empty] | #N/A | TRUE
[9 empty] | #N/A | TRUE
[9 empty] | #N/A | TRUE
[9 empty] | #N/A | TRUE
[9 empty] | #N/A | TRUE
[9 empty] | #N/A | TRUE
[9 empty] | #N/A | TRUE
[9 empty] | #N/A | TRUE
[9 empty] | #N/A | TRUE
[9 empty] | #N/A | TRUE
[9 empty] | #N/A | TRUE
[9 empty] | #N/A | TRUE
[9 empty] | #N/A | TRUE
[9 empty] | #N/A | TRUE
[9 empty] | #N/A | TRUE
[9 empty] | #N/A | TRUE
[9 empty] | #N/A | TRUE
[9 empty] | #N/A | TRUE
[9 empty] | #N/A | TRUE
[9 empty] | #N/A | TRUE
[9 empty] | #N/A | TRUE
[9 empty] | #N/A | TRUE
[9 empty] | #N/A | TRUE
[9 empty] | #N/A | TRUE
[9 empty] | #N/A | TRUE
[9 empty] | #N/A | TRUE
[9 empty] | #N/A | TRUE
[9 empty] | #N/A | TRUE
[9 empty] | #N/A | TRUE
[9 empty] | #N/A | TRUE
[9 empty] | #N/A | TRUE
[9 empty] | #N/A | TRUE
[9 empty] | #N/A | TRUE
[9 empty] | #N/A | TRUE
[9 empty] | #N/A | TRUE
[9 empty] | #N/A | TRUE
[9 empty] | #N/A | TRUE
[9 empty] | #N/A | TRUE
[9 empty] | #N/A | TRUE
[9 empty] | #N/A | TRUE
[9 empty] | #N/A | TRUE
[9 empty] | #N/A | TRUE
[9 empty] | #N/A | TRUE
[9 empty] | #N/A | TRUE
[9 empty] | #N/A | TRUE
[9 empty] | #N/A | TRUE
[9 empty] | #N/A | TRUE
[9 empty] | #N/A | TRUE
[9 empty] | #N/A | TRUE
[9 empty] | #N/A | TRUE
[9 empty] | #N/A | TRUE
[9 empty] | #N/A | TRUE
[9 empty] | #N/A | TRUE
[9 empty] | #N/A | TRUE
[9 empty] | #N/A | TRUE
[9 empty] | #N/A | TRUE
[9 empty] | #N/A | TRUE
[9 empty] | #N/A | TRUE
[9 empty] | #N/A | TRUE
[9 empty] | #N/A | TRUE
[9 empty] | #N/A | TRUE
[9 empty] | #N/A | TRUE
[9 empty] | #N/A | TRUE
[9 empty] | #N/A | TRUE
[9 empty] | #N/A | TRUE
[9 empty] | #N/A | TRUE
[9 empty] | #N/A | TRUE
[9 empty] | #N/A | TRUE
[9 empty] | #N/A | TRUE
[9 empty] | #N/A | TRUE
[9 empty] | #N/A | TRUE
[9 empty] | #N/A | TRUE
[9 empty] | #N/A | TRUE
[9 empty] | #N/A | TRUE
[9 empty] | #N/A | TRUE
[9 empty] | #N/A | TRUE
[9 empty] | #N/A | TRUE
[9 empty] | #N/A | TRUE
[9 empty] | #N/A | TRUE
[9 empty] | #N/A | TRUE
[9 empty] | #N/A | TRUE
[9 empty] | #N/A | TRUE
[9 empty] | #N/A | TRUE
[9 empty] | #N/A | TRUE
[9 empty] | #N/A | TRUE
[9 empty] | #N/A | TRUE
[9 empty] | #N/A | TRUE
[9 empty] | #N/A | TRUE
[9 empty] | #N/A | TRUE
[9 empty] | #N/A | TRUE
[9 empty] | #N/A | TRUE
[9 empty] | #N/A | TRUE
[9 empty] | #N/A | TRUE
[9 empty] | #N/A | TRUE
[9 empty] | #N/A | TRUE
[9 empty] | #N/A | TRUE
[9 empty] | #N/A | TRUE
[9 empty] | #N/A | TRUE
[9 empty] | #N/A | TRUE
[9 empty] | #N/A | TRUE
[9 empty] | #N/A | TRUE
[9 empty] | #N/A | TRUE
[9 empty] | #N/A | TRUE
[9 empty] | #N/A | TRUE
[9 empty] | #N/A | TRUE
[9 empty] | #N/A | TRUE
[9 empty] | #N/A | TRUE
[9 empty] | #N/A | TRUE
[9 empty] | #N/A | TRUE
[9 empty] | #N/A | TRUE
[9 empty] | #N/A | TRUE
[9 empty] | #N/A | TRUE
[9 empty] | #N/A | TRUE
[9 empty] | #N/A | TRUE
[9 empty] | #N/A | TRUE
[9 empty] | #N/A | TRUE
[9 empty] | #N/A | TRUE
[9 empty] | #N/A | TRUE
[9 empty] | #N/A | TRUE
[9 empty] | #N/A | TRUE
[9 empty] | #N/A | TRUE
[9 empty] | #N/A | TRUE
[9 empty] | #N/A | TRUE
[9 empty] | #N/A | TRUE
[9 empty] | #N/A | TRUE
[9 empty] | #N/A | TRUE
[9 empty] | #N/A | TRUE
[9 empty] | #N/A | TRUE
[9 empty] | #N/A | TRUE
[9 empty] | #N/A | TRUE
[9 empty] | #N/A | TRUE
[9 empty] | #N/A | TRUE
[9 empty] | #N/A | TRUE
[9 empty] | #N/A | TRUE
[9 empty] | #N/A | TRUE
[9 empty] | #N/A | TRUE
[9 empty] | #N/A | TRUE
[9 empty] | #N/A | TRUE
[9 empty] | #N/A | TRUE
[9 empty] | #N/A | TRUE
[9 empty] | #N/A | TRUE
[9 empty] | #N/A | TRUE
[9 empty] | #N/A | TRUE
[9 empty] | #N/A | TRUE
[9 empty] | #N/A | TRUE
[9 empty] | #N/A | TRUE
[9 empty] | #N/A | TRUE
[9 empty] | #N/A | TRUE
[9 empty] | #N/A | TRUE
[9 empty] | #N/A | TRUE
[9 empty] | #N/A | TRUE
[9 empty] | #N/A | TRUE
[9 empty] | #N/A | TRUE
[9 empty] | #N/A | TRUE
[9 empty] | #N/A | TRUE
[9 empty] | #N/A | TRUE
[9 empty] | #N/A | TRUE
[9 empty] | #N/A | TRUE
[9 empty] | #N/A | TRUE
[9 empty] | #N/A | TRUE
[9 empty] | #N/A | TRUE
[9 empty] | #N/A | TRUE
[9 empty] | #N/A | TRUE
[9 empty] | #N/A | TRUE
[9 empty] | #N/A | TRUE
[9 empty] | #N/A | TRUE
[9 empty] | #N/A | TRUE
[9 empty] | #N/A | TRUE
[9 empty] | #N/A | TRUE
[9 empty] | #N/A | TRUE
[9 empty] | #N/A | TRUE
[9 empty] | #N/A | TRUE
[9 empty] | #N/A | TRUE
[9 empty] | #N/A | TRUE
[9 empty] | #N/A | TRUE
[9 empty] | #N/A | TRUE
[9 empty] | #N/A | TRUE
[9 empty] | #N/A | TRUE
[9 empty] | #N/A | TRUE
[9 empty] | #N/A | TRUE
[9 empty] | #N/A | TRUE
[9 empty] | #N/A | TRUE
[9 empty] | #N/A | TRUE
[9 empty] | #N/A | TRUE
[9 empty] | #N/A | TRUE
[9 empty] | #N/A | TRUE
[9 empty] | #N/A | TRUE
[9 empty] | #N/A | TRUE
[9 empty] | #N/A | TRUE
[9 empty] | #N/A | TRUE
[9 empty] | #N/A | TRUE
[9 empty] | #N/A | TRUE
[9 empty] | #N/A | TRUE
[9 empty] | #N/A | TRUE
[9 empty] | #N/A | TRUE
[9 empty] | #N/A | TRUE
[9 empty] | #N/A | TRUE
[9 empty] | #N/A | TRUE
[9 empty] | #N/A | TRUE
[9 empty] | #N/A | TRUE
[9 empty] | #N/A | TRUE
[9 empty] | #N/A | TRUE
[9 empty] | #N/A | TRUE
[9 empty] | #N/A | TRUE
[9 empty] | #N/A | TRUE
[9 empty] | #N/A | TRUE
[9 empty] | #N/A | TRUE
[9 empty] | #N/A | TRUE
[9 empty] | #N/A | TRUE
[9 empty] | #N/A | TRUE
[9 empty] | #N/A | TRUE
[9 empty] | #N/A | TRUE
[9 empty] | #N/A | TRUE
[9 empty] | #N/A | TRUE
[9 empty] | #N/A | TRUE
[9 empty] | #N/A | TRUE
[9 empty] | #N/A | TRUE
[9 empty] | #N/A | TRUE
[9 empty] | #N/A | TRUE
[9 empty] | #N/A | TRUE
[9 empty] | #N/A | TRUE
[9 empty] | #N/A | TRUE
[9 empty] | #N/A | TRUE
[9 empty] | #N/A | TRUE
[9 empty] | #N/A | TRUE
[9 empty] | #N/A | TRUE
[9 empty] | #N/A | TRUE
[9 empty] | #N/A | TRUE
[9 empty] | #N/A | TRUE
[9 empty] | #N/A | TRUE
[9 empty] | #N/A | TRUE
[9 empty] | #N/A | TRUE
[9 empty] | #N/A | TRUE
[9 empty] | #N/A | TRUE
[9 empty] | #N/A | TRUE
[9 empty] | #N/A | TRUE
[9 empty] | #N/A | TRUE
[9 empty] | #N/A | TRUE
[9 empty] | #N/A | TRUE
[9 empty] | #N/A | TRUE
[9 empty] | #N/A | TRUE
[9 empty] | #N/A | TRUE
[9 empty] | #N/A | TRUE
[9 empty] | #N/A | TRUE
[9 empty] | #N/A | TRUE
[9 empty] | #N/A | TRUE
[9 empty] | #N/A | TRUE
[9 empty] | #N/A | TRUE
[9 empty] | #N/A | TRUE
[9 empty] | #N/A | TRUE
[9 empty] | #N/A | TRUE
[9 empty] | #N/A | TRUE
[9 empty] | #N/A | TRUE
[9 empty] | #N/A | TRUE
[9 empty] | #N/A | TRUE
[9 empty] | #N/A | TRUE
[9 empty] | #N/A | TRUE
[9 empty] | #N/A | TRUE
[9 empty] | #N/A | TRUE
[9 empty] | #N/A | TRUE
[9 empty] | #N/A | TRUE
[9 empty] | #N/A | TRUE
[9 empty] | #N/A | TRUE
[9 empty] | #N/A | TRUE
[9 empty] | #N/A | TRUE
[9 empty] | #N/A | TRUE
[9 empty] | #N/A | TRUE
[9 empty] | #N/A | TRUE
[9 empty] | #N/A | TRUE
[9 empty] | #N/A | TRUE
[9 empty] | #N/A | TRUE
[9 empty] | #N/A | TRUE
[9 empty] | #N/A | TRUE
[9 empty] | #N/A | TRUE
[9 empty] | #N/A | TRUE
[9 empty] | #N/A | TRUE
[9 empty] | #N/A | TRUE
[9 empty] | #N/A | TRUE
[9 empty] | #N/A | TRUE
[9 empty] | #N/A | TRUE
[9 empty] | #N/A | TRUE
[9 empty] | #N/A | TRUE
[9 empty] | #N/A | TRUE
[9 empty] | #N/A | TRUE
[9 empty] | #N/A | TRUE
[9 empty] | #N/A | TRUE
[9 empty] | #N/A | TRUE
[9 empty] | #N/A | TRUE
[9 empty] | #N/A | TRUE
[9 empty] | #N/A | TRUE
[9 empty] | #N/A | TRUE
[9 empty] | #N/A | TRUE
[9 empty] | #N/A | TRUE
[9 empty] | #N/A | TRUE
[9 empty] | #N/A | TRUE
[9 empty] | #N/A | TRUE
[9 empty] | #N/A | TRUE
[9 empty] | #N/A | TRUE
[9 empty] | #N/A | TRUE
[9 empty] | #N/A | TRUE
[9 empty] | #N/A | TRUE
[9 empty] | #N/A | TRUE
[9 empty] | #N/A | TRUE
[9 empty] | #N/A | TRUE
[9 empty] | #N/A | TRUE
[9 empty] | #N/A | TRUE
[9 empty] | #N/A | TRUE
[9 empty] | #N/A | TRUE
[9 empty] | #N/A | TRUE
[9 empty] | #N/A | TRUE
[9 empty] | #N/A | TRUE
[9 empty] | #N/A | TRUE
[9 empty] | #N/A | TRUE
[9 empty] | #N/A | TRUE
[9 empty] | #N/A | TRUE
[9 empty] | #N/A | TRUE
[9 empty] | #N/A | TRUE
[9 empty] | #N/A | TRUE
[9 empty] | #N/A | TRUE
[9 empty] | #N/A | TRUE
[9 empty] | #N/A | TRUE
[9 empty] | #N/A | TRUE
[9 empty] | #N/A | TRUE
[9 empty] | #N/A | TRUE
[9 empty] | #N/A | TRUE
[9 empty] | #N/A | TRUE
[9 empty] | #N/A | TRUE
[9 empty] | #N/A | TRUE
[9 empty] | #N/A | TRUE
[9 empty] | #N/A | TRUE
[9 empty] | #N/A | TRUE
[9 empty] | #N/A | TRUE
[9 empty] | #N/A | TRUE
[9 empty] | #N/A | TRUE
[9 empty] | #N/A | TRUE
[9 empty] | #N/A | TRUE
[9 empty] | #N/A | TRUE
[9 empty] | #N/A | TRUE
[9 empty] | #N/A | TRUE
[9 empty] | #N/A | TRUE
[9 empty] | #N/A | TRUE
[9 empty] | #N/A | TRUE
[9 empty] | #N/A | TRUE
[9 empty] | #N/A | TRUE
[9 empty] | #N/A | TRUE
[9 empty] | #N/A | TRUE
[9 empty] | #N/A | TRUE
[9 empty] | #N/A | TRUE
[9 empty] | #N/A | TRUE
[9 empty] | #N/A | TRUE
[9 empty] | #N/A | TRUE
[9 empty] | #N/A | TRUE
[9 empty] | #N/A | TRUE
[9 empty] | #N/A | TRUE
[9 empty] | #N/A | TRUE
[9 empty] | #N/A | TRUE
[9 empty] | #N/A | TRUE
[9 empty] | #N/A | TRUE
[9 empty] | #N/A | TRUE
[9 empty] | #N/A | TRUE
[9 empty] | #N/A | TRUE
[9 empty] | #N/A | TRUE
[9 empty] | #N/A | TRUE
[9 empty] | #N/A | TRUE
[9 empty] | #N/A | TRUE
[9 empty] | #N/A | TRUE
[9 empty] | #N/A | TRUE
[9 empty] | #N/A | TRUE
[9 empty] | #N/A | TRUE
[9 empty] | #N/A | TRUE
[9 empty] | #N/A | TRUE
[9 empty] | #N/A | TRUE
[9 empty] | #N/A | TRUE
[9 empty] | #N/A | TRUE
[9 empty] | #N/A | TRUE
[9 empty] | #N/A | TRUE
[9 empty] | #N/A | TRUE
[9 empty] | #N/A | TRUE
[9 empty] | #N/A | TRUE
[9 empty] | #N/A | TRUE
[9 empty] | #N/A | TRUE
[9 empty] | #N/A | TRUE
[9 empty] | #N/A | TRUE
[9 empty] | #N/A | TRUE
[9 empty] | #N/A | TRUE
[9 empty] | #N/A | TRUE
[9 empty] | #N/A | TRUE
[9 empty] | #N/A | TRUE
[9 empty] | #N/A | TRUE
[9 empty] | #N/A | TRUE
[9 empty] | #N/A | TRUE
[9 empty] | #N/A | TRUE
[9 empty] | #N/A | TRUE
[9 empty] | #N/A | TRUE
[9 empty] | #N/A | TRUE
[9 empty] | #N/A | TRUE
[9 empty] | #N/A | TRUE
[9 empty] | #N/A | TRUE
[9 empty] | #N/A | TRUE
[9 empty] | #N/A | TRUE
[9 empty] | #N/A | TRUE
[9 empty] | #N/A | TRUE
[9 empty] | #N/A | TRUE
[9 empty] | #N/A | TRUE
[9 empty] | #N/A | TRUE
[9 empty] | #N/A | TRUE
[9 empty] | #N/A | TRUE
[9 empty] | #N/A | TRUE
[9 empty] | #N/A | TRUE
[9 empty] | #N/A | TRUE
[9 empty] | #N/A | TRUE
[9 empty] | #N/A | TRUE
[9 empty] | #N/A | TRUE
[9 empty] | #N/A | TRUE
[9 empty] | #N/A | TRUE
[9 empty] | #N/A | TRUE
[9 empty] | #N/A | TRUE
[9 empty] | #N/A | TRUE
[9 empty] | #N/A | TRUE
[9 empty] | #N/A | TRUE
[9 empty] | #N/A | TRUE
[9 empty] | #N/A | TRUE
[9 empty] | #N/A | TRUE
[9 empty] | #N/A | TRUE
[9 empty] | #N/A | TRUE
[9 empty] | #N/A | TRUE
[9 empty] | #N/A | TRUE
[9 empty] | #N/A | TRUE
[9 empty] | #N/A | TRUE
[9 empty] | #N/A | TRUE
[9 empty] | #N/A | TRUE
[9 empty] | #N/A | TRUE
[9 empty] | #N/A | TRUE
[9 empty] | #N/A | TRUE
[9 empty] | #N/A | TRUE
[9 empty] | #N/A | TRUE
[9 empty] | #N/A | TRUE
[9 empty] | #N/A | TRUE
[9 empty] | #N/A | TRUE
[9 empty] | #N/A | TRUE
[9 empty] | #N/A | TRUE
[9 empty] | #N/A | TRUE
[9 empty] | #N/A | TRUE
[9 empty] | #N/A | TRUE
[9 empty] | #N/A | TRUE
[9 empty] | #N/A | TRUE
[9 empty] | #N/A | TRUE
[9 empty] | #N/A | TRUE
[9 empty] | #N/A | TRUE
[9 empty] | #N/A | TRUE
[9 empty] | #N/A | TRUE
[9 empty] | #N/A | TRUE
[9 empty] | #N/A | TRUE
[9 empty] | #N/A | TRUE
[9 empty] | #N/A | TRUE
[9 empty] | #N/A | TRUE
[9 empty] | #N/A | TRUE
[9 empty] | #N/A | TRUE
[9 empty] | #N/A | TRUE
[9 empty] | #N/A | TRUE
[9 empty] | #N/A | TRUE
[9 empty] | #N/A | TRUE
[9 empty] | #N/A | TRUE
[9 empty] | #N/A | TRUE
[9 empty] | #N/A | TRUE
[9 empty] | #N/A | TRUE
[9 empty] | #N/A | TRUE
[9 empty] | #N/A | TRUE
[9 empty] | #N/A | TRUE
[9 empty] | #N/A | TRUE
[9 empty] | #N/A | TRUE
[9 empty] | #N/A | TRUE
[9 empty] | #N/A | TRUE
[9 empty] | #N/A | TRUE
[9 empty] | #N/A | TRUE
[9 empty] | #N/A | TRUE
[9 empty] | #N/A | TRUE
[9 empty] | #N/A | TRUE
[9 empty] | #N/A | TRUE
[9 empty] | #N/A | TRUE
[9 empty] | #N/A | TRUE
[9 empty] | #N/A | TRUE
[9 empty] | #N/A | TRUE
[9 empty] | #N/A | TRUE
[9 empty] | #N/A | TRUE
[9 empty] | #N/A | TRUE
[9 empty] | #N/A | TRUE
[9 empty] | #N/A | TRUE
[9 empty] | #N/A | TRUE
[9 empty] | #N/A | TRUE
[9 empty] | #N/A | TRUE
[9 empty] | #N/A | TRUE
[9 empty] | #N/A | TRUE
[9 empty] | #N/A | TRUE
[9 empty] | #N/A | TRUE
[9 empty] | #N/A | TRUE
[9 empty] | #N/A | TRUE
[9 empty] | #N/A | TRUE
[9 empty] | #N/A | TRUE
[9 empty] | #N/A | TRUE
[9 empty] | #N/A | TRUE
[9 empty] | #N/A | TRUE
[9 empty] | #N/A | TRUE
[9 empty] | #N/A | TRUE
[9 empty] | #N/A | TRUE
[9 empty] | #N/A | TRUE
[9 empty] | #N/A | TRUE
[9 empty] | #N/A | TRUE
[9 empty] | #N/A | TRUE
[9 empty] | #N/A | TRUE
[9 empty] | #N/A | TRUE
[9 empty] | #N/A | TRUE
[9 empty] | #N/A | TRUE
[9 empty] | #N/A | TRUE
[9 empty] | #N/A | TRUE
[9 empty] | #N/A | TRUE
[9 empty] | #N/A | TRUE
[9 empty] | #N/A | TRUE
[9 empty] | #N/A | TRUE
[9 empty] | #N/A | TRUE
[9 empty] | #N/A | TRUE
[9 empty] | #N/A | TRUE
[9 empty] | #N/A | TRUE
[9 empty] | #N/A | TRUE
[9 empty] | #N/A | TRUE
[9 empty] | #N/A | TRUE
[9 empty] | #N/A | TRUE
[9 empty] | #N/A | TRUE
[9 empty] | #N/A | TRUE
[9 empty] | #N/A | TRUE
[9 empty] | #N/A | TRUE
[9 empty] | #N/A | TRUE
[9 empty] | #N/A | TRUE
[9 empty] | #N/A | TRUE
[9 empty] | #N/A | TRUE
[9 empty] | #N/A | TRUE
[9 empty] | #N/A | TRUE
[9 empty] | #N/A | TRUE
[9 empty] | #N/A | TRUE
[9 empty] | #N/A | TRUE
[9 empty] | #N/A | TRUE
[9 empty] | #N/A | TRUE
[9 empty] | #N/A | TRUE
[9 empty] | #N/A | TRUE
[9 empty] | #N/A | TRUE
[9 empty] | #N/A | TRUE
[9 empty] | #N/A | TRUE
[9 empty] | #N/A | TRUE
[9 empty] | #N/A | TRUE
[9 empty] | #N/A | TRUE
[9 empty] | #N/A | TRUE
[9 empty] | #N/A | TRUE
[9 empty] | #N/A | TRUE
[9 empty] | #N/A | TRUE
[9 empty] | #N/A | TRUE
[9 empty] | #N/A | TRUE
[9 empty] | #N/A | TRUE
[9 empty] | #N/A | TRUE
[9 empty] | #N/A | TRUE
[9 empty] | #N/A | TRUE
[9 empty] | #N/A | TRUE
[9 empty] | #N/A | TRUE
[9 empty] | #N/A | TRUE
[9 empty] | #N/A | TRUE
[9 empty] | #N/A | TRUE
[9 empty] | #N/A | TRUE
[9 empty] | #N/A | TRUE
[9 empty] | #N/A | TRUE
[9 empty] | #N/A | TRUE
[9 empty] | #N/A | TRUE
[9 empty] | #N/A | TRUE
[9 empty] | #N/A | TRUE
[9 empty] | #N/A | TRUE
[9 empty] | #N/A | TRUE
[9 empty] | #N/A | TRUE
[9 empty] | #N/A | TRUE
[9 empty] | #N/A | TRUE
[9 empty] | #N/A | TRUE
[9 empty] | #N/A | TRUE
[9 empty] | #N/A | TRUE
[9 empty] | #N/A | TRUE
[9 empty] | #N/A | TRUE
[9 empty] | #N/A | TRUE
[9 empty] | #N/A | TRUE
[9 empty] | #N/A | TRUE
[9 empty] | #N/A | TRUE
[9 empty] | #N/A | TRUE
[9 empty] | #N/A | TRUE
[9 empty] | #N/A | TRUE
[9 empty] | #N/A | TRUE
[9 empty] | #N/A | TRUE
[9 empty] | #N/A | TRUE
[9 empty] | #N/A | TRUE
[9 empty] | #N/A | TRUE
[9 empty] | #N/A | TRUE
[9 empty] | #N/A | TRUE
[9 empty] | #N/A | TRUE
[9 empty] | #N/A | TRUE
[9 empty] | #N/A | TRUE
[9 empty] | #N/A | TRUE
[9 empty] | #N/A | TRUE
[9 empty] | #N/A | TRUE
[9 empty] | #N/A | TRUE
[9 empty] | #N/A | TRUE
[9 empty] | #N/A | TRUE
[9 empty] | #N/A | TRUE
[9 empty] | #N/A | TRUE
[9 empty] | #N/A | TRUE
[9 empty] | #N/A | TRUE
[9 empty] | #N/A | TRUE
[9 empty] | #N/A | TRUE
[9 empty] | #N/A | TRUE
[9 empty] | #N/A | TRUE
[9 empty] | #N/A | TRUE
[9 empty] | #N/A | TRUE
[9 empty] | #N/A | TRUE
[9 empty] | #N/A | TRUE
[9 empty] | #N/A | TRUE
[9 empty] | #N/A | TRUE
[9 empty] | #N/A | TRUE
[9 empty] | #N/A | TRUE
[9 empty] | #N/A | TRUE
[9 empty] | #N/A | TRUE
[9 empty] | #N/A | TRUE
[9 empty] | #N/A | TRUE
[9 empty] | #N/A | TRUE
[9 empty] | #N/A | TRUE
[9 empty] | #N/A | TRUE
[9 empty] | #N/A | TRUE
[9 empty] | #N/A | TRUE
[9 empty] | #N/A | TRUE
[9 empty] | #N/A | TRUE
[9 empty] | #N/A | TRUE
[9 empty] | #N/A | TRUE
[9 empty] | #N/A | TRUE
[9 empty] | #N/A | TRUE
[9 empty] | #N/A | TRUE
[9 empty] | #N/A | TRUE
[9 empty] | #N/A | TRUE
[9 empty] | #N/A | TRUE
[9 empty] | #N/A | TRUE
[9 empty] | #N/A | TRUE
[9 empty] | #N/A | TRUE
[9 empty] | #N/A | TRUE
[9 empty] | #N/A | TRUE
[9 empty] | #N/A | TRUE
[9 empty] | #N/A | TRUE
[9 empty] | #N/A | TRUE
[9 empty] | #N/A | TRUE
[9 empty] | #N/A | TRUE
[9 empty] | #N/A | TRUE
[9 empty] | #N/A | TRUE
[9 empty] | #N/A | TRUE
[9 empty] | #N/A | TRUE
[9 empty] | #N/A | TRUE
[9 empty] | #N/A | TRUE
[9 empty] | #N/A | TRUE
[9 empty] | #N/A | TRUE
[9 empty] | #N/A | TRUE
[9 empty] | #N/A | TRUE
[9 empty] | #N/A | TRUE
[9 empty] | #N/A | TRUE
[9 empty] | #N/A | TRUE
[9 empty] | #N/A | TRUE
[9 empty] | #N/A | TRUE
[9 empty] | #N/A | TRUE
[9 empty] | #N/A | TRUE
[9 empty] | #N/A | TRUE
[9 empty] | #N/A | TRUE
[9 empty] | #N/A | TRUE
[9 empty] | #N/A | TRUE
[9 empty] | #N/A | TRUE
[9 empty] | #N/A | TRUE
[9 empty] | #N/A | TRUE
[9 empty] | #N/A | TRUE
[9 empty] | #N/A | TRUE
[9 empty] | #N/A | TRUE
[9 empty] | #N/A | TRUE
[9 empty] | #N/A | TRUE
[9 empty] | #N/A | TRUE
[9 empty] | #N/A | TRUE
[9 empty] | #N/A | TRUE
[9 empty] | #N/A | TRUE
[9 empty] | #N/A | TRUE
[9 empty] | #N/A | TRUE
[9 empty] | #N/A | TRUE
[9 empty] | #N/A | TRUE
[9 empty] | #N/A | TRUE
[9 empty] | #N/A | TRUE
[9 empty] | #N/A | TRUE
[9 empty] | #N/A | TRUE
[9 empty] | #N/A | TRUE
[9 empty] | #N/A | TRUE
[9 empty] | #N/A | TRUE
[9 empty] | #N/A | TRUE
[9 empty] | #N/A | TRUE
[9 empty] | #N/A | TRUE
[9 empty] | #N/A | TRUE
[9 empty] | #N/A | TRUE
[9 empty] | #N/A | TRUE
[9 empty] | #N/A | TRUE
[9 empty] | #N/A | TRUE
[9 empty] | #N/A | TRUE
[9 empty] | #N/A | TRUE
[9 empty] | #N/A | TRUE
[9 empty] | #N/A | TRUE
[9 empty] | #N/A | TRUE
[9 empty] | #N/A | TRUE
[9 empty] | #N/A | TRUE
[9 empty] | #N/A | TRUE
[9 empty] | #N/A | TRUE
[9 empty] | #N/A | TRUE
[9 empty] | #N/A | TRUE
[9 empty] | #N/A | TRUE
[9 empty] | #N/A | TRUE
[9 empty] | #N/A | TRUE
[9 empty] | #N/A | TRUE
[9 empty] | #N/A | TRUE
[9 empty] | #N/A | TRUE
[9 empty] | #N/A | TRUE
[9 empty] | #N/A | TRUE
[9 empty] | #N/A | TRUE
[9 empty] | #N/A | TRUE
[9 empty] | #N/A | TRUE
[9 empty] | #N/A | TRUE
[9 empty] | #N/A | TRUE
[9 empty] | #N/A | TRUE
[9 empty] | #N/A | TRUE
[9 empty] | #N/A | TRUE
[9 empty] | #N/A | TRUE
[9 empty] | #N/A | TRUE
[9 empty] | #N/A | TRUE
[9 empty] | #N/A | TRUE
[9 empty] | #N/A | TRUE
[9 empty] | #N/A | TRUE
[9 empty] | #N/A | TRUE
[9 empty] | #N/A | TRUE
[9 empty] | #N/A | TRUE
[9 empty] | #N/A | TRUE
[9 empty] | #N/A | TRUE
[9 empty] | #N/A | TRUE
[9 empty] | #N/A | TRUE
[9 empty] | #N/A | TRUE
[9 empty] | #N/A | TRUE
[9 empty] | #N/A | TRUE
[9 empty] | #N/A | TRUE
[9 empty] | #N/A | TRUE
[9 empty] | #N/A | TRUE
[9 empty] | #N/A | TRUE
[9 empty] | #N/A | TRUE
[9 empty] | #N/A | TRUE
[9 empty] | #N/A | TRUE
[9 empty] | #N/A | TRUE
[9 empty] | #N/A | TRUE
[9 empty] | #N/A | TRUE
[9 empty] | #N/A | TRUE
[9 empty] | #N/A | TRUE
[9 empty] | #N/A | TRUE
[9 empty] | #N/A | TRUE
[9 empty] | #N/A | TRUE
[9 empty] | #N/A | TRUE
[9 empty] | #N/A | TRUE
[9 empty] | #N/A | TRUE
[9 empty] | #N/A | TRUE
[9 empty] | #N/A | TRUE
[9 empty] | #N/A | TRUE
[9 empty] | #N/A | TRUE
[9 empty] | #N/A | TRUE
[9 empty] | #N/A | TRUE
[9 empty] | #N/A | TRUE
[9 empty] | #N/A | TRUE
[9 empty] | #N/A | TRUE
[9 empty] | #N/A | TRUE
[9 empty] | #N/A | TRUE
[9 empty] | #N/A | TRUE
[9 empty] | #N/A | TRUE
[9 empty] | #N/A | TRUE
[9 empty] | #N/A | TRUE
[9 empty] | #N/A | TRUE
[9 empty] | #N/A | TRUE
[9 empty] | #N/A | TRUE
[9 empty] | #N/A | TRUE
[9 empty] | #N/A | TRUE
[9 empty] | #N/A | TRUE
[9 empty] | #N/A | TRUE
[9 empty] | #N/A | TRUE
[9 empty] | #N/A | TRUE
[9 empty] | #N/A | TRUE
[9 empty] | #N/A | TRUE
[9 empty] | #N/A | TRUE
[9 empty] | #N/A | TRUE
[9 empty] | #N/A | TRUE
[9 empty] | #N/A | TRUE
[9 empty] | #N/A | TRUE
[9 empty] | #N/A | TRUE
[9 empty] | #N/A | TRUE
[9 empty] | #N/A | TRUE
[9 empty] | #N/A | TRUE
[9 empty] | #N/A | TRUE
[9 empty] | #N/A | TRUE
[9 empty] | #N/A | TRUE
[9 empty] | #N/A | TRUE
[9 empty] | #N/A | TRUE
[9 empty] | #N/A | TRUE
[9 empty] | #N/A | TRUE
[9 empty] | #N/A | TRUE
[9 empty] | #N/A | TRUE
[9 empty] | #N/A | TRUE
[9 empty] | #N/A | TRUE
[9 empty] | #N/A | TRUE
[9 empty] | #N/A | TRUE
[9 empty] | #N/A | TRUE
[9 empty] | #N/A | TRUE
[9 empty] | #N/A | TRUE
[9 empty] | #N/A | TRUE
[9 empty] | #N/A | TRUE
[9 empty] | #N/A | TRUE
[9 empty] | #N/A | TRUE
[9 empty] | #N/A | TRUE
[9 empty] | #N/A | TRUE
[9 empty] | #N/A | TRUE
[9 empty] | #N/A | TRUE
[9 empty] | #N/A | TRUE
[9 empty] | #N/A | TRUE
[9 empty] | #N/A | TRUE
[9 empty] | #N/A | TRUE
[9 empty] | #N/A | TRUE
[9 empty] | #N/A | TRUE
[9 empty] | #N/A | TRUE
[9 empty] | #N/A | TRUE
[9 empty] | #N/A | TRUE
[9 empty] | #N/A | TRUE
[9 empty] | #N/A | TRUE
[9 empty] | #N/A | TRUE
[9 empty] | #N/A | TRUE
[9 empty] | #N/A | TRUE
[9 empty] | #N/A | TRUE
[9 empty] | #N/A | TRUE
[9 empty] | #N/A | TRUE
[9 empty] | #N/A | TRUE
[9 empty] | #N/A | TRUE
[9 empty] | #N/A | TRUE
[9 empty] | #N/A | TRUE
[9 empty] | #N/A | TRUE
[9 empty] | #N/A | TRUE
[9 empty] | #N/A | TRUE
[9 empty] | #N/A | TRUE
[9 empty] | #N/A | TRUE
[9 empty] | #N/A | TRUE
[9 empty] | #N/A | TRUE
[9 empty] | #N/A | TRUE
[9 empty] | #N/A | TRUE
[9 empty] | #N/A | TRUE
[9 empty] | #N/A | TRUE
[9 empty] | #N/A | TRUE
[9 empty] | #N/A | TRUE
[9 empty] | #N/A | TRUE
[9 empty] | #N/A | TRUE
[9 empty] | #N/A | TRUE
[9 empty] | #N/A | TRUE
[9 empty] | #N/A | TRUE
[9 empty] | #N/A | TRUE
[9 empty] | #N/A | TRUE
[9 empty] | #N/A | TRUE
[9 empty] | #N/A | TRUE
[9 empty] | #N/A | TRUE
[9 empty] | #N/A | TRUE
[9 empty] | #N/A | TRUE
[9 empty] | #N/A | TRUE
[9 empty] | #N/A | TRUE
[9 empty] | #N/A | TRUE
[9 empty] | #N/A | TRUE
[9 empty] | #N/A | TRUE
[9 empty] | #N/A | TRUE
[9 empty] | #N/A | TRUE
[9 empty] | #N/A | TRUE
[9 empty] | #N/A | TRUE
[9 empty] | #N/A | TRUE
[9 empty] | #N/A | TRUE
[9 empty] | #N/A | TRUE
[9 empty] | #N/A | TRUE
[9 empty] | #N/A | TRUE
[9 empty] | #N/A | TRUE
[9 empty] | #N/A | TRUE
[9 empty] | #N/A | TRUE
[9 empty] | #N/A | TRUE
[9 empty] | #N/A | TRUE
[9 empty] | #N/A | TRUE
[9 empty] | #N/A | TRUE
[9 empty] | #N/A | TRUE
[9 empty] | #N/A | TRUE
[9 empty] | #N/A | TRUE
[9 empty] | #N/A | TRUE
[9 empty] | #N/A | TRUE
[9 empty] | #N/A | TRUE
[9 empty] | #N/A | TRUE
[9 empty] | #N/A | TRUE
[9 empty] | #N/A | TRUE
[9 empty] | #N/A | TRUE
[9 empty] | #N/A | TRUE
[9 empty] | #N/A | TRUE
[9 empty] | #N/A | TRUE
[9 empty] | #N/A | TRUE
[9 empty] | #N/A | TRUE
[9 empty] | #N/A | TRUE
[9 empty] | #N/A | TRUE
[9 empty] | #N/A | TRUE
[9 empty] | #N/A | TRUE
[9 empty] | #N/A | TRUE
[9 empty] | #N/A | TRUE
[9 empty] | #N/A | TRUE
[9 empty] | #N/A | TRUE
[9 empty] | #N/A | TRUE
[9 empty] | #N/A | TRUE
[9 empty] | #N/A | TRUE
[9 empty] | #N/A | TRUE
[9 empty] | #N/A | TRUE
[9 empty] | #N/A | TRUE
[9 empty] | #N/A | TRUE
[9 empty] | #N/A | TRUE
[9 empty] | #N/A | TRUE
[9 empty] | #N/A | TRUE
[9 empty] | #N/A | TRUE
[9 empty] | #N/A | TRUE
[9 empty] | #N/A | TRUE
[9 empty] | #N/A | TRUE
[9 empty] | #N/A | TRUE
[9 empty] | #N/A | TRUE
[9 empty] | #N/A | TRUE
[9 empty] | #N/A | TRUE
[9 empty] | #N/A | TRUE
[9 empty] | #N/A | TRUE
[9 empty] | #N/A | TRUE
[9 empty] | #N/A | TRUE
[9 empty] | #N/A | TRUE
[9 empty] | #N/A | TRUE
[9 empty] | #N/A | TRUE
[9 empty] | #N/A | TRUE
[9 empty] | #N/A | TRUE
[9 empty] | #N/A | TRUE
[9 empty] | #N/A | TRUE
[9 empty] | #N/A | TRUE
[9 empty] | #N/A | TRUE
[9 empty] | #N/A | TRUE
[9 empty] | #N/A | TRUE
[9 empty] | #N/A | TRUE
[9 empty] | #N/A | TRUE
[9 empty] | #N/A | TRUE
[9 empty] | #N/A | TRUE
[9 empty] | #N/A | TRUE
[9 empty] | #N/A | TRUE
[9 empty] | #N/A | TRUE
[9 empty] | #N/A | TRUE
[9 empty] | #N/A | TRUE
[9 empty] | #N/A | TRUE
[9 empty] | #N/A | TRUE
[9 empty] | #N/A | TRUE
[9 empty] | #N/A | TRUE
[9 empty] | #N/A | TRUE
[9 empty] | #N/A | TRUE
[9 empty] | #N/A | TRUE
[9 empty] | #N/A | TRUE
[9 empty] | #N/A | TRUE
[9 empty] | #N/A | TRUE
[9 empty] | #N/A | TRUE
[9 empty] | #N/A | TRUE
[9 empty] | #N/A | TRUE
[9 empty] | #N/A | TRUE
[9 empty] | #N/A | TRUE
[9 empty] | #N/A | TRUE
[9 empty] | #N/A | TRUE
[9 empty] | #N/A | TRUE
[9 empty] | #N/A | TRUE
[9 empty] | #N/A | TRUE
[9 empty] | #N/A | TRUE
[9 empty] | #N/A | TRUE
[9 empty] | #N/A | TRUE
[9 empty] | #N/A | TRUE
[9 empty] | #N/A | TRUE
[9 empty] | #N/A | TRUE
[9 empty] | #N/A | TRUE
[9 empty] | #N/A | TRUE
[9 empty] | #N/A | TRUE
[9 empty] | #N/A | TRUE
[9 empty] | #N/A | TRUE
[9 empty] | #N/A | TRUE
[9 empty] | #N/A | TRUE
[9 empty] | #N/A | TRUE
[9 empty] | #N/A | TRUE
[9 empty] | #N/A | TRUE
[9 empty] | #N/A | TRUE
[9 empty] | #N/A | TRUE
[9 empty] | #N/A | TRUE
[9 empty] | #N/A | TRUE
[9 empty] | #N/A | TRUE
[9 empty] | #N/A | TRUE
[9 empty] | #N/A | TRUE
[9 empty] | #N/A | TRUE
[9 empty] | #N/A | TRUE
[9 empty] | #N/A | TRUE
[9 empty] | #N/A | TRUE
[9 empty] | #N/A | TRUE
[9 empty] | #N/A | TRUE
[9 empty] | #N/A | TRUE
[9 empty] | #N/A | TRUE
[9 empty] | #N/A | TRUE
[9 empty] | #N/A | TRUE
[9 empty] | #N/A | TRUE
[9 empty] | #N/A | TRUE
[9 empty] | #N/A | TRUE
[9 empty] | #N/A | TRUE
[9 empty] | #N/A | TRUE
[9 empty] | #N/A | TRUE
[9 empty] | #N/A | TRUE
[9 empty] | #N/A | TRUE
[9 empty] | #N/A | TRUE
[9 empty] | #N/A | TRUE
[9 empty] | #N/A | TRUE
[9 empty] | #N/A | TRUE
[9 empty] | #N/A | TRUE
[9 empty] | #N/A | TRUE
[9 empty] | #N/A | TRUE
[9 empty] | #N/A | TRUE
[9 empty] | #N/A | TRUE
[9 empty] | #N/A | TRUE
[9 empty] | #N/A | TRUE
[9 empty] | #N/A | TRUE
[9 empty] | #N/A | TRUE
[9 empty] | #N/A | TRUE
[9 empty] | #N/A | TRUE
[9 empty] | #N/A | TRUE
[9 empty] | #N/A | TRUE
[9 empty] | #N/A | TRUE
[9 empty] | #N/A | TRUE
[9 empty] | #N/A | TRUE
[9 empty] | #N/A | TRUE
[9 empty] | #N/A | TRUE
[9 empty] | #N/A | TRUE
[9 empty] | #N/A | TRUE
[9 empty] | #N/A | TRUE
[9 empty] | #N/A | TRUE
[9 empty] | #N/A | TRUE
[9 empty] | #N/A | TRUE
[9 empty] | #N/A | TRUE
[9 empty] | #N/A | TRUE
[9 empty] | #N/A | TRUE
[9 empty] | #N/A | TRUE
[9 empty] | #N/A | TRUE
[9 empty] | #N/A | TRUE
[9 empty] | #N/A | TRUE
[9 empty] | #N/A | TRUE
[9 empty] | #N/A | TRUE
[9 empty] | #N/A | TRUE
[9 empty] | #N/A | TRUE
[9 empty] | #N/A | TRUE
[9 empty] | #N/A | TRUE
[9 empty] | #N/A | TRUE
[9 empty] | #N/A | TRUE
[9 empty] | #N/A | TRUE
[9 empty] | #N/A | TRUE
[9 empty] | #N/A | TRUE
[9 empty] | #N/A | TRUE
[9 empty] | #N/A | TRUE
[9 empty] | #N/A | TRUE
[9 empty] | #N/A | TRUE
[9 empty] | #N/A | TRUE
[9 empty] | #N/A | TRUE
[9 empty] | #N/A | TRUE
[9 empty] | #N/A | TRUE
[9 empty] | #N/A | TRUE
[9 empty] | #N/A | TRUE
[9 empty] | #N/A | TRUE
[9 empty] | #N/A | TRUE
[9 empty] | #N/A | TRUE
[9 empty] | #N/A | TRUE
[9 empty] | #N/A | TRUE
[9 empty] | #N/A | TRUE
[9 empty] | #N/A | TRUE
[9 empty] | #N/A | TRUE
[9 empty] | #N/A | TRUE
[9 empty] | #N/A | TRUE
[9 empty] | #N/A | TRUE
[9 empty] | #N/A | TRUE
[9 empty] | #N/A | TRUE
[9 empty] | #N/A | TRUE
[9 empty] | #N/A | TRUE
[9 empty] | #N/A | TRUE
[9 empty] | #N/A | TRUE
[9 empty] | #N/A | TRUE
[9 empty] | #N/A | TRUE
[9 empty] | #N/A | TRUE
[9 empty] | #N/A | TRUE
[9 empty] | #N/A | TRUE
[9 empty] | #N/A | TRUE
[9 empty] | #N/A | TRUE
[9 empty] | #N/A | TRUE
[9 empty] | #N/A | TRUE
[9 empty] | #N/A | TRUE
[9 empty] | #N/A | TRUE
[9 empty] | #N/A | TRUE
[9 empty] | #N/A | TRUE
[9 empty] | #N/A | TRUE
[9 empty] | #N/A | TRUE
[9 empty] | #N/A | TRUE
[9 empty] | #N/A | TRUE
[9 empty] | #N/A | TRUE
[9 empty] | #N/A | TRUE
[9 empty] | #N/A | TRUE
[9 empty] | #N/A | TRUE
[9 empty] | #N/A | TRUE
[9 empty] | #N/A | TRUE
[9 empty] | #N/A | TRUE
[9 empty] | #N/A | TRUE
[9 empty] | #N/A | TRUE
[9 empty] | #N/A | TRUE
[9 empty] | #N/A | TRUE
[9 empty] | #N/A | TRUE
[9 empty] | #N/A | TRUE
[9 empty] | #N/A | TRUE
[9 empty] | #N/A | TRUE
[9 empty] | #N/A | TRUE
[9 empty] | #N/A | TRUE
[9 empty] | #N/A | TRUE
[9 empty] | #N/A | TRUE
[9 empty] | #N/A | TRUE
[9 empty] | #N/A | TRUE
[9 empty] | #N/A | TRUE
[9 empty] | #N/A | TRUE
[9 empty] | #N/A | TRUE
[9 empty] | #N/A | TRUE
[9 empty] | #N/A | TRUE
[9 empty] | #N/A | TRUE
[9 empty] | #N/A | TRUE
[9 empty] | #N/A | TRUE
[9 empty] | #N/A | TRUE
[9 empty] | #N/A | TRUE
[9 empty] | #N/A | TRUE
[9 empty] | #N/A | TRUE
[9 empty] | #N/A | TRUE
[9 empty] | #N/A | TRUE
[9 empty] | #N/A | TRUE
[9 empty] | #N/A | TRUE
[9 empty] | #N/A | TRUE
[9 empty] | #N/A | TRUE
[9 empty] | #N/A | TRUE
[9 empty] | #N/A | TRUE
[9 empty] | #N/A | TRUE
[9 empty] | #N/A | TRUE
[9 empty] | #N/A | TRUE
[9 empty] | #N/A | TRUE
[9 empty] | #N/A | TRUE
[9 empty] | #N/A | TRUE
[9 empty] | #N/A | TRUE
[9 empty] | #N/A | TRUE
[9 empty] | #N/A | TRUE
[9 empty] | #N/A | TRUE
[9 empty] | #N/A | TRUE
[9 empty] | #N/A | TRUE
[9 empty] | #N/A | TRUE
[9 empty] | #N/A | TRUE
[9 empty] | #N/A | TRUE
[9 empty] | #N/A | TRUE
[9 empty] | #N/A | TRUE
[9 empty] | #N/A | TRUE
[9 empty] | #N/A | TRUE
[9 empty] | #N/A | TRUE
[9 empty] | #N/A | TRUE
[9 empty] | #N/A | TRUE
[9 empty] | #N/A | TRUE
[9 empty] | #N/A | TRUE
[9 empty] | #N/A | TRUE
[9 empty] | #N/A | TRUE
[9 empty] | #N/A | TRUE
[9 empty] | #N/A | TRUE
[9 empty] | #N/A | TRUE
[9 empty] | #N/A | TRUE
[9 empty] | #N/A | TRUE
[9 empty] | #N/A | TRUE
[9 empty] | #N/A | TRUE
[9 empty] | #N/A | TRUE
[9 empty] | #N/A | TRUE
[9 empty] | #N/A | TRUE
[9 empty] | #N/A | TRUE
[9 empty] | #N/A | TRUE
[9 empty] | #N/A | TRUE
[9 empty] | #N/A | TRUE
[9 empty] | #N/A | TRUE
[9 empty] | #N/A | TRUE
[9 empty] | #N/A | TRUE
[9 empty] | #N/A | TRUE
[9 empty] | #N/A | TRUE
[9 empty] | #N/A | TRUE
[9 empty] | #N/A | TRUE
[9 empty] | #N/A | TRUE
[9 empty] | #N/A | TRUE
[9 empty] | #N/A | TRUE
[9 empty] | #N/A | TRUE
[9 empty] | #N/A | TRUE
[9 empty] | #N/A | TRUE
[9 empty] | #N/A | TRUE
[9 empty] | #N/A | TRUE
[9 empty] | #N/A | TRUE
[9 empty] | #N/A | TRUE
[9 empty] | #N/A | TRUE
[9 empty] | #N/A | TRUE
[9 empty] | #N/A | TRUE
[9 empty] | #N/A | TRUE
[9 empty] | #N/A | TRUE
[9 empty] | #N/A | TRUE
[9 empty] | #N/A | TRUE
[9 empty] | #N/A | TRUE
[9 empty] | #N/A | TRUE
[9 empty] | #N/A | TRUE
[9 empty] | #N/A | TRUE
[9 empty] | #N/A | TRUE
[9 empty] | #N/A | TRUE
[9 empty] | #N/A | TRUE
[9 empty] | #N/A | TRUE
[9 empty] | #N/A | TRUE
[9 empty] | #N/A | TRUE
[9 empty] | #N/A | TRUE
[9 empty] | #N/A | TRUE
[9 empty] | #N/A | TRUE
[9 empty] | #N/A | TRUE
[9 empty] | #N/A | TRUE
[9 empty] | #N/A | TRUE
[9 empty] | #N/A | TRUE
[9 empty] | #N/A | TRUE
[9 empty] | #N/A | TRUE
[9 empty] | #N/A | TRUE
[9 empty] | #N/A | TRUE
[9 empty] | #N/A | TRUE
[9 empty] | #N/A | TRUE
[9 empty] | #N/A | TRUE
[9 empty] | #N/A | TRUE
[9 empty] | #N/A | TRUE
[9 empty] | #N/A | TRUE
[9 empty] | #N/A | TRUE
[9 empty] | #N/A | TRUE
[9 empty] | #N/A | TRUE
[9 empty] | #N/A | TRUE
[9 empty] | #N/A | TRUE
[9 empty] | #N/A | TRUE
[9 empty] | #N/A | TRUE
[9 empty] | #N/A | TRUE
[9 empty] | #N/A | TRUE
[9 empty] | #N/A | TRUE
[9 empty] | #N/A | TRUE
[9 empty] | #N/A | TRUE
[9 empty] | #N/A | TRUE
[9 empty] | #N/A | TRUE
[9 empty] | #N/A | TRUE
[9 empty] | #N/A | TRUE
[9 empty] | #N/A | TRUE
[9 empty] | #N/A | TRUE
[9 empty] | #N/A | TRUE
[9 empty] | #N/A | TRUE
[9 empty] | #N/A | TRUE
[9 empty] | #N/A | TRUE
[9 empty] | #N/A | TRUE
[9 empty] | #N/A | TRUE
[9 empty] | #N/A | TRUE
[9 empty] | #N/A | TRUE
[9 empty] | #N/A | TRUE
[9 empty] | #N/A | TRUE
[9 empty] | #N/A | TRUE
[9 empty] | #N/A | TRUE
[9 empty] | #N/A | TRUE
[9 empty] | #N/A | TRUE
[9 empty] | #N/A | TRUE
[9 empty] | #N/A | TRUE
[9 empty] | #N/A | TRUE
[9 empty] | #N/A | TRUE
[9 empty] | #N/A | TRUE
[9 empty] | #N/A | TRUE
[9 empty] | #N/A | TRUE
[9 empty] | #N/A | TRUE
[9 empty] | #N/A | TRUE
[9 empty] | #N/A | TRUE
[9 empty] | #N/A | TRUE
[9 empty] | #N/A | TRUE
[9 empty] | #N/A | TRUE
[9 empty] | #N/A | TRUE
[9 empty] | #N/A | TRUE
[9 empty] | #N/A | TRUE
[9 empty] | #N/A | TRUE
[9 empty] | #N/A | TRUE
[9 empty] | #N/A | TRUE
[9 empty] | #N/A | TRUE
[9 empty] | #N/A | TRUE
[9 empty] | #N/A | TRUE
[9 empty] | #N/A | TRUE
[9 empty] | #N/A | TRUE
[9 empty] | #N/A | TRUE
[9 empty] | #N/A | TRUE
[9 empty] | #N/A | TRUE
[9 empty] | #N/A | TRUE
[9 empty] | #N/A | TRUE
[9 empty] | #N/A | TRUE
[9 empty] | #N/A | TRUE
[9 empty] | #N/A | TRUE
[9 empty] | #N/A | TRUE
[9 empty] | #N/A | TRUE
[9 empty] | #N/A | TRUE
[9 empty] | #N/A | TRUE
[9 empty] | #N/A | TRUE
[9 empty] | #N/A | TRUE
[9 empty] | #N/A | TRUE
[9 empty] | #N/A | TRUE
[9 empty] | #N/A | TRUE
[9 empty] | #N/A | TRUE
[9 empty] | #N/A | TRUE
[9 empty] | #N/A | TRUE
[9 empty] | #N/A | TRUE
[9 empty] | #N/A | TRUE
[9 empty] | #N/A | TRUE
[9 empty] | #N/A | TRUE
[9 empty] | #N/A | TRUE
[9 empty] | #N/A | TRUE
[9 empty] | #N/A | TRUE
[9 empty] | #N/A | TRUE
[9 empty] | #N/A | TRUE
[9 empty] | #N/A | TRUE
[9 empty] | #N/A | TRUE
[9 empty] | #N/A | TRUE
[9 empty] | #N/A | TRUE
[9 empty] | #N/A | TRUE
[9 empty] | #N/A | TRUE
[9 empty] | #N/A | TRUE
[9 empty] | #N/A | TRUE
[9 empty] | #N/A | TRUE
[9 empty] | #N/A | TRUE
[9 empty] | #N/A | TRUE
[9 empty] | #N/A | TRUE
[9 empty] | #N/A | TRUE
[9 empty] | #N/A | TRUE
[9 empty] | #N/A | TRUE
[9 empty] | #N/A | TRUE
[9 empty] | #N/A | TRUE
[9 empty] | #N/A | TRUE
[9 empty] | #N/A | TRUE
[9 empty] | #N/A | TRUE
[9 empty] | #N/A | TRUE
[9 empty] | #N/A | TRUE
[9 empty] | #N/A | TRUE
[9 empty] | #N/A | TRUE
[9 empty] | #N/A | TRUE
[9 empty] | #N/A | TRUE
[9 empty] | #N/A | TRUE
[9 empty] | #N/A | TRUE
[9 empty] | #N/A | TRUE
[9 empty] | #N/A | TRUE
[9 empty] | #N/A | TRUE
[9 empty] | #N/A | TRUE
[9 empty] | #N/A | TRUE
[9 empty] | #N/A | TRUE
[9 empty] | #N/A | TRUE
[9 empty] | #N/A | TRUE
[9 empty] | #N/A | TRUE
[9 empty] | #N/A | TRUE
[9 empty] | #N/A | TRUE
[9 empty] | #N/A | TRUE
[9 empty] | #N/A | TRUE
[9 empty] | #N/A | TRUE
[9 empty] | #N/A | TRUE
[9 empty] | #N/A | TRUE
[9 empty] | #N/A | TRUE
[9 empty] | #N/A | TRUE
[9 empty] | #N/A | TRUE
[9 empty] | #N/A | TRUE
[9 empty] | #N/A | TRUE
[9 empty] | #N/A | TRUE
[9 empty] | #N/A | TRUE
[9 empty] | #N/A | TRUE
[9 empty] | #N/A | TRUE
[9 empty] | #N/A | TRUE
[9 empty] | #N/A | TRUE
[9 empty] | #N/A | TRUE
[9 empty] | #N/A | TRUE
[9 empty] | #N/A | TRUE
[9 empty] | #N/A | TRUE
[9 empty] | #N/A | TRUE
[9 empty] | #N/A | TRUE
[9 empty] | #N/A | TRUE
[9 empty] | #N/A | TRUE
[9 empty] | #N/A | TRUE
[9 empty] | #N/A | TRUE
[9 empty] | #N/A | TRUE
[9 empty] | #N/A | TRUE
[9 empty] | #N/A | TRUE
[9 empty] | #N/A | TRUE
[9 empty] | #N/A | TRUE
[9 empty] | #N/A | TRUE
[9 empty] | #N/A | TRUE
[9 empty] | #N/A | TRUE
[9 empty] | #N/A | TRUE
[9 empty] | #N/A | TRUE
[9 empty] | #N/A | TRUE
[9 empty] | #N/A | TRUE
[9 empty] | #N/A | TRUE
[9 empty] | #N/A | TRUE
[9 empty] | #N/A | TRUE
[9 empty] | #N/A | TRUE
[9 empty] | #N/A | TRUE
[9 empty] | #N/A | TRUE
[9 empty] | #N/A | TRUE
[9 empty] | #N/A | TRUE
[9 empty] | #N/A | TRUE
[9 empty] | #N/A | TRUE
[9 empty] | #N/A | TRUE
[9 empty] | #N/A | TRUE
[9 empty] | #N/A | TRUE
[9 empty] | #N/A | TRUE
[9 empty] | #N/A | TRUE
[9 empty] | #N/A | TRUE
[9 empty] | #N/A | TRUE
[9 empty] | #N/A | TRUE
[9 empty] | #N/A | TRUE
[9 empty] | #N/A | TRUE
[9 empty] | #N/A | TRUE
[9 empty] | #N/A | TRUE
[9 empty] | #N/A | TRUE
[9 empty] | #N/A | TRUE
[9 empty] | #N/A | TRUE
[9 empty] | #N/A | TRUE
[9 empty] | #N/A | TRUE
[9 empty] | #N/A | TRUE
[9 empty] | #N/A | TRUE
[9 empty] | #N/A | TRUE
[9 empty] | #N/A | TRUE
[9 empty] | #N/A | TRUE
[9 empty] | #N/A | TRUE
[9 empty] | #N/A | TRUE
[9 empty] | #N/A | TRUE
[9 empty] | #N/A | TRUE
[9 empty] | #N/A | TRUE
[9 empty] | #N/A | TRUE
[9 empty] | #N/A | TRUE
[9 empty] | #N/A | TRUE
[9 empty] | #N/A | TRUE
[9 empty] | #N/A | TRUE
[9 empty] | #N/A | TRUE
[9 empty] | #N/A | TRUE
[9 empty] | #N/A | TRUE
[9 empty] | #N/A | TRUE
[9 empty] | #N/A | TRUE
[9 empty] | #N/A | TRUE
[9 empty] | #N/A | TRUE
[9 empty] | #N/A | TRUE
[9 empty] | #N/A | TRUE
[9 empty] | #N/A | TRUE
[9 empty] | #N/A | TRUE
[9 empty] | #N/A | TRUE
[9 empty] | #N/A | TRUE
[9 empty] | #N/A | TRUE
[9 empty] | #N/A | TRUE
[9 empty] | #N/A | TRUE
[9 empty] | #N/A | TRUE
[9 empty] | #N/A | TRUE
[9 empty] | #N/A | TRUE
[9 empty] | #N/A | TRUE
[9 empty] | #N/A | TRUE
[9 empty] | #N/A | TRUE
[9 empty] | #N/A | TRUE
[9 empty] | #N/A | TRUE
[9 empty] | #N/A | TRUE
[9 empty] | #N/A | TRUE
[9 empty] | #N/A | TRUE
[9 empty] | #N/A | TRUE
[9 empty] | #N/A | TRUE
[9 empty] | #N/A | TRUE
[9 empty] | #N/A | TRUE
[9 empty] | #N/A | TRUE
[9 empty] | #N/A | TRUE
[9 empty] | #N/A | TRUE
[9 empty] | #N/A | TRUE
[9 empty] | #N/A | TRUE
[9 empty] | #N/A | TRUE
[9 empty] | #N/A | TRUE
[9 empty] | #N/A | TRUE
[9 empty] | #N/A | TRUE
[9 empty] | #N/A | TRUE
[9 empty] | #N/A | TRUE
[9 empty] | #N/A | TRUE
[9 empty] | #N/A | TRUE
[9 empty] | #N/A | TRUE
[9 empty] | #N/A | TRUE
[9 empty] | #N/A | TRUE
[9 empty] | #N/A | TRUE
[9 empty] | #N/A | TRUE
[9 empty] | #N/A | TRUE
[9 empty] | #N/A | TRUE
[9 empty] | #N/A | TRUE
[9 empty] | #N/A | TRUE
[9 empty] | #N/A | TRUE
[9 empty] | #N/A | TRUE
[9 empty] | #N/A | TRUE
[9 empty] | #N/A | TRUE
[9 empty] | #N/A | TRUE
[9 empty] | #N/A | TRUE
[9 empty] | #N/A | TRUE
[9 empty] | #N/A | TRUE
[9 empty] | #N/A | TRUE
[9 empty] | #N/A | TRUE
[9 empty] | #N/A | TRUE
[9 empty] | #N/A | TRUE
[9 empty] | #N/A | TRUE
[9 empty] | #N/A | TRUE
[9 empty] | #N/A | TRUE
[9 empty] | #N/A | TRUE
[9 empty] | #N/A | TRUE
[9 empty] | #N/A | TRUE
[9 empty] | #N/A | TRUE
[9 empty] | #N/A | TRUE
[9 empty] | #N/A | TRUE
[9 empty] | #N/A | TRUE
[9 empty] | #N/A | TRUE
[9 empty] | #N/A | TRUE
[9 empty] | #N/A | TRUE
[9 empty] | #N/A | TRUE
[9 empty] | #N/A | TRUE
[9 empty] | #N/A | TRUE
[9 empty] | #N/A | TRUE
[9 empty] | #N/A | TRUE
[9 empty] | #N/A | TRUE
[9 empty] | #N/A | TRUE
[9 empty] | #N/A | TRUE
[9 empty] | #N/A | TRUE
[9 empty] | #N/A | TRUE
[9 empty] | #N/A | TRUE
[9 empty] | #N/A | TRUE
[9 empty] | #N/A | TRUE
[9 empty] | #N/A | TRUE
[9 empty] | #N/A | TRUE
[9 empty] | #N/A | TRUE
[9 empty] | #N/A | TRUE
[9 empty] | #N/A | TRUE
[9 empty] | #N/A | TRUE
[9 empty] | #N/A | TRUE
[9 empty] | #N/A | TRUE
[9 empty] | #N/A | TRUE
[9 empty] | #N/A | TRUE
[9 empty] | #N/A | TRUE
[9 empty] | #N/A | TRUE
[9 empty] | #N/A | TRUE
[9 empty] | #N/A | TRUE
[9 empty] | #N/A | TRUE
[9 empty] | #N/A | TRUE
[9 empty] | #N/A | TRUE
[9 empty] | #N/A | TRUE
[9 empty] | #N/A | TRUE
[9 empty] | #N/A | TRUE
[9 empty] | #N/A | TRUE
[9 empty] | #N/A | TRUE
[9 empty] | #N/A | TRUE
[9 empty] | #N/A | TRUE
[9 empty] | #N/A | TRUE
[9 empty] | #N/A | TRUE
[9 empty] | #N/A | TRUE
[9 empty] | #N/A | TRUE
[9 empty] | #N/A | TRUE
[9 empty] | #N/A | TRUE
[9 empty] | #N/A | TRUE
[9 empty] | #N/A | TRUE
[9 empty] | #N/A | TRUE
[9 empty] | #N/A | TRUE
[9 empty] | #N/A | TRUE
[9 empty] | #N/A | TRUE
[9 empty] | #N/A | TRUE
[9 empty] | #N/A | TRUE
[9 empty] | #N/A | TRUE
[9 empty] | #N/A | TRUE
[9 empty] | #N/A | TRUE
[9 empty] | #N/A | TRUE
[9 empty] | #N/A | TRUE
[9 empty] | #N/A | TRUE
[9 empty] | #N/A | TRUE
[9 empty] | #N/A | TRUE
[9 empty] | #N/A | TRUE
[9 empty] | #N/A | TRUE
[9 empty] | #N/A | TRUE
[9 empty] | #N/A | TRUE
[9 empty] | #N/A | TRUE
[9 empty] | #N/A | TRUE
[9 empty] | #N/A | TRUE
[9 empty] | #N/A | TRUE
[9 empty] | #N/A | TRUE
[9 empty] | #N/A | TRUE
[9 empty] | #N/A | TRUE
[9 empty] | #N/A | TRUE
[9 empty] | #N/A | TRUE
[9 empty] | #N/A | TRUE
[9 empty] | #N/A | TRUE
[9 empty] | #N/A | TRUE
[9 empty] | #N/A | TRUE
[9 empty] | #N/A | TRUE
[9 empty] | #N/A | TRUE
[9 empty] | #N/A | TRUE
[9 empty] | #N/A | TRUE
[9 empty] | #N/A | TRUE
[9 empty] | #N/A | TRUE
[9 empty] | #N/A | TRUE
[9 empty] | #N/A | TRUE
[9 empty] | #N/A | TRUE
[9 empty] | #N/A | TRUE
[9 empty] | #N/A | TRUE
[9 empty] | #N/A | TRUE
[9 empty] | #N/A | TRUE
[9 empty] | #N/A | TRUE
[9 empty] | #N/A | TRUE
[9 empty] | #N/A | TRUE
[9 empty] | #N/A | TRUE
[9 empty] | #N/A | TRUE
[9 empty] | #N/A | TRUE
[9 empty] | #N/A | TRUE
[9 empty] | #N/A | TRUE
[9 empty] | #N/A | TRUE
[9 empty] | #N/A | TRUE
[9 empty] | #N/A | TRUE
[9 empty] | #N/A | TRUE
[9 empty] | #N/A | TRUE
[9 empty] | #N/A | TRUE
[9 empty] | #N/A | TRUE
[9 empty] | #N/A | TRUE
[9 empty] | #N/A | TRUE
[9 empty] | #N/A | TRUE
[9 empty] | #N/A | TRUE
[9 empty] | #N/A | TRUE
[9 empty] | #N/A | TRUE
[9 empty] | #N/A | TRUE
[9 empty] | #N/A | TRUE
[9 empty] | #N/A | TRUE
[9 empty] | #N/A | TRUE
[9 empty] | #N/A | TRUE
[9 empty] | #N/A | TRUE
[9 empty] | #N/A | TRUE
[9 empty] | #N/A | TRUE
[9 empty] | #N/A | TRUE
[9 empty] | #N/A | TRUE
[9 empty] | #N/A | TRUE
[9 empty] | #N/A | TRUE
[9 empty] | #N/A | TRUE
[9 empty] | #N/A | TRUE
[9 empty] | #N/A | TRUE
[9 empty] | #N/A | TRUE
[9 empty] | #N/A | TRUE
[9 empty] | #N/A | TRUE
[9 empty] | #N/A | TRUE
[9 empty] | #N/A | TRUE
[9 empty] | #N/A | TRUE
[9 empty] | #N/A | TRUE
[9 empty] | #N/A | TRUE
[9 empty] | #N/A | TRUE
[9 empty] | #N/A | TRUE
[9 empty] | #N/A | TRUE
[9 empty] | #N/A | TRUE
[9 empty] | #N/A | TRUE
[9 empty] | #N/A | TRUE
[9 empty] | #N/A | TRUE
[9 empty] | #N/A | TRUE
[9 empty] | #N/A | TRUE
[9 empty] | #N/A | TRUE
[9 empty] | #N/A | TRUE
[9 empty] | #N/A | TRUE
[9 empty] | #N/A | TRUE
[9 empty] | #N/A | TRUE
[9 empty] | #N/A | TRUE
[9 empty] | #N/A | TRUE
[9 empty] | #N/A | TRUE
[9 empty] | #N/A | TRUE
[9 empty] | #N/A | TRUE
[9 empty] | #N/A | TRUE
[9 empty] | #N/A | TRUE
[9 empty] | #N/A | TRUE
[9 empty] | #N/A | TRUE
[9 empty] | #N/A | TRUE
[9 empty] | #N/A | TRUE
[9 empty] | #N/A | TRUE
[9 empty] | #N/A | TRUE
[9 empty] | #N/A | TRUE
[9 empty] | #N/A | TRUE
[9 empty] | #N/A | TRUE
[9 empty] | #N/A | TRUE
[9 empty] | #N/A | TRUE
[9 empty] | #N/A | TRUE
[9 empty] | #N/A | TRUE
[9 empty] | #N/A | TRUE
[9 empty] | #N/A | TRUE
[9 empty] | #N/A | TRUE
[9 empty] | #N/A | TRUE
[9 empty] | #N/A | TRUE
[9 empty] | #N/A | TRUE
[9 empty] | #N/A | TRUE
[9 empty] | #N/A | TRUE
[9 empty] | #N/A | TRUE
[9 empty] | #N/A | TRUE
[9 empty] | #N/A | TRUE
[9 empty] | #N/A | TRUE
[9 empty] | #N/A | TRUE
[9 empty] | #N/A | TRUE
[9 empty] | #N/A | TRUE
[9 empty] | #N/A | TRUE
[9 empty] | #N/A | TRUE
[9 empty] | #N/A | TRUE
[9 empty] | #N/A | TRUE
[9 empty] | #N/A | TRUE
[9 empty] | #N/A | TRUE
[9 empty] | #N/A | TRUE
[9 empty] | #N/A | TRUE
[9 empty] | #N/A | TRUE
[9 empty] | #N/A | TRUE
[9 empty] | #N/A | TRUE
[9 empty] | #N/A | TRUE
[9 empty] | #N/A | TRUE
[9 empty] | #N/A | TRUE
[9 empty] | #N/A | TRUE
[9 empty] | #N/A | TRUE
[9 empty] | #N/A | TRUE
[9 empty] | #N/A | TRUE
[9 empty] | #N/A | TRUE
[9 empty] | #N/A | TRUE
[9 empty] | #N/A | TRUE
[9 empty] | #N/A | TRUE
[9 empty] | #N/A | TRUE
[9 empty] | #N/A | TRUE
[9 empty] | #N/A | TRUE
[9 empty] | #N/A | TRUE
[9 empty] | #N/A | TRUE
[9 empty] | #N/A | TRUE
[9 empty] | #N/A | TRUE
[9 empty] | #N/A | TRUE
[9 empty] | #N/A | TRUE
[9 empty] | #N/A | TRUE
[9 empty] | #N/A | TRUE
[9 empty] | #N/A | TRUE
[9 empty] | #N/A | TRUE
[9 empty] | #N/A | TRUE
[9 empty] | #N/A | TRUE
[9 empty] | #N/A | TRUE
[9 empty] | #N/A | TRUE
[9 empty] | #N/A | TRUE
[9 empty] | #N/A | TRUE
[9 empty] | #N/A | TRUE
[9 empty] | #N/A | TRUE
[9 empty] | #N/A | TRUE
[9 empty] | #N/A | TRUE
[9 empty] | #N/A | TRUE
[9 empty] | #N/A | TRUE
[9 empty] | #N/A | TRUE
[9 empty] | #N/A | TRUE
[9 empty] | #N/A | TRUE
[9 empty] | #N/A | TRUE
[9 empty] | #N/A | TRUE
[9 empty] | #N/A | TRUE
[9 empty] | #N/A | TRUE
[9 empty] | #N/A | TRUE
[9 empty] | #N/A | TRUE
[9 empty] | #N/A | TRUE
[9 empty] | #N/A | TRUE
[9 empty] | #N/A | TRUE
[9 empty] | #N/A | TRUE
[9 empty] | #N/A | TRUE
[9 empty] | #N/A | TRUE
[9 empty] | #N/A | TRUE
[9 empty] | #N/A | TRUE
[9 empty] | #N/A | TRUE
[9 empty] | #N/A | TRUE
[9 empty] | #N/A | TRUE
[9 empty] | #N/A | TRUE
[9 empty] | #N/A | TRUE
[9 empty] | #N/A | TRUE
[9 empty] | #N/A | TRUE
[9 empty] | #N/A | TRUE
[9 empty] | #N/A | TRUE
[9 empty] | #N/A | TRUE
[9 empty] | #N/A | TRUE
[9 empty] | #N/A | TRUE
[9 empty] | #N/A | TRUE
[9 empty] | #N/A | TRUE
[9 empty] | #N/A | TRUE
[9 empty] | #N/A | TRUE
[9 empty] | #N/A | TRUE
[9 empty] | #N/A | TRUE
[9 empty] | #N/A | TRUE
[9 empty] | #N/A | TRUE
[9 empty] | #N/A | TRUE
[9 empty] | #N/A | TRUE
[9 empty] | #N/A | TRUE
[9 empty] | #N/A | TRUE
[9 empty] | #N/A | TRUE
[9 empty] | #N/A | TRUE
[9 empty] | #N/A | TRUE
[9 empty] | #N/A | TRUE
[9 empty] | #N/A | TRUE
[9 empty] | #N/A | TRUE
[9 empty] | #N/A | TRUE
[9 empty] | #N/A | TRUE
[9 empty] | #N/A | TRUE
[9 empty] | #N/A | TRUE
[9 empty] | #N/A | TRUE
[9 empty] | #N/A | TRUE
[9 empty] | #N/A | TRUE
[9 empty] | #N/A | TRUE
[9 empty] | #N/A | TRUE
[9 empty] | #N/A | TRUE
[9 empty] | #N/A | TRUE
[9 empty] | #N/A | TRUE
[9 empty] | #N/A | TRUE
[9 empty] | #N/A | TRUE
[9 empty] | #N/A | TRUE
[9 empty] | #N/A | TRUE
[9 empty] | #N/A | TRUE
[9 empty] | #N/A | TRUE
[9 empty] | #N/A | TRUE
[9 empty] | #N/A | TRUE
[9 empty] | #N/A | TRUE
[9 empty] | #N/A | TRUE
[9 empty] | #N/A | TRUE
[9 empty] | #N/A | TRUE
[9 empty] | #N/A | TRUE
[9 empty] | #N/A | TRUE
[9 empty] | #N/A | TRUE
[9 empty] | #N/A | TRUE
[9 empty] | #N/A | TRUE
[9 empty] | #N/A | TRUE
[9 empty] | #N/A | TRUE
[9 empty] | #N/A | TRUE
[9 empty] | #N/A | TRUE
[9 empty] | #N/A | TRUE
[9 empty] | #N/A | TRUE
[9 empty] | #N/A | TRUE
[9 empty] | #N/A | TRUE
[9 empty] | #N/A | TRUE
[9 empty] | #N/A | TRUE
[9 empty] | #N/A | TRUE
[9 empty] | #N/A | TRUE
[9 empty] | #N/A | TRUE
[9 empty] | #N/A | TRUE
[9 empty] | #N/A | TRUE
[9 empty] | #N/A | TRUE
[9 empty] | #N/A | TRUE
[9 empty] | #N/A | TRUE
[9 empty] | #N/A | TRUE
[9 empty] | #N/A | TRUE
[9 empty] | #N/A | TRUE
[9 empty] | #N/A | TRUE
[9 empty] | #N/A | TRUE
[9 empty] | #N/A | TRUE
[9 empty] | #N/A | TRUE
[9 empty] | #N/A | TRUE
[9 empty] | #N/A | TRUE
[9 empty] | #N/A | TRUE
[9 empty] | #N/A | TRUE
[9 empty] | #N/A | TRUE
[9 empty] | #N/A | TRUE
[9 empty] | #N/A | TRUE
[9 empty] | #N/A | TRUE
[9 empty] | #N/A | TRUE
[9 empty] | #N/A | TRUE
[9 empty] | #N/A | TRUE
[9 empty] | #N/A | TRUE
[9 empty] | #N/A | TRUE
[9 empty] | #N/A | TRUE
[9 empty] | #N/A | TRUE
[9 empty] | #N/A | TRUE
[9 empty] | #N/A | TRUE
[9 empty] | #N/A | TRUE
[9 empty] | #N/A | TRUE
[9 empty] | #N/A | TRUE
[9 empty] | #N/A | TRUE
[9 empty] | #N/A | TRUE
[9 empty] | #N/A | TRUE
[9 empty] | #N/A | TRUE
[9 empty] | #N/A | TRUE
[9 empty] | #N/A | TRUE
[9 empty] | #N/A | TRUE
[9 empty] | #N/A | TRUE
[9 empty] | #N/A | TRUE
[9 empty] | #N/A | TRUE
[9 empty] | #N/A | TRUE
[9 empty] | #N/A | TRUE
[9 empty] | #N/A | TRUE
[9 empty] | #N/A | TRUE
[9 empty] | #N/A | TRUE
[9 empty] | #N/A | TRUE
[9 empty] | #N/A | TRUE
[9 empty] | #N/A | TRUE
[9 empty] | #N/A | TRUE
[9 empty] | #N/A | TRUE
[9 empty] | #N/A | TRUE
[9 empty] | #N/A | TRUE
[9 empty] | #N/A | TRUE
[9 empty] | #N/A | TRUE
[9 empty] | #N/A | TRUE
[9 empty] | #N/A | TRUE
[9 empty] | #N/A | TRUE
[9 empty] | #N/A | TRUE
[9 empty] | #N/A | TRUE
[9 empty] | #N/A | TRUE
[9 empty] | #N/A | TRUE
[9 empty] | #N/A | TRUE
[9 empty] | #N/A | TRUE
[9 empty] | #N/A | TRUE
[9 empty] | #N/A | TRUE
[9 empty] | #N/A | TRUE
[9 empty] | #N/A | TRUE
[9 empty] | #N/A | TRUE
[9 empty] | #N/A | TRUE
[9 empty] | #N/A | TRUE
[9 empty] | #N/A | TRUE
[9 empty] | #N/A | TRUE
[9 empty] | #N/A | TRUE
[9 empty] | #N/A | TRUE
[9 empty] | #N/A | TRUE
[9 empty] | #N/A | TRUE
[9 empty] | #N/A | TRUE
[9 empty] | #N/A | TRUE
[9 empty] | #N/A | TRUE
[9 empty] | #N/A | TRUE
[9 empty] | #N/A | TRUE
[9 empty] | #N/A | TRUE
[9 empty] | #N/A | TRUE
[9 empty] | #N/A | TRUE
[9 empty] | #N/A | TRUE
[9 empty] | #N/A | TRUE
[9 empty] | #N/A | TRUE
[9 empty] | #N/A | TRUE
[9 empty] | #N/A | TRUE
[9 empty] | #N/A | TRUE
[9 empty] | #N/A | TRUE
[9 empty] | #N/A | TRUE
[9 empty] | #N/A | TRUE
[9 empty] | #N/A | TRUE
[9 empty] | #N/A | TRUE
[9 empty] | #N/A | TRUE
[9 empty] | #N/A | TRUE
[9 empty] | #N/A | TRUE
[9 empty] | #N/A | TRUE
[9 empty] | #N/A | TRUE
[9 empty] | #N/A | TRUE
[9 empty] | #N/A | TRUE
[9 empty] | #N/A | TRUE
[9 empty] | #N/A | TRUE
[9 empty] | #N/A | TRUE
[9 empty] | #N/A | TRUE
[9 empty] | #N/A | TRUE
[9 empty] | #N/A | TRUE
[9 empty] | #N/A | TRUE
[9 empty] | #N/A | TRUE
[9 empty] | #N/A | TRUE
[9 empty] | #N/A | TRUE
[9 empty] | #N/A | TRUE
[9 empty] | #N/A | TRUE
[9 empty] | #N/A | TRUE
[9 empty] | #N/A | TRUE
[9 empty] | #N/A | TRUE
[9 empty] | #N/A | TRUE
[9 empty] | #N/A | TRUE
[9 empty] | #N/A | TRUE
[9 empty] | #N/A | TRUE
[9 empty] | #N/A | TRUE
[9 empty] | #N/A | TRUE
[9 empty] | #N/A | TRUE
[9 empty] | #N/A | TRUE
[9 empty] | #N/A | TRUE
[9 empty] | #N/A | TRUE
[9 empty] | #N/A | TRUE
[9 empty] | #N/A | TRUE
[9 empty] | #N/A | TRUE
[9 empty] | #N/A | TRUE
[9 empty] | #N/A | TRUE
[9 empty] | #N/A | TRUE
[9 empty] | #N/A | TRUE
[9 empty] | #N/A | TRUE
[9 empty] | #N/A | TRUE
[9 empty] | #N/A | TRUE
[9 empty] | #N/A | TRUE
[9 empty] | #N/A | TRUE
[9 empty] | #N/A | TRUE
[9 empty] | #N/A | TRUE
[9 empty] | #N/A | TRUE
[9 empty] | #N/A | TRUE
[9 empty] | #N/A | TRUE
[9 empty] | #N/A | TRUE
[9 empty] | #N/A | TRUE
[9 empty] | #N/A | TRUE
[9 empty] | #N/A | TRUE
[9 empty] | #N/A | TRUE
[9 empty] | #N/A | TRUE
[9 empty] | #N/A | TRUE
[9 empty] | #N/A | TRUE
[9 empty] | #N/A | TRUE
[9 empty] | #N/A | TRUE
[9 empty] | #N/A | TRUE
[9 empty] | #N/A | TRUE
[9 empty] | #N/A | TRUE
[9 empty] | #N/A | TRUE
[9 empty] | #N/A | TRUE
[9 empty] | #N/A | TRUE
[9 empty] | #N/A | TRUE
[9 empty] | #N/A | TRUE
[9 empty] | #N/A | TRUE
[9 empty] | #N/A | TRUE
[9 empty] | #N/A | TRUE
[9 empty] | #N/A | TRUE
[9 empty] | #N/A | TRUE
[9 empty] | #N/A | TRUE
[9 empty] | #N/A | TRUE
[9 empty] | #N/A | TRUE
[9 empty] | #N/A | TRUE
[9 empty] | #N/A | TRUE
[9 empty] | #N/A | TRUE
[9 empty] | #N/A | TRUE
[9 empty] | #N/A | TRUE
[9 empty] | #N/A | TRUE
[9 empty] | #N/A | TRUE
[9 empty] | #N/A | TRUE
[9 empty] | #N/A | TRUE
[9 empty] | #N/A | TRUE
[9 empty] | #N/A | TRUE
[9 empty] | #N/A | TRUE
[9 empty] | #N/A | TRUE
[9 empty] | #N/A | TRUE
[9 empty] | #N/A | TRUE
[9 empty] | #N/A | TRUE
[9 empty] | #N/A | TRUE
[9 empty] | #N/A | TRUE
[9 empty] | #N/A | TRUE
[9 empty] | #N/A | TRUE
[9 empty] | #N/A | TRUE
[9 empty] | #N/A | TRUE
[9 empty] | #N/A | TRUE

## 923 (hidden)
[13 empty] | Include CHP Plants? | FALSE
[13 empty] | Include Non-Utilty Plants? | FALSE
174210419.539
Plant Id | Plant Name | Operator Name | Operator Id | Plant State | Sector Name | Reported Prime Mover | Reported Fuel Type Code | AER Fuel Type Code | Net Generation (Megawatthours) | YEAR | Model Energy Source | Include?
34 | Rollins | Nevada Irrigation District | 13402 | CA | NAICS-22 Non-Cogen | HY | WAT | HYC | 47704 | 2020 | hydro | TRUE
72 | Venice Hydro | Metropolitan Water District of S CA | 12397 | CA | Electric Utility | HY | WAT | HYC | 0 | 2020 | hydro | TRUE
104 | J S Eastwood | Southern California Edison Co | 17609 | CA | Electric Utility | PS | WAT | HPS | 131832 | 2020 | other | TRUE
151 | McClure | Modesto Irrigation District | 12745 | CA | Electric Utility | GT | DFO | DFO | 589.72 | 2020 | petroleum | TRUE
151 | McClure | Modesto Irrigation District | 12745 | CA | Electric Utility | GT | NG | NG | 1243.28 | 2020 | natural gas peaker | TRUE
161 | Turlock Lake | Turlock Irrigation District | 19281 | CA | Electric Utility | HY | WAT | HYC | 110 | 2020 | hydro | TRUE
162 | Hickman | Turlock Irrigation District | 19281 | CA | Electric Utility | HY | WAT | HYC | 3647 | 2020 | hydro | TRUE
180 | Volta 2 | Pacific Gas & Electric Co. | 14328 | CA | Electric Utility | HY | WAT | HYC | 1425 | 2020 | hydro | TRUE
214 | Alta Powerhouse | Pacific Gas & Electric Co. | 14328 | CA | Electric Utility | HY | WAT | HYC | 2436 | 2020 | hydro | TRUE
215 | Angels | Utica Water & Power Authority | 19586 | CA | NAICS-22 Non-Cogen | HY | WAT | HYC | 5421 | 2020 | hydro | TRUE
217 | Balch 1 | Pacific Gas & Electric Co. | 14328 | CA | Electric Utility | HY | WAT | HYC | 45723 | 2020 | hydro | TRUE
218 | Balch 2 | Pacific Gas & Electric Co. | 14328 | CA | Electric Utility | HY | WAT | HYC | 251778 | 2020 | hydro | TRUE
219 | Belden | Pacific Gas & Electric Co. | 14328 | CA | Electric Utility | HY | WAT | HYC | 247400 | 2020 | hydro | TRUE
220 | Bucks Creek | Pacific Gas & Electric Co. | 14328 | CA | Electric Utility | HY | WAT | HYC | 36984 | 2020 | hydro | TRUE
221 | Butt Valley | Pacific Gas & Electric Co. | 14328 | CA | Electric Utility | HY | WAT | HYC | 108675 | 2020 | hydro | TRUE
222 | Caribou 1 | Pacific Gas & Electric Co. | 14328 | CA | Electric Utility | HY | WAT | HYC | 97375 | 2020 | hydro | TRUE
223 | Caribou 2 | Pacific Gas & Electric Co. | 14328 | CA | Electric Utility | HY | WAT | HYC | 344354 | 2020 | hydro | TRUE
225 | Chili Bar | Pacific Gas & Electric Co. | 14328 | CA | Electric Utility | HY | WAT | HYC | 20360 | 2020 | hydro | TRUE
227 | Coleman PH | Pacific Gas & Electric Co. | 14328 | CA | Electric Utility | HY | WAT | HYC | 28999 | 2020 | hydro | TRUE
229 | Cow Creek | Pacific Gas & Electric Co. | 14328 | CA | Electric Utility | HY | WAT | HYC | 4232 | 2020 | hydro | TRUE
231 | Cresta | Pacific Gas & Electric Co. | 14328 | CA | Electric Utility | HY | WAT | HYC | 162870 | 2020 | hydro | TRUE
232 | De Sabla | Pacific Gas & Electric Co. | 14328 | CA | Electric Utility | HY | WAT | HYC | 33849 | 2020 | hydro | TRUE
233 | Deer Creek PH | Pacific Gas & Electric Co. | 14328 | CA | Electric Utility | HY | WAT | HYC | 18094 | 2020 | hydro | TRUE
235 | Drum 1 | Pacific Gas & Electric Co. | 14328 | CA | Electric Utility | HY | WAT | HYC | 16260 | 2020 | hydro | TRUE
236 | Drum 2 | Pacific Gas & Electric Co. | 14328 | CA | Electric Utility | HY | WAT | HYC | 216026 | 2020 | hydro | TRUE
237 | Dutch Flat | Pacific Gas & Electric Co. | 14328 | CA | Electric Utility | HY | WAT | HYC | 92271 | 2020 | hydro | TRUE
238 | El Dorado | El Dorado Irrigation District | 25915 | CA | Electric Utility | HY | WAT | HYC | 64023 | 2020 | hydro | TRUE
239 | Electra | Pacific Gas & Electric Co. | 14328 | CA | Electric Utility | HY | WAT | HYC | 286159 | 2020 | hydro | TRUE
240 | Haas | Pacific Gas & Electric Co. | 14328 | CA | Electric Utility | HY | WAT | HYC | 204472 | 2020 | hydro | TRUE
241 | Halsey | Pacific Gas & Electric Co. | 14328 | CA | Electric Utility | HY | WAT | HYC | 34208 | 2020 | hydro | TRUE
243 | Hat Creek 1 | Pacific Gas & Electric Co. | 14328 | CA | Electric Utility | HY | WAT | HYC | 32343 | 2020 | hydro | TRUE
244 | Hat Creek 2 | Pacific Gas & Electric Co. | 14328 | CA | Electric Utility | HY | WAT | HYC | 33581 | 2020 | hydro | TRUE
246 | Humboldt Bay | Pacific Gas & Electric Co. | 14328 | CA | Electric Utility | IC | DFO | DFO | 3530.903 | 2020 | petroleum | TRUE
246 | Humboldt Bay | Pacific Gas & Electric Co. | 14328 | CA | Electric Utility | IC | NG | NG | 480804.1 | 2020 | natural gas peaker | TRUE
246 | Humboldt Bay | Pacific Gas & Electric Co. | 14328 | CA | Electric Utility | IC | OBG | ORW | 0 | 2020 | biomass | TRUE
249 | James B Black | Pacific Gas & Electric Co. | 14328 | CA | Electric Utility | HY | WAT | HYC | 449611 | 2020 | hydro | TRUE
254 | Kings River PH | Pacific Gas & Electric Co. | 14328 | CA | Electric Utility | HY | WAT | HYC | 70752 | 2020 | hydro | TRUE
258 | Merced Falls | Merced Irrigation District | 12312 | CA | NAICS-22 Non-Cogen | HY | WAT | HYC | 7116 | 2020 | hydro | TRUE
260 | Dynegy Moss Landing Power Plant Hybrid | Dynegy -Moss Landing LLC | 54802 | CA | NAICS-22 Non-Cogen | CA | NG | NG | 1823432 | 2020 | natural gas nonpeaker | TRUE
260 | Dynegy Moss Landing Power Plant Hybrid | Dynegy -Moss Landing LLC | 54802 | CA | NAICS-22 Non-Cogen | CT | NG | NG | 3399600 | 2020 | natural gas nonpeaker | TRUE
261 | Murphys | Utica Water & Power Authority | 19586 | CA | NAICS-22 Non-Cogen | HY | WAT | HYC | 13764 | 2020 | hydro | TRUE
262 | Narrows PH | Yuba County Water Agency | 21140 | CA | Electric Utility | HY | WAT | HYC | 24558 | 2020 | hydro | TRUE
264 | Phoenix | Pacific Gas & Electric Co. | 14328 | CA | Electric Utility | HY | WAT | HYC | 6064 | 2020 | hydro | TRUE
265 | Pit 1 | Pacific Gas & Electric Co. | 14328 | CA | Electric Utility | HY | WAT | HYC | 198667 | 2020 | hydro | TRUE
266 | Pit 3 | Pacific Gas & Electric Co. | 14328 | CA | Electric Utility | HY | WAT | HYC | 260845 | 2020 | hydro | TRUE
267 | Pit 4 | Pacific Gas & Electric Co. | 14328 | CA | Electric Utility | HY | WAT | HYC | 330935 | 2020 | hydro | TRUE
268 | Pit 5 | Pacific Gas & Electric Co. | 14328 | CA | Electric Utility | HY | WAT | HYC | 547242 | 2020 | hydro | TRUE
269 | Pit 6 | Pacific Gas & Electric Co. | 14328 | CA | Electric Utility | HY | WAT | HYC | 195137 | 2020 | hydro | TRUE
270 | Pit 7 | Pacific Gas & Electric Co. | 14328 | CA | Electric Utility | HY | WAT | HYC | 314550 | 2020 | hydro | TRUE
272 | Poe | Pacific Gas & Electric Co. | 14328 | CA | Electric Utility | HY | WAT | HYC | 236234 | 2020 | hydro | TRUE
274 | Potter Valley | Pacific Gas & Electric Co. | 14328 | CA | Electric Utility | HY | WAT | HYC | 13158 | 2020 | hydro | TRUE
275 | Rock Creek | Pacific Gas & Electric Co. | 14328 | CA | Electric Utility | HY | WAT | HYC | 302018 | 2020 | hydro | TRUE
279 | Salt Springs | Pacific Gas & Electric Co. | 14328 | CA | Electric Utility | HY | WAT | HYC | 109102 | 2020 | hydro | TRUE
280 | South | Pacific Gas & Electric Co. | 14328 | CA | Electric Utility | HY | WAT | HYC | 11240 | 2020 | hydro | TRUE
281 | Spaulding 1 | Pacific Gas & Electric Co. | 14328 | CA | Electric Utility | HY | WAT | HYC | 14160 | 2020 | hydro | TRUE
282 | Spaulding 2 | Pacific Gas & Electric Co. | 14328 | CA | Electric Utility | HY | WAT | HYC | 4554 | 2020 | hydro | TRUE
283 | Spaulding 3 | Pacific Gas & Electric Co. | 14328 | CA | Electric Utility | HY | WAT | HYC | 21285 | 2020 | hydro | TRUE
284 | Spring Gap | Pacific Gas & Electric Co. | 14328 | CA | Electric Utility | HY | WAT | HYC | 20166 | 2020 | hydro | TRUE
285 | Stanislaus | Pacific Gas & Electric Co. | 14328 | CA | Electric Utility | HY | WAT | HYC | 240725 | 2020 | hydro | TRUE
286 | Geysers Unit 5-20 | Geysers Power Co LLC | 7160 | CA | NAICS-22 Non-Cogen | ST | GEO | GEO | 4609873 | 2020 | geothermal | TRUE
287 | Tiger Creek | Pacific Gas & Electric Co. | 14328 | CA | Electric Utility | HY | WAT | HYC | 235237 | 2020 | hydro | TRUE
290 | Volta 1 | Pacific Gas & Electric Co. | 14328 | CA | Electric Utility | HY | WAT | HYC | 17548 | 2020 | hydro | TRUE
291 | West Point PH | Pacific Gas & Electric Co. | 14328 | CA | Electric Utility | HY | WAT | HYC | 67531 | 2020 | hydro | TRUE
292 | Wise | Pacific Gas & Electric Co. | 14328 | CA | Electric Utility | HY | WAT | HYC | 57978 | 2020 | hydro | TRUE
293 | A G Wishon | Pacific Gas & Electric Co. | 14328 | CA | Electric Utility | HY | WAT | HYC | 31637 | 2020 | hydro | TRUE
294 | Copco 1 | PacifiCorp | 14354 | CA | Electric Utility | HY | WAT | HYC | 70220 | 2020 | hydro | TRUE
295 | Copco 2 | PacifiCorp | 14354 | CA | Electric Utility | HY | WAT | HYC | 86600 | 2020 | hydro | TRUE
296 | Fall Creek | PacifiCorp | 14354 | CA | Electric Utility | HY | WAT | HYC | 8316 | 2020 | hydro | TRUE
297 | Iron Gate | PacifiCorp | 14354 | CA | Electric Utility | HY | WAT | HYC | 82373 | 2020 | hydro | TRUE
314 | Drop 5 | Imperial Irrigation District | 9216 | CA | Electric Utility | HY | WAT | HYC | 11660 | 2020 | hydro | TRUE
315 | AES Alamitos LLC | AES Alamitos LLC | 22148 | CA | NAICS-22 Non-Cogen | ST | NG | NG | 544278 | 2020 | natural gas peaker | TRUE
316 | Sepulveda Canyon | Metropolitan Water District of S CA | 12397 | CA | Electric Utility | HY | WAT | HYC | 0 | 2020 | hydro | TRUE
317 | Big Creek 1 | Southern California Edison Co | 17609 | CA | Electric Utility | HY | WAT | HYC | 164443 | 2020 | hydro | TRUE
318 | Big Creek 2 | Southern California Edison Co | 17609 | CA | Electric Utility | HY | WAT | HYC | 117367 | 2020 | hydro | TRUE
319 | Big Creek 3 | Southern California Edison Co | 17609 | CA | Electric Utility | HY | WAT | HYC | 404914 | 2020 | hydro | TRUE
320 | Big Creek 4 | Southern California Edison Co | 17609 | CA | Electric Utility | HY | WAT | HYC | 215539 | 2020 | hydro | TRUE
321 | Big Creek 8 | Southern California Edison Co | 17609 | CA | Electric Utility | HY | WAT | HYC | 94636 | 2020 | hydro | TRUE
322 | Big Creek 2A | Southern California Edison Co | 17609 | CA | Electric Utility | HY | WAT | HYC | 215127 | 2020 | hydro | TRUE
323 | Bishop Creek 2 | Southern California Edison Co | 17609 | CA | Electric Utility | HY | WAT | HYC | 28676 | 2020 | hydro | TRUE
324 | Bishop Creek 3 | Southern California Edison Co | 17609 | CA | Electric Utility | HY | WAT | HYC | 28056 | 2020 | hydro | TRUE
325 | Bishop Creek 4 | Southern California Edison Co | 17609 | CA | Electric Utility | HY | WAT | HYC | 42962 | 2020 | hydro | TRUE
326 | Bishop Creek 5 | Southern California Edison Co | 17609 | CA | Electric Utility | HY | WAT | HYC | 13691 | 2020 | hydro | TRUE
327 | Bishop Creek 6 | Southern California Edison Co | 17609 | CA | Electric Utility | HY | WAT | HYC | 10421 | 2020 | hydro | TRUE
328 | Borel | Southern California Edison Co | 17609 | CA | Electric Utility | HY | WAT | HYC | -204 | 2020 | hydro | TRUE
332 | Fontana | Southern California Edison Co | 17609 | CA | Electric Utility | HY | WAT | HYC | 5997 | 2020 | hydro | TRUE
335 | AES Huntington Beach LLC | AES Huntington Beach LLC | 23693 | CA | NAICS-22 Non-Cogen | ST | NG | NG | 107419 | 2020 | natural gas peaker | TRUE
336 | Kaweah 2 | Southern California Edison Co | 17609 | CA | Electric Utility | HY | WAT | HYC | 2501 | 2020 | hydro | TRUE
337 | Kaweah 1 | Southern California Edison Co | 17609 | CA | Electric Utility | HY | WAT | HYC | -69 | 2020 | hydro | TRUE
338 | Kaweah 3 | Southern California Edison Co | 17609 | CA | Electric Utility | HY | WAT | HYC | 13098 | 2020 | hydro | TRUE
339 | Kern River 3 | Southern California Edison Co | 17609 | CA | Electric Utility | HY | WAT | HYC | 100913 | 2020 | hydro | TRUE
340 | Kern River 1 | Southern California Edison Co | 17609 | CA | Electric Utility | HY | WAT | HYC | 156791 | 2020 | hydro | TRUE
341 | Long Beach Generation LLC | NRG El Segundo Operations Inc | 13584 | CA | NAICS-22 Non-Cogen | GT | NG | NG | 34123 | 2020 | natural gas peaker | TRUE
342 | Lundy | Southern California Edison Co | 17609 | CA | Electric Utility | HY | WAT | HYC | 4533 | 2020 | hydro | TRUE
344 | Mammoth Pool | Southern California Edison Co | 17609 | CA | Electric Utility | HY | WAT | HYC | 320642 | 2020 | hydro | TRUE
350 | Ormond Beach | Ormond Beach Power, LLC | 63843 | CA | NAICS-22 Non-Cogen | ST | NG | NG | 726691 | 2020 | natural gas peaker | TRUE
353 | Poole | Southern California Edison Co | 17609 | CA | Electric Utility | HY | WAT | HYC | 13927 | 2020 | hydro | TRUE
354 | Portal | Southern California Edison Co | 17609 | CA | Electric Utility | HY | WAT | HYC | 16201 | 2020 | hydro | TRUE
356 | AES Redondo Beach LLC | AES Redondo Beach LLC | 22484 | CA | NAICS-22 Non-Cogen | ST | NG | NG | 307081 | 2020 | natural gas peaker | TRUE
357 | Rush Creek | Southern California Edison Co | 17609 | CA | Electric Utility | HY | WAT | HYC | 35409 | 2020 | hydro | TRUE
358 | Mountainview Generating Station | Southern California Edison Co | 17609 | CA | Electric Utility | CA | NG | NG | 1112129.3 | 2020 | natural gas nonpeaker | TRUE
358 | Mountainview Generating Station | Southern California Edison Co | 17609 | CA | Electric Utility | CT | NG | NG | 1754770.7 | 2020 | natural gas nonpeaker | TRUE
361 | Santa Ana 1 | Southern California Edison Co | 17609 | CA | Electric Utility | HY | WAT | HYC | 467 | 2020 | hydro | TRUE
363 | Santa Ana 3 | Southern California Edison Co | 17609 | CA | Electric Utility | HY | WAT | HYC | 1872 | 2020 | hydro | TRUE
365 | Lower Tule River | Southern California Edison Co | 17609 | CA | Electric Utility | HY | WAT | HYC | -101 | 2020 | hydro | TRUE
377 | Grayson | City of Glendale - (CA) | 7294 | CA | Electric Utility | CA | NG | NG | 1637 | 2020 | natural gas nonpeaker | TRUE
377 | Grayson | City of Glendale - (CA) | 7294 | CA | Electric Utility | CT | NG | NG | 3694 | 2020 | natural gas nonpeaker | TRUE
377 | Grayson | City of Glendale - (CA) | 7294 | CA | Electric Utility | GT | NG | NG | 19119 | 2020 | natural gas peaker | TRUE
377 | Grayson | City of Glendale - (CA) | 7294 | CA | Electric Utility | ST | LFG | MLG | 0 | 2020 | biomass | TRUE
377 | Grayson | City of Glendale - (CA) | 7294 | CA | Electric Utility | ST | NG | NG | 91620 | 2020 | natural gas peaker | TRUE
380 | Dion R Holm | City & County of San Francisco | 16612 | CA | Electric Utility | HY | WAT | HYC | 479883 | 2020 | hydro | TRUE
381 | Moccasin | City & County of San Francisco | 16612 | CA | Electric Utility | HY | WAT | HYC | 304127 | 2020 | hydro | TRUE
382 | R C Kirkwood | City & County of San Francisco | 16612 | CA | Electric Utility | HY | WAT | HYC | 377753 | 2020 | hydro | TRUE
385 | Drop 2 (CA) | Imperial Irrigation District | 9216 | CA | Electric Utility | HY | WAT | HYC | 41630 | 2020 | hydro | TRUE
386 | Drop 3 (CA) | Imperial Irrigation District | 9216 | CA | Electric Utility | HY | WAT | HYC | 40176 | 2020 | hydro | TRUE
387 | Drop 4 | Imperial Irrigation District | 9216 | CA | Electric Utility | HY | WAT | HYC | 79292 | 2020 | hydro | TRUE
388 | Pilot Knob | Imperial Irrigation District | 9216 | CA | Electric Utility | HY | WAT | HYC | 17897 | 2020 | hydro | TRUE
389 | El Centro Hybrid | Imperial Irrigation District | 9216 | CA | Electric Utility | BA | MWH | OTH | -3405 | 2020 | other | TRUE
389 | El Centro Hybrid | Imperial Irrigation District | 9216 | CA | Electric Utility | CA | DFO | DFO | 0 | 2020 | petroleum | TRUE
389 | El Centro Hybrid | Imperial Irrigation District | 9216 | CA | Electric Utility | CA | NG | NG | 189110 | 2020 | natural gas nonpeaker | TRUE
389 | El Centro Hybrid | Imperial Irrigation District | 9216 | CA | Electric Utility | CT | DFO | DFO | 0 | 2020 | petroleum | TRUE
389 | El Centro Hybrid | Imperial Irrigation District | 9216 | CA | Electric Utility | CT | NG | NG | 407088 | 2020 | natural gas nonpeaker | TRUE
389 | El Centro Hybrid | Imperial Irrigation District | 9216 | CA | Electric Utility | ST | NG | NG | 40597 | 2020 | natural gas peaker | TRUE
389 | El Centro Hybrid | Imperial Irrigation District | 9216 | CA | Electric Utility | ST | RFO | RFO | 0 | 2020 | petroleum | TRUE
391 | Big Pine Creek | Los Angeles Department of Water & Power | 11208 | CA | Electric Utility | HY | WAT | HYC | 9228 | 2020 | hydro | TRUE
392 | Castaic | Los Angeles Department of Water & Power | 11208 | CA | Electric Utility | HY | WAT | HYC | 0 | 2020 | hydro | TRUE
392 | Castaic | Los Angeles Department of Water & Power | 11208 | CA | Electric Utility | PS | WAT | HPS | 274273 | 2020 | other | TRUE
393 | Control Gorge | Los Angeles Department of Water & Power | 11208 | CA | Electric Utility | HY | WAT | HYC | 46584 | 2020 | hydro | TRUE
394 | Cottonwood | Los Angeles Department of Water & Power | 11208 | CA | Electric Utility | HY | WAT | HYC | 195 | 2020 | hydro | TRUE
396 | Foothill | Los Angeles Department of Water & Power | 11208 | CA | Electric Utility | HY | WAT | HYC | 16 | 2020 | hydro | TRUE
397 | Franklin (CA) | Los Angeles Department of Water & Power | 11208 | CA | Electric Utility | HY | WAT | HYC | 0 | 2020 | hydro | TRUE
398 | Haiwee | Los Angeles Department of Water & Power | 11208 | CA | Electric Utility | HY | WAT | HYC | 0 | 2020 | hydro | TRUE
399 | Harbor | Los Angeles Department of Water & Power | 11208 | CA | Electric Utility | CA | DFO | DFO | 0 | 2020 | petroleum | TRUE
399 | Harbor | Los Angeles Department of Water & Power | 11208 | CA | Electric Utility | CA | NG | NG | 3765 | 2020 | natural gas nonpeaker | TRUE
399 | Harbor | Los Angeles Department of Water & Power | 11208 | CA | Electric Utility | CA | OBG | ORW | 0 | 2020 | biomass | TRUE
399 | Harbor | Los Angeles Department of Water & Power | 11208 | CA | Electric Utility | CT | DFO | DFO | 0 | 2020 | petroleum | TRUE
399 | Harbor | Los Angeles Department of Water & Power | 11208 | CA | Electric Utility | CT | NG | NG | 8564 | 2020 | natural gas nonpeaker | TRUE
399 | Harbor | Los Angeles Department of Water & Power | 11208 | CA | Electric Utility | CT | OBG | ORW | 0 | 2020 | biomass | TRUE
399 | Harbor | Los Angeles Department of Water & Power | 11208 | CA | Electric Utility | GT | DFO | DFO | 0 | 2020 | petroleum | TRUE
399 | Harbor | Los Angeles Department of Water & Power | 11208 | CA | Electric Utility | GT | NG | NG | 46198 | 2020 | natural gas peaker | TRUE
399 | Harbor | Los Angeles Department of Water & Power | 11208 | CA | Electric Utility | GT | OBG | ORW | 0 | 2020 | biomass | TRUE
400 | Haynes | Los Angeles Department of Water & Power | 11208 | CA | Electric Utility | CA | DFO | DFO | 0 | 2020 | petroleum | TRUE
400 | Haynes | Los Angeles Department of Water & Power | 11208 | CA | Electric Utility | CA | NG | NG | 1135597 | 2020 | natural gas nonpeaker | TRUE
400 | Haynes | Los Angeles Department of Water & Power | 11208 | CA | Electric Utility | CA | OBG | ORW | 0 | 2020 | biomass | TRUE
400 | Haynes | Los Angeles Department of Water & Power | 11208 | CA | Electric Utility | CT | DFO | DFO | 0 | 2020 | petroleum | TRUE
400 | Haynes | Los Angeles Department of Water & Power | 11208 | CA | Electric Utility | CT | NG | NG | 1948745 | 2020 | natural gas nonpeaker | TRUE
400 | Haynes | Los Angeles Department of Water & Power | 11208 | CA | Electric Utility | CT | OBG | ORW | 0 | 2020 | biomass | TRUE
400 | Haynes | Los Angeles Department of Water & Power | 11208 | CA | Electric Utility | GT | NG | NG | 401086 | 2020 | natural gas peaker | TRUE
400 | Haynes | Los Angeles Department of Water & Power | 11208 | CA | Electric Utility | GT | OBG | ORW | 0 | 2020 | biomass | TRUE
400 | Haynes | Los Angeles Department of Water & Power | 11208 | CA | Electric Utility | ST | NG | NG | 194694 | 2020 | natural gas peaker | TRUE
400 | Haynes | Los Angeles Department of Water & Power | 11208 | CA | Electric Utility | ST | OBG | ORW | 0 | 2020 | biomass | TRUE
400 | Haynes | Los Angeles Department of Water & Power | 11208 | CA | Electric Utility | ST | RFO | RFO | 0 | 2020 | petroleum | TRUE
401 | Middle Gorge | Los Angeles Department of Water & Power | 11208 | CA | Electric Utility | HY | WAT | HYC | 42987 | 2020 | hydro | TRUE
402 | Pleasant Valley Hydro | Los Angeles Department of Water & Power | 11208 | CA | Electric Utility | HY | WAT | HYC | 4381 | 2020 | hydro | TRUE
403 | San Fernando | Los Angeles Department of Water & Power | 11208 | CA | Electric Utility | HY | WAT | HYC | 1 | 2020 | hydro | TRUE
404 | Scattergood | Los Angeles Department of Water & Power | 11208 | CA | Electric Utility | CA | NG | NG | 465632 | 2020 | natural gas nonpeaker | TRUE
404 | Scattergood | Los Angeles Department of Water & Power | 11208 | CA | Electric Utility | CA | OG | OOG | 0 | 2020 | other | TRUE
404 | Scattergood | Los Angeles Department of Water & Power | 11208 | CA | Electric Utility | CT | NG | NG | 903742 | 2020 | natural gas nonpeaker | TRUE
404 | Scattergood | Los Angeles Department of Water & Power | 11208 | CA | Electric Utility | CT | OG | OOG | 0 | 2020 | other | TRUE
404 | Scattergood | Los Angeles Department of Water & Power | 11208 | CA | Electric Utility | GT | NG | NG | 130703 | 2020 | natural gas peaker | TRUE
404 | Scattergood | Los Angeles Department of Water & Power | 11208 | CA | Electric Utility | GT | OBG | ORW | 0 | 2020 | biomass | TRUE
404 | Scattergood | Los Angeles Department of Water & Power | 11208 | CA | Electric Utility | ST | NG | NG | 201608 | 2020 | natural gas peaker | TRUE
404 | Scattergood | Los Angeles Department of Water & Power | 11208 | CA | Electric Utility | ST | OBG | ORW | 0 | 2020 | biomass | TRUE
407 | Upper Gorge | Los Angeles Department of Water & Power | 11208 | CA | Electric Utility | HY | WAT | HYC | 50158 | 2020 | hydro | TRUE
408 | Valley (CA) | Los Angeles Department of Water & Power | 11208 | CA | Electric Utility | CA | DFO | DFO | 0 | 2020 | petroleum | TRUE
408 | Valley (CA) | Los Angeles Department of Water & Power | 11208 | CA | Electric Utility | CA | NG | NG | 319719 | 2020 | natural gas nonpeaker | TRUE
408 | Valley (CA) | Los Angeles Department of Water & Power | 11208 | CA | Electric Utility | CA | OBG | ORW | 0 | 2020 | biomass | TRUE
408 | Valley (CA) | Los Angeles Department of Water & Power | 11208 | CA | Electric Utility | CT | DFO | DFO | 0 | 2020 | petroleum | TRUE
408 | Valley (CA) | Los Angeles Department of Water & Power | 11208 | CA | Electric Utility | CT | NG | NG | 510721 | 2020 | natural gas nonpeaker | TRUE
408 | Valley (CA) | Los Angeles Department of Water & Power | 11208 | CA | Electric Utility | CT | OBG | ORW | 0 | 2020 | biomass | TRUE
408 | Valley (CA) | Los Angeles Department of Water & Power | 11208 | CA | Electric Utility | GT | DFO | DFO | 0 | 2020 | petroleum | TRUE
408 | Valley (CA) | Los Angeles Department of Water & Power | 11208 | CA | Electric Utility | GT | NG | NG | 12978 | 2020 | natural gas peaker | TRUE
408 | Valley (CA) | Los Angeles Department of Water & Power | 11208 | CA | Electric Utility | GT | OBG | ORW | 0 | 2020 | biomass | TRUE
409 | Exchequer | Merced Irrigation District | 12312 | CA | NAICS-22 Non-Cogen | HY | WAT | HYC | 205063 | 2020 | hydro | TRUE
410 | McSwain | Merced Irrigation District | 12312 | CA | NAICS-22 Non-Cogen | HY | WAT | HYC | 23860 | 2020 | hydro | TRUE
412 | Chicago Park | Nevada Irrigation District | 13402 | CA | NAICS-22 Non-Cogen | HY | WAT | HYC | 76204 | 2020 | hydro | TRUE
413 | Dutch Flat 2 | Nevada Irrigation District | 13402 | CA | NAICS-22 Non-Cogen | HY | WAT | HYC | 11715 | 2020 | hydro | TRUE
414 | Beardsley | Oakdale&South San Joaquin Irrigation D. | 13935 | CA | NAICS-22 Non-Cogen | HY | WAT | HYC | 36527 | 2020 | hydro | TRUE
415 | Donnells | Oakdale&South San Joaquin Irrigation D. | 13935 | CA | NAICS-22 Non-Cogen | HY | WAT | HYC | 196927 | 2020 | hydro | TRUE
416 | Tulloch | Oakdale&South San Joaquin Irrigation D. | 13935 | CA | NAICS-22 Non-Cogen | HY | WAT | HYC | 115323 | 2020 | hydro | TRUE
417 | Forbestown | South Feather Water and Power Agency | 14191 | CA | Electric Utility | HY | WAT | HYC | 51550 | 2020 | hydro | TRUE
418 | Kelly Ridge | South Feather Water and Power Agency | 14191 | CA | Electric Utility | HY | WAT | HYC | 48082 | 2020 | hydro | TRUE
419 | Woodleaf | South Feather Water and Power Agency | 14191 | CA | Electric Utility | HY | WAT | HYC | 96397 | 2020 | hydro | TRUE
424 | French Meadows | Placer County Water Agency | 15127 | CA | Electric Utility | HY | WAT | HYC | 29036 | 2020 | hydro | TRUE
425 | Middle Fork | Placer County Water Agency | 15127 | CA | Electric Utility | HY | WAT | HYC | 265910 | 2020 | hydro | TRUE
426 | Oxbow (CA) | Placer County Water Agency | 15127 | CA | Electric Utility | HY | WAT | HYC | 17880 | 2020 | hydro | TRUE
427 | Ralston | Placer County Water Agency | 15127 | CA | Electric Utility | HY | WAT | HYC | 199300 | 2020 | hydro | TRUE
428 | Parker | Merced Irrigation District | 12312 | CA | NAICS-22 Non-Cogen | HY | WAT | HYC | 5184 | 2020 | hydro | TRUE
430 | Camino | Sacramento Municipal Util Dist | 16534 | CA | Electric Utility | HY | WAT | HYC | 145795 | 2020 | hydro | TRUE
431 | Jaybird | Sacramento Municipal Util Dist | 16534 | CA | Electric Utility | HY | WAT | HYC | 269887 | 2020 | hydro | TRUE
432 | Loon Lake | Sacramento Municipal Util Dist | 16534 | CA | Electric Utility | HY | WAT | HYC | 43914 | 2020 | hydro | TRUE
433 | Robbs Peak | Sacramento Municipal Util Dist | 16534 | CA | Electric Utility | HY | WAT | HYC | 21241 | 2020 | hydro | TRUE
435 | White Rock/Slab Creek | Sacramento Municipal Util Dist | 16534 | CA | Electric Utility | HY | WAT | HYC | 182695 | 2020 | hydro | TRUE
436 | Devil Canyon | California Dept. of Water Resources | 3255 | CA | Electric Utility | HY | WAT | HYC | 384071 | 2020 | hydro | TRUE
437 | Edward C Hyatt | California Dept. of Water Resources | 3255 | CA | Electric Utility | HY | WAT | HYC | 1174136 | 2020 | hydro | TRUE
437 | Edward C Hyatt | California Dept. of Water Resources | 3255 | CA | Electric Utility | PS | WAT | HPS | 0 | 2020 | other | TRUE
438 | Thermalito | California Dept. of Water Resources | 3255 | CA | Electric Utility | HY | WAT | HYC | 48089 | 2020 | hydro | TRUE
438 | Thermalito | California Dept. of Water Resources | 3255 | CA | Electric Utility | PS | WAT | HPS | 0 | 2020 | other | TRUE
439 | Don Pedro | Turlock Irrigation District | 19281 | CA | Electric Utility | HY | WAT | HYC | 241722 | 2020 | hydro | TRUE
440 | La Grange | Turlock Irrigation District | 19281 | CA | Electric Utility | HY | WAT | HYC | 13643 | 2020 | hydro | TRUE
441 | Folsom | U S Bureau of Reclamation | 2518 | CA | Electric Utility | HY | WAT | HYC | 360674 | 2020 | hydro | TRUE
442 | Judge F Carr | U S Bureau of Reclamation | 2518 | CA | Electric Utility | HY | WAT | HYC | 426332 | 2020 | hydro | TRUE
443 | Keswick | U S Bureau of Reclamation | 2518 | CA | Electric Utility | HY | WAT | HYC | 327938 | 2020 | hydro | TRUE
444 | Nimbus | U S Bureau of Reclamation | 2518 | CA | Electric Utility | HY | WAT | HYC | 47176 | 2020 | hydro | TRUE
445 | Shasta | U S Bureau of Reclamation | 2518 | CA | Electric Utility | HY | WAT | HYC | 1670966 | 2020 | hydro | TRUE
446 | ONeill | U S Bureau of Reclamation | 2518 | CA | Electric Utility | PS | WAT | HPS | -45652 | 2020 | other | TRUE
447 | Parker Dam | U S Bureau of Reclamation | 2518 | CA | Electric Utility | HY | WAT | HYC | 430008 | 2020 | hydro | TRUE
448 | W R Gianelli | California Dept. of Water Resources | 3255 | CA | Electric Utility | PS | WAT | HPS | -24380 | 2020 | other | TRUE
450 | Spring Creek | U S Bureau of Reclamation | 2518 | CA | Electric Utility | HY | WAT | HYC | 366539 | 2020 | hydro | TRUE
451 | Trinity | U S Bureau of Reclamation | 2518 | CA | Electric Utility | HY | WAT | HYC | 408652 | 2020 | hydro | TRUE
454 | Colgate | Yuba County Water Agency | 21140 | CA | Electric Utility | HY | WAT | HYC | 747460 | 2020 | hydro | TRUE
455 | Narrows 2 | Yuba County Water Agency | 21140 | CA | Electric Utility | HY | WAT | HYC | 117266 | 2020 | hydro | TRUE
457 | Bear Valley | City of Escondido - (CA) | 5969 | CA | Electric Utility | HY | WAT | HYC | 1511 | 2020 | hydro | TRUE
479 | Temescal | Metropolitan Water District of S CA | 12397 | CA | Electric Utility | HY | WAT | HYC | 8408 | 2020 | hydro | TRUE
480 | Corona | Metropolitan Water District of S CA | 12397 | CA | Electric Utility | HY | WAT | HYC | 11284 | 2020 | hydro | TRUE
481 | Perris | Metropolitan Water District of S CA | 12397 | CA | Electric Utility | HY | WAT | HYC | 138 | 2020 | hydro | TRUE
482 | Rio Hondo | Metropolitan Water District of S CA | 12397 | CA | Electric Utility | HY | WAT | HYC | 0 | 2020 | hydro | TRUE
483 | Coyote Creek | Metropolitan Water District of S CA | 12397 | CA | Electric Utility | HY | WAT | HYC | 0 | 2020 | hydro | TRUE
484 | Red Mountain | Metropolitan Water District of S CA | 12397 | CA | Electric Utility | HY | WAT | HYC | 0 | 2020 | hydro | TRUE
487 | Valley View | Metropolitan Water District of S CA | 12397 | CA | Electric Utility | HY | WAT | HYC | 0 | 2020 | hydro | TRUE
489 | Upper Dawson | Turlock Irrigation District | 19281 | CA | Electric Utility | HY | WAT | HYC | 8290 | 2020 | hydro | TRUE
510 | Sonoma California Geothermal | Geysers Power Co LLC | 7160 | CA | NAICS-22 Non-Cogen | ST | GEO | GEO | 428129 | 2020 | geothermal | TRUE
531 | Camp Far West | Sacramento Municipal Util Dist | 16534 | CA | Electric Utility | HY | WAT | HYC | 12911 | 2020 | hydro | TRUE
534 | Jones Fork | Sacramento Municipal Util Dist | 16534 | CA | Electric Utility | HY | WAT | HYC | 423 | 2020 | hydro | TRUE
535 | McClellan (CA) | Sacramento Municipal Util Dist | 16534 | CA | Electric Utility | GT | NG | NG | 1476 | 2020 | natural gas peaker | TRUE
585 | Drop 1 | Imperial Irrigation District | 9216 | CA | Electric Utility | HY | WAT | HYC | 12235 | 2020 | hydro | TRUE
586 | East Highline | Imperial Irrigation District | 9216 | CA | Electric Utility | HY | WAT | HYC | 2253 | 2020 | hydro | TRUE
626 | Oak Flat | Pacific Gas & Electric Co. | 14328 | CA | Electric Utility | HY | WAT | HYC | 6252 | 2020 | hydro | TRUE
632 | Newcastle | Pacific Gas & Electric Co. | 14328 | CA | Electric Utility | HY | WAT | HYC | 7372 | 2020 | hydro | TRUE
682 | Kerckhoff 2 | Pacific Gas & Electric Co. | 14328 | CA | Electric Utility | HY | WAT | HYC | 252501 | 2020 | hydro | TRUE
714 | Toadtown | Pacific Gas & Electric Co. | 14328 | CA | Electric Utility | HY | WAT | HYC | 1978 | 2020 | hydro | TRUE
745 | Etiwanda | Metropolitan Water District of S CA | 12397 | CA | Electric Utility | HY | WAT | HYC | 9045 | 2020 | hydro | TRUE
751 | Moccasin Low Head Hydro Project | City & County of San Francisco | 16612 | CA | Electric Utility | HY | WAT | HYC | 0 | 2020 | hydro | TRUE
776 | Sly Creek | South Feather Water and Power Agency | 14191 | CA | Electric Utility | HY | WAT | HYC | 13516 | 2020 | hydro | TRUE
839 | Scott Flat | Nevada Irrigation District | 13402 | CA | NAICS-22 Non-Cogen | HY | WAT | HYC | 3596 | 2020 | hydro | TRUE
846 | Combie South | Nevada Irrigation District | 13402 | CA | NAICS-22 Non-Cogen | HY | WAT | HYC | 3437 | 2020 | hydro | TRUE
905 | Alamo | California Dept. of Water Resources | 3255 | CA | Electric Utility | HY | WAT | HYC | 41321 | 2020 | hydro | TRUE
4256 | Walnut | Turlock Irrigation District | 19281 | CA | Electric Utility | GT | DFO | DFO | -3.417 | 2020 | petroleum | TRUE
4256 | Walnut | Turlock Irrigation District | 19281 | CA | Electric Utility | GT | NG | NG | -17.583 | 2020 | natural gas peaker | TRUE
6013 | Olive | City of Burbank Water and Power | 2507 | CA | Electric Utility | ST | NG | NG | 0 | 2020 | natural gas peaker | TRUE
6060 | Coachella | Imperial Irrigation District | 9216 | CA | Electric Utility | GT | DFO | DFO | 64.678 | 2020 | petroleum | TRUE
6060 | Coachella | Imperial Irrigation District | 9216 | CA | Electric Utility | GT | NG | NG | 5995.322 | 2020 | natural gas peaker | TRUE
6099 | Diablo Canyon | Pacific Gas & Electric Co. | 14328 | CA | Electric Utility | ST | NUC | NUC | 8910575 | 2020 | nuclear | TRUE
6099 | Diablo Canyon | Pacific Gas & Electric Co. | 14328 | CA | Electric Utility | ST | NUC | NUC | 7348123 | 2020 | nuclear | TRUE
6100 | Helms Pumped Storage | Pacific Gas & Electric Co. | 14328 | CA | Electric Utility | PS | WAT | HPS | -354509 | 2020 | other | TRUE
6158 | New Melones | U S Bureau of Reclamation | 2518 | CA | Electric Utility | HY | WAT | HYC | 433376 | 2020 | hydro | TRUE
6196 | W E Warne | California Dept. of Water Resources | 3255 | CA | Electric Utility | HY | WAT | HYC | 242054 | 2020 | hydro | TRUE
6211 | Dynegy Oakland Power Plant | Dynegy Oakland, LLC | 54803 | CA | NAICS-22 Non-Cogen | GT | DFO | DFO | 0 | 2020 | petroleum | TRUE
6211 | Dynegy Oakland Power Plant | Dynegy Oakland, LLC | 54803 | CA | NAICS-22 Non-Cogen | GT | JF | WOO | 4861 | 2020 | petroleum | TRUE
6479 | San Francisquito 1 | Los Angeles Department of Water & Power | 11208 | CA | Electric Utility | HY | WAT | HYC | 145681 | 2020 | hydro | TRUE
6480 | San Francisquito 2 | Los Angeles Department of Water & Power | 11208 | CA | Electric Utility | HY | WAT | HYC | 4849 | 2020 | hydro | TRUE
6612 | Union Valley | Sacramento Municipal Util Dist | 16534 | CA | Electric Utility | HY | WAT | HYC | 49791 | 2020 | hydro | TRUE
6644 | Lake Mathews | Metropolitan Water District of S CA | 12397 | CA | Electric Utility | HY | WAT | HYC | 20834 | 2020 | hydro | TRUE
6645 | Foothill Feeder | Metropolitan Water District of S CA | 12397 | CA | Electric Utility | HY | WAT | HYC | 50987 | 2020 | hydro | TRUE
6646 | San Dimas | Metropolitan Water District of S CA | 12397 | CA | Electric Utility | HY | WAT | HYC | 5074 | 2020 | hydro | TRUE
6647 | Yorba Linda | Metropolitan Water District of S CA | 12397 | CA | Electric Utility | HY | WAT | HYC | 16399 | 2020 | hydro | TRUE
6704 | Pebbly Beach Generating Station Hybrid | Southern California Edison Co | 17609 | CA | Electric Utility | BA | MWH | OTH | 0 | 2020 | other | TRUE
6704 | Pebbly Beach Generating Station Hybrid | Southern California Edison Co | 17609 | CA | Electric Utility | GT | PG | WOO | 927 | 2020 | other | TRUE
6704 | Pebbly Beach Generating Station Hybrid | Southern California Edison Co | 17609 | CA | Electric Utility | IC | DFO | DFO | 26490 | 2020 | petroleum | TRUE
7066 | Stampede | U S Bureau of Reclamation | 2518 | CA | Electric Utility | HY | WAT | HYC | 15247 | 2020 | hydro | TRUE
7072 | Mojave Siphon | California Dept. of Water Resources | 3255 | CA | Electric Utility | HY | WAT | HYC | 22098 | 2020 | hydro | TRUE
7129 | Thermalito Diverson Dam | California Dept. of Water Resources | 3255 | CA | Electric Utility | HY | WAT | HYC | 13246 | 2020 | hydro | TRUE
7147 | Mill Creek 3 | Southern California Edison Co | 17609 | CA | Electric Utility | HY | WAT | HYC | 4418 | 2020 | hydro | TRUE
7151 | Stony Gorge | City of Santa Clara - (CA) | 16655 | CA | Electric Utility | HY | WAT | HYC | 5663 | 2020 | hydro | TRUE
7189 | Whiskeytown | City of Redding - (CA) | 15783 | CA | Electric Utility | HY | WAT | HYC | 26799 | 2020 | hydro | TRUE
7229 | Black Butte | City of Santa Clara - (CA) | 16655 | CA | Electric Utility | HY | WAT | HYC | 4479 | 2020 | hydro | TRUE
7231 | Gianera | City of Santa Clara - (CA) | 16655 | CA | Electric Utility | GT | DFO | DFO | 0 | 2020 | petroleum | TRUE
7231 | Gianera | City of Santa Clara - (CA) | 16655 | CA | Electric Utility | GT | NG | NG | 6693 | 2020 | natural gas peaker | TRUE
7232 | Santa Clara Cogen | City of Santa Clara - (CA) | 16655 | CA | Electric Utility | GT | DFO | DFO | 0 | 2020 | petroleum | TRUE
7232 | Santa Clara Cogen | City of Santa Clara - (CA) | 16655 | CA | Electric Utility | GT | NG | NG | 43184 | 2020 | natural gas peaker | TRUE
7266 | Woodland | Modesto Irrigation District | 12745 | CA | Electric Utility | CA | NG | NG | 36758 | 2020 | natural gas nonpeaker | TRUE
7266 | Woodland | Modesto Irrigation District | 12745 | CA | Electric Utility | CT | DFO | DFO | 0 | 2020 | petroleum | TRUE
7266 | Woodland | Modesto Irrigation District | 12745 | CA | Electric Utility | CT | NG | NG | 334467 | 2020 | natural gas nonpeaker | TRUE
7266 | Woodland | Modesto Irrigation District | 12745 | CA | Electric Utility | GT | DFO | DFO | 0 | 2020 | petroleum | TRUE
7266 | Woodland | Modesto Irrigation District | 12745 | CA | Electric Utility | GT | NG | NG | 49281 | 2020 | natural gas peaker | TRUE
7266 | Woodland | Modesto Irrigation District | 12745 | CA | Electric Utility | IC | NG | NG | 47056 | 2020 | natural gas peaker | TRUE
7307 | Redding Power | City of Redding - (CA) | 15783 | CA | Electric Utility | CA | NG | NG | 94517 | 2020 | natural gas nonpeaker | TRUE
7307 | Redding Power | City of Redding - (CA) | 15783 | CA | Electric Utility | CT | NG | NG | 237856 | 2020 | natural gas nonpeaker | TRUE
7307 | Redding Power | City of Redding - (CA) | 15783 | CA | Electric Utility | GT | NG | NG | 4522 | 2020 | natural gas peaker | TRUE
7315 | Almond Power Plant | Turlock Irrigation District | 19281 | CA | Electric Utility | GT | NG | NG | 248457 | 2020 | natural gas peaker | TRUE
7368 | Geothermal 1 | Northern California Power Agny | 40613 | CA | Electric Utility | ST | GEO | GEO | 454584 | 2020 | geothermal | TRUE
7369 | Geothermal 2 | Northern California Power Agny | 40613 | CA | Electric Utility | ST | GEO | GEO | 284372 | 2020 | geothermal | TRUE
7450 | Alameda | Northern California Power Agny | 40613 | CA | Electric Utility | GT | DFO | DFO | 0 | 2020 | petroleum | TRUE
7450 | Alameda | Northern California Power Agny | 40613 | CA | Electric Utility | GT | NG | NG | 7632 | 2020 | natural gas peaker | TRUE
7451 | Lodi | Northern California Power Agny | 40613 | CA | Electric Utility | GT | DFO | DFO | 0 | 2020 | petroleum | TRUE
7451 | Lodi | Northern California Power Agny | 40613 | CA | Electric Utility | GT | NG | NG | 2896 | 2020 | natural gas peaker | TRUE
7452 | Roseville Power Plant #2 | City of Roseville - (CA) | 16295 | CA | Electric Utility | GT | DFO | DFO | 1.733 | 2020 | petroleum | TRUE
7452 | Roseville Power Plant #2 | City of Roseville - (CA) | 16295 | CA | Electric Utility | GT | NG | NG | 2307.267 | 2020 | natural gas peaker | TRUE
7489 | Lake Mendocino | City of Ukiah - (CA) | 19397 | CA | Electric Utility | HY | WAT | HYC | 7098 | 2020 | hydro | TRUE
7526 | Solano Wind | Sacramento Municipal Util Dist | 16534 | CA | Electric Utility | WT | WND | WND | 555775 | 2020 | onshore wind | TRUE
7527 | Carson Ice-Gen Project | Sacramento Municipal Util Dist | 16534 | CA | Electric Utility | CA | NG | NG | 149382.46 | 2020 | natural gas nonpeaker | TRUE
7527 | Carson Ice-Gen Project | Sacramento Municipal Util Dist | 16534 | CA | Electric Utility | CA | OBG | ORW | 4567.541 | 2020 | biomass | TRUE
7527 | Carson Ice-Gen Project | Sacramento Municipal Util Dist | 16534 | CA | Electric Utility | CT | NG | NG | 61769.048 | 2020 | natural gas nonpeaker | TRUE
7527 | Carson Ice-Gen Project | Sacramento Municipal Util Dist | 16534 | CA | Electric Utility | CT | OBG | ORW | 4163.952 | 2020 | biomass | TRUE
7527 | Carson Ice-Gen Project | Sacramento Municipal Util Dist | 16534 | CA | Electric Utility | GT | NG | NG | 6638 | 2020 | natural gas peaker | TRUE
7551 | SCA Cogen 2 | Sacramento Municipal Util Dist | 16534 | CA | Electric Utility | CA | NG | NG | 99980 | 2020 | natural gas nonpeaker | TRUE
7551 | SCA Cogen 2 | Sacramento Municipal Util Dist | 16534 | CA | Electric Utility | CT | NG | NG | 552652 | 2020 | natural gas nonpeaker | TRUE
7551 | SCA Cogen 2 | Sacramento Municipal Util Dist | 16534 | CA | Electric Utility | GT | NG | NG | 15078 | 2020 | natural gas peaker | TRUE
7552 | SPA Cogen 3 | Sacramento Municipal Util Dist | 16534 | CA | Electric Utility | CA | NG | NG | 200562 | 2020 | natural gas nonpeaker | TRUE
7552 | SPA Cogen 3 | Sacramento Municipal Util Dist | 16534 | CA | Electric Utility | CT | NG | NG | 346241 | 2020 | natural gas nonpeaker | TRUE
7646 | Monticello Dam | Solano Irrigation District | 22776 | CA | Electric Utility | HY | WAT | HYC | 42147 | 2020 | hydro | TRUE
7824 | Rockwood | Imperial Irrigation District | 9216 | CA | Electric Utility | GT | DFO | DFO | 272.837 | 2020 | petroleum | TRUE
7824 | Rockwood | Imperial Irrigation District | 9216 | CA | Electric Utility | GT | NG | NG | 687.163 | 2020 | natural gas peaker | TRUE
7907 | Pine Flat | Kings River Conservation Dist | 10325 | CA | Electric Utility | HY | WAT | HYC | 240147 | 2020 | hydro | TRUE
7942 | Diamond Valley Lake | Metropolitan Water District of S CA | 12397 | CA | Electric Utility | HY | WAT | HYC | 20151 | 2020 | hydro | TRUE
7987 | Lake One | City of Burbank Water and Power | 2507 | CA | Electric Utility | GT | NG | NG | 15755 | 2020 | natural gas peaker | TRUE
7987 | Lake One | City of Burbank Water and Power | 2507 | CA | Electric Utility | GT | OBG | ORW | 0 | 2020 | biomass | TRUE
8076 | Ellwood | Ellwood Power, LLC | 63844 | CA | NAICS-22 Non-Cogen | GT | NG | NG | 4300 | 2020 | natural gas peaker | TRUE
10005 | Dinosaur Point | International Turbine Res Inc | 9397 | CA | NAICS-22 Non-Cogen | WT | WND | WND | 9553 | 2020 | onshore wind | TRUE
10026 | Encina Water Pollution Control | Encina Joint Powers Authority | 5901 | CA | Commercial NAICS Non-Cogen | IC | NG | NG | 1640.167 | 2020 | natural gas peaker | FALSE
10026 | Encina Water Pollution Control | Encina Joint Powers Authority | 5901 | CA | Commercial NAICS Non-Cogen | IC | OBG | ORW | 12954.833 | 2020 | biomass | FALSE
10034 | Gilroy Power Plant | Calpine Gilroy Cogen LP | 3028 | CA | NAICS-22 Cogen | CA | NG | NG | 31268 | 2020 | natural gas nonpeaker | FALSE
10034 | Gilroy Power Plant | Calpine Gilroy Cogen LP | 3028 | CA | NAICS-22 Cogen | CT | NG | NG | 76204 | 2020 | natural gas nonpeaker | FALSE
10042 | Kaweah Delta District Hospital | Kaweah Delta Hospital | 10077 | CA | Commercial NAICS Non-Cogen | GT | NG | NG | 20563.34 | 2020 | natural gas peaker | FALSE
10091 | Total Energy Facilities | Los Angeles County Sanitation | 11217 | CA | Commercial NAICS Cogen | CA | NG | NG | 3026.026 | 2020 | natural gas nonpeaker | FALSE
10091 | Total Energy Facilities | Los Angeles County Sanitation | 11217 | CA | Commercial NAICS Cogen | CA | OBG | ORW | 27406.974 | 2020 | biomass | FALSE
10091 | Total Energy Facilities | Los Angeles County Sanitation | 11217 | CA | Commercial NAICS Cogen | CT | NG | NG | 14791.671 | 2020 | natural gas nonpeaker | FALSE
10091 | Total Energy Facilities | Los Angeles County Sanitation | 11217 | CA | Commercial NAICS Cogen | CT | OBG | ORW | 119052.33 | 2020 | biomass | FALSE
10115 | Grossmont Hospital | Sharp Grossmont Hospital | 7726 | CA | Commercial NAICS Cogen | GT | NG | NG | 27341 | 2020 | natural gas peaker | FALSE
10128 | Gosselin Hydro Plant | Humboldt Bay Mun Water Dist | 8787 | CA | Commercial NAICS Non-Cogen | HY | WAT | HYC | 3178 | 2020 | hydro | FALSE
10139 | Isabella Hydro Project | Isabella Partners | 9439 | CA | NAICS-22 Non-Cogen | HY | WAT | HYC | 17547 | 2020 | hydro | TRUE
10144 | Sierra Pacific Lincoln Facility | Sierra Pacific Industries Inc | 17164 | CA | Industrial NAICS Cogen | ST | WDS | WWW | 80497 | 2020 | biomass | FALSE
10156 | Fresno Cogen Partners | Wellhead Services, Inc | 20323 | CA | NAICS-22 Cogen | CA | NG | NG | 308 | 2020 | natural gas nonpeaker | FALSE
10156 | Fresno Cogen Partners | Wellhead Services, Inc | 20323 | CA | NAICS-22 Cogen | CT | NG | NG | 2154 | 2020 | natural gas nonpeaker | FALSE
10156 | Fresno Cogen Partners | Wellhead Services, Inc | 20323 | CA | NAICS-22 Cogen | GT | NG | NG | 1850 | 2020 | natural gas peaker | FALSE
10162 | Whitewater Hydro Plant | Desert Water Agency | 5093 | CA | NAICS-22 Non-Cogen | HY | WAT | HYC | 1975 | 2020 | hydro | TRUE
10175 | Childrens Hospital | DTE San Diego COGEN Inc. | 3476 | CA | Commercial NAICS Cogen | GT | NG | NG | 26667 | 2020 | natural gas peaker | FALSE
10175 | Childrens Hospital | DTE San Diego COGEN Inc. | 3476 | CA | Commercial NAICS Cogen | IC | DFO | DFO | 12 | 2020 | petroleum | FALSE
10191 | Tehachapi Wind Resource I | CalWind Resources Inc | 2719 | CA | NAICS-22 Non-Cogen | WT | WND | WND | 13800 | 2020 | onshore wind | TRUE
10206 | Loma Linda University Cogen | Loma Linda University | 11161 | CA | Commercial NAICS Cogen | GT | DFO | DFO | 0 | 2020 | petroleum | FALSE
10206 | Loma Linda University Cogen | Loma Linda University | 11161 | CA | Commercial NAICS Cogen | GT | NG | NG | 60623 | 2020 | natural gas peaker | FALSE
10206 | Loma Linda University Cogen | Loma Linda University | 11161 | CA | Commercial NAICS Cogen | IC | DFO | DFO | 0 | 2020 | petroleum | FALSE
10213 | El Segundo Cogen | Chevron USA Inc-El Segundo | 3452 | CA | Industrial NAICS Cogen | CA | NG | NG | 55274.037 | 2020 | natural gas nonpeaker | FALSE
10213 | El Segundo Cogen | Chevron USA Inc-El Segundo | 3452 | CA | Industrial NAICS Cogen | CA | OG | OOG | 2899.963 | 2020 | other | FALSE
10213 | El Segundo Cogen | Chevron USA Inc-El Segundo | 3452 | CA | Industrial NAICS Cogen | CT | NG | NG | 1160864 | 2020 | natural gas nonpeaker | FALSE
10213 | El Segundo Cogen | Chevron USA Inc-El Segundo | 3452 | CA | Industrial NAICS Cogen | CT | OG | OOG | 0 | 2020 | other | FALSE
10222 | Tulare Success Power Project | Lower Tule River Irrgtn Dist | 11278 | CA | NAICS-22 Non-Cogen | HY | WAT | HYC | 440 | 2020 | hydro | TRUE
10253 | Haypress | EIF Haypress LLC | 56531 | CA | NAICS-22 Non-Cogen | HY | WAT | HYC | 5180 | 2020 | hydro | TRUE
10262 | California Institute of Technology | California Institute-Technology | 2848 | CA | Commercial NAICS Cogen | CA | NG | NG | 8986 | 2020 | natural gas nonpeaker | FALSE
10262 | California Institute of Technology | California Institute-Technology | 2848 | CA | Commercial NAICS Cogen | CT | NG | NG | 57896 | 2020 | natural gas nonpeaker | FALSE
10282 | Big Creek Water Works | Big Creek Water Works Ltd | 1678 | CA | Commercial NAICS Non-Cogen | HY | WAT | HYC | 2968 | 2020 | hydro | FALSE
10294 | King City Power Plant | Calpine King City Cogen LLC | 2938 | CA | NAICS-22 Cogen | CA | NG | NG | 19276 | 2020 | natural gas nonpeaker | FALSE
10294 | King City Power Plant | Calpine King City Cogen LLC | 2938 | CA | NAICS-22 Cogen | CT | NG | NG | 42276 | 2020 | natural gas nonpeaker | FALSE
10300 | Desert View Power | Desert View Power Inc | 3998 | CA | NAICS-22 Non-Cogen | ST | NG | NG | 2531.728 | 2020 | natural gas peaker | TRUE
10300 | Desert View Power | Desert View Power Inc | 3998 | CA | NAICS-22 Non-Cogen | ST | PC | PC | 0 | 2020 | petroleum | TRUE
10300 | Desert View Power | Desert View Power Inc | 3998 | CA | NAICS-22 Non-Cogen | ST | TDF | OTH | 0 | 2020 | other | TRUE
10300 | Desert View Power | Desert View Power Inc | 3998 | CA | NAICS-22 Non-Cogen | ST | WDS | WWW | 317685.27 | 2020 | biomass | TRUE
10342 | Foster Wheeler Martinez | Foster Wheeler Power Sys Inc | 6659 | CA | NAICS-22 Cogen | CA | NG | NG | 102448 | 2020 | natural gas nonpeaker | FALSE
10342 | Foster Wheeler Martinez | Foster Wheeler Power Sys Inc | 6659 | CA | NAICS-22 Cogen | CT | NG | NG | 479406 | 2020 | natural gas nonpeaker | FALSE
10349 | Greenleaf 2 Power Plant | Greenleaf Energy LLC | 59879 | CA | NAICS-22 Cogen | GT | NG | NG | 76217 | 2020 | natural gas peaker | FALSE
10405 | Kingsburg Cogen | KES Kingsburg LP | 10337 | CA | NAICS-22 Cogen | CA | NG | NG | 838 | 2020 | natural gas nonpeaker | FALSE
10405 | Kingsburg Cogen | KES Kingsburg LP | 10337 | CA | NAICS-22 Cogen | CT | NG | NG | 2444 | 2020 | natural gas nonpeaker | FALSE
10427 | New-Indy Ontario Mill | New-Indy Ontario LLC | 22091 | CA | Industrial NAICS Non-Cogen | GT | NG | NG | 251356 | 2020 | natural gas peaker | FALSE
10437 | Sunray 2 | Sunray Energy 2, LLC | 60246 | CA | NAICS-22 Non-Cogen | PV | SUN | SUN | 58398 | 2020 | solar PV | TRUE
10438 | Sunray 3 | Sunray Energy 3 LLC | 60247 | CA | NAICS-22 Non-Cogen | PV | SUN | SUN | 33789 | 2020 | solar PV | TRUE
10439 | SEGS III | FPL Energy Operating Services Inc - SEGS | 55711 | CA | NAICS-22 Non-Cogen | ST | NG | NG | 0 | 2020 | natural gas peaker | TRUE
10439 | SEGS III | FPL Energy Operating Services Inc - SEGS | 55711 | CA | NAICS-22 Non-Cogen | ST | SUN | SUN | 0 | 2020 | solar thermal | TRUE
10440 | SEGS IV | FPL Energy Operating Services Inc - SEGS | 55711 | CA | NAICS-22 Non-Cogen | ST | NG | NG | 0 | 2020 | natural gas peaker | TRUE
10440 | SEGS IV | FPL Energy Operating Services Inc - SEGS | 55711 | CA | NAICS-22 Non-Cogen | ST | SUN | SUN | 0 | 2020 | solar thermal | TRUE
10441 | SEGS V | FPL Energy Operating Services Inc - SEGS | 55711 | CA | NAICS-22 Non-Cogen | ST | NG | NG | 0 | 2020 | natural gas peaker | TRUE
10441 | SEGS V | FPL Energy Operating Services Inc - SEGS | 55711 | CA | NAICS-22 Non-Cogen | ST | SUN | SUN | 0 | 2020 | solar thermal | TRUE
10442 | SEGS VI | FPL Energy Operating Services Inc - SEGS | 55711 | CA | NAICS-22 Non-Cogen | ST | NG | NG | 0 | 2020 | natural gas peaker | TRUE
10442 | SEGS VI | FPL Energy Operating Services Inc - SEGS | 55711 | CA | NAICS-22 Non-Cogen | ST | SUN | SUN | 0 | 2020 | solar thermal | TRUE
10443 | SEGS VII | FPL Energy Operating Services Inc - SEGS | 55711 | CA | NAICS-22 Non-Cogen | ST | NG | NG | 0 | 2020 | natural gas peaker | TRUE
10443 | SEGS VII | FPL Energy Operating Services Inc - SEGS | 55711 | CA | NAICS-22 Non-Cogen | ST | SUN | SUN | 0 | 2020 | solar thermal | TRUE
10444 | SEGS VIII | Terra-Gen Operating Co-Solar | 61950 | CA | NAICS-22 Non-Cogen | ST | NG | NG | 342 | 2020 | natural gas peaker | TRUE
10444 | SEGS VIII | Terra-Gen Operating Co-Solar | 61950 | CA | NAICS-22 Non-Cogen | ST | SUN | SUN | 114557 | 2020 | solar thermal | TRUE
10446 | SEGS IX | Terra-Gen Operating Co-Solar | 61950 | CA | NAICS-22 Non-Cogen | ST | NG | NG | 23429 | 2020 | natural gas peaker | TRUE
10446 | SEGS IX | Terra-Gen Operating Co-Solar | 61950 | CA | NAICS-22 Non-Cogen | ST | SUN | SUN | 122045 | 2020 | solar thermal | TRUE
10458 | Muck Valley Hydroelectric | Brookfield Renewable Trading and Marketing LP | 63235 | CA | NAICS-22 Non-Cogen | HY | WAT | HYC | 18167 | 2020 | hydro | TRUE
10472 | Puente Hills Energy Recovery | Los Angeles County Sanitation | 11217 | CA | Commercial NAICS Non-Cogen | IC | LFG | MLG | 0 | 2020 | biomass | FALSE
10472 | Puente Hills Energy Recovery | Los Angeles County Sanitation | 11217 | CA | Commercial NAICS Non-Cogen | ST | LFG | MLG | 206024 | 2020 | biomass | FALSE
10472 | Puente Hills Energy Recovery | Los Angeles County Sanitation | 11217 | CA | Commercial NAICS Non-Cogen | ST | NG | NG | 0 | 2020 | natural gas peaker | FALSE
10479 | Mammoth G3 | Ormat Nevada Inc | 34691 | CA | NAICS-22 Non-Cogen | BT | GEO | GEO | 103370 | 2020 | geothermal | TRUE
10480 | Mammoth G1 | Ormat Nevada Inc | 34691 | CA | NAICS-22 Non-Cogen | BT | GEO | GEO | 58465 | 2020 | geothermal | TRUE
10481 | Mammoth G2 | Ormat Nevada Inc | 34691 | CA | NAICS-22 Non-Cogen | BT | GEO | GEO | 74945 | 2020 | geothermal | TRUE
10496 | Kern River Cogeneration | Kern River Cogeneration Co | 10203 | CA | NAICS-22 Cogen | GT | NG | NG | 448936 | 2020 | natural gas peaker | FALSE
10501 | Mid-Set Cogeneration | Mid Set Cogeneration Co | 12449 | CA | NAICS-22 Cogen | GT | NG | NG | 0 | 2020 | natural gas peaker | FALSE
10548 | San Jose Cogeneration | San Jose State University Fclts Dev &Ops | 16732 | CA | Commercial NAICS Cogen | GT | DFO | DFO | 0 | 2020 | petroleum | FALSE
10548 | San Jose Cogeneration | San Jose State University Fclts Dev &Ops | 16732 | CA | Commercial NAICS Cogen | GT | KER | WOO | 0 | 2020 | other | FALSE
10548 | San Jose Cogeneration | San Jose State University Fclts Dev &Ops | 16732 | CA | Commercial NAICS Cogen | GT | NG | NG | 31656 | 2020 | natural gas peaker | FALSE
10586 | Cameron Ridge LLC | Terra-Gen Operating Co-Wind | 2770 | CA | NAICS-22 Non-Cogen | WT | WND | WND | 147797 | 2020 | onshore wind | TRUE
10597 | Ridgetop Energy LLC | Terra-Gen Operating Co-Wind | 2770 | CA | NAICS-22 Non-Cogen | WT | WND | WND | 39458 | 2020 | onshore wind | TRUE
10601 | Tesoro Wilmington Calciner | Tesoro Refining & Marketing Company LLC | 2674 | CA | Industrial NAICS Cogen | ST | NG | NG | 0 | 2020 | natural gas peaker | FALSE
10601 | Tesoro Wilmington Calciner | Tesoro Refining & Marketing Company LLC | 2674 | CA | Industrial NAICS Cogen | ST | PC | PC | 0 | 2020 | petroleum | FALSE
10601 | Tesoro Wilmington Calciner | Tesoro Refining & Marketing Company LLC | 2674 | CA | Industrial NAICS Cogen | ST | WH | OTH | 197447 | 2020 | other | FALSE
10623 | Civic Center | Los Angeles County | 11216 | CA | Commercial NAICS Cogen | CA | NG | NG | 0 | 2020 | natural gas nonpeaker | FALSE
10623 | Civic Center | Los Angeles County | 11216 | CA | Commercial NAICS Cogen | CT | DFO | DFO | 0 | 2020 | petroleum | FALSE
10623 | Civic Center | Los Angeles County | 11216 | CA | Commercial NAICS Cogen | CT | NG | NG | 16254 | 2020 | natural gas nonpeaker | FALSE
10631 | CE Leathers | CalEnergy Operating Corporation | 49899 | CA | NAICS-22 Non-Cogen | ST | GEO | GEO | 327695 | 2020 | geothermal | TRUE
10632 | Del Ranch Company | CalEnergy Operating Corporation | 49899 | CA | NAICS-22 Non-Cogen | ST | GEO | GEO | 340628 | 2020 | geothermal | TRUE
10634 | Elmore Company | CalEnergy Operating Corporation | 49899 | CA | NAICS-22 Non-Cogen | ST | GEO | GEO | 336572 | 2020 | geothermal | TRUE
10649 | Bear Mountain Limited | WCAC Operating Company | 60662 | CA | NAICS-22 Cogen | GT | NG | NG | 41877 | 2020 | natural gas peaker | FALSE
10650 | Badger Creek Limited | WCAC Operating Company | 60662 | CA | NAICS-22 Cogen | GT | NG | NG | 18607 | 2020 | natural gas peaker | FALSE
10684 | Argus Cogen Plant | Searles Valley Minerals Operations Inc. | 49968 | CA | Industrial NAICS Cogen | ST | BIT | COL | 3564.144 | 2020 | hard coal | FALSE
10684 | Argus Cogen Plant | Searles Valley Minerals Operations Inc. | 49968 | CA | Industrial NAICS Cogen | ST | NG | NG | 26721.148 | 2020 | natural gas peaker | FALSE
10684 | Argus Cogen Plant | Searles Valley Minerals Operations Inc. | 49968 | CA | Industrial NAICS Cogen | ST | RC | COL | 286726.71 | 2020 | hard coal | FALSE
10706 | Burney Creek | Snow Mountain Hydro LLC | 17725 | CA | NAICS-22 Non-Cogen | HY | WAT | HYC | 1657 | 2020 | hydro | TRUE
10707 | Cove Hydroelectric | Snow Mountain Hydro LLC | 17725 | CA | NAICS-22 Non-Cogen | HY | WAT | HYC | 7076 | 2020 | hydro | TRUE
10708 | Lost Creek I | Snow Mountain Hydro LLC | 17725 | CA | NAICS-22 Non-Cogen | HY | WAT | HYC | 5917 | 2020 | hydro | TRUE
10709 | Ponderosa Bailey Creek | Snow Mountain Hydro LLC | 17725 | CA | NAICS-22 Non-Cogen | HY | WAT | HYC | 769 | 2020 | hydro | TRUE
10718 | Karen Avenue Wind Farm | San Gorgonio Farms Inc | 16630 | CA | NAICS-22 Non-Cogen | WT | WND | WND | 29328 | 2020 | onshore wind | TRUE
10720 | Kyocera International Project | Kyocrea International, Ind | 9948 | CA | Industrial NAICS Cogen | IC | NG | NG | 11963 | 2020 | natural gas peaker | FALSE
10759 | Salton Sea Power Gen Co - Unit 3 | CalEnergy Operating Corporation | 49899 | CA | NAICS-22 Non-Cogen | ST | GEO | GEO | 330137 | 2020 | geothermal | TRUE
10763 | Ormesa III | Ormat Nevada Inc | 34691 | CA | NAICS-22 Non-Cogen | BT | GEO | GEO | 18283 | 2020 | geothermal | TRUE
10763 | Ormesa III | Ormat Nevada Inc | 34691 | CA | NAICS-22 Non-Cogen | ST | GEO | GEO | 48200 | 2020 | geothermal | TRUE
10764 | Blue Lake Power LLC | Blue Lake Power LLC | 56120 | CA | NAICS-22 Non-Cogen | ST | PG | WOO | 0 | 2020 | other | TRUE
10764 | Blue Lake Power LLC | Blue Lake Power LLC | 56120 | CA | NAICS-22 Non-Cogen | ST | WDS | WWW | 0 | 2020 | biomass | TRUE
10767 | Rio Bravo Fresno | Rio Bravo Fresno | 15986 | CA | NAICS-22 Non-Cogen | ST | NG | NG | 2692.179 | 2020 | natural gas peaker | TRUE
10767 | Rio Bravo Fresno | Rio Bravo Fresno | 15986 | CA | NAICS-22 Non-Cogen | ST | WDS | WWW | 187099.82 | 2020 | biomass | TRUE
10772 | Rio Bravo Rocklin | Rio Bravo Rocklin | 16077 | CA | NAICS-22 Non-Cogen | ST | NG | NG | 2601.115 | 2020 | natural gas peaker | TRUE
10772 | Rio Bravo Rocklin | Rio Bravo Rocklin | 16077 | CA | NAICS-22 Non-Cogen | ST | WDS | WWW | 174521.89 | 2020 | biomass | TRUE
10776 | E F Oxnard Energy Facility | EF Oxnard, LLC | 5533 | CA | NAICS-22 Non-Cogen | GT | NG | NG | 60615 | 2020 | natural gas peaker | TRUE
10777 | HL Power | HL Power Company | 56866 | CA | NAICS-22 Non-Cogen | ST | NG | NG | 1428.26 | 2020 | natural gas peaker | TRUE
10777 | HL Power | HL Power Company | 56866 | CA | NAICS-22 Non-Cogen | ST | WDS | WWW | 201734.74 | 2020 | biomass | TRUE
10836 | Woodland Biomass Power Ltd | DTE Energy Services-Woodland | 54806 | CA | NAICS-22 Non-Cogen | ST | NG | NG | 121.774 | 2020 | natural gas peaker | TRUE
10836 | Woodland Biomass Power Ltd | DTE Energy Services-Woodland | 54806 | CA | NAICS-22 Non-Cogen | ST | WDS | WWW | 31005.226 | 2020 | biomass | TRUE
10840 | Covanta Delano Energy | Covanta Delano Inc | 56099 | CA | NAICS-22 Non-Cogen | ST | NG | NG | 0 | 2020 | natural gas peaker | TRUE
10840 | Covanta Delano Energy | Covanta Delano Inc | 56099 | CA | NAICS-22 Non-Cogen | ST | WDS | WWW | 0 | 2020 | biomass | TRUE
10873 | Coso Finance Partners | Coso Operating Co LLC | 4397 | CA | NAICS-22 Non-Cogen | ST | GEO | GEO | 472193 | 2020 | geothermal | TRUE
10874 | Coso Power Developers | Coso Operating Co LLC | 4397 | CA | NAICS-22 Non-Cogen | ST | GEO | GEO | 396781 | 2020 | geothermal | TRUE
10875 | Coso Energy Developers | Coso Operating Co LLC | 4397 | CA | NAICS-22 Non-Cogen | ST | GEO | GEO | 267393 | 2020 | geothermal | TRUE
10878 | Salton Sea Power Gen Co - Unit 1 | CalEnergy Operating Corporation | 49899 | CA | NAICS-22 Non-Cogen | ST | GEO | GEO | 70469 | 2020 | geothermal | TRUE
10879 | Salton Sea Power Gen Co - Unit 2 | CalEnergy Operating Corporation | 49899 | CA | NAICS-22 Non-Cogen | ST | GEO | GEO | 95482 | 2020 | geothermal | TRUE
10880 | Bidwell Ditch Project | Mega Renewables | 12239 | CA | NAICS-22 Non-Cogen | HY | WAT | HYC | 11807 | 2020 | hydro | TRUE
10881 | Roaring Creek Water Power | Shasta Hydroelectric Inc | 16997 | CA | NAICS-22 Non-Cogen | HY | WAT | HYC | 3419 | 2020 | hydro | TRUE
10882 | Hatchet Creek Project | Mega Renewables | 12239 | CA | NAICS-22 Non-Cogen | HY | WAT | HYC | 9048 | 2020 | hydro | TRUE
10884 | Olive View Medical Center | Los Angeles County | 11216 | CA | Commercial NAICS Cogen | GT | DFO | DFO | 0 | 2020 | petroleum | FALSE
10884 | Olive View Medical Center | Los Angeles County | 11216 | CA | Commercial NAICS Cogen | GT | NG | NG | 18218.18 | 2020 | natural gas peaker | FALSE
50003 | Chalk Cliff Limited | WCAC Operating Company | 60662 | CA | NAICS-22 Cogen | GT | NG | NG | 12569 | 2020 | natural gas peaker | FALSE
50037 | Rio Bravo Hydro Project | Olcese Water District | 30347 | CA | NAICS-22 Non-Cogen | HY | WAT | HYC | 17892 | 2020 | hydro | TRUE
50049 | Humboldt Sawmill Company | Mendocino Forest Products | 60153 | CA | Industrial NAICS Cogen | ST | DFO | DFO | 113.703 | 2020 | petroleum | FALSE
50049 | Humboldt Sawmill Company | Mendocino Forest Products | 60153 | CA | Industrial NAICS Cogen | ST | WDS | WWW | 126152.3 | 2020 | biomass | FALSE
50061 | San Diego State University | San Diego State University | 16625 | CA | Commercial NAICS Cogen | CA | NG | NG | 5430 | 2020 | natural gas nonpeaker | FALSE
50061 | San Diego State University | San Diego State University | 16625 | CA | Commercial NAICS Cogen | CT | NG | NG | 39846 | 2020 | natural gas nonpeaker | FALSE
50061 | San Diego State University | San Diego State University | 16625 | CA | Commercial NAICS Cogen | PV | SUN | SUN | 1191.37 | 2020 | solar PV | FALSE
50066 | Calistoga Power Plant | Geysers Power Co LLC | 7160 | CA | NAICS-22 Non-Cogen | ST | GEO | GEO | 468902 | 2020 | geothermal | TRUE
50076 | Santa Felicia Dam | United Water Conservation Dist | 19532 | CA | NAICS-22 Non-Cogen | HY | WAT | HYC | 1683 | 2020 | hydro | TRUE
50089 | Univ of San Francisco Cogen | University of San Francisco | 24010 | CA | Commercial NAICS Cogen | IC | NG | NG | 7137 | 2020 | natural gas peaker | FALSE
50110 | Sierra Pacific Burney Facility | Sierra Pacific Industries Inc | 17164 | CA | Industrial NAICS Cogen | ST | WDS | WWW | 96561 | 2020 | biomass | FALSE
50112 | Sierra Pacific Quincy Facility | Sierra Pacific Industries Inc | 17164 | CA | Industrial NAICS Non-Cogen | ST | WDS | WWW | 163216 | 2020 | biomass | FALSE
50115 | US Borax | U S Borax Inc | 22669 | CA | Industrial NAICS Cogen | GT | NG | NG | 315050 | 2020 | natural gas peaker | FALSE
50119 | Phillips 66 Rodeo Refinery | Phillips 66 Company | 4208 | CA | Industrial NAICS Cogen | GT | NG | NG | 127439.87 | 2020 | natural gas peaker | FALSE
50119 | Phillips 66 Rodeo Refinery | Phillips 66 Company | 4208 | CA | Industrial NAICS Cogen | GT | OG | OOG | 256853.13 | 2020 | other | FALSE
50129 | Indian Valley Dam Hydro Project | Yolo County Flood Control WCD | 22079 | CA | NAICS-22 Non-Cogen | HY | WAT | HYC | 9619 | 2020 | hydro | TRUE
50131 | Coalinga Cogeneration | Coalinga Cogeneration Co | 3852 | CA | NAICS-22 Cogen | GT | NG | NG | 0 | 2020 | natural gas peaker | FALSE
50134 | Sycamore Cogeneration | Sycamore Cogeneration Co | 18390 | CA | NAICS-22 Cogen | GT | NG | NG | 706101 | 2020 | natural gas peaker | FALSE
50156 | Bear Creek | Central Rivers Power US, LLC | 64078 | CA | NAICS-22 Non-Cogen | HY | WAT | HYC | 2 | 2020 | hydro | TRUE
50170 | Berry Cogen | Berry Petroleum Co | 1569 | CA | Industrial NAICS Cogen | GT | NG | NG | 279169 | 2020 | natural gas peaker | FALSE
50179 | Box Canyon Dam | Siskiyou Power Authority | 58896 | CA | NAICS-22 Non-Cogen | HY | WAT | HYC | 7774 | 2020 | hydro | TRUE
50180 | Olsen | Olsen Power Partners | 60821 | CA | NAICS-22 Non-Cogen | HY | WAT | HYC | 8905 | 2020 | hydro | TRUE
50200 | B Braun Medical | B Braun Medical Inc | 1058 | CA | Industrial NAICS Cogen | GT | NG | NG | 36294 | 2020 | natural gas peaker | FALSE
50210 | Vulcan-BN Geothermal Power Company | CalEnergy Operating Corporation | 49899 | CA | NAICS-22 Non-Cogen | ST | GEO | GEO | 260347 | 2020 | geothermal | TRUE
50216 | Watson Cogeneration | ARCO Products Co-Watson | 867 | CA | Industrial NAICS Cogen | CA | NG | NG | 134763.97 | 2020 | natural gas nonpeaker | FALSE
50216 | Watson Cogeneration | ARCO Products Co-Watson | 867 | CA | Industrial NAICS Cogen | CA | OG | OOG | 27772.863 | 2020 | other | FALSE
50216 | Watson Cogeneration | ARCO Products Co-Watson | 867 | CA | Industrial NAICS Cogen | CA | WO | WOO | 237.172 | 2020 | petroleum | FALSE
50216 | Watson Cogeneration | ARCO Products Co-Watson | 867 | CA | Industrial NAICS Cogen | CT | NG | NG | 2417783.3 | 2020 | natural gas nonpeaker | FALSE
50216 | Watson Cogeneration | ARCO Products Co-Watson | 867 | CA | Industrial NAICS Cogen | CT | OG | OOG | 378143.71 | 2020 | other | FALSE
50216 | Watson Cogeneration | ARCO Products Co-Watson | 867 | CA | Industrial NAICS Cogen | CT | WO | WOO | 4472.967 | 2020 | petroleum | FALSE
50218 | Woodward Power Plant | Turlock Irrigation District | 19281 | CA | NAICS-22 Non-Cogen | HY | WAT | HYC | 1866 | 2020 | hydro | TRUE
50223 | Nelson Creek | Nelson Creek Power Inc | 13353 | CA | NAICS-22 Non-Cogen | HY | WAT | HYC | 1082 | 2020 | hydro | TRUE
50224 | Oxnard Wastewater Treatment Plant | Oxnard City of | 22045 | CA | Commercial NAICS Cogen | IC | NG | NG | 1244.638 | 2020 | natural gas peaker | FALSE
50224 | Oxnard Wastewater Treatment Plant | Oxnard City of | 22045 | CA | Commercial NAICS Cogen | IC | OBG | ORW | 4588.362 | 2020 | biomass | FALSE
50224 | Oxnard Wastewater Treatment Plant | Oxnard City of | 22045 | CA | Commercial NAICS Cogen | IC | PG | WOO | 0 | 2020 | other | FALSE
50234 | San Antonio Regional Hospital | San Antonio Regional Hospital | 16583 | CA | Commercial NAICS Cogen | IC | NG | NG | 12783.12 | 2020 | natural gas peaker | FALSE
50276 | Wintec Energy Ltd | Wintec Energy Ltd | 20707 | CA | NAICS-22 Non-Cogen | WT | WND | WND | 582 | 2020 | onshore wind | TRUE
50281 | San Gorgonio Farms Wind Farm | San Gorgonio Farms Inc | 16630 | CA | NAICS-22 Non-Cogen | WT | WND | WND | 85980 | 2020 | onshore wind | TRUE
50293 | Wadham Energy LP | Wadham Energy Ltd Partners | 19946 | CA | NAICS-22 Non-Cogen | ST | AB | ORW | 146120.06 | 2020 | biomass | TRUE
50293 | Wadham Energy LP | Wadham Energy Ltd Partners | 19946 | CA | NAICS-22 Non-Cogen | ST | NG | NG | 422.94 | 2020 | natural gas peaker | TRUE
50299 | AltaGas Ripon Energy Inc. | AltaGas Ripon Energy Inc. | 60134 | CA | NAICS-22 Non-Cogen | GT | NG | NG | 6901 | 2020 | natural gas peaker | TRUE
50300 | VESI Pomona | VESI Pomona Energy Storage, Inc. | 54736 | CA | NAICS-22 Non-Cogen | BA | MWH | OTH | -2370 | 2020 | other | TRUE
50300 | VESI Pomona | VESI Pomona Energy Storage, Inc. | 54736 | CA | NAICS-22 Non-Cogen | ST | NG | NG | 0 | 2020 | natural gas peaker | TRUE
50322 | Site 980 65 | Madera-Chowchilla Power Auth | 26287 | CA | NAICS-22 Non-Cogen | HY | WAT | HYC | 2085 | 2020 | hydro | TRUE
50350 | Forks of Butte Hydro Project | HYPOWER INC | 8530 | CA | NAICS-22 Non-Cogen | HY | WAT | HYC | 14940 | 2020 | hydro | TRUE
50375 | East Portal Generator | Calleguas Mun Water District | 30076 | CA | NAICS-22 Non-Cogen | HY | WAT | HYC | 6376 | 2020 | hydro | TRUE
50386 | Windland | Terra-Gen Operating Co-Wind | 2770 | CA | NAICS-22 Non-Cogen | WT | WND | WND | 5298 | 2020 | onshore wind | TRUE
50388 | Phillips 66 Carbon Plant | Phillips 66 Company | 4208 | CA | Industrial NAICS Cogen | ST | NG | NG | 0 | 2020 | natural gas peaker | FALSE
50388 | Phillips 66 Carbon Plant | Phillips 66 Company | 4208 | CA | Industrial NAICS Cogen | ST | PC | PC | 0 | 2020 | petroleum | FALSE
50388 | Phillips 66 Carbon Plant | Phillips 66 Company | 4208 | CA | Industrial NAICS Cogen | ST | WH | OTH | 96745 | 2020 | other | FALSE
50393 | Friant Hydro Facility | Friant Power Authority | 25438 | CA | NAICS-22 Non-Cogen | HY | WAT | HYC | 71288 | 2020 | hydro | TRUE
50400 | Sand Bar Power Plant | Tri-Dam Power Authority | 19560 | CA | NAICS-22 Non-Cogen | HY | WAT | HYC | 44397 | 2020 | hydro | TRUE
50464 | Oxnard | Procter&Gamble Paper Products Co-Oxnard | 15375 | CA | Industrial NAICS Cogen | GT | NG | NG | 553012 | 2020 | natural gas peaker | FALSE
50492 | Gas Utilization Facility | City of San Diego | 16764 | CA | Commercial NAICS Cogen | HY | WAT | HYC | 0 | 2020 | hydro | FALSE
50492 | Gas Utilization Facility | City of San Diego | 16764 | CA | Commercial NAICS Cogen | IC | NG | NG | 0 | 2020 | natural gas peaker | FALSE
50492 | Gas Utilization Facility | City of San Diego | 16764 | CA | Commercial NAICS Cogen | IC | OBG | ORW | 11459 | 2020 | biomass | FALSE
50530 | Equilon Los Angeles Refining | Tesoro Refining and Marketing Company | 55985 | CA | Industrial NAICS Cogen | GT | NG | NG | 67266.287 | 2020 | natural gas peaker | FALSE
50530 | Equilon Los Angeles Refining | Tesoro Refining and Marketing Company | 55985 | CA | Industrial NAICS Cogen | GT | OG | OOG | 247985.99 | 2020 | other | FALSE
50530 | Equilon Los Angeles Refining | Tesoro Refining and Marketing Company | 55985 | CA | Industrial NAICS Cogen | ST | NG | NG | 11604.78 | 2020 | natural gas peaker | FALSE
50530 | Equilon Los Angeles Refining | Tesoro Refining and Marketing Company | 55985 | CA | Industrial NAICS Cogen | ST | OG | OOG | 34183.1 | 2020 | other | FALSE
50532 | Victory Garden (Tehachapi) | Wind Stream Operations LLC | 56899 | CA | NAICS-22 Non-Cogen | WT | WND | WND | 21799 | 2020 | onshore wind | TRUE
50535 | Mesa Wind Power Corp | Brookfield Renewable Trading and Marketing LP | 63235 | CA | NAICS-22 Non-Cogen | WT | WND | WND | 812 | 2020 | onshore wind | TRUE
50536 | Sky River Wind Energy Center | Sky River Wind LLC | 64156 | CA | NAICS-22 Non-Cogen | WT | WND | WND | 36984 | 2020 | onshore wind | TRUE
50537 | SRI International Cogen Project | IPT SRI Cogeneration Inc | 9297 | CA | Commercial NAICS Cogen | GT | DFO | DFO | 0 | 2020 | petroleum | FALSE
50537 | SRI International Cogen Project | IPT SRI Cogeneration Inc | 9297 | CA | Commercial NAICS Cogen | GT | NG | NG | 28459 | 2020 | natural gas peaker | FALSE
50540 | BP Carson Refinery | Tesoro Carson Refinery | 2696 | CA | Industrial NAICS Non-Cogen | OT | NG | NG | 0 | 2020 | other | FALSE
50540 | BP Carson Refinery | Tesoro Carson Refinery | 2696 | CA | Industrial NAICS Non-Cogen | OT | OG | OOG | 0 | 2020 | other | FALSE
50541 | Harbor Cogen | Harbor Cogeneration Co. | 8303 | CA | NAICS-22 Non-Cogen | CA | NG | NG | 0 | 2020 | natural gas nonpeaker | TRUE
50541 | Harbor Cogen | Harbor Cogeneration Co. | 8303 | CA | NAICS-22 Non-Cogen | CT | NG | NG | 19177 | 2020 | natural gas nonpeaker | TRUE
50546 | Bowman | Nevada Irrigation District | 13402 | CA | NAICS-22 Non-Cogen | HY | WAT | HYC | 8897 | 2020 | hydro | TRUE
50552 | GPS Cabazon Wind LLC | GlidePath Power Operations LLC | 61728 | CA | NAICS-22 Non-Cogen | WT | WND | WND | 33916 | 2020 | onshore wind | TRUE
50553 | Edom Hills Project 1 LLC | Red Marlin Wind Ventures, LLC | 61208 | CA | NAICS-22 Non-Cogen | WT | WND | WND | 29640 | 2020 | onshore wind | TRUE
50560 | Pacific-Ultrapower Chinese Station | IHI Power Services Corp | 58650 | CA | NAICS-22 Non-Cogen | ST | PG | WOO | 0 | 2020 | other | TRUE
50560 | Pacific-Ultrapower Chinese Station | IHI Power Services Corp | 58650 | CA | NAICS-22 Non-Cogen | ST | WDS | WWW | 127045 | 2020 | biomass | TRUE
50571 | Altamont Gas Recovery | WM Renewable Energy LLC | 54842 | CA | NAICS-22 Non-Cogen | GT | LFG | MLG | 38079 | 2020 | biomass | TRUE
50571 | Altamont Gas Recovery | WM Renewable Energy LLC | 54842 | CA | NAICS-22 Non-Cogen | IC | LFG | MLG | 0 | 2020 | biomass | TRUE
50612 | McKittrick Limited | WCAC Operating Company | 60662 | CA | NAICS-22 Cogen | GT | NG | NG | 16096 | 2020 | natural gas peaker | FALSE
50622 | Berry Cogen Tanne Hills 18 | Berry Petroleum Co | 1569 | CA | Industrial NAICS Cogen | GT | NG | NG | 140853 | 2020 | natural gas peaker | FALSE
50623 | Gaviota Oil Plant | Freeport McMoRan Oil & Gas | 15174 | CA | Industrial NAICS Cogen | GT | NG | NG | 0 | 2020 | natural gas peaker | FALSE
50624 | Torrance Refining Company, LLC | Torrance Refining Company, LLC | 60657 | CA | Industrial NAICS Cogen | GT | NG | NG | 11331 | 2020 | natural gas peaker | FALSE
50624 | Torrance Refining Company, LLC | Torrance Refining Company, LLC | 60657 | CA | Industrial NAICS Cogen | GT | OG | OOG | 122105 | 2020 | other | FALSE
50624 | Torrance Refining Company, LLC | Torrance Refining Company, LLC | 60657 | CA | Industrial NAICS Cogen | ST | WH | OTH | 11859 | 2020 | other | FALSE
50632 | Covanta Stanislaus Energy | Covanta Stanislaus Inc | 4498 | CA | NAICS-22 Non-Cogen | ST | DFO | DFO | 1713.111 | 2020 | petroleum | TRUE
50632 | Covanta Stanislaus Energy | Covanta Stanislaus Inc | 4498 | CA | NAICS-22 Non-Cogen | ST | MSB | MLG | 66155.097 | 2020 | municipal solid waste | TRUE
50632 | Covanta Stanislaus Energy | Covanta Stanislaus Inc | 4498 | CA | NAICS-22 Non-Cogen | ST | MSN | OTH | 80854.792 | 2020 | municipal solid waste | TRUE
50674 | Municipal Cogen Plant | Palm Springs City of | 14395 | CA | Commercial NAICS Non-Cogen | IC | NG | NG | 7094 | 2020 | natural gas peaker | FALSE
50690 | San Gorgonio Westwinds II LLC | Terra-Gen Operating Co-Wind | 2770 | CA | NAICS-22 Non-Cogen | WT | WND | WND | 121948 | 2020 | onshore wind | TRUE
50696 | Plant No 1 Orange County | Orange County Sanitation Dist | 14155 | CA | Commercial NAICS Cogen | IC | NG | NG | 4472.347 | 2020 | natural gas peaker | FALSE
50696 | Plant No 1 Orange County | Orange County Sanitation Dist | 14155 | CA | Commercial NAICS Cogen | IC | OBG | ORW | 29499.653 | 2020 | biomass | FALSE
50748 | Agnews Power Plant | OLS Energy-Agnews Inc. | 2871 | CA | NAICS-22 Non-Cogen | CA | NG | NG | 2986 | 2020 | natural gas nonpeaker | TRUE
50748 | Agnews Power Plant | OLS Energy-Agnews Inc. | 2871 | CA | NAICS-22 Non-Cogen | CT | NG | NG | 10239 | 2020 | natural gas nonpeaker | TRUE
50750 | Coalinga Cogeneration Facility | Aera Energy LLC-Coalinga | 23005 | CA | Industrial NAICS Cogen | GT | NG | NG | 47605 | 2020 | natural gas peaker | FALSE
50751 | Southeast Kern River Cogen | Chevron USA Inc | 54713 | CA | Industrial NAICS Cogen | GT | NG | NG | 120426 | 2020 | natural gas peaker | FALSE
50752 | South Belridge Cogeneration Facility | AERA Energy LLC | 164 | CA | Industrial NAICS Cogen | GT | NG | NG | 464117 | 2020 | natural gas peaker | FALSE
50754 | Oak Creek Energy Systems I | Oak Creek Energy System Inc II | 13938 | CA | NAICS-22 Non-Cogen | WT | WND | WND | 62223 | 2020 | onshore wind | TRUE
50766 | Ormesa I | Ormat Nevada Inc | 34691 | CA | NAICS-22 Non-Cogen | BT | GEO | GEO | 0 | 2020 | geothermal | TRUE
50766 | Ormesa I | Ormat Nevada Inc | 34691 | CA | NAICS-22 Non-Cogen | ST | GEO | GEO | 98652 | 2020 | geothermal | TRUE
50820 | East Winds Project | Terra-Gen Operating Co-Wind | 2770 | CA | NAICS-22 Non-Cogen | WT | WND | WND | 7102 | 2020 | onshore wind | TRUE
50821 | Mojave 16/17/18 | Terra-Gen Operating Co-Wind | 2770 | CA | NAICS-22 Non-Cogen | WT | WND | WND | 97991 | 2020 | onshore wind | TRUE
50837 | Southeast Resource Recovery | SERRF Joint Powers Authority | 16899 | CA | NAICS-22 Cogen | ST | MSB | MLG | 73475.28 | 2020 | municipal solid waste | FALSE
50837 | Southeast Resource Recovery | SERRF Joint Powers Authority | 16899 | CA | NAICS-22 Cogen | ST | MSN | OTH | 89805.807 | 2020 | municipal solid waste | FALSE
50837 | Southeast Resource Recovery | SERRF Joint Powers Authority | 16899 | CA | NAICS-22 Cogen | ST | NG | NG | 9833.913 | 2020 | natural gas peaker | FALSE
50849 | PE Berkeley | Berkeley Cogeneration Facility | 61261 | CA | Commercial NAICS Cogen | CA | DFO | DFO | 0 | 2020 | petroleum | FALSE
50849 | PE Berkeley | Berkeley Cogeneration Facility | 61261 | CA | Commercial NAICS Cogen | CA | NG | NG | 7036 | 2020 | natural gas nonpeaker | FALSE
50849 | PE Berkeley | Berkeley Cogeneration Facility | 61261 | CA | Commercial NAICS Cogen | CT | DFO | DFO | 0 | 2020 | petroleum | FALSE
50849 | PE Berkeley | Berkeley Cogeneration Facility | 61261 | CA | Commercial NAICS Cogen | CT | NG | NG | 158849 | 2020 | natural gas nonpeaker | FALSE
50850 | OLS Energy Chino | OLS Energy-Chino | 14265 | CA | NAICS-22 Cogen | CA | NG | NG | 2126 | 2020 | natural gas nonpeaker | FALSE
50850 | OLS Energy Chino | OLS Energy-Chino | 14265 | CA | NAICS-22 Cogen | CT | DFO | DFO | 0 | 2020 | petroleum | FALSE
50850 | OLS Energy Chino | OLS Energy-Chino | 14265 | CA | NAICS-22 Cogen | CT | NG | NG | 5358 | 2020 | natural gas nonpeaker | FALSE
50851 | CSUCI Site Authority | CSUCI Site Authority | 56835 | CA | NAICS-22 Cogen | CA | NG | NG | 1949 | 2020 | natural gas nonpeaker | FALSE
50851 | CSUCI Site Authority | CSUCI Site Authority | 56835 | CA | NAICS-22 Cogen | CT | DFO | DFO | 0 | 2020 | petroleum | FALSE
50851 | CSUCI Site Authority | CSUCI Site Authority | 56835 | CA | NAICS-22 Cogen | CT | NG | NG | 6443 | 2020 | natural gas nonpeaker | FALSE
50864 | Sargent Canyon Cogeneration | Sargent Canyon Cogeneration Co | 16636 | CA | NAICS-22 Cogen | GT | NG | NG | 0 | 2020 | natural gas peaker | FALSE
50865 | Salinas River Cogeneration | Salinas River Cogeneration Co | 16506 | CA | NAICS-22 Cogen | GT | NG | NG | 254600 | 2020 | natural gas peaker | FALSE
50881 | Wheelabrator Shasta | Wheelabrator Environmental Systems | 20541 | CA | NAICS-22 Non-Cogen | ST | AB | ORW | 0 | 2020 | biomass | TRUE
50881 | Wheelabrator Shasta | Wheelabrator Environmental Systems | 20541 | CA | NAICS-22 Non-Cogen | ST | NG | NG | 0 | 2020 | natural gas peaker | TRUE
50881 | Wheelabrator Shasta | Wheelabrator Environmental Systems | 20541 | CA | NAICS-22 Non-Cogen | ST | WDS | WWW | 277226 | 2020 | biomass | TRUE
50892 | Rock Creek LP | Hydroland Omega LLC | 63985 | CA | NAICS-22 Non-Cogen | HY | WAT | HYC | 556 | 2020 | hydro | TRUE
50961 | Slate Creek | Central Rivers Power US, LLC | 64078 | CA | NAICS-22 Non-Cogen | HY | WAT | HYC | 484 | 2020 | hydro | TRUE
50963 | Naval Hospital Medical Center | Department of the Navy | 2844 | CA | Commercial NAICS Cogen | GT | NG | NG | 13444 | 2020 | natural gas peaker | FALSE
52063 | Martinez Sulfuric Acid Regeneration Plt | Eco Services Corp. | 59409 | CA | Industrial NAICS Cogen | ST | NG | NG | 0 | 2020 | natural gas peaker | FALSE
52063 | Martinez Sulfuric Acid Regeneration Plt | Eco Services Corp. | 59409 | CA | Industrial NAICS Cogen | ST | RFO | RFO | 0 | 2020 | petroleum | FALSE
52063 | Martinez Sulfuric Acid Regeneration Plt | Eco Services Corp. | 59409 | CA | Industrial NAICS Cogen | ST | WH | OTH | 10933 | 2020 | other | FALSE
52064 | Dominguez Plant | Eco Services Corp. | 59409 | CA | Industrial NAICS Cogen | ST | NG | NG | 0 | 2020 | natural gas peaker | FALSE
52064 | Dominguez Plant | Eco Services Corp. | 59409 | CA | Industrial NAICS Cogen | ST | WH | OTH | 13154 | 2020 | other | FALSE
52073 | UCLA So Campus Cogen Project | University of California-LA | 19524 | CA | Commercial NAICS Cogen | CA | DFO | DFO | 0 | 2020 | petroleum | FALSE
52073 | UCLA So Campus Cogen Project | University of California-LA | 19524 | CA | Commercial NAICS Cogen | CA | LFG | MLG | 0 | 2020 | biomass | FALSE
52073 | UCLA So Campus Cogen Project | University of California-LA | 19524 | CA | Commercial NAICS Cogen | CA | NG | NG | 60073 | 2020 | natural gas nonpeaker | FALSE
52073 | UCLA So Campus Cogen Project | University of California-LA | 19524 | CA | Commercial NAICS Cogen | CT | DFO | DFO | 0 | 2020 | petroleum | FALSE
52073 | UCLA So Campus Cogen Project | University of California-LA | 19524 | CA | Commercial NAICS Cogen | CT | LFG | MLG | 0 | 2020 | biomass | FALSE
52073 | UCLA So Campus Cogen Project | University of California-LA | 19524 | CA | Commercial NAICS Cogen | CT | NG | NG | 203164 | 2020 | natural gas nonpeaker | FALSE
52076 | McKittrick Cogen | Chevron USA Inc | 54713 | CA | Industrial NAICS Cogen | GT | NG | NG | 77691 | 2020 | natural gas peaker | FALSE
52077 | Lost Hills Cogeneration Plant | AERA Energy LLC | 164 | CA | Industrial NAICS Cogen | GT | NG | NG | 42383 | 2020 | natural gas peaker | FALSE
52081 | Cymric 31X Cogen | Chevron USA Inc | 54713 | CA | Industrial NAICS Cogen | GT | NG | NG | 34852 | 2020 | natural gas peaker | FALSE
52082 | Cymric 6Z Cogen | Chevron USA Inc | 54713 | CA | Industrial NAICS Cogen | GT | NG | NG | 45439 | 2020 | natural gas peaker | FALSE
52085 | Taft 26C Cogen | Chevron USA Inc | 54713 | CA | Industrial NAICS Cogen | GT | NG | NG | 79490 | 2020 | natural gas peaker | FALSE
52086 | Coalinga 25D Cogen | Chevron USA Inc | 54713 | CA | Industrial NAICS Cogen | GT | NG | NG | 69274 | 2020 | natural gas peaker | FALSE
52096 | Berry Placerita Cogen | Berry Petroleum Co | 1569 | CA | Industrial NAICS Cogen | GT | NG | NG | 299956 | 2020 | natural gas peaker | FALSE
52099 | Plant No 2 Orange County | Orange County Sanitation Dist | 14155 | CA | Commercial NAICS Cogen | IC | NG | NG | 10045.183 | 2020 | natural gas peaker | FALSE
52099 | Plant No 2 Orange County | Orange County Sanitation Dist | 14155 | CA | Commercial NAICS Cogen | IC | OBG | ORW | 44745.817 | 2020 | biomass | FALSE
52099 | Plant No 2 Orange County | Orange County Sanitation Dist | 14155 | CA | Commercial NAICS Cogen | ST | NG | NG | 0 | 2020 | natural gas peaker | FALSE
52099 | Plant No 2 Orange County | Orange County Sanitation Dist | 14155 | CA | Commercial NAICS Cogen | ST | OBG | ORW | 0 | 2020 | biomass | FALSE
52104 | Cymric 36W Cogen | Chevron USA Inc | 54713 | CA | Industrial NAICS Cogen | GT | NG | NG | 57397 | 2020 | natural gas peaker | FALSE
52107 | Kern River Eastridge Cogen | Chevron USA Inc | 54713 | CA | Industrial NAICS Cogen | GT | NG | NG | 241161 | 2020 | natural gas peaker | FALSE
52109 | Richmond Cogen | Chevron Products Company-Richmond | 49732 | CA | Industrial NAICS Cogen | CA | NG | NG | 101943.56 | 2020 | natural gas nonpeaker | FALSE
52109 | Richmond Cogen | Chevron Products Company-Richmond | 49732 | CA | Industrial NAICS Cogen | CA | OG | OOG | 29649.438 | 2020 | other | FALSE
52109 | Richmond Cogen | Chevron Products Company-Richmond | 49732 | CA | Industrial NAICS Cogen | CT | NG | NG | 797487 | 2020 | natural gas nonpeaker | FALSE
52109 | Richmond Cogen | Chevron Products Company-Richmond | 49732 | CA | Industrial NAICS Cogen | CT | OG | OOG | 0 | 2020 | other | FALSE
52109 | Richmond Cogen | Chevron Products Company-Richmond | 49732 | CA | Industrial NAICS Cogen | ST | WH | OTH | 0 | 2020 | other | FALSE
52142 | Mojave 3/4/5 | Terra-Gen Operating Co-Wind | 2770 | CA | NAICS-22 Non-Cogen | WT | WND | WND | 147742 | 2020 | onshore wind | TRUE
52147 | C P Kelco San Diego Plant | CPKelco U S Inc | 3221 | CA | Industrial NAICS Cogen | GT | NG | NG | 90823 | 2020 | natural gas peaker | FALSE
52158 | Aidlin Geothermal Power Plant | Geysers Power Co LLC | 7160 | CA | NAICS-22 Non-Cogen | ST | GEO | GEO | 105059 | 2020 | geothermal | TRUE
52160 | Victory Garden Phase IV LLC | Terra-Gen Operating Co-Wind | 2770 | CA | NAICS-22 Non-Cogen | WT | WND | WND | 1846 | 2020 | onshore wind | TRUE
52169 | Midway Sunset Cogen | Midway-Sunset Cogeneration Co | 12687 | CA | NAICS-22 Cogen | GT | NG | NG | 605509 | 2020 | natural gas peaker | FALSE
52186 | Yuba City Cogen Partners | Wellhead Services, Inc | 20323 | CA | NAICS-22 Cogen | GT | NG | NG | 24974 | 2020 | natural gas peaker | FALSE
54017 | San Gabriel Hydro Project | Los Angeles County-San Gabriel | 11295 | CA | NAICS-22 Non-Cogen | HY | WAT | HYC | 13619 | 2020 | hydro | TRUE
54038 | Geo East Mesa II | Ormat Nevada Inc | 34691 | CA | NAICS-22 Non-Cogen | ST | GEO | GEO | 0 | 2020 | geothermal | TRUE
54111 | Second Imperial Geothermal | ORCAL Geothermal, Inc | 49748 | CA | NAICS-22 Non-Cogen | BT | GEO | GEO | 205217 | 2020 | geothermal | TRUE
54238 | Stockton Biomass | DTE Stockton LLC | 56652 | CA | NAICS-22 Cogen | ST | BIT | COL | 0 | 2020 | hard coal | FALSE
54238 | Stockton Biomass | DTE Stockton LLC | 56652 | CA | NAICS-22 Cogen | ST | DFO | DFO | 0 | 2020 | petroleum | FALSE
54238 | Stockton Biomass | DTE Stockton LLC | 56652 | CA | NAICS-22 Cogen | ST | NG | NG | 6635.672 | 2020 | natural gas peaker | FALSE
54238 | Stockton Biomass | DTE Stockton LLC | 56652 | CA | NAICS-22 Cogen | ST | PC | PC | 0 | 2020 | petroleum | FALSE
54238 | Stockton Biomass | DTE Stockton LLC | 56652 | CA | NAICS-22 Cogen | ST | WDS | WWW | 371950.33 | 2020 | biomass | FALSE
54261 | Warm Springs Hydro Project | Sonoma County Water Agency | 21944 | CA | NAICS-22 Non-Cogen | HY | WAT | HYC | 0 | 2020 | hydro | TRUE
54296 | Biola University Hybrid | Biola University | 1752 | CA | Commercial NAICS Cogen | BA | MWH | OTH | -3 | 2020 | other | FALSE
54296 | Biola University Hybrid | Biola University | 1752 | CA | Commercial NAICS Cogen | IC | NG | NG | 9735 | 2020 | natural gas peaker | FALSE
54298 | Coram Energy LLC (ECT) | Brookfield Renewable Trading and Marketing LP | 63235 | CA | NAICS-22 Non-Cogen | WT | WND | WND | 27712 | 2020 | onshore wind | TRUE
54299 | Coram Energy LLC | Brookfield Renewable Trading and Marketing LP | 63235 | CA | NAICS-22 Non-Cogen | WT | WND | WND | 9725 | 2020 | onshore wind | TRUE
54300 | CTV Power Purchase Contract Trust | Brookfield Renewable Trading and Marketing LP | 63235 | CA | NAICS-22 Non-Cogen | WT | WND | WND | 11999 | 2020 | onshore wind | TRUE
54308 | Three Forks Water Power Project | Grizzly Mountain Ranch | 54722 | CA | NAICS-22 Non-Cogen | HY | WAT | HYC | 4043 | 2020 | hydro | TRUE
54410 | Western Power & Steam Inc | Western Power and Steam II LLC | 63997 | CA | Industrial NAICS Cogen | GT | NG | NG | 147297 | 2020 | natural gas peaker | FALSE
54447 | Welport Lease Project | Sentinel Peak Resources California, LLC | 60637 | CA | Industrial NAICS Cogen | GT | NG | NG | 35795 | 2020 | natural gas peaker | FALSE
54449 | Dome Project | Sentinel Peak Resources California, LLC | 60637 | CA | Industrial NAICS Cogen | GT | NG | NG | 48906 | 2020 | natural gas peaker | FALSE
54451 | Los Angeles Refinery Wilmington | Phillips 66 - Los Angeles | 38215 | CA | Industrial NAICS Cogen | GT | NG | NG | 162545.21 | 2020 | natural gas peaker | FALSE
54451 | Los Angeles Refinery Wilmington | Phillips 66 - Los Angeles | 38215 | CA | Industrial NAICS Cogen | GT | OG | OOG | 181794.8 | 2020 | other | FALSE
54454 | San Gorgonio Windplant WPP1993 | FPL Energy Operating Services, Inc. | 49963 | CA | NAICS-22 Non-Cogen | WT | WND | WND | 184353 | 2020 | onshore wind | TRUE
54477 | Oroville Cogeneration LP | Oroville Cogeneration LP | 14173 | CA | Industrial NAICS Cogen | IC | NG | NG | 139 | 2020 | natural gas peaker | FALSE
54517 | Sierra Pacific Sonora | Sierra Pacific Industries Inc | 17164 | CA | Industrial NAICS Non-Cogen | ST | DFO | DFO | 0.156 | 2020 | petroleum | FALSE
54517 | Sierra Pacific Sonora | Sierra Pacific Industries Inc | 17164 | CA | Industrial NAICS Non-Cogen | ST | WDS | WWW | 38662.844 | 2020 | biomass | FALSE
54554 | Spicer Meadow Project | Northern California Power Agny | 40613 | CA | Electric Utility | HY | WAT | HYC | 9869 | 2020 | hydro | TRUE
54555 | Collierville Powerhouse | Northern California Power Agny | 40613 | CA | Electric Utility | HY | WAT | HYC | 305320 | 2020 | hydro | TRUE
54567 | MM Yolo Power | Yolo County Community Services Department | 61324 | CA | NAICS-22 Non-Cogen | IC | LFG | MLG | 20694 | 2020 | biomass | TRUE
54647 | TPC Windfarms LLC | Terra-Gen Operating Co-Wind | 2770 | CA | NAICS-22 Non-Cogen | WT | WND | WND | 51903 | 2020 | onshore wind | TRUE
54686 | Difwind Farms Ltd VI | Terra-Gen Operating Co-Wind | 2770 | CA | NAICS-22 Non-Cogen | WT | WND | WND | 24544 | 2020 | onshore wind | TRUE
54689 | Heber Geothermal | ORCAL Geothermal, Inc | 49748 | CA | NAICS-22 Non-Cogen | BT | GEO | GEO | 154858 | 2020 | geothermal | TRUE
54689 | Heber Geothermal | ORCAL Geothermal, Inc | 49748 | CA | NAICS-22 Non-Cogen | ST | GEO | GEO | 177909 | 2020 | geothermal | TRUE
54724 | Ormesa II | Ormat Nevada Inc | 34691 | CA | NAICS-22 Non-Cogen | BT | GEO | GEO | 0 | 2020 | geothermal | TRUE
54724 | Ormesa II | Ormat Nevada Inc | 34691 | CA | NAICS-22 Non-Cogen | ST | GEO | GEO | 92218 | 2020 | geothermal | TRUE
54749 | Goal Line LP | Goal Line LP | 22269 | CA | NAICS-22 Cogen | CA | NG | NG | 3359 | 2020 | natural gas nonpeaker | FALSE
54749 | Goal Line LP | Goal Line LP | 22269 | CA | NAICS-22 Cogen | CT | NG | NG | 15336 | 2020 | natural gas nonpeaker | FALSE
54750 | Coram Tehachapi | Brookfield Renewable Trading and Marketing LP | 63235 | CA | NAICS-22 Non-Cogen | WT | WND | WND | 10513 | 2020 | onshore wind | TRUE
54768 | Live Oak Limited | WCAC Operating Company | 60662 | CA | NAICS-22 Cogen | GT | NG | NG | 21023 | 2020 | natural gas peaker | FALSE
54800 | Saint Agnes Medical Center | Saint Agnes Medical Center | 16578 | CA | Commercial NAICS Cogen | GT | NG | NG | 29220 | 2020 | natural gas peaker | FALSE
54909 | Tehachapi Wind Resource II | CalWind Resources Inc | 2719 | CA | NAICS-22 Non-Cogen | WT | WND | WND | 43524 | 2020 | onshore wind | TRUE
54912 | Martinez Refining | Martinez Refining Co | 11651 | CA | Industrial NAICS Cogen | CA | NG | NG | 80863.898 | 2020 | natural gas nonpeaker | FALSE
54912 | Martinez Refining | Martinez Refining Co | 11651 | CA | Industrial NAICS Cogen | CA | OG | OOG | 26217.102 | 2020 | other | FALSE
54912 | Martinez Refining | Martinez Refining Co | 11651 | CA | Industrial NAICS Cogen | CT | NG | NG | 597772 | 2020 | natural gas nonpeaker | FALSE
54912 | Martinez Refining | Martinez Refining Co | 11651 | CA | Industrial NAICS Cogen | CT | OG | OOG | 0 | 2020 | other | FALSE
54931 | Ridgetop | Terra-Gen Operating Co-Wind | 2770 | CA | NAICS-22 Non-Cogen | WT | WND | WND | 139753 | 2020 | onshore wind | TRUE
54936 | Richard J Donovan Correctional Facility | California Dept of Corrections | 2806 | CA | Commercial NAICS Cogen | GT | NG | NG | 6840 | 2020 | natural gas peaker | FALSE
54951 | Monterey One Water | Monterey One Water | 12221 | CA | Commercial NAICS Cogen | IC | NG | NG | 3043.986 | 2020 | natural gas peaker | FALSE
54951 | Monterey One Water | Monterey One Water | 12221 | CA | Commercial NAICS Cogen | IC | OBG | ORW | 4618.014 | 2020 | biomass | FALSE
54996 | Salton Sea Power Gen Co - Unit 4 | CalEnergy Operating Corporation | 49899 | CA | NAICS-22 Non-Cogen | ST | GEO | GEO | 222559 | 2020 | geothermal | TRUE
55009 | Montgomery Creek Hydro | Central Rivers Power US, LLC | 64078 | CA | NAICS-22 Non-Cogen | HY | WAT | HYC | 3638 | 2020 | hydro | TRUE
55084 | Crockett Cogen Project | Crockett Cogeneration | 4464 | CA | NAICS-22 Cogen | CS | NG | NG | 1321884 | 2020 | natural gas nonpeaker | FALSE
55094 | MM San Diego-Miramar | MM San Diego Energy-Miramar | 57227 | CA | NAICS-22 Cogen | IC | LFG | MLG | 43259.876 | 2020 | biomass | FALSE
55094 | MM San Diego-Miramar | MM San Diego Energy-Miramar | 57227 | CA | NAICS-22 Cogen | IC | OBG | ORW | 4485.124 | 2020 | biomass | FALSE
55112 | Sutter Energy Center | Calpine Corp-Sutter | 22650 | CA | NAICS-22 Non-Cogen | CA | NG | NG | 303316 | 2020 | natural gas nonpeaker | TRUE
55112 | Sutter Energy Center | Calpine Corp-Sutter | 22650 | CA | NAICS-22 Non-Cogen | CT | NG | NG | 599127 | 2020 | natural gas nonpeaker | TRUE
55151 | La Paloma Generating Plant | CXA La Paloma LLC | 61173 | CA | NAICS-22 Non-Cogen | CS | NG | NG | 1606855 | 2020 | natural gas nonpeaker | TRUE
55160 | MM Tulare Energy | MM Tulare Energy LLC | 57231 | CA | NAICS-22 Non-Cogen | IC | LFG | MLG | 5742 | 2020 | biomass | TRUE
55161 | MM Lopez Energy | MM Lopez Energy LLC | 57232 | CA | NAICS-22 Non-Cogen | IC | LFG | MLG | 24236 | 2020 | biomass | TRUE
55182 | Sunrise Power LLC | Sunrise Power Co LLC | 18320 | CA | NAICS-22 Non-Cogen | CA | NG | NG | 1203527 | 2020 | natural gas nonpeaker | TRUE
55182 | Sunrise Power LLC | Sunrise Power Co LLC | 18320 | CA | NAICS-22 Non-Cogen | CT | NG | NG | 1764482 | 2020 | natural gas nonpeaker | TRUE
55217 | Los Medanos Energy Center | Los Medanos Energy Center LLC | 2843 | CA | NAICS-22 Cogen | CA | NG | NG | 1030672 | 2020 | natural gas nonpeaker | FALSE
55217 | Los Medanos Energy Center | Los Medanos Energy Center LLC | 2843 | CA | NAICS-22 Cogen | CT | NG | NG | 1945352 | 2020 | natural gas nonpeaker | FALSE
55295 | Blythe Energy Inc | AltaGas Blythe Operations Inc | 58453 | CA | NAICS-22 Non-Cogen | CA | NG | NG | 656145 | 2020 | natural gas nonpeaker | TRUE
55295 | Blythe Energy Inc | AltaGas Blythe Operations Inc | 58453 | CA | NAICS-22 Non-Cogen | CT | NG | NG | 1228545 | 2020 | natural gas nonpeaker | TRUE
55333 | Delta Energy Center | Delta Energy Center LLC | 5030 | CA | NAICS-22 Non-Cogen | CA | NG | NG | 1398388 | 2020 | natural gas nonpeaker | TRUE
55333 | Delta Energy Center | Delta Energy Center LLC | 5030 | CA | NAICS-22 Non-Cogen | CT | NG | NG | 2461825 | 2020 | natural gas nonpeaker | TRUE
55345 | Otay Mesa Generating Project | Otay Mesa Energy Center LLC | 14274 | CA | NAICS-22 Non-Cogen | CA | NG | NG | 796385 | 2020 | natural gas nonpeaker | TRUE
55345 | Otay Mesa Generating Project | Otay Mesa Energy Center LLC | 14274 | CA | NAICS-22 Non-Cogen | CT | NG | NG | 1311299 | 2020 | natural gas nonpeaker | TRUE
55393 | Metcalf Energy Center | Calpine Corp - Metcalf Energy Center | 2799 | CA | NAICS-22 Non-Cogen | CA | NG | NG | 909286 | 2020 | natural gas nonpeaker | TRUE
55393 | Metcalf Energy Center | Calpine Corp - Metcalf Energy Center | 2799 | CA | NAICS-22 Non-Cogen | CT | NG | NG | 1475156 | 2020 | natural gas nonpeaker | TRUE
55396 | Green Power I | FPL Energy Green Power | 49750 | CA | NAICS-22 Non-Cogen | WT | WND | WND | 11983 | 2020 | onshore wind | TRUE
55400 | Elk Hills Power LLC | Elk Hills Power LLC | 34164 | CA | NAICS-22 Cogen | CA | NG | NG | 1263151 | 2020 | natural gas nonpeaker | FALSE
55400 | Elk Hills Power LLC | Elk Hills Power LLC | 34164 | CA | NAICS-22 Cogen | CT | NG | NG | 2110549 | 2020 | natural gas nonpeaker | FALSE
55512 | Cuyamaca Peak Energy Plant | San Diego Gas & Electric Co | 16609 | CA | Electric Utility | GT | NG | NG | 6781 | 2020 | natural gas peaker | TRUE
55518 | High Desert Power Plant | MRP Generation Holdings, LLC | 60431 | CA | NAICS-22 Non-Cogen | CA | NG | NG | 1130054 | 2020 | natural gas nonpeaker | TRUE
55518 | High Desert Power Plant | MRP Generation Holdings, LLC | 60431 | CA | NAICS-22 Non-Cogen | CT | NG | NG | 1926496 | 2020 | natural gas nonpeaker | TRUE
55538 | Escondido Energy Center | Wellhead Services, Inc | 20323 | CA | NAICS-22 Non-Cogen | GT | NG | NG | 12827 | 2020 | natural gas peaker | TRUE
55540 | Chula Vista Energy Center | Wellhead Services, Inc | 20323 | CA | NAICS-22 Non-Cogen | GT | NG | NG | 2399 | 2020 | natural gas peaker | TRUE
55541 | Indigo Energy Facility | Diamond Generating Corporation | 49981 | CA | NAICS-22 Non-Cogen | GT | NG | NG | 40629 | 2020 | natural gas peaker | TRUE
55542 | Larkspur Energy Facility | Diamond Generating Corporation | 49981 | CA | NAICS-22 Non-Cogen | GT | DFO | DFO | 0 | 2020 | petroleum | TRUE
55542 | Larkspur Energy Facility | Diamond Generating Corporation | 49981 | CA | NAICS-22 Non-Cogen | GT | NG | NG | 34385 | 2020 | natural gas peaker | TRUE
55557 | Wilmington Hydrogen Plant | Air Products & Chemicals Inc | 991 | CA | Industrial NAICS Cogen | ST | NG | NG | 0 | 2020 | natural gas peaker | FALSE
55557 | Wilmington Hydrogen Plant | Air Products & Chemicals Inc | 991 | CA | Industrial NAICS Cogen | ST | WH | OTH | 164972 | 2020 | other | FALSE
55601 | Prima Plant | MM Prima Deshecha Energy LLC | 57250 | CA | NAICS-22 Non-Cogen | IC | LFG | MLG | 45733 | 2020 | biomass | TRUE
55602 | North City - Landfill Gas Engines South | City of San Diego | 16764 | CA | NAICS-22 Non-Cogen | IC | LFG | MLG | 21097.588 | 2020 | biomass | TRUE
55602 | North City - Landfill Gas Engines South | City of San Diego | 16764 | CA | NAICS-22 Non-Cogen | IC | NG | NG | 30.412 | 2020 | natural gas peaker | TRUE
55603 | Tajiguas Plant | MM Tajiguas Energy LLC | 57251 | CA | NAICS-22 Non-Cogen | IC | LFG | MLG | 19396 | 2020 | biomass | TRUE
55625 | Creed Energy Center | Creed Energy Center LLC | 49971 | CA | NAICS-22 Non-Cogen | GT | NG | NG | 15935 | 2020 | natural gas peaker | TRUE
55626 | Lambie Energy Center | Gilroy Energy Center LLC | 49972 | CA | NAICS-22 Non-Cogen | GT | NG | NG | 13584 | 2020 | natural gas peaker | TRUE
55627 | Goose Haven Energy Center | Goose Haven Energy Center | 49970 | CA | NAICS-22 Non-Cogen | GT | NG | NG | 15694 | 2020 | natural gas peaker | TRUE
55656 | Pastoria Energy Facility, LLC | Calpine Corp - Pastoria Energy Center | 2820 | CA | NAICS-22 Non-Cogen | CA | NG | NG | 1509771 | 2020 | natural gas nonpeaker | TRUE
55656 | Pastoria Energy Facility, LLC | Calpine Corp - Pastoria Energy Center | 2820 | CA | NAICS-22 Non-Cogen | CT | NG | NG | 2831455 | 2020 | natural gas nonpeaker | TRUE
55698 | Hanford Energy Park Peaker | MRP San Joaquin Energy LLC. | 7724 | CA | NAICS-22 Non-Cogen | GT | NG | NG | 18540 | 2020 | natural gas peaker | TRUE
55719 | Mountain View I&2 | AES Wind Generation Inc | 19740 | CA | NAICS-22 Non-Cogen | WT | WND | WND | 193742 | 2020 | onshore wind | TRUE
55748 | Los Esteros Critical Energy Center | Los Esteros Critical Energy Facility LLC | 2860 | CA | NAICS-22 Non-Cogen | CA | NG | NG | 75412 | 2020 | natural gas nonpeaker | TRUE
55748 | Los Esteros Critical Energy Center | Los Esteros Critical Energy Facility LLC | 2860 | CA | NAICS-22 Non-Cogen | CT | NG | NG | 197784 | 2020 | natural gas nonpeaker | TRUE
55753 | Sonoma Central Landfill Phase II | County of Sonoma Dept of Trnsp | 17412 | CA | Commercial NAICS Non-Cogen | IC | LFG | MLG | 11206 | 2020 | biomass | FALSE
55766 | Kiefer Landfill | Sacramento County of Dpt Waste | 16546 | CA | Commercial NAICS Non-Cogen | IC | LFG | MLG | 67687 | 2020 | biomass | FALSE
55807 | Henrietta Peaker | MRP San Joaquin Energy LLC. | 7724 | CA | NAICS-22 Non-Cogen | GT | NG | NG | 30308 | 2020 | natural gas peaker | TRUE
55810 | Gilroy Peaking Energy Center | Calpine Gilroy Cogen LP | 3028 | CA | NAICS-22 Non-Cogen | GT | NG | NG | 29130 | 2020 | natural gas peaker | TRUE
55811 | King City Peaking | Calpine Corp-King City | 2865 | CA | NAICS-22 Non-Cogen | GT | NG | NG | 10687 | 2020 | natural gas peaker | TRUE
55813 | Yuba City Energy Center | Calpine Corp-Yuba City | 2867 | CA | NAICS-22 Non-Cogen | GT | NG | NG | 56234 | 2020 | natural gas peaker | TRUE
55847 | Feather River Energy Center | Calpine Corp-Yuba City | 2867 | CA | NAICS-22 Non-Cogen | GT | NG | NG | 29351 | 2020 | natural gas peaker | TRUE
55851 | Valero Refinery Cogeneration Unit 1 | Valero Refining Co California | 19676 | CA | Industrial NAICS Cogen | GT | NG | NG | 235142.3 | 2020 | natural gas peaker | FALSE
55851 | Valero Refinery Cogeneration Unit 1 | Valero Refining Co California | 19676 | CA | Industrial NAICS Cogen | GT | OG | OOG | 130732.7 | 2020 | other | FALSE
55853 | Inland Empire Energy Center | Inland Empire Energy Ctr LLC | 9155 | CA | NAICS-22 Non-Cogen | CS | NG | NG | 0 | 2020 | natural gas nonpeaker | TRUE
55855 | Wolfskill Energy Center | Gilroy Energy Center LLC | 49972 | CA | NAICS-22 Non-Cogen | GT | NG | NG | 8863 | 2020 | natural gas peaker | TRUE
55874 | Panoche Peaker | Wellhead Services, Inc | 20323 | CA | NAICS-22 Non-Cogen | GT | NG | NG | 3826 | 2020 | natural gas peaker | TRUE
55933 | Tracy Combined Cycle Power Plant | MRP San Joaquin Energy LLC. | 7724 | CA | NAICS-22 Non-Cogen | CA | NG | NG | 274629 | 2020 | natural gas nonpeaker | TRUE
55933 | Tracy Combined Cycle Power Plant | MRP San Joaquin Energy LLC. | 7724 | CA | NAICS-22 Non-Cogen | CT | NG | NG | 428069 | 2020 | natural gas nonpeaker | TRUE
55950 | Elk Hills Cogen | California Resources Elk Hills LLC | 13989 | CA | Industrial NAICS Cogen | GT | NG | NG | 36841 | 2020 | natural gas peaker | FALSE
55951 | Agua Mansa Power Plant | E I Colton LLC | 5532 | CA | Electric Utility | GT | NG | NG | 14492 | 2020 | natural gas peaker | TRUE
55963 | Riverview Energy Center | Gilroy Energy Center for Riverview | 2874 | CA | NAICS-22 Non-Cogen | GT | NG | NG | 21620 | 2020 | natural gas peaker | TRUE
55970 | Cosumnes | Sacramento Municipal Util Dist | 16534 | CA | Electric Utility | CA | NG | NG | 1273549.2 | 2020 | natural gas nonpeaker | TRUE
55970 | Cosumnes | Sacramento Municipal Util Dist | 16534 | CA | Electric Utility | CA | OBG | ORW | 19932.799 | 2020 | biomass | TRUE
55970 | Cosumnes | Sacramento Municipal Util Dist | 16534 | CA | Electric Utility | CT | NG | NG | 2363151 | 2020 | natural gas nonpeaker | TRUE
55970 | Cosumnes | Sacramento Municipal Util Dist | 16534 | CA | Electric Utility | CT | OBG | ORW | 36862.97 | 2020 | biomass | TRUE
55983 | Salton Sea Power LLC - Unit 5 | CalEnergy Operating Corporation | 49899 | CA | NAICS-22 Non-Cogen | ST | GEO | GEO | 285039 | 2020 | geothermal | TRUE
55984 | CE Turbo LLC | CalEnergy Operating Corporation | 49899 | CA | NAICS-22 Non-Cogen | ST | GEO | GEO | 64658 | 2020 | geothermal | TRUE
55985 | Palomar Energy | San Diego Gas & Electric Co | 16609 | CA | Electric Utility | CA | NG | NG | 775662 | 2020 | natural gas nonpeaker | TRUE
55985 | Palomar Energy | San Diego Gas & Electric Co | 16609 | CA | Electric Utility | CT | NG | NG | 1253597 | 2020 | natural gas nonpeaker | TRUE
56011 | Cabazon Wind Partners | Shell Wind Energy Inc. | 17058 | CA | NAICS-22 Non-Cogen | WT | WND | WND | 103235 | 2020 | onshore wind | TRUE
56012 | Whitewater Hill Wind Partners | Shell Wind Energy Inc. | 17058 | CA | NAICS-22 Non-Cogen | WT | WND | WND | 132375 | 2020 | onshore wind | TRUE
56026 | Donald Von Raesfeld Power Plant | City of Santa Clara - (CA) | 16655 | CA | Electric Utility | CA | NG | NG | 106804 | 2020 | natural gas nonpeaker | TRUE
56026 | Donald Von Raesfeld Power Plant | City of Santa Clara - (CA) | 16655 | CA | Electric Utility | CT | NG | NG | 362548 | 2020 | natural gas nonpeaker | TRUE
56036 | WWTP Power Generation Station | East Bay Municipal Util Dist | 5571 | CA | Commercial NAICS Cogen | IC | DFO | DFO | 259.179 | 2020 | petroleum | FALSE
56036 | WWTP Power Generation Station | East Bay Municipal Util Dist | 5571 | CA | Commercial NAICS Cogen | IC | NG | NG | 0 | 2020 | natural gas peaker | FALSE
56036 | WWTP Power Generation Station | East Bay Municipal Util Dist | 5571 | CA | Commercial NAICS Cogen | IC | OBG | ORW | 23431.821 | 2020 | biomass | FALSE
56039 | H. Gonzales | City of Vernon | 19798 | CA | Electric Utility | GT | NG | NG | 491.96 | 2020 | natural gas peaker | TRUE
56041 | Malburg | Colorado Energy Management LLC | 29116 | CA | NAICS-22 Non-Cogen | CA | NG | NG | 222910 | 2020 | natural gas nonpeaker | TRUE
56041 | Malburg | Colorado Energy Management LLC | 29116 | CA | NAICS-22 Non-Cogen | CA | OBG | ORW | 0 | 2020 | biomass | TRUE
56041 | Malburg | Colorado Energy Management LLC | 29116 | CA | NAICS-22 Non-Cogen | CT | NG | NG | 382822 | 2020 | natural gas nonpeaker | TRUE
56041 | Malburg | Colorado Energy Management LLC | 29116 | CA | NAICS-22 Non-Cogen | CT | OBG | ORW | 0 | 2020 | biomass | TRUE
56046 | Magnolia Power Project | City of Burbank Water and Power | 2507 | CA | Electric Utility | CA | NG | NG | 553578 | 2020 | natural gas nonpeaker | TRUE
56046 | Magnolia Power Project | City of Burbank Water and Power | 2507 | CA | Electric Utility | CA | OBG | ORW | 0 | 2020 | biomass | TRUE
56046 | Magnolia Power Project | City of Burbank Water and Power | 2507 | CA | Electric Utility | CT | NG | NG | 770871 | 2020 | natural gas nonpeaker | TRUE
56046 | Magnolia Power Project | City of Burbank Water and Power | 2507 | CA | Electric Utility | CT | OBG | ORW | 0 | 2020 | biomass | TRUE
56051 | THUMS | THUMS Long Beach Company | 18986 | CA | Industrial NAICS Non-Cogen | GT | NG | NG | 356465 | 2020 | natural gas peaker | FALSE
56075 | High Winds LLC | FPLE High Winds, LLC | 8565 | CA | NAICS-22 Non-Cogen | WT | WND | WND | 312992 | 2020 | onshore wind | TRUE
56078 | Walnut Energy Center | Turlock Irrigation District | 19281 | CA | Electric Utility | CA | NG | NG | 513021 | 2020 | natural gas nonpeaker | TRUE
56078 | Walnut Energy Center | Turlock Irrigation District | 19281 | CA | Electric Utility | CT | NG | NG | 739593 | 2020 | natural gas nonpeaker | TRUE
56080 | SJ/SC WPCP | San Jose/Santa Clara Water P C | 16657 | CA | Commercial NAICS Cogen | IC | DFO | DFO | 13.544 | 2020 | petroleum | FALSE
56080 | SJ/SC WPCP | San Jose/Santa Clara Water P C | 16657 | CA | Commercial NAICS Cogen | IC | NG | NG | 21435.582 | 2020 | natural gas peaker | FALSE
56080 | SJ/SC WPCP | San Jose/Santa Clara Water P C | 16657 | CA | Commercial NAICS Cogen | IC | OBG | ORW | 19293.874 | 2020 | biomass | FALSE
56090 | Blacksand Generating Facility | Bridge Energy LLC | 61143 | CA | Industrial NAICS Non-Cogen | GT | OG | OOG | 35985 | 2020 | other | FALSE
56112 | Mountain View III | Avangrid Renewables LLC | 15399 | CA | NAICS-22 Non-Cogen | WT | WND | WND | 58309 | 2020 | onshore wind | TRUE
56125 | Springville Hydroelectric | Calleguas Mun Water District | 30076 | CA | NAICS-22 Non-Cogen | HY | WAT | HYC | 704 | 2020 | hydro | TRUE
56134 | Regional Wastewater Control Facility | City of Stockton MUD | 55934 | CA | Commercial NAICS Cogen | IC | DFO | DFO | 6.023 | 2020 | petroleum | FALSE
56134 | Regional Wastewater Control Facility | City of Stockton MUD | 55934 | CA | Commercial NAICS Cogen | IC | NG | NG | 151.257 | 2020 | natural gas peaker | FALSE
56134 | Regional Wastewater Control Facility | City of Stockton MUD | 55934 | CA | Commercial NAICS Cogen | IC | OBG | ORW | 6065.72 | 2020 | biomass | FALSE
56135 | Ripon Generation Station | Modesto Irrigation District | 12745 | CA | Electric Utility | GT | NG | NG | 15731 | 2020 | natural gas peaker | TRUE
56143 | Riverside Energy Resource Center | City of Riverside - (CA) | 16088 | CA | Electric Utility | GT | NG | NG | 100731 | 2020 | natural gas peaker | TRUE
56144 | Springs Generating Station | City of Riverside - (CA) | 16088 | CA | Electric Utility | GT | NG | NG | 1835 | 2020 | natural gas peaker | TRUE
56184 | Red Bluff | California Power Holdings LLC | 55784 | CA | NAICS-22 Non-Cogen | IC | NG | NG | 9062 | 2020 | natural gas peaker | TRUE
56185 | Chowchilla II | California Power Holdings LLC | 55784 | CA | NAICS-22 Non-Cogen | IC | NG | NG | 15508 | 2020 | natural gas peaker | TRUE
56232 | Miramar Energy Facility | San Diego Gas & Electric Co | 16609 | CA | Electric Utility | GT | NG | NG | 79253 | 2020 | natural gas peaker | TRUE
56239 | Malaga Power LLC | CalPeak Power, LLC | 59527 | CA | NAICS-22 Non-Cogen | GT | NG | NG | 12674 | 2020 | natural gas peaker | TRUE
56271 | Diablo Winds LLC | GlidePath Power Operations LLC | 61728 | CA | NAICS-22 Non-Cogen | WT | WND | WND | 56046 | 2020 | onshore wind | TRUE
56275 | Helzel & Schwarzhoff 86 | Wind Stream Operations LLC | 56899 | CA | NAICS-22 Non-Cogen | WT | WND | WND | 2822 | 2020 | onshore wind | TRUE
56276 | ZCO | Wind Stream Operations LLC | 56899 | CA | NAICS-22 Non-Cogen | WT | WND | WND | 1855 | 2020 | onshore wind | TRUE
56295 | Kumeyaay Wind | Leeward Asset Management, LLC | 50123 | CA | NAICS-22 Non-Cogen | WT | WND | WND | 143525 | 2020 | onshore wind | TRUE
56298 | Roseville Energy Park | City of Roseville - (CA) | 16295 | CA | Electric Utility | CA | NG | NG | 123587 | 2020 | natural gas nonpeaker | TRUE
56298 | Roseville Energy Park | City of Roseville - (CA) | 16295 | CA | Electric Utility | CT | NG | NG | 185967 | 2020 | natural gas nonpeaker | TRUE
56302 | Oasis Wind | Terra-Gen Operating Co-Wind | 2770 | CA | NAICS-22 Non-Cogen | WT | WND | WND | 81991 | 2020 | onshore wind | TRUE
56346 | Bear Valley Power Plant | Bear Valley Electric Service | 17612 | CA | Electric Utility | IC | NG | NG | 1295 | 2020 | natural gas peaker | TRUE
56356 | Clearwater Power Plant | City of Riverside - (CA) | 16088 | CA | Electric Utility | CA | NG | NG | 1824 | 2020 | natural gas nonpeaker | TRUE
56356 | Clearwater Power Plant | City of Riverside - (CA) | 16088 | CA | Electric Utility | CT | NG | NG | 6124 | 2020 | natural gas nonpeaker | TRUE
56362 | Shiloh I Wind Project | Avangrid Renewables LLC | 15399 | CA | NAICS-22 Non-Cogen | WT | WND | WND | 394032 | 2020 | onshore wind | TRUE
56428 | Ameresco Santa Cruz Energy | AMERESCO Santa Cruz Energy LLC | 54814 | CA | NAICS-22 Non-Cogen | IC | LFG | MLG | 17456 | 2020 | biomass | TRUE
56433 | Pine Tree Wind Power Project | Los Angeles Department of Water & Power | 11208 | CA | Electric Utility | WT | WND | WND | 260357 | 2020 | onshore wind | TRUE
56446 | Buena Vista Energy LLC | Leeward Asset Management, LLC | 50123 | CA | NAICS-22 Non-Cogen | WT | WND | WND | 85267 | 2020 | onshore wind | TRUE
56467 | Russell City Energy Center | Russell City Energy Company LLC | 54890 | CA | NAICS-22 Non-Cogen | CA | NG | NG | 408656 | 2020 | natural gas nonpeaker | TRUE
56467 | Russell City Energy Center | Russell City Energy Company LLC | 54890 | CA | NAICS-22 Non-Cogen | CT | NG | NG | 683300 | 2020 | natural gas nonpeaker | TRUE
56469 | Roseburg Forest Products Biomass | Roseburg Forest Products | 54894 | CA | Industrial NAICS Cogen | ST | WDS | WWW | 58105 | 2020 | biomass | FALSE
56471 | McGrath Peaker | Southern California Edison Co | 17609 | CA | Electric Utility | GT | NG | NG | 22220 | 2020 | natural gas peaker | TRUE
56472 | Grapeland Hybrid | Southern California Edison Co | 17609 | CA | Electric Utility | BA | MWH | OTH | 0 | 2020 | other | TRUE
56472 | Grapeland Hybrid | Southern California Edison Co | 17609 | CA | Electric Utility | GT | NG | NG | 17531 | 2020 | natural gas peaker | TRUE
56473 | Mira Loma Peaker | Southern California Edison Co | 17609 | CA | Electric Utility | GT | NG | NG | 20251 | 2020 | natural gas peaker | TRUE
56474 | Barre Peaker | Southern California Edison Co | 17609 | CA | Electric Utility | GT | NG | NG | 44364 | 2020 | natural gas peaker | TRUE
56475 | Center Hybrid | Southern California Edison Co | 17609 | CA | Electric Utility | BA | MWH | OTH | 0 | 2020 | other | TRUE
56475 | Center Hybrid | Southern California Edison Co | 17609 | CA | Electric Utility | GT | NG | NG | 20077 | 2020 | natural gas peaker | TRUE
56476 | Gateway Generating Station | Pacific Gas & Electric Co. | 14328 | CA | Electric Utility | CA | NG | NG | 1061323 | 2020 | natural gas nonpeaker | TRUE
56476 | Gateway Generating Station | Pacific Gas & Electric Co. | 14328 | CA | Electric Utility | CA | OBG | ORW | 0 | 2020 | biomass | TRUE
56476 | Gateway Generating Station | Pacific Gas & Electric Co. | 14328 | CA | Electric Utility | CT | NG | NG | 1793977 | 2020 | natural gas nonpeaker | TRUE
56476 | Gateway Generating Station | Pacific Gas & Electric Co. | 14328 | CA | Electric Utility | CT | OBG | ORW | 0 | 2020 | biomass | TRUE
56532 | Colusa Generating Station | Pacific Gas & Electric Co. | 14328 | CA | Electric Utility | CA | NG | NG | 1251910 | 2020 | natural gas nonpeaker | TRUE
56532 | Colusa Generating Station | Pacific Gas & Electric Co. | 14328 | CA | Electric Utility | CA | OBG | ORW | 0 | 2020 | biomass | TRUE
56532 | Colusa Generating Station | Pacific Gas & Electric Co. | 14328 | CA | Electric Utility | CT | NG | NG | 1785745 | 2020 | natural gas nonpeaker | TRUE
56532 | Colusa Generating Station | Pacific Gas & Electric Co. | 14328 | CA | Electric Utility | CT | OBG | ORW | 0 | 2020 | biomass | TRUE
56569 | Niland Gas Turbine Plant | Imperial Irrigation District | 9216 | CA | Electric Utility | GT | NG | NG | 108422 | 2020 | natural gas peaker | TRUE
56570 | Terra-Gen VG Wind LLC | Terra-Gen Operating Co-Wind | 2770 | CA | NAICS-22 Non-Cogen | WT | WND | WND | 10820 | 2020 | onshore wind | TRUE
56615 | Rancho Penasquitos | San Diego County Water Auth | 27075 | CA | NAICS-22 Non-Cogen | HY | WAT | HYC | 2670 | 2020 | hydro | TRUE
56654 | Hatchet Ridge Wind Project | Pattern Operators LP | 56545 | CA | NAICS-22 Non-Cogen | WT | WND | WND | 281677 | 2020 | onshore wind | TRUE
56707 | El Nido Facility | Merced Power LLC | 55952 | CA | NAICS-22 Non-Cogen | ST | PG | WOO | 149.969 | 2020 | other | TRUE
56707 | El Nido Facility | Merced Power LLC | 55952 | CA | NAICS-22 Non-Cogen | ST | WDS | WWW | 56380.031 | 2020 | biomass | TRUE
56768 | CalRenew-1 | CalRenew-1 LLC | 55961 | CA | NAICS-22 Non-Cogen | PV | SUN | SUN | 9180 | 2020 | solar PV | TRUE
56791 | Dillon Wind LLC | Avangrid Renewables LLC | 15399 | CA | NAICS-22 Non-Cogen | WT | WND | WND | 143444 | 2020 | onshore wind | TRUE
56803 | Panoche Energy Center | Panoche Energy Center, LLC | 56019 | CA | NAICS-22 Non-Cogen | GT | NG | NG | 556992 | 2020 | natural gas peaker | TRUE
56813 | CSU Fresno Solar Project | MMA Fresno Power LP | 56028 | CA | NAICS-22 Non-Cogen | PV | SUN | SUN | 1149 | 2020 | solar PV | TRUE
56832 | North Brawley Geothermal Plant | Ormat Nevada Inc | 34691 | CA | NAICS-22 Non-Cogen | BT | GEO | GEO | 83639 | 2020 | geothermal | TRUE
56862 | Bolthouse S&P and Rowen Farms Solar | MMA WBF Power LP | 56105 | CA | NAICS-22 Non-Cogen | PV | SUN | SUN | 2779 | 2020 | solar PV | TRUE
56874 | Shiloh Wind Project 2 LLC | EDF Renewable Asset Holdings, Inc. | 57170 | CA | NAICS-22 Non-Cogen | WT | WND | WND | 387422 | 2020 | onshore wind | TRUE
56895 | Ameresco Ox Mountain | AMERESCO Ox Mountain Energy LLC | 56101 | CA | NAICS-22 Non-Cogen | IC | LFG | MLG | 80554 | 2020 | biomass | TRUE
56897 | Ameresco Keller Canyon | AMERESCO Keller Canyon LLC | 56103 | CA | NAICS-22 Non-Cogen | IC | LFG | MLG | 30040 | 2020 | biomass | TRUE
56898 | Ameresco Chiquita Canyon | AMERESCO Chiquita Canyon LLC | 56104 | CA | NAICS-22 Non-Cogen | GT | LFG | MLG | 41662 | 2020 | biomass | TRUE
56909 | Gap Pacific Distribution Center | Goldman Sachs Renewable Power Group | 61944 | CA | Commercial NAICS Non-Cogen | PV | SUN | SUN | 3944 | 2020 | solar PV | FALSE
56914 | Orange Grove Peaking Facility | Orange Grove Energy LP | 56127 | CA | NAICS-22 Non-Cogen | GT | NG | NG | 17719 | 2020 | natural gas peaker | TRUE
56939 | Solar Blythe LLC | NRG Solar Blythe | 59399 | CA | NAICS-22 Non-Cogen | PV | SUN | SUN | 41561 | 2020 | solar PV | TRUE
56996 | Solar Photovoltaic Project #02 | Southern California Edison Co | 17609 | CA | Electric Utility | PV | SUN | SUN | 722 | 2020 | solar PV | TRUE
57001 | El Cajon Energy Center | Wellhead Services, Inc | 20323 | CA | NAICS-22 Non-Cogen | GT | NG | NG | 6355 | 2020 | natural gas peaker | TRUE
57004 | SunEdison Walgreens Moreno Valley | SunE WG113 Moreno Valley LLC | 56294 | CA | NAICS-22 Non-Cogen | PV | SUN | SUN | 1459 | 2020 | solar PV | TRUE
57005 | Mariani Packing Vacaville Solar | SunE U6 Holdings LLC | 56431 | CA | NAICS-22 Non-Cogen | PV | SUN | SUN | 1767 | 2020 | solar PV | TRUE
57006 | Walgreens Woodland Distribution Center | SunE WG45 Woodland LLC | 56296 | CA | NAICS-22 Non-Cogen | PV | SUN | SUN | 1346 | 2020 | solar PV | TRUE
57007 | SunEdison Ironwood State Prison | SunE CPA CDC2 LLC | 56297 | CA | NAICS-22 Non-Cogen | PV | SUN | SUN | 2004 | 2020 | solar PV | TRUE
57008 | SunEdison Procter & Gamble Oxnard | SunE U6 Holdings LLC | 56431 | CA | NAICS-22 Non-Cogen | PV | SUN | SUN | 1775 | 2020 | solar PV | TRUE
57009 | Kohls San Bernardino Solar Facility | Longroad Energy Services LLC | 61219 | CA | NAICS-22 Non-Cogen | PV | SUN | SUN | 1455 | 2020 | solar PV | TRUE
57010 | SunEdison Anheuser Busch Fairfield | SunE M5 Holdings LLC | 56434 | CA | NAICS-22 Non-Cogen | PV | SUN | SUN | 1380 | 2020 | solar PV | TRUE
57011 | Chuckawalla Valley State Prison | SunE CPA CDC1 LLC | 56302 | CA | NAICS-22 Non-Cogen | PV | SUN | SUN | 1653 | 2020 | solar PV | TRUE
57012 | SunEdison Walmart Apple Valley DC | SunE M5 Holdings LLC | 56434 | CA | NAICS-22 Non-Cogen | PV | SUN | SUN | 2305 | 2020 | solar PV | TRUE
57027 | Canyon Power Plant | City of Anaheim - (CA) | 590 | CA | Electric Utility | GT | NG | NG | 111171 | 2020 | natural gas peaker | TRUE
57041 | Vaca Dixon Solar Station | Pacific Gas & Electric Co. | 14328 | CA | Electric Utility | PV | SUN | SUN | 3579 | 2020 | solar PV | TRUE
57042 | CSU East Bay | Pacific Gas & Electric Co. | 14328 | CA | Electric Utility | FC | NG | NG | 5708 | 2020 | other | TRUE
57043 | SF State University | Pacific Gas & Electric Co. | 14328 | CA | Electric Utility | FC | NG | NG | 10191 | 2020 | other | TRUE
57073 | Ivanpah 2 | NRG Energy Services | 57499 | CA | NAICS-22 Non-Cogen | ST | NG | NG | 13402 | 2020 | natural gas peaker | TRUE
57073 | Ivanpah 2 | NRG Energy Services | 57499 | CA | NAICS-22 Non-Cogen | ST | SUN | SUN | 269143 | 2020 | solar thermal | TRUE
57074 | Ivanpah 1 | NRG Energy Services | 57499 | CA | NAICS-22 Non-Cogen | ST | NG | NG | 14192 | 2020 | natural gas peaker | TRUE
57074 | Ivanpah 1 | NRG Energy Services | 57499 | CA | NAICS-22 Non-Cogen | ST | SUN | SUN | 270941 | 2020 | solar thermal | TRUE
57075 | Ivanpah 3 | NRG Energy Services | 57499 | CA | NAICS-22 Non-Cogen | ST | NG | NG | 12890 | 2020 | natural gas peaker | TRUE
57075 | Ivanpah 3 | NRG Energy Services | 57499 | CA | NAICS-22 Non-Cogen | ST | SUN | SUN | 275733 | 2020 | solar thermal | TRUE
57122 | UCI Facilities Management Central Plant | University of California Irvine | 56427 | CA | Commercial NAICS Cogen | CA | NG | NG | 0 | 2020 | natural gas nonpeaker | FALSE
57122 | UCI Facilities Management Central Plant | University of California Irvine | 56427 | CA | Commercial NAICS Cogen | CT | NG | NG | 95029 | 2020 | natural gas nonpeaker | FALSE
57133 | G2 Energy Ostrom Road LLC | G2 Energy LLC | 56440 | CA | NAICS-22 Non-Cogen | IC | LFG | MLG | 26914 | 2020 | biomass | TRUE
57163 | Calabasas Gas to Energy Facility | Los Angeles County Sanitation | 11217 | CA | Commercial NAICS Non-Cogen | GT | LFG | MLG | 33233 | 2020 | biomass | FALSE
57163 | Calabasas Gas to Energy Facility | Los Angeles County Sanitation | 11217 | CA | Commercial NAICS Non-Cogen | GT | NG | NG | 0 | 2020 | natural gas peaker | FALSE
57201 | FPL Energy Montezuma Winds LLC | FPL Energy Montezuma Wind | 56555 | CA | NAICS-22 Non-Cogen | WT | WND | WND | 89359 | 2020 | onshore wind | TRUE
57217 | Solar Photovoltaic Project #03 | Southern California Edison Co | 17609 | CA | Electric Utility | PV | SUN | SUN | 570 | 2020 | solar PV | TRUE
57219 | Solar Photovoltaic Project #05 | Southern California Edison Co | 17609 | CA | Electric Utility | PV | SUN | SUN | 2662 | 2020 | solar PV | TRUE
57220 | Solar Photovoltaic Project #06 | Southern California Edison Co | 17609 | CA | Electric Utility | PV | SUN | SUN | 2454 | 2020 | solar PV | TRUE
57221 | Solar Photovoltaic Project #07 | Southern California Edison Co | 17609 | CA | Electric Utility | PV | SUN | SUN | 2305 | 2020 | solar PV | TRUE
57222 | Solar Photovoltaic Project #08 | Southern California Edison Co | 17609 | CA | Electric Utility | PV | SUN | SUN | 1939 | 2020 | solar PV | TRUE
57223 | Solar Photovoltaic Project #09 | Southern California Edison Co | 17609 | CA | Electric Utility | PV | SUN | SUN | 1191 | 2020 | solar PV | TRUE
57224 | Solar Photovoltaic Project #10 | Southern California Edison Co | 17609 | CA | Electric Utility | PV | SUN | SUN | 1637 | 2020 | solar PV | TRUE
57225 | Solar Photovoltaic Project #11 | Southern California Edison Co | 17609 | CA | Electric Utility | PV | SUN | SUN | 3260 | 2020 | solar PV | TRUE
57227 | Solar Photovoltaic Project #13 | Southern California Edison Co | 17609 | CA | Electric Utility | PV | SUN | SUN | 3703 | 2020 | solar PV | TRUE
57229 | Solar Photovoltaic Project #15 | Southern California Edison Co | 17609 | CA | Electric Utility | PV | SUN | SUN | 3765 | 2020 | solar PV | TRUE
57230 | Solar Photovoltaic Project #16 | Southern California Edison Co | 17609 | CA | Electric Utility | PV | SUN | SUN | 740 | 2020 | solar PV | TRUE
57231 | Solar Photovoltaic Project #17 | Southern California Edison Co | 17609 | CA | Electric Utility | PV | SUN | SUN | 3579 | 2020 | solar PV | TRUE
57232 | Solar Photovoltaic Project #18 | Southern California Edison Co | 17609 | CA | Electric Utility | PV | SUN | SUN | 1502 | 2020 | solar PV | TRUE
57236 | Solar Photovoltaic Project #23 | Southern California Edison Co | 17609 | CA | Electric Utility | PV | SUN | SUN | 3804 | 2020 | solar PV | TRUE
57237 | Solar Photovoltaic Project #22 | Southern California Edison Co | 17609 | CA | Electric Utility | PV | SUN | SUN | 1726 | 2020 | solar PV | TRUE
57245 | Solar Photovoltaic Project #26 | Southern California Edison Co | 17609 | CA | Electric Utility | PV | SUN | SUN | 7644 | 2020 | solar PV | TRUE
57246 | Solar Photovoltaic Project #27 | Southern California Edison Co | 17609 | CA | Electric Utility | PV | SUN | SUN | 1397 | 2020 | solar PV | TRUE
57247 | Solar Photovoltaic Project #28 | Southern California Edison Co | 17609 | CA | Electric Utility | PV | SUN | SUN | 3711 | 2020 | solar PV | TRUE
57254 | Victor Valley CC CPV Solar | Victor Valley Community College District | 56618 | CA | Commercial NAICS Non-Cogen | PV | SUN | SUN | 1376 | 2020 | solar PV | FALSE
57267 | Marsh Landing Generating Station | Marsh Landing LLC | 56635 | CA | NAICS-22 Non-Cogen | GT | NG | NG | 265306 | 2020 | natural gas peaker | TRUE
57282 | Alta Wind Energy Center I | NRG Yield LLC | 60015 | CA | NAICS-22 Non-Cogen | WT | WND | WND | 376853 | 2020 | onshore wind | TRUE
57291 | Alta Wind Energy Center II | NRG Yield LLC | 60015 | CA | NAICS-22 Non-Cogen | WT | WND | WND | 322844 | 2020 | onshore wind | TRUE
57292 | Alta Wind Energy Center III | NRG Yield LLC | 60015 | CA | NAICS-22 Non-Cogen | WT | WND | WND | 332322 | 2020 | onshore wind | TRUE
57293 | Alta Wind Energy Center IV | NRG Yield LLC | 60015 | CA | NAICS-22 Non-Cogen | WT | WND | WND | 161959 | 2020 | onshore wind | TRUE
57294 | Alta Wind Energy Center V | NRG Yield LLC | 60015 | CA | NAICS-22 Non-Cogen | WT | WND | WND | 256249 | 2020 | onshore wind | TRUE
57295 | Alpine Solar | NRG Solar Alpine | 59397 | CA | NAICS-22 Non-Cogen | PV | SUN | SUN | 155997 | 2020 | solar PV | TRUE
57301 | Dutch Wind Energy | Terra-Gen Operating Co-Wind | 2770 | CA | NAICS-22 Non-Cogen | WT | WND | WND | 217 | 2020 | onshore wind | TRUE
57302 | Garnet Wind Energy Center | Terra-Gen Operating Co-Wind | 2770 | CA | NAICS-22 Non-Cogen | WT | WND | WND | 14560 | 2020 | onshore wind | TRUE
57305 | Adelanto Solar Project | Los Angeles Department of Water & Power | 11208 | CA | Electric Utility | PV | SUN | SUN | 12311 | 2020 | solar PV | TRUE
57306 | Pine Tree Solar Project | Los Angeles Department of Water & Power | 11208 | CA | Electric Utility | PV | SUN | SUN | 10092 | 2020 | solar PV | TRUE
57308 | Maclay Solar Project | Los Angeles Department of Water & Power | 11208 | CA | Electric Utility | PV | SUN | SUN | 874 | 2020 | solar PV | TRUE
57311 | Occidental College Solar Project | Occidental College | 59551 | CA | Commercial NAICS Non-Cogen | PV | SUN | SUN | 1665 | 2020 | solar PV | FALSE
57313 | Metro Support Services Center Solar | Metropolitan Transportation Authority | 57275 | CA | Commercial NAICS Non-Cogen | PV | SUN | SUN | 1125 | 2020 | solar PV | FALSE
57331 | Mojave Solar Project | Mojave Solar LLC | 56660 | CA | NAICS-22 Non-Cogen | ST | SUN | SUN | 558414 | 2020 | solar thermal | TRUE
57340 | Panoche Valley Solar Farm | Consolidated Edison Development Inc. | 56769 | CA | NAICS-22 Non-Cogen | PV | SUN | SUN | 325277 | 2020 | solar PV | TRUE
57364 | Siphon Drop Power Plant | Yuma County Water User's Association | 56707 | CA | NAICS-22 Non-Cogen | HY | WAT | HYC | 12776 | 2020 | hydro | TRUE
57378 | AV Solar Ranch One | AV Solar Ranch 1 LLC | 56722 | CA | NAICS-22 Non-Cogen | PV | SUN | SUN | 570132 | 2020 | solar PV | TRUE
57394 | Genesis Solar Energy Project | Genesis Solar LLC | 56723 | CA | NAICS-22 Non-Cogen | ST | SUN | SUN | 609129 | 2020 | solar thermal | TRUE
57439 | California Valley Solar Ranch | NRG Renew Operation & Maintenance, LLC | 56762 | CA | NAICS-22 Non-Cogen | PV | SUN | SUN | 643559 | 2020 | solar PV | TRUE
57441 | Solar Photovoltaic Project #42 | Southern California Edison Co | 17609 | CA | Electric Utility | PV | SUN | SUN | 6673 | 2020 | solar PV | TRUE
57455 | Solar Borrego I | NRG Solar Borrego I | 57271 | CA | NAICS-22 Non-Cogen | PV | SUN | SUN | 65167 | 2020 | solar PV | TRUE
57459 | Mountain View IV | AES Wind Generation Inc | 19740 | CA | NAICS-22 Non-Cogen | WT | WND | WND | 162110 | 2020 | onshore wind | TRUE
57460 | Caltech Central | Bloom Energy 2009 PPA | 56778 | CA | NAICS-22 Non-Cogen | FC | NG | NG | 7370 | 2020 | other | TRUE
57460 | Caltech Central | Bloom Energy 2009 PPA | 56778 | CA | NAICS-22 Non-Cogen | FC | OBG | ORW | 0 | 2020 | biomass | TRUE
57475 | John L. Featherstone Plant | Hudson Ranch Power I LLC | 56791 | CA | NAICS-22 Non-Cogen | ST | GEO | GEO | 429894 | 2020 | geothermal | TRUE
57482 | Sentinel Energy Center, LLC | Sentinel Energy Center LLC | 56887 | CA | NAICS-22 Non-Cogen | GT | NG | NG | 608226 | 2020 | natural gas peaker | TRUE
57483 | Mariposa Energy Project | Diamond Generating Corporation | 49981 | CA | NAICS-22 Non-Cogen | GT | NG | NG | 104297 | 2020 | natural gas peaker | TRUE
57484 | Manzana Wind LLC | Avangrid Renewables LLC | 15399 | CA | NAICS-22 Non-Cogen | WT | WND | WND | 482628 | 2020 | onshore wind | TRUE
57490 | Imperial Solar Energy Center South | CSOLAR IV South LLC | 56819 | CA | NAICS-22 Non-Cogen | PV | SUN | SUN | 243008 | 2020 | solar PV | TRUE
57491 | Imperial Solar Energy Center West | CSOLAR IV West LLC | 57260 | CA | NAICS-22 Non-Cogen | PV | SUN | SUN | 390045 | 2020 | solar PV | TRUE
57497 | Stroud Solar Station | Pacific Gas & Electric Co. | 14328 | CA | Electric Utility | PV | SUN | SUN | 33705 | 2020 | solar PV | TRUE
57498 | Five Points Solar Station | Pacific Gas & Electric Co. | 14328 | CA | Electric Utility | PV | SUN | SUN | 24140 | 2020 | solar PV | TRUE
57499 | Westside Solar Station | Pacific Gas & Electric Co. | 14328 | CA | Electric Utility | PV | SUN | SUN | 24389 | 2020 | solar PV | TRUE
57506 | FRV SI Transport Solar LP | Longroad Energy Services LLC | 61219 | CA | NAICS-22 Non-Cogen | PV | SUN | SUN | 2862 | 2020 | solar PV | TRUE
57514 | Ocotillo Express LLC | Pattern Operators LP | 56545 | CA | NAICS-22 Non-Cogen | WT | WND | WND | 542897 | 2020 | onshore wind | TRUE
57515 | Walnut Creek Energy Park | Walnut Creek LLC | 59980 | CA | NAICS-22 Non-Cogen | GT | NG | NG | 419440 | 2020 | natural gas peaker | TRUE
57521 | Giffen | Pacific Gas & Electric Co. | 14328 | CA | Electric Utility | PV | SUN | SUN | 19036 | 2020 | solar PV | TRUE
57522 | Cantua Solar Station | Pacific Gas & Electric Co. | 14328 | CA | Electric Utility | PV | SUN | SUN | 42368 | 2020 | solar PV | TRUE
57523 | Huron Solar Station | Pacific Gas & Electric Co. | 14328 | CA | Electric Utility | PV | SUN | SUN | 37664 | 2020 | solar PV | TRUE
57534 | Solar Photovoltaic Project #32 | Southern California Edison Co | 17609 | CA | Electric Utility | PV | SUN | SUN | 1461 | 2020 | solar PV | TRUE
57535 | Solar Photovoltaic Project #33 | Southern California Edison Co | 17609 | CA | Electric Utility | PV | SUN | SUN | 1409 | 2020 | solar PV | TRUE
57544 | Cal State Univ San Bernardino FC01 | Southern California Edison Co | 17609 | CA | Electric Utility | FC | NG | NG | 8435 | 2020 | other | TRUE
57555 | Pio Pico Energy Center | Pio Pico Energy Center LLC | 56895 | CA | NAICS-22 Non-Cogen | GT | NG | NG | 101953 | 2020 | natural gas peaker | TRUE
57557 | Sunnyvale City of WPCP | Sunnyvale City of WPCP | 56898 | CA | Electric Utility | IC | LFG | MLG | 3287.637 | 2020 | biomass | TRUE
57557 | Sunnyvale City of WPCP | Sunnyvale City of WPCP | 56898 | CA | Electric Utility | IC | NG | NG | 3659.597 | 2020 | natural gas peaker | TRUE
57557 | Sunnyvale City of WPCP | Sunnyvale City of WPCP | 56898 | CA | Electric Utility | IC | OBG | ORW | 2288.766 | 2020 | biomass | TRUE
57564 | Algonquin Power Sanger LLC | Algonquin Power Sanger LLC | 56905 | CA | NAICS-22 Non-Cogen | CA | NG | NG | 11099 | 2020 | natural gas nonpeaker | TRUE
57564 | Algonquin Power Sanger LLC | Algonquin Power Sanger LLC | 56905 | CA | NAICS-22 Non-Cogen | CT | NG | NG | 61672 | 2020 | natural gas nonpeaker | TRUE
57566 | GE - Tehachapi | GE Wind Energy LLC | 58270 | CA | NAICS-22 Non-Cogen | WT | WND | WND | 0 | 2020 | onshore wind | TRUE
57573 | CCCSD Wastewater Treatment Plnt | Central Contra Costa Sanitary District | 56914 | CA | Commercial NAICS Cogen | GT | NG | NG | 20434.96 | 2020 | natural gas peaker | FALSE
57579 | Robert O Schulz Solar Farm | South San Joaquin Irr District | 17573 | CA | Electric Utility | PV | SUN | SUN | 1567 | 2020 | solar PV | TRUE
57580 | Broadridge Cogen | Broadridge Customer Communications | 56917 | CA | NAICS-22 Cogen | IC | NG | NG | 18650 | 2020 | natural gas peaker | FALSE
57580 | Broadridge Cogen | Broadridge Customer Communications | 56917 | CA | NAICS-22 Cogen | PV | SUN | SUN | 1173 | 2020 | solar PV | FALSE
57584 | University of California San Diego Hybrid | University of California San Diego | 56918 | CA | Commercial NAICS Cogen | BA | MWH | OTH | -115 | 2020 | other | FALSE
57584 | University of California San Diego Hybrid | University of California San Diego | 56918 | CA | Commercial NAICS Cogen | CA | NG | NG | 5407 | 2020 | natural gas nonpeaker | FALSE
57584 | University of California San Diego Hybrid | University of California San Diego | 56918 | CA | Commercial NAICS Cogen | CT | NG | NG | 195998 | 2020 | natural gas nonpeaker | FALSE
57585 | Oxnard Paper Mill | New-Indy, Oxnard LLC | 58264 | CA | Industrial NAICS Cogen | GT | NG | NG | 178900 | 2020 | natural gas peaker | FALSE
57586 | Shiloh III Wind Project LLC | EDF Renewable Asset Holdings, Inc. | 57170 | CA | NAICS-22 Non-Cogen | WT | WND | WND | 260826 | 2020 | onshore wind | TRUE
57594 | Teichert Materials-Teichert Vernalis | Foundation HA Energy Generation, LLC | 56930 | CA | NAICS-22 Non-Cogen | WT | WND | WND | 1760 | 2020 | onshore wind | TRUE
57621 | Rising Tree Wind Farm | Rising Tree Wind Farm LLC | 56937 | CA | NAICS-22 Non-Cogen | WT | WND | WND | 229825 | 2020 | onshore wind | TRUE
57626 | Foundation ST | Foundation HA Energy Generation, LLC | 56930 | CA | NAICS-22 Non-Cogen | WT | WND | WND | 2440 | 2020 | onshore wind | TRUE
57650 | Regulus Solar Project | Regulus Solar, LLC | 56980 | CA | NAICS-22 Non-Cogen | PV | SUN | SUN | 148886 | 2020 | solar PV | TRUE
57651 | Adobe Solar | Southern Power Co | 17650 | CA | NAICS-22 Non-Cogen | PV | SUN | SUN | 45000 | 2020 | solar PV | TRUE
57656 | Temescal Canyon RV, LLC | Temescal Canyon RV, LLC | 56984 | CA | NAICS-22 Non-Cogen | PV | SUN | SUN | 2130 | 2020 | solar PV | TRUE
57669 | SMUD at Grundman | Sacramento PV Energy, LLC | 56995 | CA | NAICS-22 Non-Cogen | PV | SUN | SUN | 32327 | 2020 | solar PV | TRUE
57670 | SMUD at Van Conett | Sacramento PV Energy, LLC | 56995 | CA | NAICS-22 Non-Cogen | PV | SUN | SUN | 5385 | 2020 | solar PV | TRUE
57671 | SMUD at Fleshman | Sacramento PV Energy, LLC | 56995 | CA | NAICS-22 Non-Cogen | PV | SUN | SUN | 5500 | 2020 | solar PV | TRUE
57683 | Staples La Mirada, CA | SunE WF3-ST Holdings, LLC | 57007 | CA | NAICS-22 Non-Cogen | PV | SUN | SUN | 1556 | 2020 | solar PV | TRUE
57695 | Topaz Solar Farm | Topaz Solar Farms LLC | 59874 | CA | NAICS-22 Non-Cogen | PV | SUN | SUN | 1282716 | 2020 | solar PV | TRUE
57696 | Power Generation Station (PGS) 2 | East Bay Municipal Util Dist | 5571 | CA | Commercial NAICS Cogen | GT | OBG | ORW | 24714 | 2020 | biomass | FALSE
57697 | Aerojet I | Altus Power America Management, LLC | 60281 | CA | NAICS-22 Non-Cogen | PV | SUN | SUN | 5725 | 2020 | solar PV | TRUE
57698 | Aerojet II | Altus Power America Management, LLC | 60281 | CA | NAICS-22 Non-Cogen | PV | SUN | SUN | 3752 | 2020 | solar PV | TRUE
57700 | Vasco Winds | Vasco Winds, LLC | 57024 | CA | NAICS-22 Non-Cogen | WT | WND | WND | 225951 | 2020 | onshore wind | TRUE
57701 | Montezuma Wind II | NextEra Energy Montezuma Wind II, LLC | 57026 | CA | NAICS-22 Non-Cogen | WT | WND | WND | 205736 | 2020 | onshore wind | TRUE
57702 | Signal Hill West Unit | Signal Hill Petroleum, Inc | 57027 | CA | Industrial NAICS Non-Cogen | GT | NG | NG | 0 | 2020 | natural gas peaker | FALSE
57702 | Signal Hill West Unit | Signal Hill Petroleum, Inc | 57027 | CA | Industrial NAICS Non-Cogen | GT | OG | OOG | 41491 | 2020 | other | FALSE
57715 | Watkins Manufacturing Co. | Watkins Manufacturing Corporation | 57034 | CA | Industrial NAICS Non-Cogen | IC | NG | NG | 5404 | 2020 | natural gas peaker | FALSE
57722 | North Palm Springs 4A | Greenbacker Renewable Energy Corporation | 60025 | CA | NAICS-22 Non-Cogen | PV | SUN | SUN | 8994 | 2020 | solar PV | TRUE
57725 | Shiloh IV Wind Project LLC | EDF Renewable Asset Holdings, Inc. | 57170 | CA | NAICS-22 Non-Cogen | WT | WND | WND | 277561 | 2020 | onshore wind | TRUE
57729 | Lake Hodges Hydroelectric Facility | San Diego County Water Auth | 27075 | CA | Electric Utility | PS | WAT | HPS | -18690 | 2020 | other | TRUE
57743 | North Palm Springs 1A | Greenbacker Renewable Energy Corporation | 60025 | CA | NAICS-22 Non-Cogen | PV | SUN | SUN | 5537 | 2020 | solar PV | TRUE
57753 | SMUD at Lawrence | Sacramento PV Energy, LLC | 56995 | CA | NAICS-22 Non-Cogen | PV | SUN | SUN | 1715 | 2020 | solar PV | TRUE
57757 | Pacific Wind LLC | EDF Renewable Asset Holdings, Inc. | 57170 | CA | NAICS-22 Non-Cogen | WT | WND | WND | 289197 | 2020 | onshore wind | TRUE
57771 | Ameresco Butte County | Ameresco Butte County LLC | 57079 | CA | NAICS-22 Non-Cogen | IC | LFG | MLG | 11200 | 2020 | biomass | TRUE
57773 | Palo Verde College | SSA Solar of CA 2 LLC | 58315 | CA | Commercial NAICS Non-Cogen | PV | SUN | SUN | 2050 | 2020 | solar PV | FALSE
57774 | Windstar 1 | Brookfield Renewable Trading and Marketing LP | 63235 | CA | NAICS-22 Non-Cogen | WT | WND | WND | 278347 | 2020 | onshore wind | TRUE
57777 | RE Dillard 1 LLC | Gamma Genco CV LLC | 62948 | CA | NAICS-22 Non-Cogen | PV | SUN | SUN | 5625 | 2020 | solar PV | TRUE
57778 | RE Kammerer 1 LLC | Gamma Genco CV LLC | 62948 | CA | NAICS-22 Non-Cogen | PV | SUN | SUN | 10867 | 2020 | solar PV | TRUE
57779 | RE Dillard 2 LLC | Gamma Genco CV LLC | 62948 | CA | NAICS-22 Non-Cogen | PV | SUN | SUN | 6294 | 2020 | solar PV | TRUE
57780 | RE Kammerer 2 LLC | Gamma Genco CV LLC | 62948 | CA | NAICS-22 Non-Cogen | PV | SUN | SUN | 11169 | 2020 | solar PV | TRUE
57781 | RE Dillard 3 LLC | Gamma Genco CV LLC | 62948 | CA | NAICS-22 Non-Cogen | PV | SUN | SUN | 6199 | 2020 | solar PV | TRUE
57782 | RE Kammerer 3 LLC | Gamma Genco CV LLC | 62948 | CA | NAICS-22 Non-Cogen | PV | SUN | SUN | 11223 | 2020 | solar PV | TRUE
57783 | RE Bruceville 1 LLC | Gamma Genco CV LLC | 62948 | CA | NAICS-22 Non-Cogen | PV | SUN | SUN | 10251 | 2020 | solar PV | TRUE
57784 | RE Bruceville 2 LLC | Gamma Genco CV LLC | 62948 | CA | NAICS-22 Non-Cogen | PV | SUN | SUN | 11006 | 2020 | solar PV | TRUE
57785 | RE Bruceville 3 LLC | Gamma Genco CV LLC | 62948 | CA | NAICS-22 Non-Cogen | PV | SUN | SUN | 10766 | 2020 | solar PV | TRUE
57792 | Foundation IE | Foundation HA Energy Generation, LLC | 56930 | CA | NAICS-22 Non-Cogen | WT | WND | WND | 447 | 2020 | onshore wind | TRUE
57796 | Golden Springs Building C-1 | Golden Springs Development Company LLC | 57104 | CA | NAICS-22 Non-Cogen | PV | SUN | SUN | 1753 | 2020 | solar PV | TRUE
57797 | Golden Springs Building D | Golden Springs Development Company LLC | 57104 | CA | NAICS-22 Non-Cogen | PV | SUN | SUN | 1874 | 2020 | solar PV | TRUE
57807 | Coca Cola American Canyon | Bloom Energy 2009 PPA | 56778 | CA | NAICS-22 Non-Cogen | FC | NG | NG | 483 | 2020 | other | TRUE
57807 | Coca Cola American Canyon | Bloom Energy 2009 PPA | 56778 | CA | NAICS-22 Non-Cogen | FC | OBG | ORW | 0 | 2020 | biomass | TRUE
57808 | Lockheed Martin Sunnyvale | Bloom Energy | 57128 | CA | NAICS-22 Non-Cogen | FC | NG | NG | 4000 | 2020 | other | TRUE
57809 | Franklin Templeton San Mateo | Bloom Energy | 57128 | CA | NAICS-22 Non-Cogen | FC | NG | NG | 6934 | 2020 | other | TRUE
57811 | Adobe San Jose | Bloom Energy | 57128 | CA | NAICS-22 Non-Cogen | FC | NG | NG | 5175 | 2020 | other | TRUE
57816 | RE McKenzie 1 LLC | Gamma Genco CV LLC | 62948 | CA | NAICS-22 Non-Cogen | PV | SUN | SUN | 11322 | 2020 | solar PV | TRUE
57817 | RE McKenzie 2 LLC | Gamma Genco CV LLC | 62948 | CA | NAICS-22 Non-Cogen | PV | SUN | SUN | 11716 | 2020 | solar PV | TRUE
57818 | RE McKenzie 3 LLC | Gamma Genco CV LLC | 62948 | CA | NAICS-22 Non-Cogen | PV | SUN | SUN | 11799 | 2020 | solar PV | TRUE
57819 | RE McKenzie 4 LLC | Gamma Genco CV LLC | 62948 | CA | NAICS-22 Non-Cogen | PV | SUN | SUN | 11024 | 2020 | solar PV | TRUE
57820 | RE McKenzie 5 LLC | Gamma Genco CV LLC | 62948 | CA | NAICS-22 Non-Cogen | PV | SUN | SUN | 11462 | 2020 | solar PV | TRUE
57821 | RE McKenzie 6 LLC | Gamma Genco CV LLC | 62948 | CA | NAICS-22 Non-Cogen | PV | SUN | SUN | 11458 | 2020 | solar PV | TRUE
57827 | Dinuba Wastewater Treatment Plant | Sustainable Power Group, LLC | 58661 | CA | Commercial NAICS Non-Cogen | PV | SUN | SUN | 1737 | 2020 | solar PV | FALSE
57831 | Heliocentric | Heliocentric LLC | 57154 | CA | NAICS-22 Non-Cogen | PV | SUN | SUN | 1719 | 2020 | solar PV | TRUE
57833 | Mustang Hills LLC | Longroad Energy Services 2 | 63800 | CA | NAICS-22 Non-Cogen | WT | WND | WND | 276718 | 2020 | onshore wind | TRUE
57834 | Pinyon Pine I | Pinyon Pines Wind I, LLC | 59868 | CA | NAICS-22 Non-Cogen | WT | WND | WND | 276349 | 2020 | onshore wind | TRUE
57835 | Alta Wind VIII | Brookfield Renewable Trading and Marketing LP | 63235 | CA | NAICS-22 Non-Cogen | WT | WND | WND | 214170 | 2020 | onshore wind | TRUE
57836 | L-8 Solar Project | L-8 Solar Project LLC | 57159 | CA | NAICS-22 Non-Cogen | PV | SUN | SUN | 2099 | 2020 | solar PV | TRUE
57837 | Pinyon Pine II | Pinyon Pines Wind II, LLC | 59869 | CA | NAICS-22 Non-Cogen | WT | WND | WND | 206520 | 2020 | onshore wind | TRUE
57849 | Green Acres Solar Facility 1 | SEAI Elk Grove LLC | 57177 | CA | NAICS-22 Non-Cogen | PV | SUN | SUN | 5670 | 2020 | solar PV | TRUE
57850 | Green Acres Solar Facility 2 | SEAI Elk Grove LLC | 57177 | CA | NAICS-22 Non-Cogen | PV | SUN | SUN | 2115 | 2020 | solar PV | TRUE
57854 | North Hollywood | Los Angeles Department of Water & Power | 11208 | CA | Commercial NAICS Non-Cogen | HY | WAT | HYC | 0 | 2020 | hydro | FALSE
57854 | North Hollywood | Los Angeles Department of Water & Power | 11208 | CA | Commercial NAICS Non-Cogen | PS | WAT | HPS | 0 | 2020 | other | FALSE
57856 | Univ of California San Diego Solar | University of California San Diego | 56918 | CA | Commercial NAICS Non-Cogen | PV | SUN | SUN | 2672 | 2020 | solar PV | FALSE
57860 | Industry MetroLink PV 1 | City of Industry | 57194 | CA | Electric Utility | PV | SUN | SUN | 2502 | 2020 | solar PV | TRUE
57870 | Castle Rock Vineyards | Castle Rock Cooling | 57213 | CA | Commercial NAICS Non-Cogen | PV | SUN | SUN | 986 | 2020 | solar PV | FALSE
57876 | Santa Cruz Energy | Santa Cruz Energy LLC | 57197 | CA | NAICS-22 Non-Cogen | IC | LFG | MLG | 10310 | 2020 | biomass | TRUE
57891 | Guernsey Solar Station | Pacific Gas & Electric Co. | 14328 | CA | Electric Utility | PV | SUN | SUN | 41822 | 2020 | solar PV | TRUE
57892 | Gates Solar Station | Pacific Gas & Electric Co. | 14328 | CA | Electric Utility | PV | SUN | SUN | 31020 | 2020 | solar PV | TRUE
57895 | Improvement Dst No. 4 | Kern County Water Agency | 57262 | CA | Commercial NAICS Non-Cogen | PV | SUN | SUN | 545 | 2020 | solar PV | FALSE
57900 | Solar Photovoltaic Project #48 | Southern California Edison Co | 17609 | CA | Electric Utility | PV | SUN | SUN | 6224 | 2020 | solar PV | TRUE
57901 | El Segundo Energy Center LLC | NRG El Segundo Operations Inc | 13584 | CA | NAICS-22 Non-Cogen | CA | NG | NG | 105645 | 2020 | natural gas nonpeaker | TRUE
57901 | El Segundo Energy Center LLC | NRG El Segundo Operations Inc | 13584 | CA | NAICS-22 Non-Cogen | CT | NG | NG | 290111 | 2020 | natural gas nonpeaker | TRUE
57913 | Tule Wind LLC | Avangrid Renewables LLC | 15399 | CA | NAICS-22 Non-Cogen | WT | WND | WND | 340692 | 2020 | onshore wind | TRUE
57916 | Spreckels Sugar Company | Spreckels Sugar Company | 57299 | CA | Industrial NAICS Cogen | ST | BIT | COL | 0 | 2020 | hard coal | FALSE
57916 | Spreckels Sugar Company | Spreckels Sugar Company | 57299 | CA | Industrial NAICS Cogen | ST | NG | NG | 22811.49 | 2020 | natural gas peaker | FALSE
57959 | Desert Green Solar Farm LLC | Invenergy Services LLC | 49893 | CA | NAICS-22 Non-Cogen | PV | SUN | SUN | 13661 | 2020 | solar PV | TRUE
57962 | Brookfield Tehachapi 1 | Consolidated Edison Development Inc. | 56769 | CA | NAICS-22 Non-Cogen | WT | WND | WND | 250637 | 2020 | onshore wind | TRUE
57971 | SF Southeast Cogen Plant | City & County of San Francisco | 16612 | CA | Commercial NAICS Non-Cogen | IC | OBG | ORW | 672 | 2020 | biomass | FALSE
57977 | High Sierra Cogeneration Plant | Plumas Sierra Rural Electric Coop | 57353 | CA | Electric Utility | IC | NG | NG | 31140 | 2020 | natural gas peaker | TRUE
57978 | Lodi Energy Center | Northern California Power Agny | 40613 | CA | Electric Utility | CA | NG | NG | 244719 | 2020 | natural gas nonpeaker | TRUE
57978 | Lodi Energy Center | Northern California Power Agny | 40613 | CA | Electric Utility | CT | NG | NG | 461371 | 2020 | natural gas nonpeaker | TRUE
57988 | Lincoln Landfill | Energy 2001 Inc | 57362 | CA | NAICS-22 Non-Cogen | IC | LFG | MLG | 29012 | 2020 | biomass | TRUE
57993 | Desert Sunlight 300, LLC | NextEra Energy Desert Sunlight 300, LLC | 58289 | CA | NAICS-22 Non-Cogen | PV | SUN | SUN | 658462 | 2020 | solar PV | TRUE
58002 | Alpaugh North | Consolidated Edison Development Inc. | 56769 | CA | NAICS-22 Non-Cogen | PV | SUN | SUN | 45018 | 2020 | solar PV | TRUE
58003 | Alpaugh 50 | Consolidated Edison Development Inc. | 56769 | CA | NAICS-22 Non-Cogen | PV | SUN | SUN | 130092 | 2020 | solar PV | TRUE
58007 | Brea Expansion Plant | Brea Power II | 57384 | CA | NAICS-22 Non-Cogen | CA | LFG | MLG | 70203.75 | 2020 | biomass | TRUE
58007 | Brea Expansion Plant | Brea Power II | 57384 | CA | NAICS-22 Non-Cogen | CT | LFG | MLG | 183655.92 | 2020 | biomass | TRUE
58034 | Nickel 1 Solar Facility | Altus Power America Management, LLC | 60281 | CA | NAICS-22 Non-Cogen | PV | SUN | SUN | 2293 | 2020 | solar PV | TRUE
58039 | Axium Modesto Solar | Axium US Solar Holdings LLC | 60898 | CA | NAICS-22 Non-Cogen | PV | SUN | SUN | 61170 | 2020 | solar PV | TRUE
58053 | Vitro Flat Glass LLC | Vitro Flat Glass LLC | 60608 | CA | Industrial NAICS Non-Cogen | IC | DFO | DFO | 0 | 2020 | petroleum | FALSE
58056 | Irwindale Brew Yard, LLC | Irwindale Brew Yard, LLC | 63952 | CA | Industrial NAICS Non-Cogen | GT | NG | NG | 916 | 2020 | natural gas peaker | FALSE
58056 | Irwindale Brew Yard, LLC | Irwindale Brew Yard, LLC | 63952 | CA | Industrial NAICS Non-Cogen | IC | OBG | ORW | 1340 | 2020 | biomass | FALSE
58056 | Irwindale Brew Yard, LLC | Irwindale Brew Yard, LLC | 63952 | CA | Industrial NAICS Non-Cogen | PV | SUN | SUN | 3930 | 2020 | solar PV | FALSE
58062 | Imperial Valley Solar Company 1 LLC | Imperial Irrigation District | 9216 | CA | Electric Utility | PV | SUN | SUN | 42864 | 2020 | solar PV | TRUE
58073 | SEPV 1 | CleanCapital | 62060 | CA | NAICS-22 Non-Cogen | PV | SUN | SUN | 4275 | 2020 | solar PV | TRUE
58074 | SEPV 2 | CleanCapital | 62060 | CA | NAICS-22 Non-Cogen | PV | SUN | SUN | 3951 | 2020 | solar PV | TRUE
58076 | Edwards Air Force Base | Ahana Renewables, LLC | 59622 | CA | NAICS-22 Non-Cogen | PV | SUN | SUN | 2402 | 2020 | solar PV | TRUE
58083 | Fullerton Mill CHP | Kimberly-Clark Worldwide Inc | 57463 | CA | Industrial NAICS Cogen | CA | NG | NG | 0 | 2020 | natural gas nonpeaker | FALSE
58083 | Fullerton Mill CHP | Kimberly-Clark Worldwide Inc | 57463 | CA | Industrial NAICS Cogen | CT | NG | NG | 7100 | 2020 | natural gas nonpeaker | FALSE
58086 | Intel Folsom | Tesla Inc. | 60947 | CA | NAICS-22 Non-Cogen | PV | SUN | SUN | 1439 | 2020 | solar PV | TRUE
58100 | Kern Oil & Refining Co | Kern Oil & Refining Co | 57477 | CA | Industrial NAICS Non-Cogen | GT | NG | NG | 35049 | 2020 | natural gas peaker | FALSE
58101 | Foundation Cemex River Plant | Foundation CA Fund VI Manager LLC | 57476 | CA | NAICS-22 Non-Cogen | WT | WND | WND | 2935 | 2020 | onshore wind | TRUE
58102 | Foundation Cemex BMQ | Foundation CA Fund VI Manager LLC | 57476 | CA | NAICS-22 Non-Cogen | WT | WND | WND | 3484 | 2020 | onshore wind | TRUE
58104 | Foundation Superior Farms | Foundation CA Fund VI Manager LLC | 57476 | CA | Industrial NAICS Non-Cogen | WT | WND | WND | 1335 | 2020 | onshore wind | FALSE
58105 | Foundation Wal-Mart Red Bluff | Foundation CA Fund VI Manager LLC | 57476 | CA | Commercial NAICS Non-Cogen | WT | WND | WND | 1755 | 2020 | onshore wind | FALSE
58112 | Foundation Cemex Madison | Foundation CA Fund V Manager, LLC | 57484 | CA | NAICS-22 Non-Cogen | WT | WND | WND | 1778 | 2020 | onshore wind | TRUE
58113 | Foundation RRM | Foundation CA Fund V Manager, LLC | 57484 | CA | NAICS-22 Non-Cogen | WT | WND | WND | 9258 | 2020 | onshore wind | TRUE
58114 | Foundation NWNA | Foundation CA Fund V Manager, LLC | 57484 | CA | NAICS-22 Non-Cogen | WT | WND | WND | 19569 | 2020 | onshore wind | TRUE
58118 | La Joya Del Sol | CleanCapital | 62060 | CA | NAICS-22 Non-Cogen | PV | SUN | SUN | 1451 | 2020 | solar PV | TRUE
58122 | Delano Energy Center | Wellhead Services, Inc | 20323 | CA | NAICS-22 Non-Cogen | GT | NG | NG | 6186 | 2020 | natural gas peaker | TRUE
58128 | Kaiser Downey | Bloom Energy 2009 PPA | 56778 | CA | NAICS-22 Non-Cogen | FC | LFG | MLG | 0 | 2020 | biomass | TRUE
58128 | Kaiser Downey | Bloom Energy 2009 PPA | 56778 | CA | NAICS-22 Non-Cogen | FC | NG | NG | 6798 | 2020 | other | TRUE
58132 | Kaiser Ontario | Bloom Energy 2009 PPA | 56778 | CA | NAICS-22 Non-Cogen | FC | NG | NG | 6732 | 2020 | other | TRUE
58132 | Kaiser Ontario | Bloom Energy 2009 PPA | 56778 | CA | NAICS-22 Non-Cogen | FC | OBG | ORW | 0 | 2020 | biomass | TRUE
58148 | RE Kansas South LLC | RE Kansas South LLC | 58111 | CA | NAICS-22 Non-Cogen | PV | SUN | SUN | 41638 | 2020 | solar PV | TRUE
58149 | TA-High Desert LLC | TA-High Desert LLC | 58112 | CA | NAICS-22 Non-Cogen | PV | SUN | SUN | 49735 | 2020 | solar PV | TRUE
58154 | North Sky River Energy LLC | North Sky River Energy LLC | 58121 | CA | NAICS-22 Non-Cogen | WT | WND | WND | 428422 | 2020 | onshore wind | TRUE
58169 | CSUF Trigeneration | California State University at Fullerton | 58104 | CA | Commercial NAICS Cogen | GT | NG | NG | 26687 | 2020 | natural gas peaker | FALSE
58169 | CSUF Trigeneration | California State University at Fullerton | 58104 | CA | Commercial NAICS Cogen | PV | SUN | SUN | 6024 | 2020 | solar PV | FALSE
58170 | Crafton Hills College Solar Farm | San Bernardino Comm College Dist | 58140 | CA | Commercial NAICS Non-Cogen | PV | SUN | SUN | 1368 | 2020 | solar PV | FALSE
58198 | Parnassus Central Utility Plant | University of California-San Francisco | 58171 | CA | Commercial NAICS Cogen | CA | DFO | DFO | 5.228 | 2020 | petroleum | FALSE
58198 | Parnassus Central Utility Plant | University of California-San Francisco | 58171 | CA | Commercial NAICS Cogen | CA | NG | NG | 6864.772 | 2020 | natural gas nonpeaker | FALSE
58198 | Parnassus Central Utility Plant | University of California-San Francisco | 58171 | CA | Commercial NAICS Cogen | CT | DFO | DFO | 49.849 | 2020 | petroleum | FALSE
58198 | Parnassus Central Utility Plant | University of California-San Francisco | 58171 | CA | Commercial NAICS Cogen | CT | NG | NG | 61573.151 | 2020 | natural gas nonpeaker | FALSE
58202 | RE Victor Phelan Solar One LLC | Gamma Genco CV II LLC | 62949 | CA | NAICS-22 Non-Cogen | PV | SUN | SUN | 44108 | 2020 | solar PV | TRUE
58204 | Grassland 3&4 Solar Project | Yolo County of | 56751 | CA | NAICS-22 Non-Cogen | PV | SUN | SUN | 4598 | 2020 | solar PV | TRUE
58206 | West Gates Solar Station | Pacific Gas & Electric Co. | 14328 | CA | Electric Utility | PV | SUN | SUN | 19002 | 2020 | solar PV | TRUE
58216 | J.R. Simplot Company | J.R. Simplot Company | 58183 | CA | Industrial NAICS Non-Cogen | ST | WH | OTH | 5423.27 | 2020 | other | FALSE
58217 | Grassland 1&2 Solar Project | Yolo County of | 56751 | CA | NAICS-22 Non-Cogen | PV | SUN | SUN | 4018 | 2020 | solar PV | TRUE
58223 | Hoag Hospital Cogen Plant | Hoag Memorial Presbyterian Hospital | 58195 | CA | Commercial NAICS Cogen | IC | NG | NG | 4261.04 | 2020 | natural gas peaker | FALSE
58226 | Newberry Solar 1 LLC | Newberry Solar 1 LLC | 58197 | CA | NAICS-22 Non-Cogen | PV | SUN | SUN | 2975 | 2020 | solar PV | TRUE
58227 | SEPV9 Power Plant | Highlander Solar 2, LLC | 58198 | CA | NAICS-22 Non-Cogen | PV | SUN | SUN | 20654 | 2020 | solar PV | TRUE
58232 | Tahquitz High School | Sustainable Power Group, LLC | 58661 | CA | Commercial NAICS Non-Cogen | PV | SUN | SUN | 1688 | 2020 | solar PV | FALSE
58233 | Wagner Wind LLC | Greenbacker Renewable Energy Corporation | 60025 | CA | NAICS-22 Non-Cogen | WT | WND | WND | 13636 | 2020 | onshore wind | TRUE
58234 | SEPV 8 | Highlander Solar 1, LLC | 58211 | CA | NAICS-22 Non-Cogen | PV | SUN | SUN | 27791 | 2020 | solar PV | TRUE
58244 | West Valley High School Solar | Sustainable Power Group, LLC | 58661 | CA | Commercial NAICS Non-Cogen | PV | SUN | SUN | 1458 | 2020 | solar PV | FALSE
58249 | VA Sepulveda Ambulatory Care Center | VA Sepulveda Ambulatory Care Center | 59553 | CA | Commercial NAICS Non-Cogen | PV | SUN | SUN | 3219 | 2020 | solar PV | FALSE
58251 | C&H Sugar Plant | C&H Sugar Company Inc | 58223 | CA | Industrial NAICS Cogen | ST | PUR | OTH | 51082 | 2020 | other | FALSE
58253 | CBS Television City | Televison City Studios, LLC. | 63330 | CA | Commercial NAICS Non-Cogen | FC | NG | NG | 6327.09 | 2020 | other | FALSE
58253 | CBS Television City | Televison City Studios, LLC. | 63330 | CA | Commercial NAICS Non-Cogen | PV | SUN | SUN | 1166 | 2020 | solar PV | FALSE
58258 | Central Utilities Plant LAX 2 | LAX Airport | 10810 | CA | Commercial NAICS Cogen | GT | NG | NG | 36098.3 | 2020 | natural gas peaker | FALSE
58289 | Venable Solar 1 | Venable Solar, LLC | 59455 | CA | NAICS-22 Non-Cogen | PV | SUN | SUN | 3353 | 2020 | solar PV | TRUE
58290 | Venable Solar 2 | Venable Solar, LLC | 59455 | CA | NAICS-22 Non-Cogen | PV | SUN | SUN | 3354 | 2020 | solar PV | TRUE
58296 | Roll Delano 2 | Bloom Energy | 57128 | CA | NAICS-22 Non-Cogen | FC | NG | NG | 3048 | 2020 | other | TRUE
58297 | Roll Delano | Bloom Energy | 57128 | CA | NAICS-22 Non-Cogen | FC | NG | NG | 5550 | 2020 | other | TRUE
58298 | Roll Lost Hills | Bloom Energy | 57128 | CA | NAICS-22 Non-Cogen | FC | NG | NG | 2981 | 2020 | other | TRUE
58299 | Xilinx San Jose | Bloom Energy | 57128 | CA | NAICS-22 Non-Cogen | FC | NG | NG | 8135 | 2020 | other | TRUE
58300 | Honda Torrance | Bloom Energy | 57128 | CA | NAICS-22 Non-Cogen | FC | NG | NG | 5289 | 2020 | other | TRUE
58301 | Juniper Networks Sunnyvale | Bloom Energy | 57128 | CA | NAICS-22 Non-Cogen | FC | NG | NG | 7096 | 2020 | other | TRUE
58302 | Life Technologies Carlsbad | Bloom Energy | 57128 | CA | NAICS-22 Non-Cogen | FC | NG | NG | 7890 | 2020 | other | TRUE
58303 | Taylor Farms Salinas | Bloom Energy | 57128 | CA | NAICS-22 Non-Cogen | FC | NG | NG | 8795 | 2020 | other | TRUE
58304 | Kingsburg Solar | Tulare PV II LLC | 58269 | CA | NAICS-22 Non-Cogen | PV | SUN | SUN | 6706 | 2020 | solar PV | TRUE
58306 | Exeter Solar | Tulare PV I LLC | 58268 | CA | NAICS-22 Non-Cogen | PV | SUN | SUN | 6668 | 2020 | solar PV | TRUE
58307 | Ivanhoe Solar | Tulare PV I LLC | 58268 | CA | NAICS-22 Non-Cogen | PV | SUN | SUN | 6441 | 2020 | solar PV | TRUE
58308 | Lindsay Solar | Tulare PV I LLC | 58268 | CA | NAICS-22 Non-Cogen | PV | SUN | SUN | 7375 | 2020 | solar PV | TRUE
58309 | Porterville Solar | Tulare PV I LLC | 58268 | CA | NAICS-22 Non-Cogen | PV | SUN | SUN | 6576 | 2020 | solar PV | TRUE
58320 | G2 Energy Hay Rd | G2 Energy LLC | 56440 | CA | NAICS-22 Non-Cogen | IC | LFG | MLG | 12548 | 2020 | biomass | TRUE
58354 | Radiance Solar 4 | Greenbacker Renewable Energy Corporation | 60025 | CA | NAICS-22 Non-Cogen | PV | SUN | SUN | 3137 | 2020 | solar PV | TRUE
58355 | Radiance Solar 5 | Greenbacker Renewable Energy Corporation | 60025 | CA | NAICS-22 Non-Cogen | PV | SUN | SUN | 3234 | 2020 | solar PV | TRUE
58366 | Atwell Island | SPS Atwell Island LLC | 58355 | CA | NAICS-22 Non-Cogen | PV | SUN | SUN | 32813 | 2020 | solar PV | TRUE
58373 | White River Solar | Consolidated Edison Development Inc. | 56769 | CA | NAICS-22 Non-Cogen | PV | SUN | SUN | 49360 | 2020 | solar PV | TRUE
58374 | Corcoran Solar | Consolidated Edison Development Inc. | 56769 | CA | NAICS-22 Non-Cogen | PV | SUN | SUN | 49609 | 2020 | solar PV | TRUE
58376 | Oakley Solar Project | Oakley Solar Project LLC | 58363 | CA | NAICS-22 Non-Cogen | PV | SUN | SUN | 2209 | 2020 | solar PV | TRUE
58379 | Cold Canyon 1 | Toro Energy of California SLO | 58366 | CA | NAICS-22 Non-Cogen | IC | LFG | MLG | 10849 | 2020 | biomass | TRUE
58388 | Solar Star 1 | Solar Star California XIX, LLC | 59873 | CA | NAICS-22 Non-Cogen | PV | SUN | SUN | 826320 | 2020 | solar PV | TRUE
58389 | Solar Star 2 | Solar Star California XX, LLC | 59872 | CA | NAICS-22 Non-Cogen | PV | SUN | SUN | 727894 | 2020 | solar PV | TRUE
58394 | Alta Wind X | NRG Yield LLC | 60015 | CA | NAICS-22 Non-Cogen | WT | WND | WND | 347345 | 2020 | onshore wind | TRUE
58395 | Alta Wind XI | NRG Yield LLC | 60015 | CA | NAICS-22 Non-Cogen | WT | WND | WND | 214818 | 2020 | onshore wind | TRUE
58397 | Ameresco Johnson Canyon | Ameresco Johnson Canyon LLC | 58382 | CA | NAICS-22 Non-Cogen | IC | LFG | MLG | 10570 | 2020 | biomass | TRUE
58398 | Heber Solar | Axium US Solar Holdings LLC | 60898 | CA | NAICS-22 Non-Cogen | PV | SUN | SUN | 24537 | 2020 | solar PV | TRUE
58417 | Lone Valley Solar Park I LLC | Lone Valley Solar Park I LLC | 58413 | CA | NAICS-22 Non-Cogen | PV | SUN | SUN | 22966 | 2020 | solar PV | TRUE
58418 | Victor Dry Farm Ranch A | Sustainable Power Group, LLC | 58661 | CA | NAICS-22 Non-Cogen | PV | SUN | SUN | 9485 | 2020 | solar PV | TRUE
58419 | Victor Dry Farm Ranch B | Sustainable Power Group, LLC | 58661 | CA | NAICS-22 Non-Cogen | PV | SUN | SUN | 9437 | 2020 | solar PV | TRUE
58422 | CSU Northridge Plant | California State University, Northridge | 58416 | CA | Commercial NAICS Non-Cogen | FC | NG | NG | 0 | 2020 | other | FALSE
58422 | CSU Northridge Plant | California State University, Northridge | 58416 | CA | Commercial NAICS Non-Cogen | PV | SUN | SUN | 742 | 2020 | solar PV | FALSE
58429 | Sunshine Gas Producers | Sunshine Gas Producers LLC | 58426 | CA | NAICS-22 Non-Cogen | GT | LFG | MLG | 136270 | 2020 | biomass | TRUE
58430 | Centinela Solar Energy | CD Arevon USA, Inc. | 61230 | CA | NAICS-22 Non-Cogen | PV | SUN | SUN | 498995 | 2020 | solar PV | TRUE
58435 | Ameresco Vasco Road | Ameresco Vasco Road, LLC | 58431 | CA | NAICS-22 Non-Cogen | IC | LFG | MLG | 34399 | 2020 | biomass | TRUE
58436 | Ameresco San Joaquin | Ameresco San Joaquin, LLC | 58432 | CA | NAICS-22 Non-Cogen | IC | LFG | MLG | 29499 | 2020 | biomass | TRUE
58437 | Ameresco Forward | Ameresco Forward, LLC | 58433 | CA | NAICS-22 Non-Cogen | IC | LFG | MLG | 32603 | 2020 | biomass | TRUE
58440 | CBS Studio Center | Crestmark Bank | 59413 | CA | Commercial NAICS Non-Cogen | FC | NG | NG | 7436 | 2020 | other | FALSE
58445 | Arrache 4006 | CD US Solar MT 2 LLC | 58440 | CA | NAICS-22 Non-Cogen | PV | SUN | SUN | 2345 | 2020 | solar PV | TRUE
58446 | Arrache 4013 | CD US Solar MT 2 LLC | 58440 | CA | NAICS-22 Non-Cogen | PV | SUN | SUN | 3490 | 2020 | solar PV | TRUE
58448 | Nunn | CD US Solar MT 2 LLC | 58440 | CA | NAICS-22 Non-Cogen | PV | SUN | SUN | 2632 | 2020 | solar PV | TRUE
58449 | Rutan | CD US Solar MT 2 LLC | 58440 | CA | NAICS-22 Non-Cogen | PV | SUN | SUN | 3967 | 2020 | solar PV | TRUE
58450 | Vinam | CD US Solar MT 2 LLC | 58440 | CA | NAICS-22 Non-Cogen | PV | SUN | SUN | 3995 | 2020 | solar PV | TRUE
58451 | Ma | CD US Solar MT 2 LLC | 58440 | CA | NAICS-22 Non-Cogen | PV | SUN | SUN | 3596 | 2020 | solar PV | TRUE
58452 | Horn | CD US Solar MT 2 LLC | 58440 | CA | NAICS-22 Non-Cogen | PV | SUN | SUN | 3532 | 2020 | solar PV | TRUE
58454 | Watts 3115 | CD US Solar MT 2 LLC | 58440 | CA | NAICS-22 Non-Cogen | PV | SUN | SUN | 3304 | 2020 | solar PV | TRUE
58462 | McCoy Solar Energy Project Hybrid | McCoy Solar, LLC | 58451 | CA | NAICS-22 Non-Cogen | PV | SUN | SUN | 569161 | 2020 | solar PV | TRUE
58467 | Campo Verde Solar | Southern Power Co | 17650 | CA | NAICS-22 Non-Cogen | PV | SUN | SUN | 335317 | 2020 | solar PV | TRUE
58498 | RE Rosamond One LLC | Gamma Genco CV II LLC | 62949 | CA | NAICS-22 Non-Cogen | PV | SUN | SUN | 57108 | 2020 | solar PV | TRUE
58499 | RE Rosamond Two LLC | Gamma Genco CV II LLC | 62949 | CA | NAICS-22 Non-Cogen | PV | SUN | SUN | 44079 | 2020 | solar PV | TRUE
58500 | RE Rio Grande Solar LLC | Gamma Genco CV II LLC | 62949 | CA | NAICS-22 Non-Cogen | PV | SUN | SUN | 10427 | 2020 | solar PV | TRUE
58502 | RE Columbia 3 LLC | Gamma Genco CV II LLC | 62949 | CA | NAICS-22 Non-Cogen | PV | SUN | SUN | 22980 | 2020 | solar PV | TRUE
58506 | Chuckawalla Solar | Altus Power America Management, LLC | 60281 | CA | NAICS-22 Non-Cogen | PV | SUN | SUN | 918 | 2020 | solar PV | TRUE
58508 | Bear Creek Solar | Ecos Energy LLC | 58135 | CA | NAICS-22 Non-Cogen | PV | SUN | SUN | 3927 | 2020 | solar PV | TRUE
58509 | Vintner Solar | Ecos Energy LLC | 58135 | CA | NAICS-22 Non-Cogen | PV | SUN | SUN | 4057 | 2020 | solar PV | TRUE
58510 | Kettleman Solar Project | Ecos Energy LLC | 58135 | CA | NAICS-22 Non-Cogen | PV | SUN | SUN | 2557 | 2020 | solar PV | TRUE
58513 | Ironwood Solar LLC | Altus Power America Management, LLC | 60281 | CA | NAICS-22 Non-Cogen | PV | SUN | SUN | 951 | 2020 | solar PV | TRUE
58514 | Desert Hot Springs Solar | Consolidated Edison Solutions Inc | 57365 | CA | NAICS-22 Non-Cogen | PV | SUN | SUN | 5441 | 2020 | solar PV | TRUE
58522 | Madera Community Hospital | Ahana Renewables, LLC | 59622 | CA | NAICS-22 Non-Cogen | PV | SUN | SUN | 1859 | 2020 | solar PV | TRUE
58525 | City of Hayward WWTP | City of Hayward | 58500 | CA | NAICS-22 Cogen | IC | NG | NG | 183.944 | 2020 | natural gas peaker | FALSE
58525 | City of Hayward WWTP | City of Hayward | 58500 | CA | NAICS-22 Cogen | IC | OBG | ORW | 7233.056 | 2020 | biomass | FALSE
58525 | City of Hayward WWTP | City of Hayward | 58500 | CA | NAICS-22 Cogen | PV | SUN | SUN | 3578 | 2020 | solar PV | FALSE
58527 | Crown Cooling Facility | Five Crowns Inc | 58501 | CA | Industrial NAICS Non-Cogen | PV | SUN | SUN | 1058.31 | 2020 | solar PV | FALSE
58528 | Garnet Solar Generation Station I LLC | Garnet Solar Generation Station I LLC | 58503 | CA | NAICS-22 Non-Cogen | PV | SUN | SUN | 7171 | 2020 | solar PV | TRUE
58542 | Desert Sunlight 250, LLC | NextEra Energy Desert Sunlight 250, LLC | 58290 | CA | NAICS-22 Non-Cogen | PV | SUN | SUN | 610662 | 2020 | solar PV | TRUE
58545 | Community Solar 1 | NRG Solar Community 1 LLC | 58518 | CA | NAICS-22 Non-Cogen | PV | SUN | SUN | 14210 | 2020 | solar PV | TRUE
58578 | Sonora 1 | Greenbacker Renewable Energy Corporation | 60025 | CA | NAICS-22 Non-Cogen | PV | SUN | SUN | 3577 | 2020 | solar PV | TRUE
58581 | Oltmans SCE at Champagne | California PV Energy LLC | 58540 | CA | NAICS-22 Non-Cogen | PV | SUN | SUN | 1890 | 2020 | solar PV | TRUE
58582 | Oltmans SCE at Jurupa | California PV Energy LLC | 58540 | CA | NAICS-22 Non-Cogen | PV | SUN | SUN | 2932 | 2020 | solar PV | TRUE
58585 | Sierra Nevada Brewing Co Hybrid | Sierra Nevada Brewing Co | 58544 | CA | Industrial NAICS Cogen | BA | MWH | OTH | -19 | 2020 | other | FALSE
58585 | Sierra Nevada Brewing Co Hybrid | Sierra Nevada Brewing Co | 58544 | CA | Industrial NAICS Cogen | GT | NG | NG | 6866 | 2020 | natural gas peaker | FALSE
58585 | Sierra Nevada Brewing Co Hybrid | Sierra Nevada Brewing Co | 58544 | CA | Industrial NAICS Cogen | PV | SUN | SUN | 2445 | 2020 | solar PV | FALSE
58590 | Cascade Solar | Cascade Solar LLC | 58546 | CA | NAICS-22 Non-Cogen | PV | SUN | SUN | 53564 | 2020 | solar PV | TRUE
58592 | Solar Gen 2 Solar Facility | Southern Power Co | 17650 | CA | NAICS-22 Non-Cogen | PV | SUN | SUN | 395096 | 2020 | solar PV | TRUE
58593 | DGS Central Utility Plant | State of CA DGS BPM | 58548 | CA | Commercial NAICS Cogen | IC | DFO | DFO | 0 | 2020 | petroleum | FALSE
58593 | DGS Central Utility Plant | State of CA DGS BPM | 58548 | CA | Commercial NAICS Cogen | ST | DFO | DFO | 0 | 2020 | petroleum | FALSE
58593 | DGS Central Utility Plant | State of CA DGS BPM | 58548 | CA | Commercial NAICS Cogen | ST | NG | NG | 0 | 2020 | natural gas peaker | FALSE
58607 | One Market Plaza | Paramount Group Inc | 58564 | CA | Commercial NAICS Cogen | IC | NG | NG | 985 | 2020 | natural gas peaker | FALSE
58609 | Industry Solar Power Generation Station 1 LLC | Sustainable Power Group, LLC | 58661 | CA | NAICS-22 Non-Cogen | PV | SUN | SUN | 4104 | 2020 | solar PV | TRUE
58610 | Navajo Solar Power Generation Station 1 LLC | Sustainable Power Group, LLC | 58661 | CA | NAICS-22 Non-Cogen | PV | SUN | SUN | 4261 | 2020 | solar PV | TRUE
58611 | Powhatan Solar Power Generation Station 1 LLC | Sustainable Power Group, LLC | 58661 | CA | NAICS-22 Non-Cogen | PV | SUN | SUN | 4376 | 2020 | solar PV | TRUE
58612 | Otoe Solar Power Generation Station 1 LLC | Sustainable Power Group, LLC | 58661 | CA | NAICS-22 Non-Cogen | PV | SUN | SUN | 3457 | 2020 | solar PV | TRUE
58616 | Westlands Solar PV Farm | Westlands Solar Farms, LLC | 58568 | CA | NAICS-22 Non-Cogen | PV | SUN | SUN | 42566 | 2020 | solar PV | TRUE
58619 | Transamerica Pyramid | Transamerica Pyramid Properties LLC | 58573 | CA | Commercial NAICS Cogen | IC | NG | NG | 1208 | 2020 | natural gas peaker | FALSE
58621 | Sol Orchard El Centro PV | Sol Orchard Imperial 1, LLC | 58575 | CA | NAICS-22 Non-Cogen | PV | SUN | SUN | 41249 | 2020 | solar PV | TRUE
58625 | Santa Rita Jail Hybrid | County of Alameda GSA | 58549 | CA | NAICS-22 Cogen | BA | MWH | OTH | 0 | 2020 | other | FALSE
58625 | Santa Rita Jail Hybrid | County of Alameda GSA | 58549 | CA | NAICS-22 Cogen | FC | NG | NG | 9275 | 2020 | other | FALSE
58625 | Santa Rita Jail Hybrid | County of Alameda GSA | 58549 | CA | NAICS-22 Cogen | PV | SUN | SUN | 2600 | 2020 | solar PV | FALSE
58626 | Western Antelope Blue Sky Ranch A | Sustainable Power Group, LLC | 58661 | CA | NAICS-22 Non-Cogen | PV | SUN | SUN | 45446 | 2020 | solar PV | TRUE
58627 | Western Antelope Dry Ranch | Sustainable Power Group, LLC | 58661 | CA | NAICS-22 Non-Cogen | PV | SUN | SUN | 25972 | 2020 | solar PV | TRUE
58633 | Monterey Regional Water Pollution Control Agency | Tesla Inc. | 60947 | CA | NAICS-22 Non-Cogen | PV | SUN | SUN | 1228 | 2020 | solar PV | TRUE
58634 | Lancaster Baptist Church | Tesla Inc. | 60947 | CA | NAICS-22 Non-Cogen | PV | SUN | SUN | 1875 | 2020 | solar PV | TRUE
58636 | Sacramento Fairbain Water Treatment Plant | Tesla Inc. | 60947 | CA | NAICS-22 Non-Cogen | PV | SUN | SUN | 1252 | 2020 | solar PV | TRUE
58642 | Tulare 1 and 2 | CD Arevon USA, Inc. | 61230 | CA | NAICS-22 Non-Cogen | PV | SUN | SUN | 4662 | 2020 | solar PV | TRUE
58646 | Stateline Solar | Southern Power Co | 17650 | CA | NAICS-22 Non-Cogen | PV | SUN | SUN | 653446 | 2020 | solar PV | TRUE
58711 | Lost Hills/Blackwell | Southern Power Co | 17650 | CA | NAICS-22 Non-Cogen | PV | SUN | SUN | 84354 | 2020 | solar PV | TRUE
58713 | North Star Solar | Southern Power Co | 17650 | CA | NAICS-22 Non-Cogen | PV | SUN | SUN | 142817 | 2020 | solar PV | TRUE
58718 | Orion Solar I | Orion Solar I LLC | 58654 | CA | NAICS-22 Non-Cogen | PV | SUN | SUN | 25913 | 2020 | solar PV | TRUE
58721 | Orion Solar II | Orion Solar II, LLC | 58655 | CA | NAICS-22 Non-Cogen | PV | SUN | SUN | 16772 | 2020 | solar PV | TRUE
58748 | North Bay Solar 1 | Sustainable Power Group, LLC | 58661 | CA | Commercial NAICS Non-Cogen | PV | SUN | SUN | 1975 | 2020 | solar PV | FALSE
58750 | Lancaster Dry Farm Ranch B | Sustainable Power Group, LLC | 58661 | CA | NAICS-22 Non-Cogen | PV | SUN | SUN | 11962 | 2020 | solar PV | TRUE
58751 | Rodeo Solar C2 | Sustainable Power Group, LLC | 58661 | CA | NAICS-22 Non-Cogen | PV | SUN | SUN | 3000 | 2020 | solar PV | TRUE
58752 | Rodeo Solar D2 | Sustainable Power Group, LLC | 58661 | CA | NAICS-22 Non-Cogen | PV | SUN | SUN | 3795 | 2020 | solar PV | TRUE
58753 | Summer Solar A2 | Sustainable Power Group, LLC | 58661 | CA | NAICS-22 Non-Cogen | PV | SUN | SUN | 3765 | 2020 | solar PV | TRUE
58754 | Summer Solar B2 | Sustainable Power Group, LLC | 58661 | CA | NAICS-22 Non-Cogen | PV | SUN | SUN | 3731 | 2020 | solar PV | TRUE
58755 | Summer Solar C2 | Sustainable Power Group, LLC | 58661 | CA | NAICS-22 Non-Cogen | PV | SUN | SUN | 3675 | 2020 | solar PV | TRUE
58756 | Summer Solar D2 | Sustainable Power Group, LLC | 58661 | CA | NAICS-22 Non-Cogen | PV | SUN | SUN | 2267 | 2020 | solar PV | TRUE
58757 | Summer North Solar | Sustainable Power Group, LLC | 58661 | CA | NAICS-22 Non-Cogen | PV | SUN | SUN | 13974 | 2020 | solar PV | TRUE
58761 | Expressway Solar A | Sustainable Power Group, LLC | 58661 | CA | NAICS-22 Non-Cogen | PV | SUN | SUN | 4737 | 2020 | solar PV | TRUE
58762 | Expressway Solar B | Sustainable Power Group, LLC | 58661 | CA | NAICS-22 Non-Cogen | PV | SUN | SUN | 4098 | 2020 | solar PV | TRUE
58763 | Expressway Solar C2 | Sustainable Power Group, LLC | 58661 | CA | NAICS-22 Non-Cogen | PV | SUN | SUN | 3625 | 2020 | solar PV | TRUE
58814 | Shasta Solar Farm | Ignite Solar Holdings LLC | 58696 | CA | NAICS-22 Non-Cogen | PV | SUN | SUN | 6815 | 2020 | solar PV | TRUE
58831 | Redcrest Solar Farm | Sustainable Power Group, LLC | 58661 | CA | NAICS-22 Non-Cogen | PV | SUN | SUN | 33849 | 2020 | solar PV | TRUE
58906 | Valley Center 1 | Goldman Sachs Renewable Power Group | 61944 | CA | NAICS-22 Non-Cogen | PV | SUN | SUN | 5866 | 2020 | solar PV | TRUE
58907 | Valley Center 2 | Goldman Sachs Renewable Power Group | 61944 | CA | NAICS-22 Non-Cogen | PV | SUN | SUN | 11699 | 2020 | solar PV | TRUE
58909 | Ramona 1 | Goldman Sachs Renewable Power Group | 61944 | CA | NAICS-22 Non-Cogen | PV | SUN | SUN | 8805 | 2020 | solar PV | TRUE
58912 | Santa Fe Springs Rooftop Solar BLDG M | Golden Springs Development Company LLC | 57104 | CA | NAICS-22 Non-Cogen | PV | SUN | SUN | 2925 | 2020 | solar PV | TRUE
58913 | Santa Fe Springs Rooftop Solar BLDG H | Golden Springs Development Company LLC | 57104 | CA | NAICS-22 Non-Cogen | PV | SUN | SUN | 2702 | 2020 | solar PV | TRUE
58918 | 2081 Terzian Solar Project | Solarenewal LLC | 61315 | CA | NAICS-22 Non-Cogen | PV | SUN | SUN | 2406 | 2020 | solar PV | TRUE
58919 | 2127 Harris Solar Project | Solarenewal LLC | 61315 | CA | NAICS-22 Non-Cogen | PV | SUN | SUN | 2371 | 2020 | solar PV | TRUE
58920 | 2097 Helton Solar Project | Solarenewal LLC | 61315 | CA | NAICS-22 Non-Cogen | PV | SUN | SUN | 3647 | 2020 | solar PV | TRUE
58949 | Cloverdale Solar I | Altus Power America Management, LLC | 60281 | CA | NAICS-22 Non-Cogen | PV | SUN | SUN | 126 | 2020 | solar PV | TRUE
58954 | Intel Folsom Phase 2 | Tesla Inc. | 60947 | CA | NAICS-22 Non-Cogen | PV | SUN | SUN | 1582 | 2020 | solar PV | TRUE
58960 | Laguna Water Reclamation Facility | City of Santa Rosa | 58824 | CA | Commercial NAICS Cogen | IC | NG | NG | 4159.814 | 2020 | natural gas peaker | FALSE
58960 | Laguna Water Reclamation Facility | City of Santa Rosa | 58824 | CA | Commercial NAICS Cogen | IC | OBG | ORW | 11252.186 | 2020 | biomass | FALSE
58973 | White River Solar 2 | Consolidated Edison Development Inc. | 56769 | CA | NAICS-22 Non-Cogen | PV | SUN | SUN | 49348 | 2020 | solar PV | TRUE
58975 | Henrietta Solar Project | Southern Power Co | 17650 | CA | NAICS-22 Non-Cogen | PV | SUN | SUN | 241258 | 2020 | solar PV | TRUE
58978 | Central Valley Ag Power | Central Valley Ag Power LLC | 58839 | CA | NAICS-22 Non-Cogen | IC | OBG | ORW | 0 | 2020 | biomass | TRUE
58983 | RE Camelot LLC | Dominion Renewable Energy | 58468 | CA | NAICS-22 Non-Cogen | PV | SUN | SUN | 123952 | 2020 | solar PV | TRUE
58984 | RE Adams East, LLC | Dominion Renewable Energy | 58468 | CA | NAICS-22 Non-Cogen | PV | SUN | SUN | 43474 | 2020 | solar PV | TRUE
58985 | RE Kansas Solar, LLC | Dominion Renewable Energy | 58468 | CA | NAICS-22 Non-Cogen | PV | SUN | SUN | 45032 | 2020 | solar PV | TRUE
58986 | RE Old River One, LLC | Dominion Renewable Energy | 58468 | CA | NAICS-22 Non-Cogen | PV | SUN | SUN | 47113 | 2020 | solar PV | TRUE
58990 | RE Columbia Two, LLC | Dominion Renewable Energy | 58468 | CA | NAICS-22 Non-Cogen | PV | SUN | SUN | 42614 | 2020 | solar PV | TRUE
58991 | RE Kent South, LLC | Dominion Renewable Energy | 58468 | CA | NAICS-22 Non-Cogen | PV | SUN | SUN | 48236 | 2020 | solar PV | TRUE
59002 | Carlsbad Energy Center | NRG California Peaker Operations LLC | 58847 | CA | NAICS-22 Non-Cogen | GT | NG | NG | 388042 | 2020 | natural gas peaker | TRUE
59008 | Woodmere Solar Farm | Sustainable Power Group, LLC | 58661 | CA | NAICS-22 Non-Cogen | PV | SUN | SUN | 35671 | 2020 | solar PV | TRUE
59009 | Hayworth Solar | Sustainable Power Group, LLC | 58661 | CA | NAICS-22 Non-Cogen | PV | SUN | SUN | 48545 | 2020 | solar PV | TRUE
59058 | Vacaville | Janssen Pharmaceutical Co | 57130 | CA | NAICS-22 Non-Cogen | PV | SUN | SUN | 1952 | 2020 | solar PV | TRUE
59074 | SC 1 Data Center, Phase 2 | Xeres Ventures LLC | 58893 | CA | Commercial NAICS Non-Cogen | IC | DFO | DFO | 137.98 | 2020 | petroleum | FALSE
59086 | Cottonwood Solar, LLC (Goose Lake) | Dominion Renewable Energy | 58468 | CA | NAICS-22 Non-Cogen | PV | SUN | SUN | 31418 | 2020 | solar PV | TRUE
59087 | Cottonwood Solar, LLC (City of Corcoran) | Dominion Renewable Energy | 58468 | CA | NAICS-22 Non-Cogen | PV | SUN | SUN | 26391 | 2020 | solar PV | TRUE
59088 | Calipatria Solar Farm | Southern Power Co | 17650 | CA | NAICS-22 Non-Cogen | PV | SUN | SUN | 41818 | 2020 | solar PV | TRUE
59094 | Division 1 | Tesla Inc. | 60947 | CA | NAICS-22 Non-Cogen | PV | SUN | SUN | 2852 | 2020 | solar PV | TRUE
59095 | Division 2 | Tesla Inc. | 60947 | CA | NAICS-22 Non-Cogen | PV | SUN | SUN | 2040 | 2020 | solar PV | TRUE
59096 | Division 3 | Tesla Inc. | 60947 | CA | NAICS-22 Non-Cogen | PV | SUN | SUN | 1900 | 2020 | solar PV | TRUE
59098 | Kettering Solar 1 | Tesla Inc. | 60947 | CA | NAICS-22 Non-Cogen | PV | SUN | SUN | 1840 | 2020 | solar PV | TRUE
59099 | Kettering Solar 2 | Tesla Inc. | 60947 | CA | NAICS-22 Non-Cogen | PV | SUN | SUN | 2043 | 2020 | solar PV | TRUE
59122 | Enerparc CA1 LLC | Enerparc CA 1, LLC | 58944 | CA | NAICS-22 Non-Cogen | PV | SUN | SUN | 3145 | 2020 | solar PV | TRUE
59129 | CSD 2- Freedom High | Ahana Renewables, LLC | 59622 | CA | NAICS-22 Non-Cogen | PV | SUN | SUN | 1212 | 2020 | solar PV | TRUE
59130 | CSD 2 - Heritage High | Ahana Renewables, LLC | 59622 | CA | NAICS-22 Non-Cogen | PV | SUN | SUN | 1889 | 2020 | solar PV | TRUE
59132 | EAFB - North Base | Ahana Renewables, LLC | 59622 | CA | NAICS-22 Non-Cogen | PV | SUN | SUN | 2481 | 2020 | solar PV | TRUE
59133 | EAFB - South Base | Ahana Renewables, LLC | 59622 | CA | NAICS-22 Non-Cogen | PV | SUN | SUN | 2182 | 2020 | solar PV | TRUE
59150 | RE Mustang LLC | Goldman Sachs Renewable Power Group | 61944 | CA | NAICS-22 Non-Cogen | PV | SUN | SUN | 231275 | 2020 | solar PV | TRUE
59167 | Lancaster Solar 1 | PsomasFMG Lancaster Solar Crest, LLC | 58976 | CA | NAICS-22 Non-Cogen | PV | SUN | SUN | 3203 | 2020 | solar PV | TRUE
59169 | Lancaster Solar 2 | PsomasFMG Lancaster Solar Crest, LLC | 58976 | CA | NAICS-22 Non-Cogen | PV | SUN | SUN | 3376 | 2020 | solar PV | TRUE
59182 | Hesperia | SunEdison LLC | 59139 | CA | NAICS-22 Non-Cogen | PV | SUN | SUN | 2782 | 2020 | solar PV | TRUE
59183 | CID Solar, LLC | Dominion Renewable Energy | 58468 | CA | NAICS-22 Non-Cogen | PV | SUN | SUN | 47559 | 2020 | solar PV | TRUE
59203 | Farmersville | CD Arevon USA, Inc. | 61230 | CA | NAICS-22 Non-Cogen | PV | SUN | SUN | 7701 | 2020 | solar PV | TRUE
59219 | Porterville 6 and 7 | CD Arevon USA, Inc. | 61230 | CA | NAICS-22 Non-Cogen | PV | SUN | SUN | 4847 | 2020 | solar PV | TRUE
59235 | Rising Tree Wind Farm II | Rising Tree Wind Farm II LLC | 59040 | CA | NAICS-22 Non-Cogen | WT | WND | WND | 53220 | 2020 | onshore wind | TRUE
59236 | Rising Tree Wind Farm III | Rising Tree Wind Farm III LLC | 59042 | CA | NAICS-22 Non-Cogen | WT | WND | WND | 248075 | 2020 | onshore wind | TRUE
59237 | Lone Valley Solar Park II LLC | Lone Valley Solar Park II LLC | 59041 | CA | NAICS-22 Non-Cogen | PV | SUN | SUN | 46026 | 2020 | solar PV | TRUE
59249 | Rio Bravo Solar 1 LLC | Rio Bravo Solar I, LLC | 60605 | CA | NAICS-22 Non-Cogen | PV | SUN | SUN | 45438 | 2020 | solar PV | TRUE
59250 | Rio Bravo Solar II LLC | Rio Bravo Solar II, LLC | 60606 | CA | NAICS-22 Non-Cogen | PV | SUN | SUN | 45857 | 2020 | solar PV | TRUE
59253 | Wildwood Solar II | Wildwood Solar II, LLC | 60607 | CA | NAICS-22 Non-Cogen | PV | SUN | SUN | 35232 | 2020 | solar PV | TRUE
59256 | Vaca Dixon Battery Storage System | Pacific Gas & Electric Co. | 14328 | CA | Electric Utility | BA | MWH | OTH | -685 | 2020 | other | TRUE
59257 | Yerba Buena | Pacific Gas & Electric Co. | 14328 | CA | Electric Utility | BA | MWH | OTH | -2277 | 2020 | other | TRUE
59261 | Verizon-Torrance | Bloom Energy | 57128 | CA | NAICS-22 Non-Cogen | FC | NG | NG | 3803 | 2020 | other | TRUE
59262 | Lancaster Little Rock | Sustainable Power Group, LLC | 58661 | CA | NAICS-22 Non-Cogen | PV | SUN | SUN | 11301 | 2020 | solar PV | TRUE
59265 | Merced Solar LLC | Merced Solar LLC | 59089 | CA | NAICS-22 Non-Cogen | PV | SUN | SUN | 3868 | 2020 | solar PV | TRUE
59267 | Mission Solar LLC | Mission Solar LLC | 59090 | CA | NAICS-22 Non-Cogen | PV | SUN | SUN | 4002 | 2020 | solar PV | TRUE
59268 | Hollister Solar LLC | Hollister Solar LLC | 59091 | CA | NAICS-22 Non-Cogen | PV | SUN | SUN | 3809 | 2020 | solar PV | TRUE
59269 | Victor Mesa Linda B2 | Sustainable Power Group, LLC | 58661 | CA | NAICS-22 Non-Cogen | PV | SUN | SUN | 3674 | 2020 | solar PV | TRUE
59270 | Victor Mesa Linda C2 | Sustainable Power Group, LLC | 58661 | CA | NAICS-22 Non-Cogen | PV | SUN | SUN | 3644 | 2020 | solar PV | TRUE
59271 | Victor Mesa Linda D2 | Sustainable Power Group, LLC | 58661 | CA | NAICS-22 Non-Cogen | PV | SUN | SUN | 3637 | 2020 | solar PV | TRUE
59272 | Victor Mesa Linda E2 | Sustainable Power Group, LLC | 58661 | CA | NAICS-22 Non-Cogen | PV | SUN | SUN | 3596 | 2020 | solar PV | TRUE
59273 | SEPV Palmdale East | Sustainable Power Group, LLC | 58661 | CA | NAICS-22 Non-Cogen | PV | SUN | SUN | 24596 | 2020 | solar PV | TRUE
59279 | Life Technologies - Pleasanton | Bloom Energy | 57128 | CA | NAICS-22 Non-Cogen | FC | NG | NG | 8002 | 2020 | other | TRUE
59280 | Kellogg's - San Jose | Bloom Energy | 57128 | CA | NAICS-22 Non-Cogen | FC | NG | NG | 6017 | 2020 | other | TRUE
59283 | California PV Energy at ISD WWTP | California PV Energy LLC | 58540 | CA | NAICS-22 Non-Cogen | PV | SUN | SUN | 496 | 2020 | solar PV | TRUE
59299 | Waste Mangement Redwood LFGTE | WM Renewable Energy LLC | 54842 | CA | NAICS-22 Non-Cogen | IC | LFG | MLG | 25530 | 2020 | biomass | TRUE
59300 | Hanford 1 and 2 | CD Arevon USA, Inc. | 61230 | CA | NAICS-22 Non-Cogen | PV | SUN | SUN | 5706 | 2020 | solar PV | TRUE
59308 | Beacon Solar Plant Site 5 | CD Global Solar Holdings, LLC | 60865 | CA | NAICS-22 Non-Cogen | PV | SUN | SUN | 100871 | 2020 | solar PV | TRUE
59309 | Beacon Solar Plant Site 2 | CD Global Solar Holdings, LLC | 60865 | CA | NAICS-22 Non-Cogen | PV | SUN | SUN | 124835 | 2020 | solar PV | TRUE
59315 | Hecate Energy Beacon Solar 1 | Sustainable Power Group, LLC | 58661 | CA | NAICS-22 Non-Cogen | PV | SUN | SUN | 139420 | 2020 | solar PV | TRUE
59316 | Hecate Energy Beacon Solar 3 | Sustainable Power Group, LLC | 58661 | CA | NAICS-22 Non-Cogen | PV | SUN | SUN | 138418 | 2020 | solar PV | TRUE
59317 | Hecate Energy Beacon Solar 4 | Sustainable Power Group, LLC | 58661 | CA | NAICS-22 Non-Cogen | PV | SUN | SUN | 123052 | 2020 | solar PV | TRUE
59322 | Pumpjack Solar I | Pumpjack Solar I, LLC | 59121 | CA | NAICS-22 Non-Cogen | PV | SUN | SUN | 45074 | 2020 | solar PV | TRUE
59328 | Golden Acorn Casino | Foundation CA Fund VII Manager, LLC | 59129 | CA | Commercial NAICS Non-Cogen | WT | WND | WND | 4390 | 2020 | onshore wind | FALSE
59329 | City of Soledad Water Reclamation | Foundation CA Fund VII Manager, LLC | 59129 | CA | NAICS-22 Non-Cogen | WT | WND | WND | 3470 | 2020 | onshore wind | TRUE
59330 | Taylor Farms | Foundation CA Fund VII Manager, LLC | 59129 | CA | NAICS-22 Non-Cogen | WT | WND | WND | 3507 | 2020 | onshore wind | TRUE
59331 | Anheuser-Busch #2 | Foundation CA Fund VII Manager, LLC | 59129 | CA | Industrial NAICS Non-Cogen | WT | WND | WND | 3400 | 2020 | onshore wind | FALSE
59334 | Catalina Solar 2, LLC | Dominion Renewable Energy | 58468 | CA | NAICS-22 Non-Cogen | PV | SUN | SUN | 48175 | 2020 | solar PV | TRUE
59339 | Quinto Solar PV Project | CD Arevon USA, Inc. | 61230 | CA | NAICS-22 Non-Cogen | PV | SUN | SUN | 266081 | 2020 | solar PV | TRUE
59359 | SCE-Snowline-Duncan Road (North) | SunEdison LLC | 59139 | CA | NAICS-22 Non-Cogen | PV | SUN | SUN | 2978 | 2020 | solar PV | TRUE
59360 | SCE-Snowline-Duncan Road (South) | SunEdison LLC | 59139 | CA | NAICS-22 Non-Cogen | PV | SUN | SUN | 2426 | 2020 | solar PV | TRUE
59380 | Wildwood Solar I, LLC | Wildwood Solar I, LLC | 59158 | CA | NAICS-22 Non-Cogen | PV | SUN | SUN | 43959 | 2020 | solar PV | TRUE
59405 | Diamond Valley Solar Project | Diamond Valley Solar LLC | 59176 | CA | NAICS-22 Non-Cogen | PV | SUN | SUN | 2520 | 2020 | solar PV | TRUE
59408 | Shafter Solar LLC | Shafter Solar LLC | 59183 | CA | NAICS-22 Non-Cogen | PV | SUN | SUN | 49793 | 2020 | solar PV | TRUE
59409 | Madelyn Solar, LLC | CD US Solar PO 3, LLC | 59185 | CA | NAICS-22 Non-Cogen | PV | SUN | SUN | 2186 | 2020 | solar PV | TRUE
59410 | Rudy Solar, LLC | CD US Solar PO 3, LLC | 59185 | CA | NAICS-22 Non-Cogen | PV | SUN | SUN | 3723 | 2020 | solar PV | TRUE
59411 | Mitchell Solar, LLC | CD US Solar PO 3, LLC | 59185 | CA | NAICS-22 Non-Cogen | PV | SUN | SUN | 3623 | 2020 | solar PV | TRUE
59412 | Algonquin SKIC20 Solar LLC | Algonquin Power Co | 59050 | CA | NAICS-22 Non-Cogen | PV | SUN | SUN | 46430 | 2020 | solar PV | TRUE
59413 | Corcoran Solar 2 | Consolidated Edison Development Inc. | 56769 | CA | NAICS-22 Non-Cogen | PV | SUN | SUN | 48028 | 2020 | solar PV | TRUE
59414 | Atwell Island West Solar | Consolidated Edison Development Inc. | 56769 | CA | NAICS-22 Non-Cogen | PV | SUN | SUN | 51690 | 2020 | solar PV | TRUE
59416 | Anaheim Solar Energy Plant | Anaheim Public Utilities | 59187 | CA | Electric Utility | PV | SUN | SUN | 3230 | 2020 | solar PV | TRUE
59421 | SCE-Snowline-White Road (South) | SunEdison LLC | 59139 | CA | NAICS-22 Non-Cogen | PV | SUN | SUN | 2899 | 2020 | solar PV | TRUE
59422 | SCE-Snowline-White Road (North) | SunEdison LLC | 59139 | CA | NAICS-22 Non-Cogen | PV | SUN | SUN | 3597 | 2020 | solar PV | TRUE
59423 | SCE-Snowline-White Rd (Central) | SunEdison LLC | 59139 | CA | NAICS-22 Non-Cogen | PV | SUN | SUN | 3829 | 2020 | solar PV | TRUE
59431 | Sierra Solar Greenworks | Sustainable Power Group, LLC | 58661 | CA | NAICS-22 Non-Cogen | PV | SUN | SUN | 40712 | 2020 | solar PV | TRUE
59440 | Adelanto Solar II, LLC | Adelanto Solar II, LLC | 59212 | CA | NAICS-22 Non-Cogen | PV | SUN | SUN | 16405 | 2020 | solar PV | TRUE
59441 | Adelanto Solar, LLC | Adelanto Solar, LLC | 59211 | CA | NAICS-22 Non-Cogen | PV | SUN | SUN | 54458 | 2020 | solar PV | TRUE
59443 | TA-Acacia, LLC | Dominion Renewable Energy | 58468 | CA | NAICS-22 Non-Cogen | PV | SUN | SUN | 57918 | 2020 | solar PV | TRUE
59456 | P Plant | Qualcomm Incorporated | 59222 | CA | Commercial NAICS Cogen | GT | NG | NG | 36290 | 2020 | natural gas peaker | FALSE
59457 | Q Plant | Qualcomm Incorporated | 59222 | CA | Commercial NAICS Cogen | GT | NG | NG | 36094 | 2020 | natural gas peaker | FALSE
59458 | W Plant | Qualcomm Incorporated | 59222 | CA | Commercial NAICS Cogen | GT | NG | NG | 34485 | 2020 | natural gas peaker | FALSE
59461 | Bowerman Power LFG, LLC | Bowerman Power LFG, LLC | 59228 | CA | NAICS-22 Non-Cogen | IC | LFG | MLG | 144414 | 2020 | biomass | TRUE
59469 | Alamo Solar | Dominion Renewable Energy | 58468 | CA | NAICS-22 Non-Cogen | PV | SUN | SUN | 41569 | 2020 | solar PV | TRUE
59473 | Apple Campus 2 PV | Apple, Inc | 57369 | CA | Industrial NAICS Non-Cogen | PV | SUN | SUN | 16107 | 2020 | solar PV | FALSE
59522 | Giffen Solar Park | Giffen Solar Park, LLC | 59257 | CA | NAICS-22 Non-Cogen | PV | SUN | SUN | 30102 | 2020 | solar PV | TRUE
59523 | Five Points Solar Park | Five Points Solar Park, LLC | 59258 | CA | NAICS-22 Non-Cogen | PV | SUN | SUN | 134693 | 2020 | solar PV | TRUE
59524 | Blackwell Solar Park | Consolidated Edison Development Inc. | 56769 | CA | NAICS-22 Non-Cogen | PV | SUN | SUN | 46072 | 2020 | solar PV | TRUE
59525 | Wright Solar Park | Wright Solar Park LLC | 59260 | CA | NAICS-22 Non-Cogen | PV | SUN | SUN | 432637 | 2020 | solar PV | TRUE
59528 | Solar Oasis LLC | NRG Solar Oasis, LLC | 59262 | CA | NAICS-22 Non-Cogen | PV | SUN | SUN | 50839 | 2020 | solar PV | TRUE
59531 | Borden Solar Farm | 41MB 8me, LLC | 59272 | CA | NAICS-22 Non-Cogen | PV | SUN | SUN | 77043 | 2020 | solar PV | TRUE
59532 | Springbok Solar Farm 1 | 62SK 8me, LLC | 59273 | CA | NAICS-22 Non-Cogen | PV | SUN | SUN | 294619 | 2020 | solar PV | TRUE
59536 | Coronus Adelanto West 1 | CF SBC Master Tenant One LLC | 59275 | CA | NAICS-22 Non-Cogen | PV | SUN | SUN | 2028 | 2020 | solar PV | TRUE
59537 | Coronus Adelanto West 2 | CF SBC Master Tenant One LLC | 59275 | CA | NAICS-22 Non-Cogen | PV | SUN | SUN | 2116 | 2020 | solar PV | TRUE
59539 | Park Meridian #1 | Kona Solar, LLC | 59284 | CA | NAICS-22 Non-Cogen | PV | SUN | SUN | 2920 | 2020 | solar PV | TRUE
59540 | Rancho Cucamonga Dist #1 | Kona Solar, LLC | 59284 | CA | NAICS-22 Non-Cogen | PV | SUN | SUN | 3078 | 2020 | solar PV | TRUE
59541 | Terra Francesco | Kona Solar, LLC | 59284 | CA | NAICS-22 Non-Cogen | PV | SUN | SUN | 2861 | 2020 | solar PV | TRUE
59550 | Putah Creek Solar Farm | Solvida Energy Group/Blue Oak Energy | 59290 | CA | NAICS-22 Non-Cogen | PV | SUN | SUN | 4826 | 2020 | solar PV | TRUE
59555 | Vega Solar | Vega Solar, LLC | 59298 | CA | NAICS-22 Non-Cogen | PV | SUN | SUN | 43083 | 2020 | solar PV | TRUE
59557 | Apple Campus 2 Fuel Cell | Apple, Inc | 57369 | CA | Industrial NAICS Non-Cogen | FC | LFG | MLG | 20712 | 2020 | biomass | FALSE
59557 | Apple Campus 2 Fuel Cell | Apple, Inc | 57369 | CA | Industrial NAICS Non-Cogen | FC | OBG | ORW | 0 | 2020 | biomass | FALSE
59597 | Colton Solar One, LLC | Colton Solar One, LLC | 59345 | CA | NAICS-22 Non-Cogen | PV | SUN | SUN | 4373 | 2020 | solar PV | TRUE
59598 | Colton Solar Two, LLC | Colton Solar Two, LLC | 59346 | CA | NAICS-22 Non-Cogen | PV | SUN | SUN | 1647 | 2020 | solar PV | TRUE
59599 | Tropico Solar PV Plant | CD Arevon USA, Inc. | 61230 | CA | NAICS-22 Non-Cogen | PV | SUN | SUN | 32659 | 2020 | solar PV | TRUE
59600 | Nicolis Solar PV Plant | CD Arevon USA, Inc. | 61230 | CA | NAICS-22 Non-Cogen | PV | SUN | SUN | 47164 | 2020 | solar PV | TRUE
59607 | Maricopa West Solar PV, LLC | Dominion Renewable Energy | 58468 | CA | NAICS-22 Non-Cogen | PV | SUN | SUN | 41675 | 2020 | solar PV | TRUE
59610 | AP North Lake I, LP | AP North Lake I, LP | 59353 | CA | NAICS-22 Non-Cogen | PV | SUN | SUN | 43379 | 2020 | solar PV | TRUE
59633 | Kettleman Solar -Centaurus | EE Kettleman California LLC | 59381 | CA | NAICS-22 Non-Cogen | PV | SUN | SUN | 48227 | 2020 | solar PV | TRUE
59638 | Coronal Lost Hills | CD Arevon USA, Inc. | 61230 | CA | NAICS-22 Non-Cogen | PV | SUN | SUN | 46361 | 2020 | solar PV | TRUE
59651 | Forever 21 Retail, Inc. | Los Angeles Department of Water & Power | 11208 | CA | NAICS-22 Non-Cogen | PV | SUN | SUN | 2170 | 2020 | solar PV | TRUE
59652 | Nordhoff Place | Los Angeles Department of Water & Power | 11208 | CA | NAICS-22 Non-Cogen | PV | SUN | SUN | 1297 | 2020 | solar PV | TRUE
59657 | Imperial Valley Solar Co (IVSC) 2, LLC | Dominion Renewable Energy | 58468 | CA | NAICS-22 Non-Cogen | PV | SUN | SUN | 43991 | 2020 | solar PV | TRUE
59658 | SPI Anderson 2 | Sierra Pacific Industries Inc | 17164 | CA | Industrial NAICS Cogen | ST | NG | NG | 231.64 | 2020 | natural gas peaker | FALSE
59658 | SPI Anderson 2 | Sierra Pacific Industries Inc | 17164 | CA | Industrial NAICS Cogen | ST | WDS | WWW | 152737.36 | 2020 | biomass | FALSE
59661 | Tehachapi Energy Storage Project | Southern California Edison Co | 17609 | CA | Electric Utility | BA | MWH | OTH | 0 | 2020 | other | TRUE
59687 | Sun Harvest Solar NDP1 | Altus Power America Management, LLC | 60281 | CA | NAICS-22 Non-Cogen | PV | SUN | SUN | 171 | 2020 | solar PV | TRUE
59703 | Cottonwood Solar, LLC Cottonwood Carport | Dominion Renewable Energy | 58468 | CA | NAICS-22 Non-Cogen | PV | SUN | SUN | 1196 | 2020 | solar PV | TRUE
59722 | Seville 1 | Seville Solar One LLC | 59491 | CA | NAICS-22 Non-Cogen | PV | SUN | SUN | 51497 | 2020 | solar PV | TRUE
59723 | Seville 2 | Seville Solar Two LLC | 59492 | CA | NAICS-22 Non-Cogen | PV | SUN | SUN | 79917 | 2020 | solar PV | TRUE
59730 | SEPV 18 | Sustainable Power Group, LLC | 58661 | CA | NAICS-22 Non-Cogen | PV | SUN | SUN | 5282 | 2020 | solar PV | TRUE
59737 | Aspiration G | Sustainable Power Group, LLC | 58661 | CA | NAICS-22 Non-Cogen | PV | SUN | SUN | 21085 | 2020 | solar PV | TRUE
59738 | Citizen B | Sustainable Power Group, LLC | 58661 | CA | NAICS-22 Non-Cogen | PV | SUN | SUN | 10328 | 2020 | solar PV | TRUE
59739 | Lancaster WAD B | Sustainable Power Group, LLC | 58661 | CA | NAICS-22 Non-Cogen | PV | SUN | SUN | 7354 | 2020 | solar PV | TRUE
59740 | SEPV Mojave West | Sustainable Power Group, LLC | 58661 | CA | NAICS-22 Non-Cogen | PV | SUN | SUN | 52845 | 2020 | solar PV | TRUE
59798 | Colon PV | Los Angeles Department of Water & Power | 11208 | CA | NAICS-22 Non-Cogen | PV | SUN | SUN | 2005 | 2020 | solar PV | TRUE
59800 | Amazon San Bernardino | Bloom Energy | 57128 | CA | NAICS-22 Non-Cogen | FC | NG | NG | 6139 | 2020 | other | TRUE
59802 | Maxim | Bloom Energy | 57128 | CA | NAICS-22 Non-Cogen | FC | NG | NG | 7117 | 2020 | other | TRUE
59803 | Pixar - Emeryville | Bloom Energy | 57128 | CA | NAICS-22 Non-Cogen | FC | NG | NG | 6850 | 2020 | other | TRUE
59804 | Starbucks - Evolution Fresh | Bloom Energy | 57128 | CA | NAICS-22 Non-Cogen | FC | NG | NG | 6383 | 2020 | other | TRUE
59805 | Yahoo! - HQ | Bloom Energy | 57128 | CA | NAICS-22 Non-Cogen | FC | NG | NG | 5729 | 2020 | other | TRUE
59840 | Springbok Solar Farm 2 | 63SU 8me, LLC | 59616 | CA | NAICS-22 Non-Cogen | PV | SUN | SUN | 410999 | 2020 | solar PV | TRUE
59868 | Kingbird A Solar LLC | CD Arevon USA, Inc. | 61230 | CA | NAICS-22 Non-Cogen | PV | SUN | SUN | 56411 | 2020 | solar PV | TRUE
59870 | Little Bear Solar 1, LLC | Longroad Energy Services LLC | 61219 | CA | NAICS-22 Non-Cogen | PV | SUN | SUN | 4662 | 2020 | solar PV | TRUE
59872 | UC Davis South Campus | Solar Star California XXXII, LLC | 59660 | CA | Commercial NAICS Non-Cogen | PV | SUN | SUN | 27793 | 2020 | solar PV | FALSE
59878 | Windhub Solar A LLC | EDP Renewables North America LLC | 61785 | CA | NAICS-22 Non-Cogen | PV | SUN | SUN | 49533 | 2020 | solar PV | TRUE
59879 | North Rosamond Solar LLC | North Rosamond Solar, LLC | 61943 | CA | NAICS-22 Non-Cogen | PV | SUN | SUN | 354247 | 2020 | solar PV | TRUE
59900 | Corcoran Solar 3 | Consolidated Edison Development Inc. | 56769 | CA | NAICS-22 Non-Cogen | PV | SUN | SUN | 46736 | 2020 | solar PV | TRUE
59915 | Oro Loma | Consolidated Edison Development Inc. | 56769 | CA | NAICS-22 Non-Cogen | PV | SUN | SUN | 51181 | 2020 | solar PV | TRUE
59916 | SunE- E Philadelphia Ontario | SunEdison LLC | 59139 | CA | NAICS-22 Non-Cogen | PV | SUN | SUN | 1645 | 2020 | solar PV | TRUE
59939 | RE Tranquillity | Southern Power Co | 17650 | CA | NAICS-22 Non-Cogen | PV | SUN | SUN | 428108 | 2020 | solar PV | TRUE
59940 | Great Valley Solar Portfolio Holdings, LLC | Consolidated Edison Development Inc. | 56769 | CA | NAICS-22 Non-Cogen | PV | SUN | SUN | 530525 | 2020 | solar PV | TRUE
59948 | Bakersfield 111 | Bakersfield 111 LLC | 59711 | CA | NAICS-22 Non-Cogen | PV | SUN | SUN | 3149 | 2020 | solar PV | TRUE
59952 | Potrero Hills Energy Producers | Potrero Hills Energy Producers, LLC | 59713 | CA | NAICS-22 Non-Cogen | IC | LFG | MLG | 63562 | 2020 | biomass | TRUE
59961 | Western Antelope Blue Sky B | Sustainable Power Group, LLC | 58661 | CA | NAICS-22 Non-Cogen | PV | SUN | SUN | 55069 | 2020 | solar PV | TRUE
59962 | North Lancaster Ranch | Sustainable Power Group, LLC | 58661 | CA | NAICS-22 Non-Cogen | PV | SUN | SUN | 33681 | 2020 | solar PV | TRUE
59963 | Central Antelope Dry Ranch C | Sustainable Power Group, LLC | 58661 | CA | NAICS-22 Non-Cogen | PV | SUN | SUN | 32714 | 2020 | solar PV | TRUE
59964 | Elevation Solar C | Sustainable Power Group, LLC | 58661 | CA | NAICS-22 Non-Cogen | PV | SUN | SUN | 110491 | 2020 | solar PV | TRUE
59976 | RE Astoria | RE Astoria LLC | 59727 | CA | NAICS-22 Non-Cogen | PV | SUN | SUN | 286961 | 2020 | solar PV | TRUE
59977 | RE Astoria 2 | RE Astoria 2 LLC | 59728 | CA | NAICS-22 Non-Cogen | PV | SUN | SUN | 221110 | 2020 | solar PV | TRUE
59978 | Enerparc CA2, LLC | Adapture Renewables, Inc. | 60496 | CA | NAICS-22 Non-Cogen | PV | SUN | SUN | 3488 | 2020 | solar PV | TRUE
59979 | Columbia Solar Energy, LLC | Columbia Solar Energy LLC | 59736 | CA | NAICS-22 Non-Cogen | PV | SUN | SUN | 33398 | 2020 | solar PV | TRUE
60007 | Morelos del Sol | Southern Power Co | 17650 | CA | NAICS-22 Non-Cogen | PV | SUN | SUN | 35570 | 2020 | solar PV | TRUE
60027 | Adera Solar | Sustainable Power Group, LLC | 58661 | CA | NAICS-22 Non-Cogen | PV | SUN | SUN | 36917 | 2020 | solar PV | TRUE
60033 | CA Flats Solar 130, LLC | California Flats Solar 130, LLC | 61423 | CA | NAICS-22 Non-Cogen | PV | SUN | SUN | 340841 | 2020 | solar PV | TRUE
60034 | CA Flats Solar 150, LLC | CD Arevon USA, Inc. | 61230 | CA | NAICS-22 Non-Cogen | PV | SUN | SUN | 370059 | 2020 | solar PV | TRUE
60035 | Tequesquite Landfill Solar PV Project | Solar Star California XXXI, LLC | 59775 | CA | NAICS-22 Non-Cogen | PV | SUN | SUN | 13912 | 2020 | solar PV | TRUE
60039 | Frontier Solar LLC | Frontier Solar, LLC | 59776 | CA | NAICS-22 Non-Cogen | PV | SUN | SUN | 49614 | 2020 | solar PV | TRUE
60043 | Cuyama Solar, LLC | Cuyama Solar, LLC | 61112 | CA | NAICS-22 Non-Cogen | PV | SUN | SUN | 93242 | 2020 | solar PV | TRUE
60049 | Golden Hills Wind | Golden Hills Wind, LLC | 59780 | CA | NAICS-22 Non-Cogen | WT | WND | WND | 262660 | 2020 | onshore wind | TRUE
60060 | Lindberg FIeld Solar | Lindberg Field Solar I LLC | 59791 | CA | NAICS-22 Non-Cogen | PV | SUN | SUN | 5284 | 2020 | solar PV | TRUE
60077 | CED Avenal | Consolidated Edison Development Inc. | 56769 | CA | NAICS-22 Non-Cogen | PV | SUN | SUN | 40699 | 2020 | solar PV | TRUE
60078 | CED Ducor 1 | Consolidated Edison Development Inc. | 56769 | CA | NAICS-22 Non-Cogen | PV | SUN | SUN | 49767 | 2020 | solar PV | TRUE
60079 | CED Ducor 2 | Consolidated Edison Development Inc. | 56769 | CA | NAICS-22 Non-Cogen | PV | SUN | SUN | 50407 | 2020 | solar PV | TRUE
60080 | CED Ducor 3 | Consolidated Edison Development Inc. | 56769 | CA | NAICS-22 Non-Cogen | PV | SUN | SUN | 37798 | 2020 | solar PV | TRUE
60081 | CED Ducor 4 | Consolidated Edison Development Inc. | 56769 | CA | NAICS-22 Non-Cogen | PV | SUN | SUN | 48698 | 2020 | solar PV | TRUE
60083 | Fresno Solar | Wellhead Services, Inc | 20323 | CA | NAICS-22 Non-Cogen | PV | SUN | SUN | 6390 | 2020 | solar PV | TRUE
60085 | AVS Lancaster 1 | Tesla Inc. | 60947 | CA | NAICS-22 Non-Cogen | PV | SUN | SUN | 7446 | 2020 | solar PV | TRUE
60086 | US-TOPCO (Soccer Center) | Tesla Inc. | 60947 | CA | NAICS-22 Non-Cogen | PV | SUN | SUN | 5437 | 2020 | solar PV | TRUE
60091 | Kingbird B Solar, LLC | CD Arevon USA, Inc. | 61230 | CA | NAICS-22 Non-Cogen | PV | SUN | SUN | 57139 | 2020 | solar PV | TRUE
60092 | Blythe Solar II, LLC | Blythe Solar II, LLC | 59843 | CA | NAICS-22 Non-Cogen | PV | SUN | SUN | 277445 | 2020 | solar PV | TRUE
60093 | Blythe Solar 110, LLC | Blythe Solar 110, LLC | 59842 | CA | NAICS-22 Non-Cogen | PV | SUN | SUN | 295392 | 2020 | solar PV | TRUE
60094 | Blythe Solar III, LLC Hybrid | Blythe Solar III, LLC | 59844 | CA | NAICS-22 Non-Cogen | PV | SUN | SUN | 223126 | 2020 | solar PV | TRUE
60095 | Blythe Solar IV, LLC | Blythe Solar IV, LLC | 59845 | CA | NAICS-22 Non-Cogen | PV | SUN | SUN | 37090 | 2020 | solar PV | TRUE
60100 | Dinuba Energy | Dinuba Energy | 59849 | CA | NAICS-22 Non-Cogen | ST | AB | ORW | 0 | 2020 | biomass | TRUE
60100 | Dinuba Energy | Dinuba Energy | 59849 | CA | NAICS-22 Non-Cogen | ST | NG | NG | 0 | 2020 | natural gas peaker | TRUE
60100 | Dinuba Energy | Dinuba Energy | 59849 | CA | NAICS-22 Non-Cogen | ST | WDS | WWW | 0 | 2020 | biomass | TRUE
60120 | UCI Fuel Cell | UCI Fuel Cell, LLC | 59892 | CA | NAICS-22 Cogen | FC | NG | NG | 4992 | 2020 | other | FALSE
60142 | Lemoore 1 | AES Distributed Energy | 61012 | CA | NAICS-22 Non-Cogen | PV | SUN | SUN | 1184 | 2020 | solar PV | TRUE
60151 | Building F | Golden Springs Development Company LLC | 57104 | CA | NAICS-22 Non-Cogen | PV | SUN | SUN | 2454 | 2020 | solar PV | TRUE
60153 | Building G | Golden Springs Development Company LLC | 57104 | CA | NAICS-22 Non-Cogen | PV | SUN | SUN | 2213 | 2020 | solar PV | TRUE
60154 | Buidling L | Golden Springs Development Company LLC | 57104 | CA | NAICS-22 Non-Cogen | PV | SUN | SUN | 1592 | 2020 | solar PV | TRUE
60182 | Dulles | Golden Springs Development Company LLC | 57104 | CA | NAICS-22 Non-Cogen | PV | SUN | SUN | 3169 | 2020 | solar PV | TRUE
60183 | Freeway Springs | Golden Springs Development Company LLC | 57104 | CA | NAICS-22 Non-Cogen | PV | SUN | SUN | 2999 | 2020 | solar PV | TRUE
60185 | Solverde 1 | Sustainable Power Group, LLC | 58661 | CA | NAICS-22 Non-Cogen | PV | SUN | SUN | 217655 | 2020 | solar PV | TRUE
60186 | Antelope DSR 1 | Sustainable Power Group, LLC | 58661 | CA | NAICS-22 Non-Cogen | PV | SUN | SUN | 128064 | 2020 | solar PV | TRUE
60187 | Antelope DSR 2 | Sustainable Power Group, LLC | 58661 | CA | NAICS-22 Non-Cogen | PV | SUN | SUN | 13810 | 2020 | solar PV | TRUE
60193 | Whitethorn Solar LLC | Whitethorn Solar LLC | 59969 | CA | NAICS-22 Non-Cogen | PV | SUN | SUN | 5900 | 2020 | solar PV | TRUE
60219 | Strata Roof 1 | Strata Roof 1, LLC | 60004 | CA | NAICS-22 Non-Cogen | PV | SUN | SUN | 1468 | 2020 | solar PV | TRUE
60220 | Zero Waste Energy Development Co LLC | Zero Waste Energy Development Company LLC | 60003 | CA | NAICS-22 Cogen | IC | OBG | ORW | 4220 | 2020 | biomass | FALSE
60223 | Equinix San Jose | Bloom Energy | 57128 | CA | NAICS-22 Non-Cogen | FC | NG | NG | 7480 | 2020 | other | TRUE
60224 | Intel Santa Clara | Bloom Energy | 57128 | CA | NAICS-22 Non-Cogen | FC | NG | NG | 7605 | 2020 | other | TRUE
60226 | Rancho Seco Solar, LLC | Rancho Seco Solar, LLC | 60413 | CA | NAICS-22 Non-Cogen | PV | SUN | SUN | 22903 | 2020 | solar PV | TRUE
60231 | Genentech-Oceanside Hybrid | Tesla Inc. | 60947 | CA | NAICS-22 Non-Cogen | BA | MWH | OTH | 0 | 2020 | other | TRUE
60231 | Genentech-Oceanside Hybrid | Tesla Inc. | 60947 | CA | NAICS-22 Non-Cogen | PV | SUN | SUN | 6608 | 2020 | solar PV | TRUE
60233 | RE Garland | Southern Power Co | 17650 | CA | NAICS-22 Non-Cogen | PV | SUN | SUN | 488100 | 2020 | solar PV | TRUE
60237 | Midway Solar Farm II | Dominion Renewable Energy | 58468 | CA | NAICS-22 Non-Cogen | PV | SUN | SUN | 74566 | 2020 | solar PV | TRUE
60242 | Algonquin SKIC 10 Solar, LLC | Algonquin Power Co | 59050 | CA | NAICS-22 Non-Cogen | PV | SUN | SUN | 18092 | 2020 | solar PV | TRUE
60249 | Silicon Valley Clean Water | Silicon Valley Clean Water | 60038 | CA | NAICS-22 Cogen | BA | MWH | OTH | 23 | 2020 | other | FALSE
60249 | Silicon Valley Clean Water | Silicon Valley Clean Water | 60038 | CA | NAICS-22 Cogen | IC | NG | NG | 366.297 | 2020 | natural gas peaker | FALSE
60249 | Silicon Valley Clean Water | Silicon Valley Clean Water | 60038 | CA | NAICS-22 Cogen | IC | OBG | ORW | 5601.703 | 2020 | biomass | FALSE
60255 | Weymouth Solar Plant | Metropolitan Water District of S CA | 12397 | CA | Electric Utility | PV | SUN | SUN | 5005 | 2020 | solar PV | TRUE
60275 | Westside Solar Power PV1 | Westside Assets LLC | 60067 | CA | NAICS-22 Non-Cogen | PV | SUN | SUN | 4739 | 2020 | solar PV | TRUE
60277 | Castor Solar | ZGlobal Inc | 60059 | CA | NAICS-22 Non-Cogen | PV | SUN | SUN | 3074 | 2020 | solar PV | TRUE
60279 | Antelope Big Sky Ranch | Sustainable Power Group, LLC | 58661 | CA | NAICS-22 Non-Cogen | PV | SUN | SUN | 52104 | 2020 | solar PV | TRUE
60280 | Summer Solar LLC | Sustainable Power Group, LLC | 58661 | CA | NAICS-22 Non-Cogen | PV | SUN | SUN | 54283 | 2020 | solar PV | TRUE
60281 | Central Antelope Dry Ranch B LLC | Central Antelope Dry Ranch B LLC | 63250 | CA | NAICS-22 Non-Cogen | PV | SUN | SUN | 7892 | 2020 | solar PV | TRUE
60310 | Portal Ridge Solar B, LLC | Portal Ridge Solar, LLC | 60412 | CA | NAICS-22 Non-Cogen | PV | SUN | SUN | 48799 | 2020 | solar PV | TRUE
60311 | Portal Ridge Solar C, LLC | Portal Ridge Solar, LLC | 60412 | CA | NAICS-22 Non-Cogen | PV | SUN | SUN | 28828 | 2020 | solar PV | TRUE
60315 | Midway Solar Farm III | Greenbacker Renewable Energy Corporation | 60025 | CA | NAICS-22 Non-Cogen | PV | SUN | SUN | 44062 | 2020 | solar PV | TRUE
60324 | Willow Spring Solar, LLC | Willow Spring Solar LLC | 61672 | CA | NAICS-22 Non-Cogen | PV | SUN | SUN | 253267 | 2020 | solar PV | TRUE
60336 | Midway Solar Farm 1 | 83WI 8ME, LLC | 60118 | CA | NAICS-22 Non-Cogen | PV | SUN | SUN | 105641 | 2020 | solar PV | TRUE
60385 | Santa Rita Jail Fuel Cell | SRJFC, LLC | 60182 | CA | NAICS-22 Cogen | FC | NG | NG | 9279 | 2020 | other | FALSE
60386 | RE Garland A | Southern Power Co | 17650 | CA | NAICS-22 Non-Cogen | PV | SUN | SUN | 52819 | 2020 | solar PV | TRUE
60389 | RE Barren Ridge 1 | RE Barren Ridge 1, LLC | 60191 | CA | NAICS-22 Non-Cogen | PV | SUN | SUN | 168613 | 2020 | solar PV | TRUE
60412 | Munro Valley Solar | Ecos Energy LLC | 58135 | CA | NAICS-22 Non-Cogen | PV | SUN | SUN | 10434 | 2020 | solar PV | TRUE
60426 | RCWD PV Project | Solar Star California XL, LLC | 60206 | CA | NAICS-22 Non-Cogen | PV | SUN | SUN | 9590 | 2020 | solar PV | TRUE
60428 | CA Dept of Public Health at Richmond | California PV Energy LLC | 58540 | CA | NAICS-22 Non-Cogen | PV | SUN | SUN | 3443 | 2020 | solar PV | TRUE
60474 | Bayshore Solar B, LLC | Sustainable Power Group, LLC | 58661 | CA | NAICS-22 Non-Cogen | PV | SUN | SUN | 49642 | 2020 | solar PV | TRUE
60475 | Bayshore Solar C, LLC | Sustainable Power Group, LLC | 58661 | CA | NAICS-22 Non-Cogen | PV | SUN | SUN | 49575 | 2020 | solar PV | TRUE
60481 | Bayshore Solar A, LLC | Sustainable Power Group, LLC | 58661 | CA | NAICS-22 Non-Cogen | PV | SUN | SUN | 52118 | 2020 | solar PV | TRUE
60485 | Longboat Solar, LLC | Longboat Solar, LLC | 60271 | CA | NAICS-22 Non-Cogen | PV | SUN | SUN | 52397 | 2020 | solar PV | TRUE
60490 | Redwood 4 Solar Farm | 54 KR 8me LLC | 60277 | CA | NAICS-22 Non-Cogen | PV | SUN | SUN | 49498 | 2020 | solar PV | TRUE
60491 | Springbok 3 Solar Farm Hybrid | 64KT 8me LLC | 60278 | CA | NAICS-22 Non-Cogen | BA | MWH | OTH | 25 | 2020 | other | TRUE
60491 | Springbok 3 Solar Farm Hybrid | 64KT 8me LLC | 60278 | CA | NAICS-22 Non-Cogen | PV | SUN | SUN | 242529 | 2020 | solar PV | TRUE
60509 | Valley Center | Heelstone Energy Holdings, LLC | 59462 | CA | NAICS-22 Non-Cogen | PV | SUN | SUN | 5833 | 2020 | solar PV | TRUE
60516 | Granger | Heelstone Energy Holdings, LLC | 59462 | CA | NAICS-22 Non-Cogen | PV | SUN | SUN | 7255 | 2020 | solar PV | TRUE
60558 | Solar Blythe 2 | NRG Solar Blythe II LLC | 60307 | CA | NAICS-22 Non-Cogen | PV | SUN | SUN | 49520 | 2020 | solar PV | TRUE
60565 | Borrego Springs Energy Storage | SDGE Batteries | 60336 | CA | Electric Utility | BA | MWH | OTH | -27 | 2020 | other | TRUE
60566 | Pala Energy Storage Yard | SDGE Batteries | 60336 | CA | Electric Utility | BA | MWH | OTH | 0 | 2020 | other | TRUE
60567 | Ortega Highway Energy Storage | SDGE Batteries | 60336 | CA | Electric Utility | BA | MWH | OTH | 0 | 2020 | other | TRUE
60568 | Canyon Crest Academy | SDGE Batteries | 60336 | CA | Electric Utility | BA | MWH | OTH | -28 | 2020 | other | TRUE
60569 | El Cajon Energy Storage | San Diego Gas & Electric Co | 16609 | CA | Electric Utility | BA | MWH | OTH | -698 | 2020 | other | TRUE
60570 | Escondido Energy Storage | San Diego Gas & Electric Co | 16609 | CA | Electric Utility | BA | MWH | OTH | -3727 | 2020 | other | TRUE
60571 | North City - Landfill Gas Engine North | City of San Diego | 16764 | CA | Commercial NAICS Non-Cogen | IC | LFG | MLG | 6314 | 2020 | biomass | FALSE
60590 | Golden Fields Solar I, LLC | Golden Fields Solar I, LLC | 60352 | CA | NAICS-22 Non-Cogen | PV | SUN | SUN | 124884 | 2020 | solar PV | TRUE
60591 | Solar Star California, XLI, LLC | Solar Star California, XLI, LLC | 60353 | CA | NAICS-22 Non-Cogen | PV | SUN | SUN | 118517 | 2020 | solar PV | TRUE
60594 | Voyager Wind I | Terra-Gen Operating Co-Wind | 2770 | CA | NAICS-22 Non-Cogen | WT | WND | WND | 377298 | 2020 | onshore wind | TRUE
60661 | Mira Loma Energy Storage Facility | Southern California Edison Co | 17609 | CA | Electric Utility | BA | MWH | OTH | 0 | 2020 | other | TRUE
60678 | San Joaquin Solar | GASNA 6P, LLC | 60399 | CA | NAICS-22 Non-Cogen | PV | SUN | SUN | 41063 | 2020 | solar PV | TRUE
60698 | Stanton Energy Reliability Center Hybrid | Wellhead Services, Inc | 20323 | CA | NAICS-22 Non-Cogen | BA | MWH | OTH | -4 | 2020 | other | TRUE
60698 | Stanton Energy Reliability Center Hybrid | Wellhead Services, Inc | 20323 | CA | NAICS-22 Non-Cogen | GT | NG | NG | 20841 | 2020 | natural gas peaker | TRUE
60699 | DESI-1 Battery Energy Storage Facility | Southern California Edison Co | 17609 | CA | Electric Utility | BA | MWH | OTH | 0 | 2020 | other | TRUE
60744 | SEPV Imperial Dixieland West | AES Distributed Energy | 61012 | CA | NAICS-22 Non-Cogen | PV | SUN | SUN | 9046 | 2020 | solar PV | TRUE
60745 | SEPV Imperial Dixieland East | AES Distributed Energy | 61012 | CA | NAICS-22 Non-Cogen | PV | SUN | SUN | 5648 | 2020 | solar PV | TRUE
60777 | American Kings Solar, LLC | Goldman Sachs Renewable Power Group | 61944 | CA | NAICS-22 Non-Cogen | PV | SUN | SUN | 14293 | 2020 | solar PV | TRUE
60790 | PVN Milliken, LLC | PVN Milliken, LLC | 60455 | CA | NAICS-22 Non-Cogen | PV | SUN | SUN | 4582 | 2020 | solar PV | TRUE
60791 | SunAnza | Arizona Electric Pwr Coop Inc | 796 | CA | Electric Utility | PV | SUN | SUN | 5046 | 2020 | solar PV | TRUE
60813 | Cloverdale Solar Center | Adapture Renewables, Inc. | 60496 | CA | NAICS-22 Non-Cogen | PV | SUN | SUN | 2339 | 2020 | solar PV | TRUE
60824 | Valley Sanitary District WTP Solar | Tesla Inc. | 60947 | CA | NAICS-22 Non-Cogen | PV | SUN | SUN | 1570 | 2020 | solar PV | TRUE
60825 | Colgreen North Shore Solar Farm | Sunpin Holdings, LLC | 60495 | CA | NAICS-22 Non-Cogen | PV | SUN | SUN | 180821 | 2020 | solar PV | TRUE
60844 | Genentech Vacaville Meter #1 | Tesla Inc. | 60947 | CA | NAICS-22 Non-Cogen | PV | SUN | SUN | 8009 | 2020 | solar PV | TRUE
60846 | US GSA - Sacramento | Tesla Inc. | 60947 | CA | NAICS-22 Non-Cogen | PV | SUN | SUN | 2174 | 2020 | solar PV | TRUE
60861 | Dept of General Services -FTB | California PV Energy 2, LLC | 60518 | CA | NAICS-22 Non-Cogen | PV | SUN | SUN | 5122 | 2020 | solar PV | TRUE
60869 | Solar Star California, XLIV, LLC | Solar Star California, XLIV, LLC | 60525 | CA | NAICS-22 Non-Cogen | PV | SUN | SUN | 19357 | 2020 | solar PV | TRUE
60914 | Westmont 300B | Westmont Solar, LLC | 60991 | CA | NAICS-22 Non-Cogen | PV | SUN | SUN | 5724 | 2020 | solar PV | TRUE
60918 | Verwey-Hanford Dairy Digester #1 | AlsoEnergy | 60572 | CA | NAICS-22 Non-Cogen | IC | OBG | ORW | 770 | 2020 | biomass | TRUE
60947 | Jacumba Solar Farm | AEP Renewables | 60639 | CA | NAICS-22 Non-Cogen | PV | SUN | SUN | 38757 | 2020 | solar PV | TRUE
60953 | Owens Valley Solar Project 11 | Los Angeles Department of Water & Power | 11208 | CA | NAICS-22 Non-Cogen | PV | SUN | SUN | 3043 | 2020 | solar PV | TRUE
60960 | Hyperion Treatment Plant CHP Plant | Constellation New Energy Inc. | 60396 | CA | NAICS-22 Non-Cogen | GT | NG | NG | 34351.128 | 2020 | natural gas peaker | TRUE
60960 | Hyperion Treatment Plant CHP Plant | Constellation New Energy Inc. | 60396 | CA | NAICS-22 Non-Cogen | GT | OBG | ORW | 113390.87 | 2020 | biomass | TRUE
60974 | Glendale Battery Energy Storage System | City of Glendale - (CA) | 7294 | CA | Electric Utility | BA | MWH | OTH | 0 | 2020 | other | TRUE
60975 | Whitney Point Solar | Whitney Point Solar, LLC | 60619 | CA | NAICS-22 Non-Cogen | PV | SUN | SUN | 50396 | 2020 | solar PV | TRUE
60978 | CSUF State College | Solar Star California XLVIII, LLC | 60630 | CA | NAICS-22 Non-Cogen | PV | SUN | SUN | 1639 | 2020 | solar PV | TRUE
60979 | CSUF Nutwood Solar | Solar Star California XLVIII, LLC | 60630 | CA | NAICS-22 Non-Cogen | PV | SUN | SUN | 3174 | 2020 | solar PV | TRUE
60981 | NextEra Westside PV | Westside Solar, LLC | 60614 | CA | NAICS-22 Non-Cogen | PV | SUN | SUN | 50305 | 2020 | solar PV | TRUE
60984 | Lindberg Field Solar 2 | Lindberg Field Solar 2, LLC | 60618 | CA | NAICS-22 Non-Cogen | PV | SUN | SUN | 4855 | 2020 | solar PV | TRUE
60995 | Ramona Solar Energy | San Diego Gas & Electric Co | 16609 | CA | Electric Utility | PV | SUN | SUN | 6143 | 2020 | solar PV | TRUE
61006 | SCDA Solar 1 | SCDA Solar 1, LLC | 60648 | CA | NAICS-22 Non-Cogen | PV | SUN | SUN | 14390 | 2020 | solar PV | TRUE
61013 | Marin Clean Energy Solar One | Sustainable Power Group, LLC | 58661 | CA | NAICS-22 Non-Cogen | PV | SUN | SUN | 20459 | 2020 | solar PV | TRUE
61027 | Pacific Ethanol Stockton Cogen Plant | Pacific Ethanol Stockton | 60658 | CA | Industrial NAICS Non-Cogen | GT | NG | NG | 0 | 2020 | natural gas peaker | FALSE
61066 | Foundation CDCR LAC | Foundation CA Fund VIII Manager, LLC | 60690 | CA | NAICS-22 Non-Cogen | WT | WND | WND | 4320 | 2020 | onshore wind | TRUE
61067 | Foundation Scheid Vineyards | Foundation CA Fund VIII Manager, LLC | 60690 | CA | NAICS-22 Non-Cogen | WT | WND | WND | 3742 | 2020 | onshore wind | TRUE
61107 | Vanadium Redox Flow Battery Plant | VRF Battery Plant | 60723 | CA | Electric Utility | BA | MWH | OTH | -800 | 2020 | other | TRUE
61115 | Manteca Land PV | AES Distributed Energy | 61012 | CA | NAICS-22 Non-Cogen | PV | SUN | SUN | 1873 | 2020 | solar PV | TRUE
61116 | Delano Land 1 | AES Distributed Energy | 61012 | CA | NAICS-22 Non-Cogen | PV | SUN | SUN | 1736 | 2020 | solar PV | TRUE
61117 | Bakersfield PV 1 | AES Distributed Energy | 61012 | CA | NAICS-22 Non-Cogen | PV | SUN | SUN | 9505 | 2020 | solar PV | TRUE
61118 | Bakersfield Industrial PV 1 | AES Distributed Energy | 61012 | CA | NAICS-22 Non-Cogen | PV | SUN | SUN | 2246 | 2020 | solar PV | TRUE
61152 | Intel Folsom Phase 3 | Tesla Inc. | 60947 | CA | NAICS-22 Non-Cogen | PV | SUN | SUN | 5177 | 2020 | solar PV | TRUE
61153 | AT&T Holger | Bloom Energy | 57128 | CA | NAICS-22 Non-Cogen | FC | NG | NG | 8388 | 2020 | other | TRUE
61154 | AT&T Anaheim | Bloom Energy | 57128 | CA | NAICS-22 Non-Cogen | FC | NG | NG | 8600 | 2020 | other | TRUE
61202 | Mount Signal Solar Farm V | Imperial Valley Solar 3, LLC | 63447 | CA | NAICS-22 Non-Cogen | PV | SUN | SUN | 596017 | 2020 | solar PV | TRUE
61209 | Sacramento Regional County Sanitation PV | Tesla Inc. | 60947 | CA | NAICS-22 Non-Cogen | PV | SUN | SUN | 7627 | 2020 | solar PV | TRUE
61215 | Green Beanworks C PV | Sustainable Power Group, LLC | 58661 | CA | NAICS-22 Non-Cogen | PV | SUN | SUN | 7546 | 2020 | solar PV | TRUE
61216 | Green Beanworks D PV | Sustainable Power Group, LLC | 58661 | CA | NAICS-22 Non-Cogen | PV | SUN | SUN | 7291 | 2020 | solar PV | TRUE
61222 | Golden Hills North Wind Energy Center | Golden Hills Interconnection Wind, LLC | 60811 | CA | NAICS-22 Non-Cogen | WT | WND | WND | 164891 | 2020 | onshore wind | TRUE
61249 | Westmont 300A | Westmont Solar, LLC | 60991 | CA | NAICS-22 Non-Cogen | PV | SUN | SUN | 5724 | 2020 | solar PV | TRUE
61250 | USPS PV | USPS LA Solar FiT A & B | 60950 | CA | Electric Utility | PV | SUN | SUN | 11425 | 2020 | solar PV | TRUE
61264 | Antelope Expansion 2 | Sustainable Power Group, LLC | 58661 | CA | NAICS-22 Non-Cogen | PV | SUN | SUN | 252422 | 2020 | solar PV | TRUE
61265 | Antelope DSR 3 | Sustainable Power Group, LLC | 58661 | CA | NAICS-22 Non-Cogen | PV | SUN | SUN | 57062 | 2020 | solar PV | TRUE
61319 | Port of LA Solar FiT Project | Los Angeles Department of Water & Power | 11208 | CA | NAICS-22 Non-Cogen | PV | SUN | SUN | 1816 | 2020 | solar PV | TRUE
61339 | Green Beanworks B PV | Sustainable Power Group, LLC | 58661 | CA | NAICS-22 Non-Cogen | PV | SUN | SUN | 7019 | 2020 | solar PV | TRUE
61348 | Westmont 400A | Westmont Solar, LLC | 60991 | CA | NAICS-22 Non-Cogen | PV | SUN | SUN | 3484 | 2020 | solar PV | TRUE
61349 | Westmont 400B | Westmont Solar, LLC | 60991 | CA | NAICS-22 Non-Cogen | PV | SUN | SUN | 3484 | 2020 | solar PV | TRUE
61353 | Mount Signal Solar Farm II | Imperial Valley Solar 2, LLC | 60986 | CA | NAICS-22 Non-Cogen | PV | SUN | SUN | 416917 | 2020 | solar PV | TRUE
61377 | Amazon - Patterson PV | AES Distributed Energy | 61012 | CA | NAICS-22 Non-Cogen | PV | SUN | SUN | 4515 | 2020 | solar PV | TRUE
61418 | Valencia 1 Solar CA | ZGlobal Inc | 60059 | CA | NAICS-22 Non-Cogen | PV | SUN | SUN | 7221 | 2020 | solar PV | TRUE
61419 | One Ten Partners PV | One Ten Partners, LLC | 61058 | CA | NAICS-22 Non-Cogen | PV | SUN | SUN | 5910 | 2020 | solar PV | TRUE
61420 | Merced 1 PV | ZGlobal Inc | 60059 | CA | NAICS-22 Non-Cogen | PV | SUN | SUN | 6702 | 2020 | solar PV | TRUE
61421 | Madera 1 PV | ZGlobal Inc | 60059 | CA | NAICS-22 Non-Cogen | PV | SUN | SUN | 2763 | 2020 | solar PV | TRUE
61431 | Beacon BESS 1 | Los Angeles Department of Water & Power | 11208 | CA | Electric Utility | BA | MWH | OTH | -798 | 2020 | other | TRUE
61442 | Foundation California Training Facility | Foundation CA Fund IX Manager, LLC | 61070 | CA | NAICS-22 Non-Cogen | WT | WND | WND | 5034 | 2020 | onshore wind | TRUE
61443 | Foundation Mann Packing | Foundation CA Fund IX Manager, LLC | 61070 | CA | NAICS-22 Non-Cogen | WT | WND | WND | 5129 | 2020 | onshore wind | TRUE
61444 | Foundation SaIinas Valley State Prison | Foundation CA Fund IX Manager, LLC | 61070 | CA | NAICS-22 Non-Cogen | WT | WND | WND | 4750 | 2020 | onshore wind | TRUE
61445 | Gaskell West 1 Solar Facility | Southern Power Co | 17650 | CA | NAICS-22 Non-Cogen | PV | SUN | SUN | 53362 | 2020 | solar PV | TRUE
61463 | Vandenberg Solar Project | Vandenberg Solar I, LLC | 61082 | CA | NAICS-22 Non-Cogen | PV | SUN | SUN | 41915 | 2020 | solar PV | TRUE
61464 | CoreSite Real Estate 2972 Stender, L.P. | CoreSite Real Estate 2972 Stender, L.P. | 61078 | CA | NAICS-22 Non-Cogen | IC | DFO | DFO | 0 | 2020 | petroleum | TRUE
61474 | CoreSite Real Estate 55 S. Market Street | CoreSite Real Estate 55 S. Market Street, LLC | 61088 | CA | Commercial NAICS Non-Cogen | IC | DFO | DFO | 0 | 2020 | petroleum | FALSE
61475 | CoreSite Real Estate 1656 McCarthy, L.P. | CoreSite Real Estate 1656 McCarthy, L.P. | 61089 | CA | Commercial NAICS Non-Cogen | IC | DFO | DFO | 0 | 2020 | petroleum | FALSE
61476 | CoreSite Real Estate 2901 Coronado, L.P. | CoreSite Real Estate 2901 Coronado, L.P. | 61086 | CA | Commercial NAICS Non-Cogen | IC | DFO | DFO | 0 | 2020 | petroleum | FALSE
61482 | CoreSite Real Estate 3032 Coronado, L.P. | CoreSite Real Estate 3032 Coronado, L.P. | 61087 | CA | Commercial NAICS Non-Cogen | IC | DFO | DFO | 0 | 2020 | petroleum | FALSE
61582 | Voyager Wind II | Terra-Gen Operating Co-Wind | 2770 | CA | NAICS-22 Non-Cogen | WT | WND | WND | 468982 | 2020 | onshore wind | TRUE
61583 | Voyager Wind III | Terra-Gen Operating Co-Wind | 2770 | CA | NAICS-22 Non-Cogen | WT | WND | WND | 136609 | 2020 | onshore wind | TRUE
61584 | Voyager Wind IV | Terra-Gen Operating Co-Wind | 2770 | CA | NAICS-22 Non-Cogen | WT | WND | WND | 71389 | 2020 | onshore wind | TRUE
61593 | Westmont 301 | Westmont Solar, LLC | 60991 | CA | Commercial NAICS Non-Cogen | PV | SUN | SUN | 3148 | 2020 | solar PV | FALSE
61594 | Westmont 401 | Westmont Solar, LLC | 60991 | CA | Commercial NAICS Non-Cogen | PV | SUN | SUN | 4973 | 2020 | solar PV | FALSE
61607 | Stenner Creek Solar | Stenner Creek Solar LLC | 61210 | CA | Commercial NAICS Non-Cogen | PV | SUN | SUN | 10091 | 2020 | solar PV | FALSE
61628 | Kilroy Solar | Nautilus Solar Solutions | 61227 | CA | NAICS-22 Non-Cogen | PV | SUN | SUN | 6774 | 2020 | solar PV | TRUE
61661 | Vista Energy Storage System | Vista Energy Storage, LLC | 61277 | CA | NAICS-22 Non-Cogen | BA | MWH | OTH | -3192 | 2020 | other | TRUE
61698 | Folsom SP and CSP Sacramento | Ecoplexus, Inc | 58970 | CA | NAICS-22 Non-Cogen | PV | SUN | SUN | 2565 | 2020 | solar PV | TRUE
61718 | Aerolease | PCS Energy, LLC | 61348 | CA | Industrial NAICS Non-Cogen | PV | SUN | SUN | 1909 | 2020 | solar PV | FALSE
61721 | Baldwin | Advanced Microgrid Solutions | 61344 | CA | Commercial NAICS Non-Cogen | BA | MWH | OTH | -183 | 2020 | other | FALSE
61750 | Wistaria Ranch Solar | Consolidated Edison Development Inc. | 56769 | CA | NAICS-22 Non-Cogen | PV | SUN | SUN | 269780 | 2020 | solar PV | TRUE
61754 | SunSelect1 | SunSelect Produce (California) Inc | 63182 | CA | Industrial NAICS Cogen | IC | NG | NG | 2421 | 2020 | natural gas peaker | FALSE
61791 | Stage Gulch Solar | Stage Gulch Solar, LLC | 61418 | CA | NAICS-22 Non-Cogen | PV | SUN | SUN | 1641 | 2020 | solar PV | TRUE
61792 | Lavio Solar | Lavio Solar, LLC | 61417 | CA | NAICS-22 Non-Cogen | PV | SUN | SUN | 2054 | 2020 | solar PV | TRUE
61795 | Pacific Union College BESS | ENGIE Storage Services NA LLC | 61420 | CA | Commercial NAICS Non-Cogen | BA | MWH | OTH | 31 | 2020 | other | FALSE
61824 | Target Shafter | Good Fellow Solar 1 PH1, LLC | 61443 | CA | NAICS-22 Non-Cogen | PV | SUN | SUN | 3179 | 2020 | solar PV | TRUE
61834 | Soboba Community Solar Project | Soboba Band of Luiseno Indians | 61453 | CA | Electric Utility | PV | SUN | SUN | 3768 | 2020 | solar PV | TRUE
61843 | SeaWorld Aquatica | Onyx Asset Services Group | 60584 | CA | NAICS-22 Non-Cogen | PV | SUN | SUN | 1939 | 2020 | solar PV | TRUE
61846 | Tulare BioMAT Fuel Cell | Central CA Fuel Cell 2, LLC | 61467 | CA | NAICS-22 Cogen | FC | NG | NG | 1442.142 | 2020 | other | FALSE
61846 | Tulare BioMAT Fuel Cell | Central CA Fuel Cell 2, LLC | 61467 | CA | NAICS-22 Cogen | FC | OBG | ORW | 14557.858 | 2020 | biomass | FALSE
62004 | San Pablo Raceway | Sustainable Power Group, LLC | 58661 | CA | NAICS-22 Non-Cogen | PV | SUN | SUN | 276820 | 2020 | solar PV | TRUE
62015 | Mustang Two | RE Mustang Two LLC | 61589 | CA | NAICS-22 Non-Cogen | PV | SUN | SUN | 41994 | 2020 | solar PV | TRUE
62016 | UC Riverside Lots 30 & 32 | Goldman Sachs Renewable Power Group | 61944 | CA | NAICS-22 Non-Cogen | PV | SUN | SUN | 6406 | 2020 | solar PV | TRUE
62020 | Stanford Campus Solar | Solar Star California XLII, LLC | 61602 | CA | NAICS-22 Non-Cogen | PV | SUN | SUN | 6197 | 2020 | solar PV | TRUE
62028 | CSU Long Beach Lots 7 & 14 | Solar Star California XLVII, LLC | 61601 | CA | NAICS-22 Non-Cogen | PV | SUN | SUN | 7372 | 2020 | solar PV | TRUE
62039 | Santa Rosa Junior College Petaluma Solar | Sonoma County Junior College District | 61987 | CA | NAICS-22 Non-Cogen | PV | SUN | SUN | 1947 | 2020 | solar PV | TRUE
62052 | Citizens Imperial Solar | Citizens Enterprises Corporation | 58871 | CA | NAICS-22 Non-Cogen | PV | SUN | SUN | 79590 | 2020 | solar PV | TRUE
62056 | Lancaster | AVS Phase 2 LLC | 61633 | CA | NAICS-22 Non-Cogen | PV | SUN | SUN | 6808 | 2020 | solar PV | TRUE
62077 | Blue Shld Of Cal- El Dorado Hlls Mtr B | Tesla Inc. | 60947 | CA | NAICS-22 Non-Cogen | PV | SUN | SUN | 1301 | 2020 | solar PV | TRUE
62114 | Roseville Solar | Greenskies | 61674 | CA | NAICS-22 Non-Cogen | PV | SUN | SUN | 1769 | 2020 | solar PV | TRUE
62115 | AES Alamitos Energy Center | AES Alamitos Energy, LLC | 61669 | CA | NAICS-22 Non-Cogen | CA | NG | NG | 435495 | 2020 | natural gas nonpeaker | TRUE
62115 | AES Alamitos Energy Center | AES Alamitos Energy, LLC | 61669 | CA | NAICS-22 Non-Cogen | CT | NG | NG | 798330 | 2020 | natural gas nonpeaker | TRUE
62116 | AES Huntington Beach Energy Project | AES Huntington Beach Energy, LLC | 61670 | CA | NAICS-22 Non-Cogen | CA | NG | NG | 431822 | 2020 | natural gas nonpeaker | TRUE
62116 | AES Huntington Beach Energy Project | AES Huntington Beach Energy, LLC | 61670 | CA | NAICS-22 Non-Cogen | CT | NG | NG | 853345 | 2020 | natural gas nonpeaker | TRUE
62150 | Chaffey College Rancho Cucamonga Campus | Chaffey Community College District | 61686 | CA | Commercial NAICS Non-Cogen | PV | SUN | SUN | 7033 | 2020 | solar PV | FALSE
62176 | Berry NMW Cogens | Berry Petroleum Co | 1569 | CA | Industrial NAICS Non-Cogen | GT | NG | NG | 50114 | 2020 | natural gas peaker | FALSE
62177 | Desert Harvest, LLC | Desert Harvest, LLC | 61709 | CA | NAICS-22 Non-Cogen | PV | SUN | SUN | 9475 | 2020 | solar PV | TRUE
62178 | Maverick Solar, LLC | Maverick Solar, LLC | 61710 | CA | NAICS-22 Non-Cogen | PV | SUN | SUN | 14883 | 2020 | solar PV | TRUE
62242 | County of San Diego SBRC | Solar Star California LXIII, LLC | 61766 | CA | NAICS-22 Non-Cogen | PV | SUN | SUN | 2372 | 2020 | solar PV | TRUE
62246 | Target Woodland Solar Project | Good Fellow Solar 1 PH1, LLC | 61443 | CA | NAICS-22 Non-Cogen | PV | SUN | SUN | 3997 | 2020 | solar PV | TRUE
62274 | Liberty HS Solar Project | Kern Highschool District Solar,LLC | 61798 | CA | Commercial NAICS Non-Cogen | PV | SUN | SUN | 2589 | 2020 | solar PV | FALSE
62275 | Frontier HS Solar Project | Kern Highschool District Solar,LLC | 61798 | CA | Commercial NAICS Non-Cogen | PV | SUN | SUN | 2551 | 2020 | solar PV | FALSE
62286 | Xebec 1 | AES Distributed Energy | 61012 | CA | Commercial NAICS Non-Cogen | PV | SUN | SUN | 4164 | 2020 | solar PV | FALSE
62287 | Francisco St. Solar | AES Distributed Energy | 61012 | CA | Commercial NAICS Non-Cogen | PV | SUN | SUN | 2319 | 2020 | solar PV | FALSE
62288 | Valentine Solar, LLC | EDF Renewable Asset Holdings, Inc. | 57170 | CA | NAICS-22 Non-Cogen | PV | SUN | SUN | 253578 | 2020 | solar PV | TRUE
62458 | Ratkovich Alhambra | Bloom Energy | 57128 | CA | NAICS-22 Non-Cogen | FC | NG | NG | 8465 | 2020 | other | TRUE
62459 | Micro Santa Clara | Bloom Energy | 57128 | CA | NAICS-22 Non-Cogen | FC | NG | NG | 7403 | 2020 | other | TRUE
62463 | Little Bear 3 | Longroad Energy Services LLC | 61219 | CA | NAICS-22 Non-Cogen | PV | SUN | SUN | 1555 | 2020 | solar PV | TRUE
62464 | Little Bear 4 | Longroad Energy Services LLC | 61219 | CA | NAICS-22 Non-Cogen | PV | SUN | SUN | 5536 | 2020 | solar PV | TRUE
62465 | Little Bear 5 | Longroad Energy Services LLC | 61219 | CA | NAICS-22 Non-Cogen | PV | SUN | SUN | 5795 | 2020 | solar PV | TRUE
62545 | Renew Solar ABC Sacramento LLC | Greenbacker Renewable Energy Corporation | 60025 | CA | NAICS-22 Non-Cogen | PV | SUN | SUN | 332 | 2020 | solar PV | TRUE
62571 | Disney Prospect | Bloom Energy | 57128 | CA | NAICS-22 Non-Cogen | FC | NG | NG | 7376 | 2020 | other | TRUE
62573 | ATT Kelvin | Bloom Energy | 57128 | CA | NAICS-22 Non-Cogen | FC | NG | NG | 7692 | 2020 | other | TRUE
62574 | ATT Van Nyus | Bloom Energy | 57128 | CA | NAICS-22 Non-Cogen | FC | NG | NG | 6871 | 2020 | other | TRUE
62575 | FLEX Gibraltar | Bloom Energy | 57128 | CA | NAICS-22 Non-Cogen | FC | NG | NG | 7532 | 2020 | other | TRUE
62577 | APP Prune A-D | Bloom Energy | 57128 | CA | NAICS-22 Non-Cogen | FC | NG | NG | 20713 | 2020 | other | TRUE
62611 | PFMG Solar Grossmont Helix LLC | PFMG Solar Grossmont Helix LLC | 62028 | CA | NAICS-22 Non-Cogen | PV | SUN | SUN | 2279 | 2020 | solar PV | TRUE
62649 | SFDK Solar | Sustainable Power Group, LLC | 58661 | CA | NAICS-22 Non-Cogen | PV | SUN | SUN | 10806 | 2020 | solar PV | TRUE
62655 | HL Solar | HL Solar LLC | 62131 | CA | NAICS-22 Non-Cogen | PV | SUN | SUN | 11288 | 2020 | solar PV | TRUE
62671 | Equinix Caspian Dr. Fuel Cell | 2016 ESA Project Company, LLC | 62150 | CA | NAICS-22 Non-Cogen | FC | NG | NG | 38371 | 2020 | other | TRUE
62687 | American Canyon Solar | RP Napa Solar 1, LLC | 62162 | CA | NAICS-22 Non-Cogen | PV | SUN | SUN | 6655 | 2020 | solar PV | TRUE
62689 | Hellyer Solar Farm | County of Santa Clara (CA) | 62628 | CA | NAICS-22 Non-Cogen | PV | SUN | SUN | 3736 | 2020 | solar PV | TRUE
62690 | Guadalupe Solar Farm | County of Santa Clara (CA) | 62628 | CA | NAICS-22 Non-Cogen | PV | SUN | SUN | 2047 | 2020 | solar PV | TRUE
62697 | Mission College Blvd. Fuel Cell | 2016 ESA Project Company, LLC | 62150 | CA | NAICS-22 Non-Cogen | FC | NG | NG | 36532 | 2020 | other | TRUE
62698 | Kaiser East La Palma Ave. Fuel Cell | 2016 ESA Project Company, LLC | 62150 | CA | NAICS-22 Non-Cogen | FC | NG | NG | 16499 | 2020 | other | TRUE
62699 | Kaiser Deer Valley Rd. Fuel Cell | 2016 ESA Project Company, LLC | 62150 | CA | NAICS-22 Non-Cogen | FC | NG | NG | 10177 | 2020 | other | TRUE
62700 | Kaiser Owens Dr. Fuel Cell | 2016 ESA Project Company, LLC | 62150 | CA | NAICS-22 Non-Cogen | FC | NG | NG | 7324 | 2020 | other | TRUE
62701 | Kaiser Napa Valley Corporate Dr Fuel Cell | 2016 ESA Project Company, LLC | 62150 | CA | NAICS-22 Non-Cogen | FC | NG | NG | 32248 | 2020 | other | TRUE
62702 | Equinix Great Oaks Blvd. Fuel Cell | 2016 ESA Project Company, LLC | 62150 | CA | NAICS-22 Non-Cogen | FC | NG | NG | 35689 | 2020 | other | TRUE
62703 | Equinix Lundy Ave. Fuel Cell | 2016 ESA Project Company, LLC | 62150 | CA | NAICS-22 Non-Cogen | FC | NG | NG | 28502 | 2020 | other | TRUE
62704 | Equinix Douglas St. Fuel Cell | 2016 ESA Project Company, LLC | 62150 | CA | NAICS-22 Non-Cogen | FC | NG | NG | 6757 | 2020 | other | TRUE
62705 | Equinix Maple Ave. Fuel Cell | 2016 ESA Project Company, LLC | 62150 | CA | NAICS-22 Non-Cogen | FC | NG | NG | 7482 | 2020 | other | TRUE
62732 | Solar Star Palo Alto I, LLC | DG 1 Acquisition Co., LLC | 62648 | CA | NAICS-22 Non-Cogen | PV | SUN | SUN | 2183 | 2020 | solar PV | TRUE
62902 | Windsor Floating Solar | CA ODEVI LLC | 62772 | CA | NAICS-22 Non-Cogen | PV | SUN | SUN | 271 | 2020 | solar PV | TRUE
62987 | Grossmont HS Solar Project | Solar Star California LXXVIII, LLC | 62854 | CA | Commercial NAICS Non-Cogen | PV | SUN | SUN | 2269 | 2020 | solar PV | FALSE
62988 | Wildflower Solar 1 | Lightsource Renewable Energy Asset Management, LLC | 62842 | CA | NAICS-22 Non-Cogen | PV | SUN | SUN | 575 | 2020 | solar PV | TRUE
63021 | SCCCD - Clovis Community College | Forefront Power, LLC | 62856 | CA | NAICS-22 Non-Cogen | PV | SUN | SUN | 2002 | 2020 | solar PV | TRUE
63054 | CalCity Solar 1 | CalCity Solar 1 , LLC | 62885 | CA | NAICS-22 Non-Cogen | PV | SUN | SUN | 8118 | 2020 | solar PV | TRUE
63068 | SCCCD - Fresno Community College | Forefront Power, LLC | 62856 | CA | NAICS-22 Non-Cogen | PV | SUN | SUN | 3644 | 2020 | solar PV | TRUE
63074 | Reedley Community College Solar | Forefront Power, LLC | 62856 | CA | NAICS-22 Non-Cogen | PV | SUN | SUN | 3774 | 2020 | solar PV | TRUE
63204 | CID Solar (CA) | DG California Solar LLC | 62988 | CA | NAICS-22 Non-Cogen | PV | SUN | SUN | 4219 | 2020 | solar PV | TRUE
63303 | Alticor Inc - Solar Project | Solar Star California LXIV, LLC | 63091 | CA | NAICS-22 Non-Cogen | PV | SUN | SUN | 1865 | 2020 | solar PV | TRUE
63416 | Sierra Pacific Industries (2042-RD) | Sierra Pacific Industries Inc | 17164 | CA | Industrial NAICS Non-Cogen | PV | SUN | SUN | 13336 | 2020 | solar PV | FALSE
63418 | DGS Wasco State Prison | Forefront Power, LLC | 62856 | CA | NAICS-22 Non-Cogen | PV | SUN | SUN | 2173 | 2020 | solar PV | TRUE
63419 | DGS Central California Womens Facility | Forefront Power, LLC | 62856 | CA | NAICS-22 Non-Cogen | PV | SUN | SUN | 56 | 2020 | solar PV | TRUE
63420 | Fresno Bullard High School Hybrid | Forefront Power, LLC | 62856 | CA | NAICS-22 Non-Cogen | BA | MWH | OTH | -6 | 2020 | other | TRUE
63420 | Fresno Bullard High School Hybrid | Forefront Power, LLC | 62856 | CA | NAICS-22 Non-Cogen | PV | SUN | SUN | 1741 | 2020 | solar PV | TRUE
63421 | Fresno Hoover High School Hybrid | Forefront Power, LLC | 62856 | CA | NAICS-22 Non-Cogen | BA | MWH | OTH | -1 | 2020 | other | TRUE
63421 | Fresno Hoover High School Hybrid | Forefront Power, LLC | 62856 | CA | NAICS-22 Non-Cogen | PV | SUN | SUN | 1708 | 2020 | solar PV | TRUE
63422 | Fresno Sunnyside High School Hybrid | Forefront Power, LLC | 62856 | CA | NAICS-22 Non-Cogen | BA | MWH | OTH | -2 | 2020 | other | TRUE
63422 | Fresno Sunnyside High School Hybrid | Forefront Power, LLC | 62856 | CA | NAICS-22 Non-Cogen | PV | SUN | SUN | 314 | 2020 | solar PV | TRUE
63455 | RE-VFO LLC | RE-VFO LLC | 63198 | CA | NAICS-22 Non-Cogen | PV | SUN | SUN | 1802 | 2020 | solar PV | TRUE
63486 | D'Arrigo Brothers - Phase 4 | CalCom Energy | 63226 | CA | NAICS-22 Non-Cogen | PV | SUN | SUN | 4089 | 2020 | solar PV | TRUE
63493 | PSREC/SIAD Solar | Plumas Sierra Rural Electric Coop | 57353 | CA | Electric Utility | PV | SUN | SUN | 6056 | 2020 | solar PV | TRUE
63510 | Walnut Unified School District Walnut HS Hybrid | Tesla Inc. | 60947 | CA | NAICS-22 Non-Cogen | BA | MWH | OTH | 0 | 2020 | other | TRUE
63510 | Walnut Unified School District Walnut HS Hybrid | Tesla Inc. | 60947 | CA | NAICS-22 Non-Cogen | PV | SUN | SUN | 1807 | 2020 | solar PV | TRUE
63514 | Moonlight Packing - Phase 2 | CalCom Energy | 63226 | CA | NAICS-22 Non-Cogen | PV | SUN | SUN | 2772 | 2020 | solar PV | TRUE
63516 | California City | Goldman Sachs Renewable Power Group | 61944 | CA | NAICS-22 Non-Cogen | PV | SUN | SUN | 5362 | 2020 | solar PV | TRUE
63527 | Lafayette 2 - Internal Services Dept | Goldman Sachs Renewable Power Group | 61944 | CA | NAICS-22 Non-Cogen | PV | SUN | SUN | 550 | 2020 | solar PV | TRUE
63545 | Chevron - Lost Hills Hybrid | Goldman Sachs Renewable Power Group | 61944 | CA | NAICS-22 Non-Cogen | PV | SUN | SUN | 56034 | 2020 | solar PV | TRUE
63603 | Illumina Way SD | Bloom Energy | 57128 | CA | Industrial NAICS Non-Cogen | FC | NG | NG | 30512 | 2020 | other | FALSE
63604 | Extreme San Ignacio | Bloom Energy | 57128 | CA | Commercial NAICS Non-Cogen | FC | NG | NG | 8515 | 2020 | other | FALSE
63605 | ATT North Watney | Bloom Energy | 57128 | CA | Commercial NAICS Non-Cogen | FC | NG | NG | 8463 | 2020 | other | FALSE
63606 | ATT Ventura Blvd | Bloom Energy | 57128 | CA | Commercial NAICS Non-Cogen | FC | NG | NG | 8814 | 2020 | other | FALSE
63607 | Extreme Via Del Oro | Bloom Energy | 57128 | CA | Commercial NAICS Non-Cogen | FC | NG | NG | 10517 | 2020 | other | FALSE
63623 | Lafayette 2 - MLK Jr. Hospital (MLK) | Goldman Sachs Renewable Power Group | 61944 | CA | NAICS-22 Non-Cogen | PV | SUN | SUN | 723 | 2020 | solar PV | TRUE
63638 | Tracy 210 | Costco Wholesale | 58622 | CA | Industrial NAICS Non-Cogen | FC | NG | NG | 22837 | 2020 | other | FALSE
63651 | North Kern State Prison Phase II | SunE P11L Holdings, LLC | 63344 | CA | NAICS-22 Non-Cogen | PV | SUN | SUN | 7765 | 2020 | solar PV | TRUE
63699 | AGT000 Stevens Creek Fuel Cell | 2016 ESA Project Company, LLC | 62150 | CA | NAICS-22 Non-Cogen | FC | NG | NG | 17777 | 2020 | other | TRUE
63701 | CST001 McCarthy Fuel Cell | 2016 ESA Project Company, LLC | 62150 | CA | NAICS-22 Non-Cogen | FC | NG | NG | 9982 | 2020 | other | TRUE
63704 | EQX010 Great Oaks Fuel Cell | 2016 ESA Project Company, LLC | 62150 | CA | NAICS-22 Non-Cogen | FC | NG | NG | 20677 | 2020 | other | TRUE
63705 | EQX011 Duane Fuel Cell | 2016 ESA Project Company, LLC | 62150 | CA | NAICS-22 Non-Cogen | FC | NG | NG | 38720 | 2020 | other | TRUE
63708 | EQX015 Great Oaks Fuel Cell | 2016 ESA Project Company, LLC | 62150 | CA | NAICS-22 Non-Cogen | FC | NG | NG | 31069 | 2020 | other | TRUE
63711 | JSR000 N Mathilda Fuel Cell | 2016 ESA Project Company, LLC | 62150 | CA | NAICS-22 Non-Cogen | FC | NG | NG | 9616 | 2020 | other | TRUE
63712 | KSR028 Merced Fuel Cell | 2016 ESA Project Company, LLC | 62150 | CA | NAICS-22 Non-Cogen | FC | NG | NG | 16299 | 2020 | other | TRUE
63714 | GEN005 Antibody Fuel Cell | 2016 ESA Project Company, LLC | 62150 | CA | NAICS-22 Non-Cogen | FC | NG | NG | 21902 | 2020 | other | TRUE
63715 | SCU000 El Camino Real Fuel Cell | 2016 ESA Project Company, LLC | 62150 | CA | NAICS-22 Non-Cogen | FC | NG | NG | 12657 | 2020 | other | TRUE
63716 | KSR053 Cantara Fuel Cell | 2016 ESA Project Company, LLC | 62150 | CA | NAICS-22 Non-Cogen | FC | NG | NG | 12282 | 2020 | other | TRUE
63717 | TLR000 Hansen Fuel Cell | 2016 ESA Project Company, LLC | 62150 | CA | NAICS-22 Non-Cogen | FC | NG | NG | 26236 | 2020 | other | TRUE
63758 | Kroger La Habra | Ralph's Grocery Company | 63452 | CA | Industrial NAICS Non-Cogen | PV | SUN | SUN | 2990 | 2020 | solar PV | FALSE
63761 | Soscol Ferry Solar | Soscol Ferry Solar | 63675 | CA | NAICS-22 Non-Cogen | PV | SUN | SUN | 153 | 2020 | solar PV | TRUE
63762 | Silveira Ranch Road Solar | Silveira Ranch Road Solar | 63676 | CA | NAICS-22 Non-Cogen | PV | SUN | SUN | 0 | 2020 | solar PV | TRUE
63834 | Gateway Energy Storage System | Gateway Energy Storage, LLC | 63512 | CA | NAICS-22 Non-Cogen | BA | MWH | OTH | -3162 | 2020 | other | TRUE
63859 | Golden Field Solar III, LLC | Golden Field Solar III, LLC | 63545 | CA | NAICS-22 Non-Cogen | PV | SUN | SUN | 0 | 2020 | solar PV | TRUE
63932 | Titan Solar 1 (CA) | Titan Solar 1, LLC | 63602 | CA | NAICS-22 Non-Cogen | PV | SUN | SUN | 9853 | 2020 | solar PV | TRUE
63993 | FTF-PackingShed | Family Tree Farms | 63648 | CA | NAICS-22 Non-Cogen | PV | SUN | SUN | 466 | 2020 | solar PV | TRUE
63994 | Firebaugh-CCS-PV-1 | Mike Woolf Farming | 63649 | CA | Industrial NAICS Non-Cogen | PV | SUN | SUN | 1578 | 2020 | solar PV | FALSE
64055 | Wonderful Orchards - New Columbia | Wonderful Renewable Energy, LLC. | 63689 | CA | Industrial NAICS Non-Cogen | PV | SUN | SUN | 0 | 2020 | solar PV | FALSE
64103 | Desert Harvest II LLC | Desert Harvest II LLC | 63731 | CA | NAICS-22 Non-Cogen | BA | MWH | OTH | 0 | 2020 | other | TRUE
64103 | Desert Harvest II LLC | Desert Harvest II LLC | 63731 | CA | NAICS-22 Non-Cogen | PV | SUN | SUN | 6060 | 2020 | solar PV | TRUE
64104 | Maverick Solar 4, LLC | Maverick Solar 4, LLC | 63732 | CA | NAICS-22 Non-Cogen | PV | SUN | SUN | 6957 | 2020 | solar PV | TRUE
64221 | Wonderful Orchards - Belridge | Wonderful Renewable Energy, LLC. | 63689 | CA | Industrial NAICS Non-Cogen | PV | SUN | SUN | 0 | 2020 | solar PV | FALSE
64264 | Las Virgenes | Greenbacker Renewable Energy Corporation | 60025 | CA | NAICS-22 Non-Cogen | PV | SUN | SUN | 0 | 2020 | solar PV | TRUE
64267 | Valencia 2 | Greenbacker Renewable Energy Corporation | 60025 | CA | NAICS-22 Non-Cogen | PV | SUN | SUN | 299 | 2020 | solar PV | TRUE
64376 | Tranquillity ID | Tranquillity Solar 1, LLC | 63992 | CA | NAICS-22 Non-Cogen | PV | SUN | SUN | 3040 | 2020 | solar PV | TRUE
64418 | Big Bear | Los Palos Street Operating, LLC | 64034 | CA | NAICS-22 Non-Cogen | PV | SUN | SUN | 78 | 2020 | solar PV | TRUE
64579 | Broadway 2 - UC Riverside | Goldman Sachs Renewable Power Group | 61944 | CA | NAICS-22 Non-Cogen | PV | SUN | SUN | 5096 | 2020 | solar PV | TRUE
99999 | State-Fuel Level Increment | State-Fuel Level Increment | 99999 | CA | NAICS-22 Non-Cogen | BA | MWH | OTH | 0 | 2020 | other | TRUE
99999 | State-Fuel Level Increment | State-Fuel Level Increment | 99999 | CA | Commercial NAICS Non-Cogen | BA | MWH | OTH | 0 | 2020 | other | FALSE
99999 | State-Fuel Level Increment | State-Fuel Level Increment | 99999 | CA | Electric Utility | CA | NG | NG | 0 | 2020 | natural gas nonpeaker | TRUE
99999 | State-Fuel Level Increment | State-Fuel Level Increment | 99999 | CA | NAICS-22 Non-Cogen | CA | NG | NG | 0 | 2020 | natural gas nonpeaker | TRUE
99999 | State-Fuel Level Increment | State-Fuel Level Increment | 99999 | CA | Industrial NAICS Cogen | CA | NG | NG | 0 | 2020 | natural gas nonpeaker | FALSE
99999 | State-Fuel Level Increment | State-Fuel Level Increment | 99999 | CA | Electric Utility | CT | NG | NG | 40074.928 | 2020 | natural gas nonpeaker | TRUE
99999 | State-Fuel Level Increment | State-Fuel Level Increment | 99999 | CA | NAICS-22 Non-Cogen | CT | NG | NG | 28624.848 | 2020 | natural gas nonpeaker | TRUE
99999 | State-Fuel Level Increment | State-Fuel Level Increment | 99999 | CA | Industrial NAICS Cogen | CT | NG | NG | 0 | 2020 | natural gas nonpeaker | FALSE
99999 | State-Fuel Level Increment | State-Fuel Level Increment | 99999 | CA | NAICS-22 Non-Cogen | FC | NG | NG | 0 | 2020 | other | TRUE
99999 | State-Fuel Level Increment | State-Fuel Level Increment | 99999 | CA | NAICS-22 Cogen | FC | NG | NG | 0 | 2020 | other | FALSE
99999 | State-Fuel Level Increment | State-Fuel Level Increment | 99999 | CA | Commercial NAICS Cogen | FC | NG | NG | 0 | 2020 | other | FALSE
99999 | State-Fuel Level Increment | State-Fuel Level Increment | 99999 | CA | NAICS-22 Non-Cogen | FC | OBG | ORW | 0 | 2020 | biomass | TRUE
99999 | State-Fuel Level Increment | State-Fuel Level Increment | 99999 | CA | Commercial NAICS Cogen | FC | OBG | ORW | 0 | 2020 | biomass | FALSE
99999 | State-Fuel Level Increment | State-Fuel Level Increment | 99999 | CA | Electric Utility | GT | DFO | DFO | 0 | 2020 | petroleum | TRUE
99999 | State-Fuel Level Increment | State-Fuel Level Increment | 99999 | CA | NAICS-22 Cogen | GT | DFO | DFO | 0 | 2020 | petroleum | FALSE
99999 | State-Fuel Level Increment | State-Fuel Level Increment | 99999 | CA | NAICS-22 Non-Cogen | GT | LFG | MLG | 29432.377 | 2020 | biomass | TRUE
99999 | State-Fuel Level Increment | State-Fuel Level Increment | 99999 | CA | Electric Utility | GT | NG | NG | 92082.628 | 2020 | natural gas peaker | TRUE
99999 | State-Fuel Level Increment | State-Fuel Level Increment | 99999 | CA | NAICS-22 Non-Cogen | GT | NG | NG | 218863.18 | 2020 | natural gas peaker | TRUE
99999 | State-Fuel Level Increment | State-Fuel Level Increment | 99999 | CA | NAICS-22 Cogen | GT | NG | NG | 97741.087 | 2020 | natural gas peaker | FALSE
99999 | State-Fuel Level Increment | State-Fuel Level Increment | 99999 | CA | Commercial NAICS Cogen | GT | NG | NG | 33241.064 | 2020 | natural gas peaker | FALSE
99999 | State-Fuel Level Increment | State-Fuel Level Increment | 99999 | CA | Industrial NAICS Cogen | GT | NG | NG | 316293.25 | 2020 | natural gas peaker | FALSE
99999 | State-Fuel Level Increment | State-Fuel Level Increment | 99999 | CA | Industrial NAICS Cogen | GT | OG | OOG | 14017.386 | 2020 | other | FALSE
99999 | State-Fuel Level Increment | State-Fuel Level Increment | 99999 | CA | NAICS-22 Non-Cogen | GT | PG | WOO | 0 | 2020 | other | TRUE
99999 | State-Fuel Level Increment | State-Fuel Level Increment | 99999 | CA | Electric Utility | HY | WAT | HYC | 231128.28 | 2020 | hydro | TRUE
99999 | State-Fuel Level Increment | State-Fuel Level Increment | 99999 | CA | NAICS-22 Non-Cogen | HY | WAT | HYC | 74644.459 | 2020 | hydro | TRUE
99999 | State-Fuel Level Increment | State-Fuel Level Increment | 99999 | CA | Electric Utility | IC | DFO | DFO | 238.844 | 2020 | petroleum | TRUE
99999 | State-Fuel Level Increment | State-Fuel Level Increment | 99999 | CA | Industrial NAICS Non-Cogen | IC | DFO | DFO | 0 | 2020 | petroleum | FALSE
99999 | State-Fuel Level Increment | State-Fuel Level Increment | 99999 | CA | NAICS-22 Non-Cogen | IC | LFG | MLG | 4347.299 | 2020 | biomass | TRUE
99999 | State-Fuel Level Increment | State-Fuel Level Increment | 99999 | CA | NAICS-22 Cogen | IC | LFG | MLG | 21032.949 | 2020 | biomass | FALSE
99999 | State-Fuel Level Increment | State-Fuel Level Increment | 99999 | CA | Commercial NAICS Non-Cogen | IC | LFG | MLG | 46778.759 | 2020 | biomass | FALSE
99999 | State-Fuel Level Increment | State-Fuel Level Increment | 99999 | CA | Electric Utility | IC | NG | NG | 925.562 | 2020 | natural gas peaker | TRUE
99999 | State-Fuel Level Increment | State-Fuel Level Increment | 99999 | CA | NAICS-22 Cogen | IC | NG | NG | 49696.893 | 2020 | natural gas peaker | FALSE
99999 | State-Fuel Level Increment | State-Fuel Level Increment | 99999 | CA | Commercial NAICS Cogen | IC | NG | NG | 10471.619 | 2020 | natural gas peaker | FALSE
99999 | State-Fuel Level Increment | State-Fuel Level Increment | 99999 | CA | NAICS-22 Non-Cogen | IC | OBG | ORW | 34083.131 | 2020 | biomass | TRUE
99999 | State-Fuel Level Increment | State-Fuel Level Increment | 99999 | CA | Electric Utility | PS | WAT | HPS | 0 | 2020 | other | TRUE
99999 | State-Fuel Level Increment | State-Fuel Level Increment | 99999 | CA | NAICS-22 Non-Cogen | PV | SUN | SUN | 815956.08 | 2020 | solar PV | TRUE
99999 | State-Fuel Level Increment | State-Fuel Level Increment | 99999 | CA | Commercial NAICS Non-Cogen | PV | SUN | SUN | 59450.736 | 2020 | solar PV | FALSE
99999 | State-Fuel Level Increment | State-Fuel Level Increment | 99999 | CA | Industrial NAICS Non-Cogen | PV | SUN | SUN | 14835.267 | 2020 | solar PV | FALSE
99999 | State-Fuel Level Increment | State-Fuel Level Increment | 99999 | CA | NAICS-22 Cogen | ST | BIT | COL | 0 | 2020 | hard coal | FALSE
99999 | State-Fuel Level Increment | State-Fuel Level Increment | 99999 | CA | Industrial NAICS Cogen | ST | DFO | DFO | 0 | 2020 | petroleum | FALSE
99999 | State-Fuel Level Increment | State-Fuel Level Increment | 99999 | CA | NAICS-22 Non-Cogen | ST | GEO | GEO | 14477.173 | 2020 | geothermal | TRUE
99999 | State-Fuel Level Increment | State-Fuel Level Increment | 99999 | CA | NAICS-22 Non-Cogen | ST | LFG | MLG | 45575.441 | 2020 | biomass | TRUE
99999 | State-Fuel Level Increment | State-Fuel Level Increment | 99999 | CA | NAICS-22 Non-Cogen | ST | NG | NG | 4074.421 | 2020 | natural gas peaker | TRUE
99999 | State-Fuel Level Increment | State-Fuel Level Increment | 99999 | CA | NAICS-22 Cogen | ST | NG | NG | 34594.645 | 2020 | natural gas peaker | FALSE
99999 | State-Fuel Level Increment | State-Fuel Level Increment | 99999 | CA | Commercial NAICS Non-Cogen | ST | NG | NG | 0 | 2020 | natural gas peaker | FALSE
99999 | State-Fuel Level Increment | State-Fuel Level Increment | 99999 | CA | Industrial NAICS Non-Cogen | ST | NG | NG | 1236.46 | 2020 | natural gas peaker | FALSE
99999 | State-Fuel Level Increment | State-Fuel Level Increment | 99999 | CA | Industrial NAICS Cogen | ST | NG | NG | 487.546 | 2020 | natural gas peaker | FALSE
99999 | State-Fuel Level Increment | State-Fuel Level Increment | 99999 | CA | Industrial NAICS Non-Cogen | ST | OG | OOG | 3680.423 | 2020 | other | FALSE
99999 | State-Fuel Level Increment | State-Fuel Level Increment | 99999 | CA | Industrial NAICS Cogen | ST | OG | OOG | 1382.818 | 2020 | other | FALSE
99999 | State-Fuel Level Increment | State-Fuel Level Increment | 99999 | CA | NAICS-22 Cogen | ST | PC | PC | 0 | 2020 | petroleum | FALSE
99999 | State-Fuel Level Increment | State-Fuel Level Increment | 99999 | CA | NAICS-22 Non-Cogen | ST | WDS | WWW | 126560.93 | 2020 | biomass | TRUE
99999 | State-Fuel Level Increment | State-Fuel Level Increment | 99999 | CA | NAICS-22 Cogen | ST | WDS | WWW | 516058.44 | 2020 | biomass | FALSE
99999 | State-Fuel Level Increment | State-Fuel Level Increment | 99999 | CA | Industrial NAICS Cogen | ST | WDS | WWW | 22214.646 | 2020 | biomass | FALSE
99999 | State-Fuel Level Increment | State-Fuel Level Increment | 99999 | CA | NAICS-22 Non-Cogen | WT | WND | WND | 75008.765 | 2020 | onshore wind | TRUE

## 15 Capacity Factors Annual (hidden)
Table 15. Capacity and usage factors, 2008 through 2019
California
Generation technology | 2019 Time adjusted capacity (MW) | Year 2019 | Year 2018 | Year 2017 | Year 2016 | Year 2015 | Year 2014 | Year 2013 | Year 2012 | Year 2011 | Year 2010 | Year 2009 | Year 2008
Capacity Factors
Nuclear | 2240 | 82.4 | 92.8 | 91.2 | 96.1 | 94.3 | 86.6 | 91.8 | 48.6 | 95.4 | 83.9 | 82.7 | 84.3
Other, Gas | 221.4 | 76.9 | 79.8 | 78 | 77.3 | 74.3 | 71.8 | 77.4 | 74.4 | 72.5 | 70.6 | 76.7 | 82.8
Natural Gas - OTH | 116.9 | 72.5 | 36.9 | 63.3 | 55.5 | 53.6 | 56.1 | 53.7 | 44.5 | 4.6 | 6.1 | 0 | 0
Geothermal | 1834.3 | 67.9 | 76.8 | 70.5 | 68.3 | 70.1 | 70.7 | 69.7 | 68.1 | 71.5 | 71.8 | 74.3 | 74.9
Other, Biomass | 506.2 | 65.6 | 65.5 | 65.8 | 61.5 | 59.5 | 58.5 | 58.6 | 55.3 | 69.1 | 71.1 | 66.9 | 56.3
Other, not Biomass or Gas | 106.3 | 56.9 | 60 | 59.1 | 52.2 | 55.1 | 57.8 | 48.2 | 33.6 | 54 | 49.6 | 41.9 | 43.2
Wood | 692.4 | 53.7 | 51.3 | 46.4 | 44.8 | 55 | 63.1 | 59.6 | 73.5 | 63.2 | 63.2 | 65.6 | 67
Coal | 57 | 50 | 59.2 | 61 | 65.1 | 36.3 | 37.4 | 38.8 | 54.6 | 60 | 70.9 | 80.2 | 86.8
Petroleum - ST | 20 | 48.8 | 85.1 | 56.9 | 60.8 | 62.3 |  | 47.3 |  | 74.6 | 87.1 | 88.3 | 88.5
Hydroelectric | 10231.7 | 42.8 | 29.5 | 47.4 | 32.3 | 15.5 | 18.5 | 26.7 | 30.2 | 47.9 | 37.7 | 31.4 | 27.1
Natural Gas - CC | 19900.1 | 40.4 | 41.8 | 40.6 | 45.3 | 54.4 | 55.9 | 56 | 57.6 | 41.8 | 55.6 | 54.8 | 63
Solar - PV | 10770.3 | 27.5 | 28.5 | 28.4 | 27.9 | 28.5 | 28.7 | 25.1 | 23 | 20.9 | 22.1 | 19.7 | 6.4
Wind | 6047.5 | 25.9 | 27.3 | 25.7 | 27 | 23.6 | 25.5 | 26.1 | 23.9 | 25 | 25.1 | 25.1 | 25.5
Natural Gas - IC | 388.8 | 20.8 | 20.2 | 22.6 | 20.8 | 31.8 | 29.2 | 18.5 | 20.3 | 23.6 | 18 | 17.9 | 20.2
Solar - TH | 1284 | 20.5 | 22.6 | 21.9 | 22.4 | 20.6 | 16.8 | 18.7 | 24 | 24.1 | 24.7 | 23.9 | 21.2
Natural Gas - GT | 11225.3 | 12.4 | 13.7 | 13.3 | 14.6 | 16.6 | 17.5 | 19.7 | 22.6 | 23.3 | 25.3 | 28.8 | 30.8
Natural Gas - ST | 6012.1 | 2.9 | 3.7 | 4.5 | 4.1 | 6.1 | 5.6 | 6.2 | 7.8 | 4.7 | 4.6 | 8.1 | 10.8
Petroleum - IC | 212.4 | 1.6 | 1.6 | 1.7 | 2.8 | 2.9 | 3.4 | 3.4 | 9 | 6.8 | 7.5 | 7.6 | 10.4
Petroleum - GT | 242.2 | 0.3 | 0.3 | 0.3 | 0.3 | 1.1 | 0.4 | 0.2 | 0.6 | 0.4 | 0.4 | 0.7 | 1.2
Usage Factors
Battery | 241.9 | 5.3 | 4.7 | 5.3 | 2.6 | 2.3 | 1.6 | 10.7
Pumped Storage | 3807.1 | 5.3 | 5.4 | 6.7 | 5.1 | 3.7 | 3.1 | 5.1
All Sources | 76157.9
Note: Time adjusted capacity for the year is the capacity of all the generators that were included in the capacity factor calculation. Sources: U.S. Energy Information Administration, Form EIA-860, Annual Electric Generator Report. and U.S. Energy Information Administration, Form EIA-923, Power Plant Operations Report

## Other Calculated CFs (hidden)
8760
| Capacity | actual gen | max gen | CF
hard coal | 0 | 0 | 0
natural gas nonpeaker | 17549.4 | 60605366.484 | 153732744 | 39.42%
nuclear | 2240 | 16258698 | 19622400 | 82.86%
hydro | 10253.2 | 21517309.739 | 89818032 | 23.96%
onshore wind | 5944.1 | 13623997.765 | 52070316 | 26.16%
solar PV | 12912.9 | 27539313.08 | 113117004 | 24.35%
solar thermal | 1273.8 | 2219962 | 11158488 | 19.89%
biomass | 680.4 | 3120311.008 | 5960304 | 52.35%
geothermal | 1849.9 | 11380999.173 | 16205124 | 70.23%
petroleum | 236.8 | 37759.409 | 2074368 | 1.82%
natural gas peaker | 14131.2 | 7770137.433 | 123789312 | 6.277%
lignite | 0 | 0 | 0
offshore wind | 0 | 0 | 0
crude oil | 0 | 0 | 0
heavy or residual fuel oil | 0 | 0 | 0
municipal solid waste | 19.9 | 147009.889 | 174324 | 84.33%

## NREL ATB (hidden)
ATB Solar - Utility PV
Basis Year
| 2018 | 2019 | 2020 | 2021 | 2022 | 2023 | 2024 | 2025 | 2026 | 2027 | 2028 | 2029 | 2030 | 2031 | 2032 | 2033 | 2034 | 2035 | 2036 | 2037 | 2038 | 2039 | 2040 | 2041 | 2042 | 2043 | 2044 | 2045 | 2046 | 2047 | 2048 | 2049 | 2050
Utility PV - Seattle - Advanced | 21.8% | 22.14% | 22.48% | 22.82% | 23.16% | 23.5% | 23.84% | 24.18% | 24.51% | 24.85% | 25.19% | 25.53% | 25.87% | 26.02% | 26.17% | 26.32% | 26.47% | 26.62% | 26.77% | 26.93% | 27.08% | 27.23% | 27.38% | 27.53% | 27.68% | 27.83% | 27.98% | 28.13% | 28.28% | 28.43% | 28.58% | 28.73% | 28.88%
Utility PV - Seattle - Moderate | 21.8% | 21.96% | 22.11% | 22.27% | 22.42% | 22.57% | 22.73% | 22.88% | 23.04% | 23.19% | 23.35% | 23.5% | 23.65% | 23.77% | 23.88% | 23.99% | 24.1% | 24.21% | 24.32% | 24.43% | 24.54% | 24.65% | 24.76% | 24.87% | 24.98% | 25.09% | 25.21% | 25.32% | 25.43% | 25.54% | 25.65% | 25.76% | 25.87%
Utility PV - Seattle - Conservative | 21.8% | 21.8% | 21.8% | 21.8% | 21.8% | 21.8% | 21.8% | 21.8% | 21.8% | 21.8% | 21.8% | 21.8% | 21.8% | 21.9% | 21.99% | 22.08% | 22.17% | 22.27% | 22.36% | 22.45% | 22.54% | 22.64% | 22.73% | 22.82% | 22.91% | 23.01% | 23.1% | 23.19% | 23.28% | 23.38% | 23.47% | 23.56% | 23.65%
Utility PV - Chicago - Advanced | 25.17% | 25.54% | 25.92% | 26.3% | 26.67% | 27.05% | 27.43% | 27.8% | 28.18% | 28.56% | 28.94% | 29.31% | 29.69% | 29.85% | 30% | 30.16% | 30.32% | 30.48% | 30.63% | 30.79% | 30.95% | 31.11% | 31.26% | 31.42% | 31.58% | 31.73% | 31.89% | 32.05% | 32.21% | 32.36% | 32.52% | 32.68% | 32.84%
Utility PV - Chicago - Moderate | 25.17% | 25.34% | 25.51% | 25.68% | 25.85% | 26.02% | 26.2% | 26.37% | 26.54% | 26.71% | 26.88% | 27.06% | 27.23% | 27.35% | 27.47% | 27.6% | 27.72% | 27.84% | 27.97% | 28.09% | 28.21% | 28.34% | 28.46% | 28.58% | 28.7% | 28.83% | 28.95% | 29.07% | 29.2% | 29.32% | 29.44% | 29.57% | 29.69%
Utility PV - Chicago - Conservative | 25.17% | 25.17% | 25.17% | 25.17% | 25.17% | 25.17% | 25.17% | 25.17% | 25.17% | 25.17% | 25.17% | 25.17% | 25.17% | 25.27% | 25.37% | 25.47% | 25.58% | 25.68% | 25.78% | 25.89% | 25.99% | 26.09% | 26.2% | 26.3% | 26.4% | 26.51% | 26.61% | 26.71% | 26.82% | 26.92% | 27.02% | 27.12% | 27.23%
Utility PV - Kansas City - Advanced | 27.22% | 27.6% | 27.97% | 28.34% | 28.72% | 29.09% | 29.46% | 29.84% | 30.21% | 30.58% | 30.96% | 31.33% | 31.71% | 31.88% | 32.06% | 32.23% | 32.41% | 32.59% | 32.76% | 32.94% | 33.12% | 33.29% | 33.47% | 33.64% | 33.82% | 34% | 34.17% | 34.35% | 34.53% | 34.7% | 34.88% | 35.05% | 35.23%
Utility PV - Kansas City - Moderate | 27.22% | 27.4% | 27.57% | 27.74% | 27.91% | 28.08% | 28.25% | 28.42% | 28.59% | 28.76% | 28.94% | 29.11% | 29.28% | 29.4% | 29.52% | 29.64% | 29.76% | 29.89% | 30.01% | 30.13% | 30.25% | 30.37% | 30.49% | 30.61% | 30.73% | 30.86% | 30.98% | 31.1% | 31.22% | 31.34% | 31.46% | 31.58% | 31.71%
Utility PV - Kansas City - Conservative | 27.22% | 27.22% | 27.22% | 27.22% | 27.22% | 27.22% | 27.22% | 27.22% | 27.22% | 27.22% | 27.22% | 27.22% | 27.22% | 27.33% | 27.43% | 27.53% | 27.63% | 27.74% | 27.84% | 27.94% | 28.05% | 28.15% | 28.25% | 28.35% | 28.46% | 28.56% | 28.66% | 28.76% | 28.87% | 28.97% | 29.07% | 29.18% | 29.28%
Utility PV - Los Angeles - Advanced | 31.89% | 32.24% | 32.6% | 32.95% | 33.3% | 33.66% | 34.01% | 34.37% | 34.72% | 35.08% | 35.43% | 35.79% | 36.14% | 36.32% | 36.49% | 36.67% | 36.84% | 37.02% | 37.19% | 37.37% | 37.55% | 37.72% | 37.9% | 38.07% | 38.25% | 38.42% | 38.6% | 38.77% | 38.95% | 39.12% | 39.3% | 39.48% | 39.65%
Utility PV - Los Angeles - Moderate | 31.89% | 32.05% | 32.22% | 32.38% | 32.55% | 32.71% | 32.88% | 33.04% | 33.21% | 33.37% | 33.54% | 33.7% | 33.87% | 33.98% | 34.09% | 34.21% | 34.32% | 34.43% | 34.55% | 34.66% | 34.78% | 34.89% | 35% | 35.12% | 35.23% | 35.34% | 35.46% | 35.57% | 35.69% | 35.8% | 35.91% | 36.03% | 36.14%
Utility PV - Los Angeles - Conservative | 31.89% | 31.89% | 31.89% | 31.89% | 31.89% | 31.89% | 31.89% | 31.89% | 31.89% | 31.89% | 31.89% | 31.89% | 31.89% | 31.99% | 32.08% | 32.18% | 32.28% | 32.38% | 32.48% | 32.58% | 32.68% | 32.78% | 32.88% | 32.97% | 33.07% | 33.17% | 33.27% | 33.37% | 33.47% | 33.57% | 33.67% | 33.77% | 33.87%
Utility PV - Daggett, CA - Advanced | 35.15% | 35.51% | 35.87% | 36.23% | 36.59% | 36.96% | 37.32% | 37.68% | 38.04% | 38.4% | 38.77% | 39.13% | 39.49% | 39.68% | 39.86% | 40.05% | 40.23% | 40.41% | 40.6% | 40.78% | 40.97% | 41.15% | 41.34% | 41.52% | 41.71% | 41.89% | 42.08% | 42.26% | 42.45% | 42.63% | 42.82% | 43% | 43.19%
Utility PV - Daggett, CA - Moderate | 35.15% | 35.32% | 35.49% | 35.67% | 35.84% | 36.01% | 36.19% | 36.36% | 36.53% | 36.7% | 36.88% | 37.05% | 37.22% | 37.34% | 37.45% | 37.56% | 37.68% | 37.79% | 37.9% | 38.02% | 38.13% | 38.24% | 38.36% | 38.47% | 38.58% | 38.7% | 38.81% | 38.92% | 39.04% | 39.15% | 39.26% | 39.38% | 39.49%
Utility PV - Daggett, CA - Conservative | 35.15% | 35.15% | 35.15% | 35.15% | 35.15% | 35.15% | 35.15% | 35.15% | 35.15% | 35.15% | 35.15% | 35.15% | 35.15% | 35.25% | 35.35% | 35.46% | 35.56% | 35.67% | 35.77% | 35.87% | 35.98% | 36.08% | 36.19% | 36.29% | 36.39% | 36.5% | 36.6% | 36.7% | 36.81% | 36.91% | 37.02% | 37.12% | 37.22%
Average | 28.25% | 28.42% | 28.6% | 28.77% | 28.95% | 29.13% | 29.3% | 29.48% | 29.65% | 29.83% | 30.01% | 30.18% | 30.36% | 30.49% | 30.62% | 30.74% | 30.87% | 31% | 31.13% | 31.26% | 31.39% | 31.52% | 31.64% | 31.77% | 31.9% | 32.03% | 32.16% | 32.29% | 32.41% | 32.54% | 32.67% | 32.8% | 32.93%
ATB Solar Thermal
| 2018 | 2019 | 2020 | 2021 | 2022 | 2023 | 2024 | 2025 | 2026 | 2027 | 2028 | 2029 | 2030 | 2031 | 2032 | 2033 | 2034 | 2035 | 2036 | 2037 | 2038 | 2039 | 2040 | 2041 | 2042 | 2043 | 2044 | 2045 | 2046 | 2047 | 2048 | 2049 | 2050
10hrs TES - Class 1 - Advanced | 50.4% | 50.4% | 50.4% | 50.4% | 50.4% | 50.4% | 50.4% | 50.4% | 50.4% | 50.4% | 50.4% | 50.4% | 50.4% | 50.4% | 50.4% | 50.4% | 50.4% | 50.4% | 50.4% | 50.4% | 50.4% | 50.4% | 50.4% | 50.4% | 50.4% | 50.4% | 50.4% | 50.4% | 50.4% | 50.4% | 50.4% | 50.4% | 50.4%
10hrs TES - Class 1 - Moderate | 50.4% | 50.4% | 50.4% | 50.4% | 50.4% | 50.4% | 50.4% | 50.4% | 50.4% | 50.4% | 50.4% | 50.4% | 50.4% | 50.4% | 50.4% | 50.4% | 50.4% | 50.4% | 50.4% | 50.4% | 50.4% | 50.4% | 50.4% | 50.4% | 50.4% | 50.4% | 50.4% | 50.4% | 50.4% | 50.4% | 50.4% | 50.4% | 50.4%
10hrs TES - Class 1 - Conservative | 50.4% | 50.4% | 50.4% | 50.4% | 50.4% | 50.4% | 50.4% | 50.4% | 50.4% | 50.4% | 50.4% | 50.4% | 50.4% | 50.4% | 50.4% | 50.4% | 50.4% | 50.4% | 50.4% | 50.4% | 50.4% | 50.4% | 50.4% | 50.4% | 50.4% | 50.4% | 50.4% | 50.4% | 50.4% | 50.4% | 50.4% | 50.4% | 50.4%
10hrs TES - Class 3 - Advanced | 61.2% | 61.2% | 61.2% | 61.2% | 61.2% | 61.2% | 61.2% | 61.2% | 61.2% | 61.2% | 61.2% | 61.2% | 61.2% | 61.2% | 61.2% | 61.2% | 61.2% | 61.2% | 61.2% | 61.2% | 61.2% | 61.2% | 61.2% | 61.2% | 61.2% | 61.2% | 61.2% | 61.2% | 61.2% | 61.2% | 61.2% | 61.2% | 61.2%
10hrs TES - Class 3 - Moderate | 61.2% | 61.2% | 61.2% | 61.2% | 61.2% | 61.2% | 61.2% | 61.2% | 61.2% | 61.2% | 61.2% | 61.2% | 61.2% | 61.2% | 61.2% | 61.2% | 61.2% | 61.2% | 61.2% | 61.2% | 61.2% | 61.2% | 61.2% | 61.2% | 61.2% | 61.2% | 61.2% | 61.2% | 61.2% | 61.2% | 61.2% | 61.2% | 61.2%
10hrs TES - Class 3 - Conservative | 61.2% | 61.2% | 61.2% | 61.2% | 61.2% | 61.2% | 61.2% | 61.2% | 61.2% | 61.2% | 61.2% | 61.2% | 61.2% | 61.2% | 61.2% | 61.2% | 61.2% | 61.2% | 61.2% | 61.2% | 61.2% | 61.2% | 61.2% | 61.2% | 61.2% | 61.2% | 61.2% | 61.2% | 61.2% | 61.2% | 61.2% | 61.2% | 61.2%
10hrs TES - Class 5 - Advanced | 63.8% | 63.8% | 63.8% | 63.8% | 63.8% | 63.8% | 63.8% | 63.8% | 63.8% | 63.8% | 63.8% | 63.8% | 63.8% | 63.8% | 63.8% | 63.8% | 63.8% | 63.8% | 63.8% | 63.8% | 63.8% | 63.8% | 63.8% | 63.8% | 63.8% | 63.8% | 63.8% | 63.8% | 63.8% | 63.8% | 63.8% | 63.8% | 63.8%
10hrs TES - Class 5 - Moderate | 63.8% | 63.8% | 63.8% | 63.8% | 63.8% | 63.8% | 63.8% | 63.8% | 63.8% | 63.8% | 63.8% | 63.8% | 63.8% | 63.8% | 63.8% | 63.8% | 63.8% | 63.8% | 63.8% | 63.8% | 63.8% | 63.8% | 63.8% | 63.8% | 63.8% | 63.8% | 63.8% | 63.8% | 63.8% | 63.8% | 63.8% | 63.8% | 63.8%
10hrs TES - Class 5 - Conservative | 63.8% | 63.8% | 63.8% | 63.8% | 63.8% | 63.8% | 63.8% | 63.8% | 63.8% | 63.8% | 63.8% | 63.8% | 63.8% | 63.8% | 63.8% | 63.8% | 63.8% | 63.8% | 63.8% | 63.8% | 63.8% | 63.8% | 63.8% | 63.8% | 63.8% | 63.8% | 63.8% | 63.8% | 63.8% | 63.8% | 63.8% | 63.8% | 63.8%
ATB Onshore Wind
| 2018 | 2019 | 2020 | 2021 | 2022 | 2023 | 2024 | 2025 | 2026 | 2027 | 2028 | 2029 | 2030 | 2031 | 2032 | 2033 | 2034 | 2035 | 2036 | 2037 | 2038 | 2039 | 2040 | 2041 | 2042 | 2043 | 2044 | 2045 | 2046 | 2047 | 2048 | 2049 | 2050
Class 1 - Advanced | 52.1% | 52.5% | 52.9% | 53.29% | 53.69% | 54.08% | 54.48% | 54.88% | 55.27% | 55.67% | 56.06% | 56.46% | 56.86% | 56.91% | 56.97% | 57.03% | 57.08% | 57.14% | 57.2% | 57.25% | 57.31% | 57.37% | 57.42% | 57.48% | 57.54% | 57.6% | 57.65% | 57.71% | 57.77% | 57.82% | 57.88% | 57.94% | 57.99%
Class 1 - Moderate | 52.1% | 52.28% | 52.46% | 52.64% | 52.81% | 52.99% | 53.17% | 53.35% | 53.52% | 53.7% | 53.88% | 54.06% | 54.23% | 54.26% | 54.29% | 54.31% | 54.34% | 54.37% | 54.4% | 54.42% | 54.45% | 54.48% | 54.5% | 54.53% | 54.56% | 54.59% | 54.61% | 54.64% | 54.67% | 54.69% | 54.72% | 54.75% | 54.78%
Class 1 - Conservative | 52.1% | 52% | 51.9% | 51.8% | 51.7% | 51.6% | 51.5% | 51.4% | 51.3% | 51.2% | 51.1% | 51% | 50.9% | 50.91% | 50.92% | 50.94% | 50.95% | 50.96% | 50.98% | 50.99% | 51% | 51.01% | 51.03% | 51.04% | 51.05% | 51.06% | 51.08% | 51.09% | 51.1% | 51.12% | 51.13% | 51.14% | 51.15%
Class 2 - Advanced | 46.74% | 47.22% | 47.71% | 48.19% | 48.67% | 49.16% | 49.64% | 50.12% | 50.61% | 51.09% | 51.57% | 52.06% | 52.54% | 52.62% | 52.7% | 52.78% | 52.85% | 52.93% | 53.01% | 53.09% | 53.17% | 53.25% | 53.33% | 53.41% | 53.48% | 53.56% | 53.64% | 53.72% | 53.8% | 53.88% | 53.96% | 54.04% | 54.12%
Class 2 - Moderate | 46.74% | 47% | 47.26% | 47.52% | 47.78% | 48.03% | 48.29% | 48.55% | 48.81% | 49.07% | 49.33% | 49.59% | 49.85% | 49.88% | 49.92% | 49.96% | 50% | 50.03% | 50.07% | 50.11% | 50.15% | 50.18% | 50.22% | 50.26% | 50.3% | 50.33% | 50.37% | 50.41% | 50.45% | 50.48% | 50.52% | 50.56% | 50.6%
Class 2 - Conservative | 46.74% | 46.73% | 46.73% | 46.72% | 46.72% | 46.71% | 46.7% | 46.7% | 46.69% | 46.68% | 46.68% | 46.67% | 46.67% | 46.68% | 46.7% | 46.72% | 46.74% | 46.75% | 46.77% | 46.79% | 46.81% | 46.82% | 46.84% | 46.86% | 46.88% | 46.89% | 46.91% | 46.93% | 46.95% | 46.96% | 46.98% | 47% | 47.02%
Class 3 - Advanced | 44.6% | 45.15% | 45.69% | 46.24% | 46.78% | 47.33% | 47.87% | 48.42% | 48.97% | 49.51% | 50.06% | 50.6% | 51.15% | 51.25% | 51.35% | 51.46% | 51.56% | 51.66% | 51.76% | 51.86% | 51.97% | 52.07% | 52.17% | 52.27% | 52.38% | 52.48% | 52.58% | 52.68% | 52.79% | 52.89% | 52.99% | 53.09% | 53.19%
Class 3 - Moderate | 44.6% | 44.92% | 45.25% | 45.57% | 45.89% | 46.21% | 46.53% | 46.86% | 47.18% | 47.5% | 47.82% | 48.14% | 48.47% | 48.52% | 48.56% | 48.61% | 48.66% | 48.71% | 48.76% | 48.81% | 48.85% | 48.9% | 48.95% | 49% | 49.05% | 49.1% | 49.15% | 49.19% | 49.24% | 49.29% | 49.34% | 49.39% | 49.44%
Class 3 - Conservative | 44.6% | 44.66% | 44.72% | 44.79% | 44.85% | 44.91% | 44.97% | 45.03% | 45.09% | 45.15% | 45.21% | 45.27% | 45.34% | 45.36% | 45.38% | 45.4% | 45.43% | 45.45% | 45.47% | 45.49% | 45.52% | 45.54% | 45.56% | 45.59% | 45.61% | 45.63% | 45.65% | 45.68% | 45.7% | 45.72% | 45.74% | 45.77% | 45.79%
Class 4 - Advanced | 42.85% | 43.43% | 44% | 44.58% | 45.15% | 45.73% | 46.3% | 46.88% | 47.45% | 48.03% | 48.6% | 49.17% | 49.75% | 49.87% | 50% | 50.12% | 50.25% | 50.37% | 50.5% | 50.62% | 50.74% | 50.87% | 50.99% | 51.12% | 51.24% | 51.37% | 51.49% | 51.62% | 51.74% | 51.86% | 51.99% | 52.11% | 52.24%
Class 4 - Moderate | 42.85% | 43.21% | 43.56% | 43.91% | 44.26% | 44.61% | 44.96% | 45.31% | 45.66% | 46.01% | 46.36% | 46.71% | 47.06% | 47.12% | 47.18% | 47.24% | 47.3% | 47.35% | 47.41% | 47.47% | 47.53% | 47.59% | 47.65% | 47.71% | 47.77% | 47.83% | 47.88% | 47.94% | 48% | 48.06% | 48.12% | 48.18% | 48.24%
Class 4 - Conservative | 42.85% | 42.95% | 43.05% | 43.14% | 43.24% | 43.33% | 43.43% | 43.52% | 43.62% | 43.71% | 43.81% | 43.9% | 44% | 44.03% | 44.05% | 44.08% | 44.11% | 44.14% | 44.16% | 44.19% | 44.22% | 44.25% | 44.27% | 44.3% | 44.33% | 44.36% | 44.38% | 44.41% | 44.44% | 44.47% | 44.49% | 44.52% | 44.55%
Class 5 - Advanced | 40.91% | 41.5% | 42.09% | 42.68% | 43.27% | 43.86% | 44.45% | 45.04% | 45.63% | 46.22% | 46.81% | 47.4% | 47.99% | 48.13% | 48.28% | 48.42% | 48.56% | 48.71% | 48.85% | 49% | 49.14% | 49.28% | 49.43% | 49.57% | 49.71% | 49.86% | 50% | 50.15% | 50.29% | 50.43% | 50.58% | 50.72% | 50.87%
Class 5 - Moderate | 40.91% | 41.27% | 41.64% | 42.01% | 42.37% | 42.74% | 43.11% | 43.47% | 43.84% | 44.21% | 44.57% | 44.94% | 45.31% | 45.37% | 45.44% | 45.51% | 45.58% | 45.65% | 45.71% | 45.78% | 45.85% | 45.92% | 45.99% | 46.05% | 46.12% | 46.19% | 46.26% | 46.33% | 46.39% | 46.46% | 46.53% | 46.6% | 46.67%
Class 5 - Conservative | 40.91% | 41.02% | 41.14% | 41.26% | 41.38% | 41.5% | 41.62% | 41.74% | 41.86% | 41.98% | 42.1% | 42.21% | 42.33% | 42.37% | 42.4% | 42.43% | 42.46% | 42.49% | 42.52% | 42.56% | 42.59% | 42.62% | 42.65% | 42.68% | 42.71% | 42.75% | 42.78% | 42.81% | 42.84% | 42.87% | 42.91% | 42.94% | 42.97%
Class 6 - Advanced | 38.03% | 38.63% | 39.23% | 39.83% | 40.43% | 41.03% | 41.63% | 42.23% | 42.83% | 43.43% | 44.03% | 44.62% | 45.22% | 45.38% | 45.54% | 45.7% | 45.86% | 46.02% | 46.17% | 46.33% | 46.49% | 46.65% | 46.81% | 46.97% | 47.12% | 47.28% | 47.44% | 47.6% | 47.76% | 47.92% | 48.07% | 48.23% | 48.39%
Class 6 - Moderate | 38.03% | 38.44% | 38.85% | 39.27% | 39.68% | 40.09% | 40.5% | 40.92% | 41.33% | 41.74% | 42.15% | 42.57% | 42.98% | 43.06% | 43.13% | 43.21% | 43.28% | 43.36% | 43.43% | 43.51% | 43.58% | 43.66% | 43.73% | 43.81% | 43.88% | 43.96% | 44.03% | 44.11% | 44.18% | 44.26% | 44.33% | 44.41% | 44.48%
Class 6 - Conservative | 38.03% | 38.17% | 38.31% | 38.46% | 38.6% | 38.74% | 38.89% | 39.03% | 39.17% | 39.31% | 39.46% | 39.6% | 39.74% | 39.78% | 39.81% | 39.85% | 39.88% | 39.92% | 39.95% | 39.99% | 40.02% | 40.06% | 40.09% | 40.13% | 40.16% | 40.19% | 40.23% | 40.26% | 40.3% | 40.33% | 40.37% | 40.4% | 40.44%
Class 7 - Advanced | 34.51% | 35.1% | 35.68% | 36.27% | 36.86% | 37.44% | 38.03% | 38.62% | 39.2% | 39.79% | 40.37% | 40.96% | 41.55% | 41.71% | 41.88% | 42.05% | 42.21% | 42.38% | 42.54% | 42.71% | 42.88% | 43.04% | 43.21% | 43.38% | 43.54% | 43.71% | 43.87% | 44.04% | 44.21% | 44.37% | 44.54% | 44.7% | 44.87%
Class 7 - Moderate | 34.51% | 34.88% | 35.25% | 35.63% | 36% | 36.37% | 36.74% | 37.11% | 37.48% | 37.86% | 38.23% | 38.6% | 38.97% | 39.05% | 39.13% | 39.21% | 39.28% | 39.36% | 39.44% | 39.52% | 39.6% | 39.67% | 39.75% | 39.83% | 39.91% | 39.99% | 40.06% | 40.14% | 40.22% | 40.3% | 40.37% | 40.45% | 40.53%
Class 7 - Conservative | 34.51% | 34.66% | 34.81% | 34.97% | 35.12% | 35.27% | 35.42% | 35.57% | 35.72% | 35.88% | 36.03% | 36.18% | 36.33% | 36.37% | 36.4% | 36.44% | 36.48% | 36.51% | 36.55% | 36.59% | 36.62% | 36.66% | 36.7% | 36.73% | 36.77% | 36.8% | 36.84% | 36.88% | 36.91% | 36.95% | 36.99% | 37.02% | 37.06%
Class 8 - Advanced | 30.42% | 30.97% | 31.53% | 32.08% | 32.63% | 33.19% | 33.74% | 34.29% | 34.85% | 35.4% | 35.95% | 36.51% | 37.06% | 37.23% | 37.39% | 37.56% | 37.73% | 37.89% | 38.06% | 38.23% | 38.39% | 38.56% | 38.73% | 38.89% | 39.06% | 39.23% | 39.4% | 39.56% | 39.73% | 39.9% | 40.06% | 40.23% | 40.4%
Class 8 - Moderate | 30.42% | 30.77% | 31.12% | 31.47% | 31.81% | 32.16% | 32.51% | 32.86% | 33.21% | 33.55% | 33.9% | 34.25% | 34.6% | 34.68% | 34.75% | 34.83% | 34.91% | 34.99% | 35.07% | 35.14% | 35.22% | 35.3% | 35.38% | 35.46% | 35.53% | 35.61% | 35.69% | 35.77% | 35.84% | 35.92% | 36% | 36.08% | 36.16%
Class 8 - Conservative | 30.42% | 30.57% | 30.72% | 30.87% | 31.01% | 31.16% | 31.31% | 31.46% | 31.61% | 31.76% | 31.9% | 32.05% | 32.2% | 32.24% | 32.27% | 32.31% | 32.35% | 32.38% | 32.42% | 32.45% | 32.49% | 32.53% | 32.56% | 32.6% | 32.64% | 32.67% | 32.71% | 32.74% | 32.78% | 32.82% | 32.85% | 32.89% | 32.93%
Class 9 - Advanced | 26% | 26.51% | 27.01% | 27.51% | 28.02% | 28.52% | 29.03% | 29.53% | 30.04% | 30.54% | 31.04% | 31.55% | 32.05% | 32.21% | 32.37% | 32.53% | 32.69% | 32.85% | 33.01% | 33.17% | 33.33% | 33.5% | 33.66% | 33.82% | 33.98% | 34.14% | 34.3% | 34.46% | 34.62% | 34.78% | 34.94% | 35.1% | 35.26%
Class 9 - Moderate | 26% | 26.31% | 26.63% | 26.94% | 27.25% | 27.57% | 27.88% | 28.19% | 28.5% | 28.82% | 29.13% | 29.44% | 29.76% | 29.83% | 29.91% | 29.98% | 30.05% | 30.13% | 30.2% | 30.28% | 30.35% | 30.43% | 30.5% | 30.57% | 30.65% | 30.72% | 30.8% | 30.87% | 30.95% | 31.02% | 31.1% | 31.17% | 31.24%
Class 9 - Conservative | 26% | 26.14% | 26.27% | 26.41% | 26.55% | 26.68% | 26.82% | 26.96% | 27.09% | 27.23% | 27.36% | 27.5% | 27.64% | 27.67% | 27.71% | 27.74% | 27.78% | 27.81% | 27.84% | 27.88% | 27.91% | 27.95% | 27.98% | 28.02% | 28.05% | 28.09% | 28.12% | 28.16% | 28.19% | 28.22% | 28.26% | 28.29% | 28.33%
Class 10 - Advanced | 16.49% | 16.83% | 17.16% | 17.5% | 17.84% | 18.17% | 18.51% | 18.84% | 19.18% | 19.52% | 19.85% | 20.19% | 20.53% | 20.64% | 20.75% | 20.87% | 20.98% | 21.09% | 21.2% | 21.32% | 21.43% | 21.54% | 21.66% | 21.77% | 21.88% | 21.99% | 22.11% | 22.22% | 22.33% | 22.45% | 22.56% | 22.67% | 22.78%
Class 10 - Moderate | 16.49% | 16.68% | 16.87% | 17.06% | 17.26% | 17.45% | 17.64% | 17.83% | 18.02% | 18.21% | 18.4% | 18.59% | 18.79% | 18.84% | 18.89% | 18.94% | 18.99% | 19.04% | 19.1% | 19.15% | 19.2% | 19.25% | 19.3% | 19.35% | 19.41% | 19.46% | 19.51% | 19.56% | 19.61% | 19.66% | 19.72% | 19.77% | 19.82%
Class 10 - Conservative | 16.49% | 16.56% | 16.63% | 16.71% | 16.78% | 16.85% | 16.92% | 16.99% | 17.06% | 17.14% | 17.21% | 17.28% | 17.35% | 17.38% | 17.4% | 17.42% | 17.45% | 17.47% | 17.5% | 17.52% | 17.54% | 17.57% | 17.59% | 17.61% | 17.64% | 17.66% | 17.69% | 17.71% | 17.73% | 17.76% | 17.78% | 17.81% | 17.83%
Land-Based Wind Techno-Resource Groups (TRG)
Techno-Resource Group (TRG) | Wind Speed Range (m/s) | Weighted Average Wind Speed (m/s) | Potential Wind Plant Capacity (GW)
[6 empty] | 2018 | 2019 | 2020 | 2021 | 2022 | 2023 | 2024 | 2025 | 2026 | 2027 | 2028 | 2029 | 2030 | 2031 | 2032 | 2033 | 2034 | 2035 | 2036 | 2037 | 2038 | 2039 | 2040 | 2041 | 2042 | 2043 | 2044 | 2045 | 2046 | 2047 | 2048 | 2049 | 2050
Class1 | > 9.0 | 9.5 | 153 |  | Class 1 - Moderate | 52.1% | 52.28% | 52.46% | 52.64% | 52.81% | 52.99% | 53.17% | 53.35% | 53.52% | 53.7% | 53.88% | 54.06% | 54.23% | 54.26% | 54.29% | 54.31% | 54.34% | 54.37% | 54.4% | 54.42% | 54.45% | 54.48% | 54.5% | 54.53% | 54.56% | 54.59% | 54.61% | 54.64% | 54.67% | 54.69% | 54.72% | 54.75% | 54.78%
Class2 | 8.8 - 9.0 | 8.9 | 152 |  | Class 2 - Moderate | 46.74% | 47% | 47.26% | 47.52% | 47.78% | 48.03% | 48.29% | 48.55% | 48.81% | 49.07% | 49.33% | 49.59% | 49.85% | 49.88% | 49.92% | 49.96% | 50% | 50.03% | 50.07% | 50.11% | 50.15% | 50.18% | 50.22% | 50.26% | 50.3% | 50.33% | 50.37% | 50.41% | 50.45% | 50.48% | 50.52% | 50.56% | 50.6%
Class3 | 8.6 - 8.8 | 8.7 | 304 |  | Class 3 - Moderate | 44.6% | 44.92% | 45.25% | 45.57% | 45.89% | 46.21% | 46.53% | 46.86% | 47.18% | 47.5% | 47.82% | 48.14% | 48.47% | 48.52% | 48.56% | 48.61% | 48.66% | 48.71% | 48.76% | 48.81% | 48.85% | 48.9% | 48.95% | 49% | 49.05% | 49.1% | 49.15% | 49.19% | 49.24% | 49.29% | 49.34% | 49.39% | 49.44%
Class4 | 8.4 - 8.6 | 8.5 | 606 |  | Class 4 - Moderate | 42.85% | 43.21% | 43.56% | 43.91% | 44.26% | 44.61% | 44.96% | 45.31% | 45.66% | 46.01% | 46.36% | 46.71% | 47.06% | 47.12% | 47.18% | 47.24% | 47.3% | 47.35% | 47.41% | 47.47% | 47.53% | 47.59% | 47.65% | 47.71% | 47.77% | 47.83% | 47.88% | 47.94% | 48% | 48.06% | 48.12% | 48.18% | 48.24%
Class5 | 8.1 - 8.4 | 8.2 | 1222
Class6 | 7.6 - 8.1 | 7.8 | 2404
Class7 | 7.1 - 7.6 | 7.4 | 2444
Class8 | 6.5 - 7.1 | 6.8 | 2441
Class9 | 5.9 - 6.5 | 6.2 | 2406 |  | Weighted average of first 4 classes | 44.94% | 45.25% | 45.56% | 45.87% | 46.18% | 46.49% | 46.8% | 47.11% | 47.42% | 47.73% | 48.04% | 48.35% | 48.66% | 48.71% | 48.76% | 48.81% | 48.86% | 48.91% | 48.96% | 49.01% | 49.06% | 49.11% | 49.16% | 49.21% | 49.26% | 49.31% | 49.36% | 49.41% | 49.46% | 49.51% | 49.56% | 49.61% | 49.66%
Class10 | 0 - 5.9 | 5.2 | 3044
Total |  |  | 15176
ATB Offshore Wind | bar: 2018 to 2045
| 2018 | 2019 | 2020 | 2021 | 2022 | 2023 | 2024 | 2025 | 2026 | 2027 | 2028 | 2029 | 2030 | 2031 | 2032 | 2033 | 2034 | 2035 | 2036 | 2037 | 2038 | 2039 | 2040 | 2041 | 2042 | 2043 | 2044 | 2045 | 2046 | 2047 | 2048 | 2049 | 2050
Class 1 - Advanced | 43.89% | 45.19% | 45.95% | 46.49% | 46.91% | 47.26% | 47.55% | 47.81% | 48.03% | 48.23% | 48.41% | 48.58% | 48.73% | 48.87% | 49% | 49.13% | 49.24% | 49.35% | 49.45% | 49.55% | 49.65% | 49.73% | 49.82% | 49.9% | 49.98% | 50.05% | 50.13% | 50.2% | 50.26% | 50.33% | 50.39% | 50.45% | 50.51%
Class 1 - Moderate | 43.89% | 44.97% | 45.6% | 46.05% | 46.4% | 46.69% | 46.93% | 47.13% | 47.32% | 47.48% | 47.63% | 47.77% | 47.89% | 48.01% | 48.12% | 48.22% | 48.31% | 48.4% | 48.48% | 48.56% | 48.64% | 48.71% | 48.78% | 48.85% | 48.91% | 48.97% | 49.03% | 49.09% | 49.14% | 49.2% | 49.25% | 49.3% | 49.35%
Class 1 - Conservative | 43.89% | 44.43% | 44.74% | 44.96% | 45.13% | 45.27% | 45.39% | 45.49% | 45.58% | 45.66% | 45.73% | 45.79% | 45.85% | 45.91% | 45.96% | 46.01% | 46.05% | 46.1% | 46.14% | 46.17% | 46.21% | 46.24% | 46.28% | 46.31% | 46.34% | 46.37% | 46.4% | 46.42% | 46.45% | 46.47% | 46.5% | 46.52% | 46.54%
Class 2 - Advanced | 42.77% | 44.03% | 44.78% | 45.31% | 45.72% | 46.06% | 46.34% | 46.59% | 46.81% | 47% | 47.18% | 47.34% | 47.49% | 47.63% | 47.75% | 47.87% | 47.99% | 48.09% | 48.19% | 48.29% | 48.38% | 48.47% | 48.55% | 48.63% | 48.7% | 48.78% | 48.85% | 48.92% | 48.98% | 49.04% | 49.11% | 49.17% | 49.22%
Class 2 - Moderate | 42.77% | 43.82% | 44.44% | 44.88% | 45.22% | 45.49% | 45.73% | 45.93% | 46.11% | 46.27% | 46.42% | 46.55% | 46.67% | 46.78% | 46.89% | 46.99% | 47.08% | 47.17% | 47.25% | 47.33% | 47.4% | 47.47% | 47.54% | 47.6% | 47.67% | 47.73% | 47.78% | 47.84% | 47.89% | 47.94% | 47.99% | 48.04% | 48.09%
Class 2 - Conservative | 42.77% | 43.3% | 43.6% | 43.82% | 43.98% | 44.12% | 44.23% | 44.33% | 44.41% | 44.49% | 44.56% | 44.63% | 44.68% | 44.74% | 44.79% | 44.83% | 44.88% | 44.92% | 44.96% | 45% | 45.03% | 45.07% | 45.1% | 45.13% | 45.16% | 45.19% | 45.21% | 45.24% | 45.26% | 45.29% | 45.31% | 45.34% | 45.36%
Class 3 - Advanced | 43.09% | 44.36% | 45.11% | 45.65% | 46.06% | 46.4% | 46.69% | 46.94% | 47.16% | 47.35% | 47.53% | 47.69% | 47.84% | 47.98% | 48.11% | 48.23% | 48.34% | 48.45% | 48.55% | 48.65% | 48.74% | 48.83% | 48.91% | 48.99% | 49.07% | 49.14% | 49.21% | 49.28% | 49.35% | 49.41% | 49.47% | 49.53% | 49.59%
Class 3 - Moderate | 43.09% | 44.15% | 44.77% | 45.21% | 45.56% | 45.83% | 46.07% | 46.28% | 46.46% | 46.62% | 46.76% | 46.9% | 47.02% | 47.13% | 47.24% | 47.34% | 47.43% | 47.52% | 47.6% | 47.68% | 47.76% | 47.83% | 47.89% | 47.96% | 48.02% | 48.08% | 48.14% | 48.2% | 48.25% | 48.3% | 48.35% | 48.4% | 48.45%
Class 3 - Conservative | 43.09% | 43.62% | 43.93% | 44.14% | 44.31% | 44.45% | 44.56% | 44.66% | 44.75% | 44.82% | 44.89% | 44.96% | 45.02% | 45.07% | 45.12% | 45.17% | 45.21% | 45.26% | 45.3% | 45.33% | 45.37% | 45.4% | 45.43% | 45.47% | 45.49% | 45.52% | 45.55% | 45.58% | 45.6% | 45.63% | 45.65% | 45.67% | 45.7%
Class 4 - Advanced | 42.89% | 44.16% | 44.91% | 45.44% | 45.85% | 46.19% | 46.47% | 46.72% | 46.94% | 47.14% | 47.31% | 47.48% | 47.62% | 47.76% | 47.89% | 48.01% | 48.12% | 48.23% | 48.33% | 48.43% | 48.52% | 48.61% | 48.69% | 48.77% | 48.85% | 48.92% | 48.99% | 49.06% | 49.12% | 49.19% | 49.25% | 49.31% | 49.37%
Class 4 - Moderate | 42.89% | 43.95% | 44.57% | 45.01% | 45.35% | 45.63% | 45.86% | 46.07% | 46.25% | 46.41% | 46.55% | 46.68% | 46.81% | 46.92% | 47.02% | 47.12% | 47.22% | 47.3% | 47.39% | 47.46% | 47.54% | 47.61% | 47.68% | 47.74% | 47.8% | 47.86% | 47.92% | 47.98% | 48.03% | 48.08% | 48.13% | 48.18% | 48.23%
Class 4 - Conservative | 42.89% | 43.42% | 43.73% | 43.94% | 44.11% | 44.24% | 44.36% | 44.46% | 44.54% | 44.62% | 44.69% | 44.75% | 44.81% | 44.87% | 44.92% | 44.96% | 45.01% | 45.05% | 45.09% | 45.13% | 45.16% | 45.2% | 45.23% | 45.26% | 45.29% | 45.32% | 45.34% | 45.37% | 45.4% | 45.42% | 45.44% | 45.47% | 45.49%
Class 5 - Advanced | 42.2% | 43.45% | 44.18% | 44.71% | 45.11% | 45.44% | 45.73% | 45.97% | 46.18% | 46.38% | 46.55% | 46.71% | 46.86% | 46.99% | 47.12% | 47.24% | 47.35% | 47.45% | 47.55% | 47.65% | 47.74% | 47.82% | 47.9% | 47.98% | 48.06% | 48.13% | 48.2% | 48.27% | 48.33% | 48.39% | 48.45% | 48.51% | 48.57%
Class 5 - Moderate | 42.2% | 43.24% | 43.85% | 44.28% | 44.62% | 44.89% | 45.12% | 45.32% | 45.5% | 45.66% | 45.8% | 45.93% | 46.05% | 46.16% | 46.27% | 46.36% | 46.45% | 46.54% | 46.62% | 46.7% | 46.77% | 46.84% | 46.91% | 46.97% | 47.03% | 47.09% | 47.15% | 47.2% | 47.26% | 47.31% | 47.36% | 47.4% | 47.45%
Class 5 - Conservative | 42.2% | 42.72% | 43.02% | 43.23% | 43.4% | 43.53% | 43.64% | 43.74% | 43.83% | 43.9% | 43.97% | 44.03% | 44.09% | 44.14% | 44.19% | 44.24% | 44.28% | 44.32% | 44.36% | 44.4% | 44.43% | 44.47% | 44.5% | 44.53% | 44.56% | 44.59% | 44.61% | 44.64% | 44.66% | 44.69% | 44.71% | 44.73% | 44.76%
Class 6 - Advanced | 36.23% | 37.3% | 37.93% | 38.38% | 38.73% | 39.02% | 39.26% | 39.47% | 39.65% | 39.82% | 39.97% | 40.1% | 40.23% | 40.35% | 40.45% | 40.56% | 40.65% | 40.74% | 40.83% | 40.91% | 40.98% | 41.06% | 41.13% | 41.2% | 41.26% | 41.32% | 41.38% | 41.44% | 41.49% | 41.55% | 41.6% | 41.65% | 41.7%
Class 6 - Moderate | 36.23% | 37.13% | 37.65% | 38.02% | 38.31% | 38.54% | 38.74% | 38.91% | 39.06% | 39.2% | 39.32% | 39.43% | 39.54% | 39.63% | 39.72% | 39.81% | 39.88% | 39.96% | 40.03% | 40.09% | 40.16% | 40.22% | 40.27% | 40.33% | 40.38% | 40.43% | 40.48% | 40.53% | 40.57% | 40.62% | 40.66% | 40.7% | 40.74%
Class 6 - Conservative | 36.23% | 36.68% | 36.94% | 37.12% | 37.26% | 37.37% | 37.47% | 37.55% | 37.63% | 37.69% | 37.75% | 37.8% | 37.85% | 37.9% | 37.94% | 37.98% | 38.02% | 38.05% | 38.09% | 38.12% | 38.15% | 38.18% | 38.2% | 38.23% | 38.26% | 38.28% | 38.3% | 38.32% | 38.35% | 38.37% | 38.39% | 38.41% | 38.42%
Class 7 - Advanced | 27.99% | 28.82% | 29.31% | 29.65% | 29.92% | 30.14% | 30.33% | 30.49% | 30.63% | 30.76% | 30.88% | 30.98% | 31.08% | 31.17% | 31.25% | 31.33% | 31.4% | 31.47% | 31.54% | 31.6% | 31.66% | 31.72% | 31.77% | 31.83% | 31.87% | 31.92% | 31.97% | 32.01% | 32.06% | 32.1% | 32.14% | 32.18% | 32.21%
Class 7 - Moderate | 27.99% | 28.68% | 29.08% | 29.37% | 29.59% | 29.77% | 29.93% | 30.06% | 30.18% | 30.28% | 30.38% | 30.46% | 30.54% | 30.62% | 30.69% | 30.75% | 30.81% | 30.87% | 30.92% | 30.97% | 31.02% | 31.07% | 31.11% | 31.15% | 31.2% | 31.23% | 31.27% | 31.31% | 31.34% | 31.38% | 31.41% | 31.44% | 31.47%
Class 7 - Conservative | 27.99% | 28.34% | 28.53% | 28.68% | 28.78% | 28.87% | 28.95% | 29.01% | 29.07% | 29.12% | 29.16% | 29.2% | 29.24% | 29.28% | 29.31% | 29.34% | 29.37% | 29.4% | 29.42% | 29.45% | 29.47% | 29.49% | 29.51% | 29.53% | 29.55% | 29.57% | 29.59% | 29.61% | 29.62% | 29.64% | 29.65% | 29.67% | 29.68%
Class 8 - Advanced | 51.02% | 51.65% | 52.03% | 52.29% | 52.49% | 52.66% | 52.8% | 52.92% | 53.03% | 53.13% | 53.21% | 53.29% | 53.37% | 53.44% | 53.5% | 53.56% | 53.61% | 53.67% | 53.72% | 53.76% | 53.81% | 53.85% | 53.89% | 53.93% | 53.97% | 54% | 54.04% | 54.07% | 54.1% | 54.14% | 54.17% | 54.2% | 54.22%
Class 8 - Moderate | 51.02% | 51.55% | 51.86% | 52.08% | 52.25% | 52.38% | 52.5% | 52.6% | 52.69% | 52.77% | 52.84% | 52.91% | 52.97% | 53.03% | 53.08% | 53.13% | 53.17% | 53.22% | 53.26% | 53.3% | 53.33% | 53.37% | 53.4% | 53.44% | 53.47% | 53.5% | 53.53% | 53.55% | 53.58% | 53.61% | 53.63% | 53.65% | 53.68%
Class 8 - Conservative | 51.02% | 51.29% | 51.44% | 51.55% | 51.63% | 51.7% | 51.76% | 51.81% | 51.85% | 51.89% | 51.93% | 51.96% | 51.99% | 52.02% | 52.04% | 52.07% | 52.09% | 52.11% | 52.13% | 52.15% | 52.17% | 52.18% | 52.2% | 52.22% | 52.23% | 52.25% | 52.26% | 52.27% | 52.29% | 52.3% | 52.31% | 52.32% | 52.34%
Class 9 - Advanced | 49.78% | 50.39% | 50.75% | 51.01% | 51.21% | 51.37% | 51.51% | 51.63% | 51.73% | 51.83% | 51.91% | 51.99% | 52.06% | 52.13% | 52.19% | 52.25% | 52.3% | 52.35% | 52.4% | 52.45% | 52.49% | 52.53% | 52.57% | 52.61% | 52.65% | 52.68% | 52.72% | 52.75% | 52.78% | 52.81% | 52.84% | 52.87% | 52.9%
Class 9 - Moderate | 49.78% | 50.29% | 50.59% | 50.8% | 50.97% | 51.1% | 51.22% | 51.32% | 51.4% | 51.48% | 51.55% | 51.62% | 51.68% | 51.73% | 51.78% | 51.83% | 51.87% | 51.92% | 51.96% | 51.99% | 52.03% | 52.07% | 52.1% | 52.13% | 52.16% | 52.19% | 52.22% | 52.24% | 52.27% | 52.3% | 52.32% | 52.34% | 52.37%
Class 9 - Conservative | 49.78% | 50.03% | 50.18% | 50.29% | 50.37% | 50.44% | 50.49% | 50.54% | 50.58% | 50.62% | 50.66% | 50.69% | 50.72% | 50.75% | 50.77% | 50.79% | 50.82% | 50.84% | 50.86% | 50.87% | 50.89% | 50.91% | 50.93% | 50.94% | 50.96% | 50.97% | 50.98% | 51% | 51.01% | 51.02% | 51.03% | 51.04% | 51.06%
Class 10 - Advanced | 48.89% | 49.5% | 49.85% | 50.11% | 50.3% | 50.46% | 50.6% | 50.71% | 50.82% | 50.91% | 50.99% | 51.07% | 51.14% | 51.21% | 51.27% | 51.32% | 51.38% | 51.43% | 51.47% | 51.52% | 51.56% | 51.6% | 51.64% | 51.68% | 51.72% | 51.75% | 51.78% | 51.82% | 51.85% | 51.88% | 51.91% | 51.93% | 51.96%
Class 10 - Moderate | 48.89% | 49.4% | 49.69% | 49.9% | 50.06% | 50.2% | 50.31% | 50.41% | 50.49% | 50.57% | 50.64% | 50.7% | 50.76% | 50.81% | 50.86% | 50.91% | 50.96% | 51% | 51.04% | 51.07% | 51.11% | 51.14% | 51.18% | 51.21% | 51.24% | 51.26% | 51.29% | 51.32% | 51.34% | 51.37% | 51.39% | 51.42% | 51.44%
Class 10 - Conservative | 48.89% | 49.15% | 49.29% | 49.4% | 49.48% | 49.54% | 49.6% | 49.65% | 49.69% | 49.73% | 49.76% | 49.79% | 49.82% | 49.85% | 49.87% | 49.89% | 49.92% | 49.94% | 49.95% | 49.97% | 49.99% | 50.01% | 50.02% | 50.04% | 50.05% | 50.07% | 50.08% | 50.09% | 50.11% | 50.12% | 50.13% | 50.14% | 50.15%
Class 11 - Advanced | 48.23% | 48.83% | 49.18% | 49.43% | 49.62% | 49.78% | 49.91% | 50.03% | 50.13% | 50.22% | 50.3% | 50.38% | 50.45% | 50.51% | 50.57% | 50.63% | 50.68% | 50.73% | 50.78% | 50.82% | 50.86% | 50.91% | 50.94% | 50.98% | 51.02% | 51.05% | 51.08% | 51.11% | 51.15% | 51.17% | 51.2% | 51.23% | 51.26%
Class 11 - Moderate | 48.23% | 48.73% | 49.02% | 49.23% | 49.39% | 49.52% | 49.63% | 49.72% | 49.81% | 49.88% | 49.95% | 50.02% | 50.07% | 50.13% | 50.18% | 50.22% | 50.27% | 50.31% | 50.35% | 50.38% | 50.42% | 50.45% | 50.48% | 50.51% | 50.54% | 50.57% | 50.6% | 50.62% | 50.65% | 50.67% | 50.7% | 50.72% | 50.74%
Class 11 - Conservative | 48.23% | 48.48% | 48.63% | 48.73% | 48.81% | 48.87% | 48.93% | 48.97% | 49.02% | 49.05% | 49.09% | 49.12% | 49.15% | 49.17% | 49.2% | 49.22% | 49.24% | 49.26% | 49.28% | 49.3% | 49.31% | 49.33% | 49.35% | 49.36% | 49.38% | 49.39% | 49.4% | 49.41% | 49.43% | 49.44% | 49.45% | 49.46% | 49.47%
Class 12 - Advanced | 45.44% | 46.01% | 46.34% | 46.57% | 46.75% | 46.9% | 47.03% | 47.14% | 47.23% | 47.32% | 47.4% | 47.47% | 47.53% | 47.59% | 47.65% | 47.7% | 47.75% | 47.8% | 47.84% | 47.88% | 47.92% | 47.96% | 48% | 48.03% | 48.07% | 48.1% | 48.13% | 48.16% | 48.19% | 48.22% | 48.24% | 48.27% | 48.29%
Class 12 - Moderate | 45.44% | 45.91% | 46.19% | 46.38% | 46.53% | 46.66% | 46.76% | 46.85% | 46.93% | 47% | 47.07% | 47.12% | 47.18% | 47.23% | 47.28% | 47.32% | 47.36% | 47.4% | 47.44% | 47.47% | 47.5% | 47.53% | 47.56% | 47.59% | 47.62% | 47.65% | 47.67% | 47.7% | 47.72% | 47.74% | 47.77% | 47.79% | 47.81%
Class 12 - Conservative | 45.44% | 45.68% | 45.82% | 45.91% | 45.99% | 46.05% | 46.1% | 46.14% | 46.18% | 46.22% | 46.25% | 46.28% | 46.3% | 46.33% | 46.35% | 46.37% | 46.39% | 46.41% | 46.43% | 46.45% | 46.46% | 46.48% | 46.49% | 46.51% | 46.52% | 46.53% | 46.55% | 46.56% | 46.57% | 46.58% | 46.59% | 46.6% | 46.61%
Class 13 - Advanced | 36.24% | 36.69% | 36.95% | 37.14% | 37.28% | 37.4% | 37.5% | 37.59% | 37.67% | 37.73% | 37.8% | 37.85% | 37.9% | 37.95% | 38% | 38.04% | 38.08% | 38.12% | 38.15% | 38.19% | 38.22% | 38.25% | 38.28% | 38.3% | 38.33% | 38.36% | 38.38% | 38.41% | 38.43% | 38.45% | 38.47% | 38.49% | 38.51%
Class 13 - Moderate | 36.24% | 36.61% | 36.83% | 36.99% | 37.11% | 37.21% | 37.29% | 37.36% | 37.42% | 37.48% | 37.53% | 37.58% | 37.62% | 37.66% | 37.7% | 37.73% | 37.77% | 37.8% | 37.83% | 37.86% | 37.88% | 37.91% | 37.93% | 37.95% | 37.98% | 38% | 38.02% | 38.04% | 38.06% | 38.07% | 38.09% | 38.11% | 38.13%
Class 13 - Conservative | 36.24% | 36.43% | 36.54% | 36.61% | 36.67% | 36.72% | 36.76% | 36.8% | 36.83% | 36.86% | 36.88% | 36.9% | 36.93% | 36.95% | 36.96% | 36.98% | 37% | 37.01% | 37.03% | 37.04% | 37.05% | 37.06% | 37.08% | 37.09% | 37.1% | 37.11% | 37.12% | 37.13% | 37.14% | 37.15% | 37.15% | 37.16% | 37.17%
Class 14 - Advanced | 29.79% | 30.16% | 30.37% | 30.52% | 30.64% | 30.74% | 30.82% | 30.9% | 30.96% | 31.01% | 31.07% | 31.11% | 31.16% | 31.19% | 31.23% | 31.27% | 31.3% | 31.33% | 31.36% | 31.39% | 31.41% | 31.44% | 31.46% | 31.48% | 31.51% | 31.53% | 31.55% | 31.57% | 31.59% | 31.6% | 31.62% | 31.64% | 31.65%
Class 14 - Moderate | 29.79% | 30.09% | 30.27% | 30.4% | 30.5% | 30.58% | 30.65% | 30.71% | 30.76% | 30.81% | 30.85% | 30.89% | 30.92% | 30.96% | 30.99% | 31.02% | 31.04% | 31.07% | 31.09% | 31.11% | 31.14% | 31.16% | 31.18% | 31.2% | 31.21% | 31.23% | 31.25% | 31.26% | 31.28% | 31.29% | 31.31% | 31.32% | 31.34%
Class 14 - Conservative | 29.79% | 29.94% | 30.03% | 30.09% | 30.14% | 30.18% | 30.22% | 30.24% | 30.27% | 30.29% | 30.31% | 30.33% | 30.35% | 30.37% | 30.38% | 30.4% | 30.41% | 30.42% | 30.43% | 30.44% | 30.45% | 30.46% | 30.47% | 30.48% | 30.49% | 30.5% | 30.51% | 30.52% | 30.52% | 30.53% | 30.54% | 30.55% | 30.55%
Potential Capacity (GW)
Class 1 - Offshore Fixed | 13.57 |  | Class 1 - Moderate | 43.89% | 44.97% | 45.6% | 46.05% | 46.4% | 46.69% | 46.93% | 47.13% | 47.32% | 47.48% | 47.63% | 47.77% | 47.89% | 48.01% | 48.12% | 48.22% | 48.31% | 48.4% | 48.48% | 48.56% | 48.64% | 48.71% | 48.78% | 48.85% | 48.91% | 48.97% | 49.03% | 49.09% | 49.14% | 49.2% | 49.25% | 49.3% | 49.35%
Class 2 - Offshore Fixed | 13.57 |  | Class 2 - Moderate | 42.77% | 43.82% | 44.44% | 44.88% | 45.22% | 45.49% | 45.73% | 45.93% | 46.11% | 46.27% | 46.42% | 46.55% | 46.67% | 46.78% | 46.89% | 46.99% | 47.08% | 47.17% | 47.25% | 47.33% | 47.4% | 47.47% | 47.54% | 47.6% | 47.67% | 47.73% | 47.78% | 47.84% | 47.89% | 47.94% | 47.99% | 48.04% | 48.09%
Class 8 - Offshore Floating | 27.6 |  | Class 8 - Moderate | 51.02% | 51.55% | 51.86% | 52.08% | 52.25% | 52.38% | 52.5% | 52.6% | 52.69% | 52.77% | 52.84% | 52.91% | 52.97% | 53.03% | 53.08% | 53.13% | 53.17% | 53.22% | 53.26% | 53.3% | 53.33% | 53.37% | 53.4% | 53.44% | 53.47% | 53.5% | 53.53% | 53.55% | 53.58% | 53.61% | 53.63% | 53.65% | 53.68%
Class 9 - Offshore Floating | 27.6 |  | Class 9 - Moderate | 49.78% | 50.29% | 50.59% | 50.8% | 50.97% | 51.1% | 51.22% | 51.32% | 51.4% | 51.48% | 51.55% | 51.62% | 51.68% | 51.73% | 51.78% | 51.83% | 51.87% | 51.92% | 51.96% | 51.99% | 52.03% | 52.07% | 52.1% | 52.13% | 52.16% | 52.19% | 52.22% | 52.24% | 52.27% | 52.3% | 52.32% | 52.34% | 52.37%
|  |  | Weighted Average of Classes 1-2 and 8-9 | 48.07% | 48.77% | 49.18% | 49.47% | 49.7% | 49.88% | 50.04% | 50.17% | 50.29% | 50.4% | 50.49% | 50.58% | 50.66% | 50.74% | 50.81% | 50.87% | 50.93% | 50.99% | 51.05% | 51.1% | 51.15% | 51.19% | 51.24% | 51.28% | 51.32% | 51.36% | 51.4% | 51.44% | 51.47% | 51.51% | 51.54% | 51.57% | 51.6%

## Wind By State (hidden)
Wind
State | 2018 | 2019 | 2020 | 2021 | 2022 | 2023 | 2024 | 2025 | 2026 | 2027 | 2028 | 2029 | 2030 | 2031 | 2032 | 2033 | 2034 | 2035 | 2036 | 2037 | 2038 | 2039 | 2040 | 2041 | 2042 | 2043 | 2044 | 2045 | 2046 | 2047 | 2048 | 2049 | 2050
CA | 0.22569 | 0.2283 | 0.23091 | 0.23352 | 0.23613 | 0.23874 | 0.24135 | 0.24396 | 0.24658 | 0.24919 | 0.2518 | 0.25441 | 0.25702 | 0.25765 | 0.25828 | 0.25892 | 0.25955 | 0.26019 | 0.26082 | 0.26145 | 0.26209 | 0.26272 | 0.26335 | 0.26399 | 0.26462 | 0.26525 | 0.26589 | 0.26652 | 0.26716 | 0.26779 | 0.26842 | 0.26906 | 0.26969
| 1 | 2 | 3 | 4 | 5 | 6 | 7 | 8 | 9 | 10
California | 94 | 55 | 94 | 75 | 886 | 5076 | 19020 | 46418 | 75107 | 156550
Capacity by Wind TRG Class (MW)
State | 1 | 2 | 3 | 4 | 5 | 6 | 7 | 8 | 9 | 10 | Weighted Class | Weighted Class by Capacity
AL | 0 | 0 | 0 | 0 | 2 | 72 | 1761 | 24172 | 105097 | 11782 | 8.8871
AR | 6 | 6 | 8 | 45 | 363 | 4896 | 48185 | 65971 | 37039 | 5811 | 7.9341
AZ | 0 | 0 | 0 | 1 | 36 | 1750 | 34679 | 120345 | 206319 | 111836 | 8.8247
CA | 94 | 55 | 94 | 75 | 886 | 5076 | 19020 | 46418 | 75107 | 156550 | 9.1689
CO | 227 | 618 | 954 | 19027 | 70367 | 84010 | 78984 | 59735 | 42556 | 38899 | 6.9278
CT | 0 | 0 | 0 | 0 | 0 | 0 | 16 | 539 | 885 | 239 | 8.8023
DE | 0 | 0 | 0 | 0 | 0 | 0 | 6 | 522 | 227 | 0 | 8.2927
FL | 0 | 0 | 0 | 0 | 0 | 0 | 774 | 13626 | 22006 | 1839 | 8.6513
GA | 0 | 0 | 0 | 0 | 5 | 49 | 424 | 11407 | 73098 | 8657 | 8.9598
IA | 99 | 3514 | 15717 | 43324 | 111326 | 77613 | 27407 | 552 | 17 | 0 | 5.1733
ID | 31 | 21 | 44 | 60 | 427 | 3322 | 41862 | 77921 | 37556 | 51588 | 8.4235
IL | 0 | 0 | 0 | 0 | 5645 | 77347 | 72097 | 34004 | 2254 | 3 | 6.7381
IN | 0 | 0 | 0 | 0 | 4705 | 35070 | 48453 | 19072 | 10688 | 400 | 6.9761
KS | 12028 | 62684 | 79463 | 129403 | 162006 | 55912 | 4687 | 0 | 0 | 0 | 4.0928
KY | 0 | 0 | 0 | 0 | 0 | 20 | 5128 | 75392 | 57351 | 13065 | 8.5188
LA | 0 | 0 | 0 | 0 | 0 | 4 | 9162 | 33370 | 14193 | 0 | 8.0885
MA | 0 | 0 | 0 | 0 | 2 | 38 | 311 | 1922 | 1713 | 763 | 8.5993
MD | 0 | 0 | 0 | 0 | 7 | 142 | 722 | 3046 | 2420 | 946 | 8.4511
ME | 5 | 3 | 14 | 18 | 66 | 829 | 6579 | 33625 | 22330 | 6328 | 8.3776
MI | 1 | 3 | 10 | 175 | 264 | 8603 | 44702 | 24577 | 2976 | 0 | 7.256
MN | 149 | 2771 | 11734 | 11232 | 39297 | 79661 | 30041 | 7586 | 354 | 0 | 5.6581
MO | 0 | 0 | 0 | 339 | 5815 | 69041 | 131335 | 55094 | 16603 | 467 | 7.0288
MS | 0 | 0 | 0 | 0 | 0 | 0 | 4375 | 40757 | 64740 | 4667 | 8.6085
MT | 3629 | 3542 | 13464 | 44029 | 142558 | 247609 | 122684 | 40167 | 20889 | 40406 | 6.1826
NC | 3 | 0 | 3 | 7 | 18 | 138 | 806 | 3480 | 35348 | 37839 | 9.4145
ND | 3584 | 6630 | 38543 | 81675 | 140152 | 24208 | 1291 | 0 | 0 | 0 | 4.4387
NE | 8290 | 19706 | 55103 | 140249 | 198274 | 40414 | 3439 | 0 | 0 | 0 | 4.3653
NH | 0 | 0 | 0 | 3 | 12 | 215 | 1124 | 3733 | 4273 | 3301 | 8.7324
NJ | 0 | 0 | 0 | 0 | 0 | 0 | 1 | 125 | 700 | 119 | 8.9915
NM | 2326 | 4912 | 5837 | 21559 | 86457 | 112684 | 158360 | 142506 | 94740 | 23194 | 6.9838
NV | 2 | 0 | 5 | 5 | 88 | 1486 | 15743 | 87372 | 162387 | 200946 | 9.165
NY | 4 | 5 | 10 | 14 | 63 | 1181 | 14842 | 41902 | 24189 | 9437 | 8.2783
OH | 0 | 0 | 0 | 0 | 155 | 3437 | 58531 | 26020 | 27174 | 3810 | 7.7391
OK | 3216 | 8904 | 14981 | 42970 | 99419 | 84278 | 72462 | 22050 | 9893 | 1262 | 5.6363
OR | 48 | 33 | 61 | 98 | 655 | 5746 | 32516 | 83529 | 70658 | 103991 | 8.7784
PA | 0 | 0 | 0 | 0 | 0 | 297 | 3232 | 21354 | 44168 | 39895 | 9.1027
RI | 0 | 0 | 0 | 0 | 0 | 0 | 0 | 146 | 46 | 0 | 8.2396
SC | 0 | 0 | 0 | 0 | 0 | 6 | 90 | 6196 | 30917 | 4501 | 8.9546
SD | 5198 | 10497 | 40442 | 116892 | 184209 | 44841 | 12769 | 2775 | 252 | 4 | 4.5924
TN | 1 | 0 | 1 | 1 | 17 | 176 | 4510 | 50361 | 44870 | 15920 | 8.6196
TX | 45733 | 72106 | 109659 | 130064 | 267337 | 364328 | 286166 | 62223 | 9303 | 1073 | 5.3096
UT | 1 | 0 | 4 | 3 | 69 | 1314 | 26330 | 79662 | 84963 | 85399 | 8.8157
VA | 3 | 3 | 7 | 19 | 85 | 361 | 1224 | 3845 | 32017 | 51556 | 9.4899
VT | 0 | 2 | 3 | 7 | 25 | 316 | 1619 | 6606 | 7153 | 6460 | 8.7973
WA | 38 | 22 | 49 | 67 | 546 | 3916 | 23249 | 65388 | 33461 | 47488 | 8.5442
WI | 0 | 0 | 0 | 7 | 197 | 14124 | 61424 | 36159 | 2403 | 0 | 7.2312
WV | 5 | 6 | 11 | 29 | 159 | 688 | 2849 | 7004 | 30253 | 28094 | 9.1794
WY | 15209 | 3980 | 13639 | 18533 | 78414 | 144895 | 84042 | 57684 | 34444 | 21578 | 6.2978
Source | https://windexchange.energy.gov/maps-data/321
| Class 1 - Moderate | Class 2 - Moderate | Class 3 - Moderate | Class 4 - Moderate | Class 5 - Moderate | Class 6 - Moderate | Class 7 - Moderate | Class 8 - Moderate | Class 9 - Moderate | Class 10 - Moderate
2018 | 52.1% | 46.74% | 44.6% | 42.85% | 40.91% | 38.03% | 34.51% | 30.42% | 26% | 16.49% | 0.22569
2019 | 52.28% | 47% | 44.92% | 43.21% | 41.27% | 38.44% | 34.88% | 30.77% | 26.31% | 16.68% | 0.2283
2020 | 52.46% | 47.26% | 45.25% | 43.56% | 41.64% | 38.85% | 35.25% | 31.12% | 26.63% | 16.87% | 0.23091
2021 | 52.64% | 47.52% | 45.57% | 43.91% | 42.01% | 39.27% | 35.63% | 31.47% | 26.94% | 17.06% | 0.23352
2022 | 52.81% | 47.78% | 45.89% | 44.26% | 42.37% | 39.68% | 36% | 31.81% | 27.25% | 17.26% | 0.23613
2023 | 52.99% | 48.03% | 46.21% | 44.61% | 42.74% | 40.09% | 36.37% | 32.16% | 27.57% | 17.45% | 0.23874
2024 | 53.17% | 48.29% | 46.53% | 44.96% | 43.11% | 40.5% | 36.74% | 32.51% | 27.88% | 17.64% | 0.24135
2025 | 53.35% | 48.55% | 46.86% | 45.31% | 43.47% | 40.92% | 37.11% | 32.86% | 28.19% | 17.83% | 0.24396
2026 | 53.52% | 48.81% | 47.18% | 45.66% | 43.84% | 41.33% | 37.48% | 33.21% | 28.5% | 18.02% | 0.24658
2027 | 53.7% | 49.07% | 47.5% | 46.01% | 44.21% | 41.74% | 37.86% | 33.55% | 28.82% | 18.21% | 0.24919
2028 | 53.88% | 49.33% | 47.82% | 46.36% | 44.57% | 42.15% | 38.23% | 33.9% | 29.13% | 18.4% | 0.2518
2029 | 54.06% | 49.59% | 48.14% | 46.71% | 44.94% | 42.57% | 38.6% | 34.25% | 29.44% | 18.59% | 0.25441
2030 | 54.23% | 49.85% | 48.47% | 47.06% | 45.31% | 42.98% | 38.97% | 34.6% | 29.76% | 18.79% | 0.25702
2031 | 54.26% | 49.88% | 48.52% | 47.12% | 45.37% | 43.06% | 39.05% | 34.68% | 29.83% | 18.84% | 0.25765
2032 | 54.29% | 49.92% | 48.56% | 47.18% | 45.44% | 43.13% | 39.13% | 34.75% | 29.91% | 18.89% | 0.25828
2033 | 54.31% | 49.96% | 48.61% | 47.24% | 45.51% | 43.21% | 39.21% | 34.83% | 29.98% | 18.94% | 0.25892
2034 | 54.34% | 50% | 48.66% | 47.3% | 45.58% | 43.28% | 39.28% | 34.91% | 30.05% | 18.99% | 0.25955
2035 | 54.37% | 50.03% | 48.71% | 47.35% | 45.65% | 43.36% | 39.36% | 34.99% | 30.13% | 19.04% | 0.26019
2036 | 54.4% | 50.07% | 48.76% | 47.41% | 45.71% | 43.43% | 39.44% | 35.07% | 30.2% | 19.1% | 0.26082
2037 | 54.42% | 50.11% | 48.81% | 47.47% | 45.78% | 43.51% | 39.52% | 35.14% | 30.28% | 19.15% | 0.26145
2038 | 54.45% | 50.15% | 48.85% | 47.53% | 45.85% | 43.58% | 39.6% | 35.22% | 30.35% | 19.2% | 0.26209
2039 | 54.48% | 50.18% | 48.9% | 47.59% | 45.92% | 43.66% | 39.67% | 35.3% | 30.43% | 19.25% | 0.26272
2040 | 54.5% | 50.22% | 48.95% | 47.65% | 45.99% | 43.73% | 39.75% | 35.38% | 30.5% | 19.3% | 0.26335
2041 | 54.53% | 50.26% | 49% | 47.71% | 46.05% | 43.81% | 39.83% | 35.46% | 30.57% | 19.35% | 0.26399
2042 | 54.56% | 50.3% | 49.05% | 47.77% | 46.12% | 43.88% | 39.91% | 35.53% | 30.65% | 19.41% | 0.26462
2043 | 54.59% | 50.33% | 49.1% | 47.83% | 46.19% | 43.96% | 39.99% | 35.61% | 30.72% | 19.46% | 0.26525
2044 | 54.61% | 50.37% | 49.15% | 47.88% | 46.26% | 44.03% | 40.06% | 35.69% | 30.8% | 19.51% | 0.26589
2045 | 54.64% | 50.41% | 49.19% | 47.94% | 46.33% | 44.11% | 40.14% | 35.77% | 30.87% | 19.56% | 0.26652
2046 | 54.67% | 50.45% | 49.24% | 48% | 46.39% | 44.18% | 40.22% | 35.84% | 30.95% | 19.61% | 0.26716
2047 | 54.69% | 50.48% | 49.29% | 48.06% | 46.46% | 44.26% | 40.3% | 35.92% | 31.02% | 19.66% | 0.26779
2048 | 54.72% | 50.52% | 49.34% | 48.12% | 46.53% | 44.33% | 40.37% | 36% | 31.1% | 19.72% | 0.26842
2049 | 54.75% | 50.56% | 49.39% | 48.18% | 46.6% | 44.41% | 40.45% | 36.08% | 31.17% | 19.77% | 0.26906
2050 | 54.78% | 50.6% | 49.44% | 48.24% | 46.67% | 44.48% | 40.53% | 36.16% | 31.24% | 19.82% | 0.26969

## Solar by State (hidden)
|  | 2018 | 2019 | 2020 | 2021 | 2022 | 2023 | 2024 | 2025 | 2026 | 2027 | 2028 | 2029 | 2030 | 2031 | 2032 | 2033 | 2034 | 2035 | 2036 | 2037 | 2038 | 2039 | 2040 | 2041 | 2042 | 2043 | 2044 | 2045 | 2046 | 2047 | 2048 | 2049 | 2050
State | California
Closest Rep City (Latitude) | Kansas City | 0.27224 | 0.27395 | 0.27566 | 0.27738 | 0.27909 | 0.2808 | 0.28251 | 0.28422 | 0.28594 | 0.28765 | 0.28936 | 0.29107 | 0.29279 | 0.294 | 0.29521 | 0.29643 | 0.29764 | 0.29885 | 0.30007 | 0.30128 | 0.30249 | 0.30371 | 0.30492 | 0.30613 | 0.30735 | 0.30856 | 0.30977 | 0.31099 | 0.3122 | 0.31341 | 0.31463 | 0.31584 | 0.31705
State or federal district | Location (N)
Alabama | 32.7794 | 2018: Los Angeles
Alaska | 64.0685 | 2018: Seattle
Arizona | 34.2744 | 2018: Los Angeles
Arkansas | 34.8938 | 2018: Daggett
California | 37.1841 | 2018: Kansas City
Colorado | 38.9972 | 2018: Kansas City
Connecticut | 41.6219 | 2018: Chicago
Delaware | 38.9896 | 2018: Kansas City
District of Columbia | 38.9101 | 2018: Kansas City
Florida | 28.6305 | 2018: Los Angeles
Georgia | 32.6415 | 2018: Los Angeles
Hawaii | 20.2927 | 2018: Los Angeles
Idaho | 44.3509 | 2018: Chicago
Illinois | 40.0417 | 2018: Kansas City
Indiana | 39.8942 | 2018: Kansas City
Iowa | 42.0751 | 2018: Chicago
Kansas | 38.4937 | 2018: Kansas City
Kentucky | 37.5347 | 2018: Kansas City
Louisiana | 31.0689 | 2018: Los Angeles
Maine | 45.3695 | 2018: Seattle
Maryland | 39.055 | 2018: Kansas City
Massachusetts | 42.2596 | 2018: Chicago
Michigan | 44.3467 | 2018: Chicago
Minnesota | 46.2807 | 2018: Seattle
Mississippi | 32.7364 | 2018: Los Angeles
Missouri | 38.3566 | 2018: Kansas City
Montana | 47.0527 | 2018: Seattle
Nebraska | 41.5378 | 2018: Chicago
Nevada | 39.3289 | 2018: Kansas City
New Hampshire | 43.6805 | 2018: Chicago
New Jersey | 40.1907 | 2018: Kansas City
New Mexico | 34.4071 | 2018: Los Angeles
New York | 42.9538 | 2018: Chicago
North Carolina | 35.5557 | 2018: Daggett
North Dakota | 47.4501 | 2018: Seattle
Ohio | 40.2862 | 2018: Kansas City
Oklahoma | 35.5889 | 2018: Daggett
Oregon | 43.9336 | 2018: Chicago
Pennsylvania | 40.8781 | 2018: Chicago
Rhode Island | 41.6762 | 2018: Chicago
South Carolina | 33.9169 | 2018: Los Angeles
South Dakota | 44.4443 | 2018: Chicago
Tennessee | 35.858 | 2018: Daggett
Texas | 31.4757 | 2018: Los Angeles
Utah | 39.3055 | 2018: Kansas City
Vermont | 44.0687 | 2018: Chicago
Virginia | 37.5215 | 2018: Kansas City
Washington | 47.3826 | 2018: Seattle
West Virginia | 38.6409 | 2018: Kansas City
Wisconsin | 44.6243 | 2018: Chicago
Wyoming | 42.9957 | 2018: Chicago
Latitude (N)
Seattle | 47.6062
Chicago | 41.8781
Kansas City | 39.0997
Los Angeles | 34.0522
Daggett | 34.864
| 2018 | 2019 | 2020 | 2021 | 2022 | 2023 | 2024 | 2025 | 2026 | 2027 | 2028 | 2029 | 2030 | 2031 | 2032 | 2033 | 2034 | 2035 | 2036 | 2037 | 2038 | 2039 | 2040 | 2041 | 2042 | 2043 | 2044 | 2045 | 2046 | 2047 | 2048 | 2049 | 2050
Seattle | 21.8% | 21.96% | 22.11% | 22.27% | 22.42% | 22.57% | 22.73% | 22.88% | 23.04% | 23.19% | 23.35% | 23.5% | 23.65% | 23.77% | 23.88% | 23.99% | 24.1% | 24.21% | 24.32% | 24.43% | 24.54% | 24.65% | 24.76% | 24.87% | 24.98% | 25.09% | 25.21% | 25.32% | 25.43% | 25.54% | 25.65% | 25.76% | 25.87%
Chicago | 25.17% | 25.34% | 25.51% | 25.68% | 25.85% | 26.02% | 26.2% | 26.37% | 26.54% | 26.71% | 26.88% | 27.06% | 27.23% | 27.35% | 27.47% | 27.6% | 27.72% | 27.84% | 27.97% | 28.09% | 28.21% | 28.34% | 28.46% | 28.58% | 28.7% | 28.83% | 28.95% | 29.07% | 29.2% | 29.32% | 29.44% | 29.57% | 29.69%
Kansas City | 27.22% | 27.4% | 27.57% | 27.74% | 27.91% | 28.08% | 28.25% | 28.42% | 28.59% | 28.76% | 28.94% | 29.11% | 29.28% | 29.4% | 29.52% | 29.64% | 29.76% | 29.89% | 30.01% | 30.13% | 30.25% | 30.37% | 30.49% | 30.61% | 30.73% | 30.86% | 30.98% | 31.1% | 31.22% | 31.34% | 31.46% | 31.58% | 31.71%
Los Angeles | 31.89% | 32.05% | 32.22% | 32.38% | 32.55% | 32.71% | 32.88% | 33.04% | 33.21% | 33.37% | 33.54% | 33.7% | 33.87% | 33.98% | 34.09% | 34.21% | 34.32% | 34.43% | 34.55% | 34.66% | 34.78% | 34.89% | 35% | 35.12% | 35.23% | 35.34% | 35.46% | 35.57% | 35.69% | 35.8% | 35.91% | 36.03% | 36.14%
Daggett | 35.15% | 35.32% | 35.49% | 35.67% | 35.84% | 36.01% | 36.19% | 36.36% | 36.53% | 36.7% | 36.88% | 37.05% | 37.22% | 37.34% | 37.45% | 37.56% | 37.68% | 37.79% | 37.9% | 38.02% | 38.13% | 38.24% | 38.36% | 38.47% | 38.58% | 38.7% | 38.81% | 38.92% | 39.04% | 39.15% | 39.26% | 39.38% | 39.49%

## Table 4.8.B (hidden)
Table 4.08.B. Capacity Factors for Utility Scale Generators Primarily Using Non-Fossil Fuels
| Geothermal |  | Hydroelectric |  | Nuclear |  | Other Biomass |  | Other Gas |  | Solar |  |  |  | Wind |  | Wood
Year/Month | [10 empty] | Photovoltaic |  | Thermal
| Time Adjusted Capacity | Capacity Factor | Time Adjusted Capacity | Capacity Factor | Time Adjusted Capacity | Capacity Factor | Time Adjusted Capacity | Capacity Factor | Time Adjusted Capacity | Capacity Factor | Time Adjusted Capacity | Capacity Factor | Time Adjusted Capacity | Capacity Factor | Time Adjusted Capacity | Capacity Factor | Time Adjusted Capacity | Capacity Factor
Annual Data
2008 | 2225.4 | 74.3% | 77925.2 | 37.1% | 100754.9 | 91.1% | 4112.4 | 64.8% | 1882 | 46.8% | 42.8 | 19.2% | 507.5 | 19.5% | 19275.3 | 31.7% | 6970 | 63.6%
2009 | 2278 | 73% | 78500.4 | 39.6% | 101003.7 | 90.3% | 4183.9 | 65% | 1752.2 | 43.4% | 81.9 | 20% | 468.2 | 23.6% | 28996.9 | 28.1% | 6936.4 | 61.7%
2010 | 2392.1 | 71.6% | 78810.3 | 37.5% | 101167.4 | 91.1% | 4298.7 | 64.2% | 1929 | 50.5% | 206.8 | 20.2% | 473 | 24.5% | 35702.6 | 29.7% | 6991.5 | 61.5%
2011 | 2407.9 | 71.5% | 78564.7 | 45.8% | 101265.1 | 89.1% | 4469.8 | 64.2% | 1902.7 | 54.1% | 537 | 19% | 485.3 | 23.9% | 42019.2 | 32.1% | 7000.3 | 59.6%
2012 | 2531.8 | 68.3% | 78296.6 | 39.6% | 101166 | 86.6% | 4639.7 | 63.3% | 1802.8 | 59.6% | 1527.1 | 20.4% | 476 | 23.6% | 49458 | 31.8% | 7089.1 | 61.3%
2013 | 2509.5 | 71.8% | 78873.5 | 38.8% | 99006.8 | 90.8% | 4949.7 | 62.3% | 2171.6 | 55.9% | 3525.2 | 24.5% | 552.1 | 17.4% | 59175.6 | 32.4% | 7887.9 | 59%
2014 | 2513.3 | 72% | 79582.8 | 37.2% | 98569.3 | 91.7% | 5114.6 | 62.7% | 1994 | 54% | 6555.6 | 25.6% | 1445.3 | 18.3% | 60587.8 | 34% | 8319.7 | 60%
2015 | 2523 | 71.9% | 79650.8 | 35.7% | 98614.6 | 92.3% | 5104.5 | 62.6% | 2527.7 | 60.8% | 9521.6 | 25.5% | 1697.3 | 21.7% | 67106.2 | 32.2% | 9024.5 | 59.3%
2016 | 2516.6 | 71.6% | 79806 | 38.2% | 99364.8 | 92.3% | 5099.5 | 62.7% | 2458.8 | 64.8% | 14161.4 | 25% | 1757.9 | 22.1% | 74162.7 | 34.5% | 8979.8 | 58.3%
2017 | 2460.4 | 73.2% | 79698.8 | 43% | 99619.5 | 92.3% | 5125.6 | 61.8% | 2375.8 | 62.8% | 21940.9 | 25.6% | 1757.9 | 21.8% | 83355.6 | 34.6% | 8807.5 | 60.2%
2018 | 2391.5 | 76% | 79771.9 | 41.9% | 99605.2 | 92.5% | 5059 | 61.8% | 2543.9 | 65.4% | 27143.3 | 25.1% | 1757.9 | 23.6% | 89228.5 | 34.6% | 8760.2 | 60.6%
Year 2016
January | 2516.6 | 71.1% | 79588 | 43.2% | 98920.9 | 98.6% | 5074.6 | 61.6% | 2460.1 | 69.9% | 12223.1 | 15.1% | 1757.9 | 6.8% | 72600.5 | 33.9% | 8998.3 | 61.4%
February | 2516.6 | 71% | 79677.6 | 43.5% | 98920.9 | 95.3% | 5083.9 | 61.2% | 2460.1 | 70.5% | 12470.5 | 22.8% | 1757.9 | 19.5% | 73061.4 | 39.6% | 8996.9 | 61.7%
March | 2516.6 | 70.2% | 79734.6 | 46.2% | 98920.9 | 89.9% | 5080 | 60.9% | 2460.1 | 66.9% | 12611.2 | 24.7% | 1757.9 | 19.6% | 73059.9 | 40.1% | 8989.1 | 58.2%
April | 2516.6 | 66.7% | 79763.9 | 45% | 98920.9 | 88.1% | 5073.5 | 62.9% | 2460.1 | 67.7% | 12822 | 27.1% | 1757.9 | 20.9% | 73394.7 | 39.3% | 8986.1 | 52.4%
May | 2516.6 | 71.7% | 79801.3 | 42.9% | 98920.9 | 90.5% | 5104.2 | 65.1% | 2460.1 | 65.5% | 13298 | 30% | 1757.9 | 28.8% | 73582.3 | 34.1% | 8988.1 | 54%
June | 2516.6 | 69.1% | 79802.5 | 40.4% | 98920.9 | 94.2% | 5105.4 | 63.8% | 2460.1 | 62.4% | 13419.8 | 30.2% | 1757.9 | 33.5% | 73854.8 | 30.5% | 8988.1 | 58.4%
July | 2516.6 | 70% | 79839.1 | 36% | 100042.9 | 94.5% | 5111.9 | 63.4% | 2460.1 | 60.9% | 13635.3 | 31.5% | 1757.9 | 36.9% | 74276.5 | 31.8% | 8988.1 | 60.2%
August | 2516.6 | 70.7% | 79866.5 | 32.9% | 100042.9 | 96.1% | 5111 | 63.3% | 2456.9 | 62.3% | 14360.4 | 31.6% | 1757.9 | 29.2% | 74700.1 | 24.4% | 8970.1 | 61.4%
September | 2516.6 | 73.2% | 79866.3 | 28.5% | 100042.9 | 90.9% | 5112.2 | 61.2% | 2456.9 | 62.2% | 15298.1 | 28.4% | 1757.9 | 30.2% | 74721.5 | 30.4% | 8970.1 | 58.2%
October | 2516.6 | 72.3% | 79904.3 | 29.2% | 99564.8 | 81.7% | 5122.7 | 57.8% | 2456.9 | 59.3% | 16064.3 | 23.9% | 1757.9 | 19% | 74844.5 | 36.3% | 8970.1 | 54%
November | 2516.6 | 75.3% | 79910.8 | 32.7% | 99564.8 | 90.9% | 5125.6 | 65% | 2456.9 | 64.4% | 16477.2 | 20.3% | 1757.9 | 14.4% | 75455.5 | 35.3% | 8977.2 | 58.6%
December | 2516.6 | 77.7% | 79912.8 | 37.9% | 99564.8 | 96.8% | 5088.8 | 65.7% | 2456.9 | 66.4% | 17192 | 16.2% | 1757.9 | 7% | 76354.3 | 38.8% | 8936.1 | 61.7%
Year 2017
January | 2511.1 | 74.9% | 79657.2 | 44.9% | 99609.9 | 98.7% | 5095.1 | 64.2% | 2375.8 | 63.8% | 20249.8 | 14.6% | 1757.9 | 7.3% | 81337.2 | 34.2% | 8748.6 | 61.4%
February | 2511.1 | 73% | 79657.2 | 44.6% | 99609.9 | 95% | 5097.3 | 63.2% | 2375.8 | 65.4% | 20603.7 | 18.6% | 1757.9 | 11.6% | 81713 | 40.2% | 8748.6 | 61.6%
March | 2451.1 | 73.8% | 79657.2 | 50% | 99609.9 | 87.8% | 5097.3 | 61.1% | 2375.8 | 64.8% | 20792.6 | 26.7% | 1757.9 | 22.9% | 81962.1 | 41.8% | 8741.6 | 60%
April | 2451.1 | 75.6% | 79660.1 | 51.3% | 99609.9 | 79.2% | 5105.7 | 60% | 2375.8 | 61.8% | 21177.9 | 29.6% | 1757.9 | 24.8% | 83041.4 | 42.4% | 8789.1 | 56.4%
May | 2451.1 | 71% | 79660.1 | 55% | 99609.9 | 82.8% | 5122.7 | 62.5% | 2375.8 | 58.1% | 21700.6 | 33.1% | 1757.9 | 30.9% | 83182.1 | 37.2% | 8796.6 | 55%
June | 2451.1 | 72.4% | 79660.1 | 53.3% | 99609.9 | 93.5% | 5126.7 | 62.8% | 2375.8 | 59.1% | 22006.1 | 35.4% | 1757.9 | 37.9% | 83313.5 | 33.4% | 8802.9 | 60.6%
July | 2451.1 | 74.9% | 79667.4 | 44.8% | 99628.9 | 96.2% | 5145.2 | 61.7% | 2375.8 | 58.9% | 22242.6 | 31.5% | 1757.9 | 25.3% | 83498.6 | 25.8% | 8802.9 | 62.1%
August | 2451.1 | 74.4% | 79614.2 | 37.1% | 99628.9 | 97.7% | 5147.3 | 62% | 2375.8 | 65% | 22356.4 | 29.9% | 1757.9 | 27.5% | 83980.6 | 22.2% | 8856.4 | 63.3%
September | 2451.1 | 75.1% | 79761.5 | 33.3% | 99628.9 | 95% | 5147.2 | 59.4% | 2375.8 | 61.8% | 22547.7 | 28.7% | 1757.9 | 29.1% | 83980.6 | 29.5% | 8856.4 | 58.6%
October | 2451.1 | 66.2% | 79797.5 | 29.8% | 99628.9 | 89% | 5147.2 | 58.2% | 2375.8 | 62.1% | 22762.8 | 25.2% | 1757.9 | 24.1% | 84229.8 | 38.7% | 8856.4 | 57.4%
November | 2451.1 | 73.5% | 79797.1 | 34.6% | 99628.9 | 92.9% | 5143.9 | 62.3% | 2375.8 | 65.1% | 23095.3 | 18.1% | 1757.9 | 10.3% | 84483.3 | 36.6% | 8856.4 | 61.2%
December | 2446.3 | 74.2% | 79794.4 | 37.5% | 99628.9 | 99.4% | 5129.5 | 63.9% | 2375.8 | 67.4% | 23660 | 15.6% | 1757.9 | 9% | 85431.2 | 34.2% | 8830.9 | 65.3%
Year 2018
January | 2387.5 | 75.3% | 79771.8 | 42.2% | 99730.6 | 100.6% | 5108.5 | 62.2% | 2543.9 | 66.2% | 25311.1 | 16.3% | 1757.9 | 10% | 87552.6 | 38.7% | 8813 | 65.3%
February | 2403.5 | 78.9% | 79771.8 | 46.4% | 99730.6 | 96.7% | 5083.1 | 64.6% | 2543.9 | 66.6% | 25968.4 | 20.9% | 1757.9 | 16.1% | 88563.2 | 38.8% | 8813 | 62.5%
March | 2382.2 | 76.8% | 79785.3 | 43.6% | 99730.6 | 90.3% | 5086.1 | 62% | 2543.9 | 63.3% | 26067.6 | 24.3% | 1757.9 | 19.2% | 88787.7 | 40.1% | 8780.5 | 61.7%
April | 2392.2 | 69% | 79792.3 | 48.9% | 99730.6 | 82.4% | 5086.1 | 60.9% | 2543.9 | 61.6% | 26591.3 | 29.7% | 1757.9 | 24.4% | 88789.2 | 41.3% | 8780.5 | 55.6%
May | 2392.2 | 77.7% | 79753.3 | 51.3% | 99730.6 | 90.7% | 5083.5 | 59.4% | 2543.9 | 63.2% | 26859.7 | 31.8% | 1757.9 | 32.9% | 89086.2 | 36% | 8761.5 | 58%
June | 2392.2 | 75.5% | 79753.8 | 48.1% | 99730.6 | 97.1% | 5006.9 | 63% | 2543.9 | 64.1% | 27291.3 | 34.9% | 1757.9 | 41.7% | 89078.2 | 38.4% | 8775.5 | 61.7%
July | 2392.2 | 77% | 79751.6 | 42.3% | 99730.6 | 97.7% | 5050.2 | 62.3% | 2543.9 | 65.8% | 27451.7 | 31.1% | 1757.9 | 30.1% | 89227.2 | 24.7% | 8767.2 | 63.7%
August | 2392.2 | 76.8% | 79751.6 | 37.1% | 99730.6 | 97.4% | 5042.5 | 62.6% | 2543.9 | 68.7% | 27590.1 | 30.5% | 1757.9 | 32.5% | 89387.5 | 29.8% | 8748.7 | 62.2%
September | 2392.2 | 77.1% | 79751.6 | 33.4% | 99277.9 | 90.3% | 5042.5 | 58.3% | 2543.9 | 67.2% | 27674 | 27.7% | 1757.9 | 34.8% | 89469.5 | 28.6% | 8748.7 | 58.5%
October | 2392.2 | 71.5% | 79753.6 | 32.9% | 99277.9 | 80.4% | 5041.4 | 61% | 2543.9 | 64.3% | 27989.5 | 22.4% | 1757.9 | 20.7% | 89941.8 | 31.5% | 8748.7 | 56.5%
November | 2392.2 | 77.3% | 79753.6 | 38.1% | 99432.9 | 89.3% | 5039 | 62.3% | 2543.9 | 67.4% | 28158.3 | 17.3% | 1757.9 | 13.3% | 90282.8 | 33.8% | 8694.6 | 60.4%
December | 2387.9 | 79.4% | 79870.8 | 38.4% | 99432.9 | 96.9% | 5038.6 | 63.2% | 2543.9 | 67% | 28690.2 | 13.7% | 1757.9 | 7% | 90534.1 | 34.8% | 8694.6 | 61.4%
Values are final. Time adjusted capacity for month rows is the summer capacity of generators in operation for the entire month; units that began operation during the month or that retired during the month are excluded. Time adjusted capacity for year rows is a time weighted average of the month rows. Capacity factors are a comparison of net generation with available capacity. See the technical note for an explanation of how capacity factors are calculated. Sources: U.S. Energy Information Administration, Form EIA-923, Power Plant Operations Report; U.S. Energy Information Administration, Form EIA-860, 'Annual Electric Generator Report' and Form EIA-860M, 'Monthly Update to the Annual Electric Generator Report.'

## Gridlab Cap Factors (hidden)
CA
Raw |  | 2019 | 2020 | 2021 | 2022 | 2023 | 2024 | 2025 | 2026 | 2027 | 2028 | 2029 | 2030 | 2031 | 2032 | 2033 | 2034 | 2035 | 2036 | 2037 | 2038 | 2039 | 2040 | 2041 | 2042 | 2043 | 2044 | 2045 | 2046 | 2047 | 2048 | 2049 | 2050
solar PV | Utility PV | 0.3 | 0.29867 | 0.29833 | 0.29767 | 0.291 | 0.2905 | 0.2895 | 0.2885 | 0.286 | 0.2835 | 0.27925 | 0.2755 | 0.276 | 0.276 | 0.27375 | 0.2715 | 0.2695 | 0.268 | 0.26725 | 0.26575 | 0.26475 | 0.26375 | 0.264 | 0.2645 | 0.26475 | 0.265 | 0.265 | 0.26525 | 0.2655 | 0.26575 | 0.266 | 0.26575
offshore wind | Wind offshore | 0 | 0 | 0 | 0 | 0 | 0 | 0 | 0 | 0 | 0 | 0 | 0 | 0.414 | 0.414 | 0.397 | 0.394 | 0.393 | 0.389 | 0.387 | 0.386 | 0.386 | 0.385 | 0.393 | 0.399 | 0.403 | 0.407 | 0.41 | 0.409 | 0.408 | 0.407 | 0.406 | 0.405
onshore wind | Wind onshore | 0.27333 | 0.273 | 0.274 | 0.27467 | 0.27433 | 0.27433 | 0.27667 | 0.27867 | 0.28375 | 0.28 | 0.26825 | 0.25875 | 0.256 | 0.253 | 0.2535 | 0.25375 | 0.254 | 0.258 | 0.26175 | 0.2655 | 0.26925 | 0.27275 | 0.278 | 0.28375 | 0.29 | 0.297 | 0.30425 | 0.3035 | 0.3035 | 0.30325 | 0.30325 | 0.3035
Fix Zeros
solar PV | Utility PV | 0.3 | 0.29867 | 0.29833 | 0.29767 | 0.291 | 0.2905 | 0.2895 | 0.2885 | 0.286 | 0.2835 | 0.27925 | 0.2755 | 0.276 | 0.276 | 0.27375 | 0.2715 | 0.2695 | 0.268 | 0.26725 | 0.26575 | 0.26475 | 0.26375 | 0.264 | 0.2645 | 0.26475 | 0.265 | 0.265 | 0.26525 | 0.2655 | 0.26575 | 0.266 | 0.26575
offshore wind | Wind offshore | 0.24975 | 0.24975 | 0.24975 | 0.24975 | 0.24975 | 0.24975 | 0.24975 | 0.24975 | 0.24975 | 0.24975 | 0.24975 | 0.24975 | 0.414 | 0.414 | 0.397 | 0.394 | 0.393 | 0.389 | 0.387 | 0.386 | 0.386 | 0.385 | 0.393 | 0.399 | 0.403 | 0.407 | 0.41 | 0.409 | 0.408 | 0.407 | 0.406 | 0.405
onshore wind | Wind onshore | 0.27333 | 0.273 | 0.274 | 0.27467 | 0.27433 | 0.27433 | 0.27667 | 0.27867 | 0.28375 | 0.28 | 0.26825 | 0.25875 | 0.256 | 0.253 | 0.2535 | 0.25375 | 0.254 | 0.258 | 0.26175 | 0.2655 | 0.26925 | 0.27275 | 0.278 | 0.28375 | 0.29 | 0.297 | 0.30425 | 0.3035 | 0.3035 | 0.30325 | 0.30325 | 0.3035
| Average of Capacity factor (MWh/MW) | 2019: Column Labels
| Row Labels | 2010 | 2011 | 2012 | 2013 | 2014 | 2015 | 2016 | 2017 | 2018 | 2019 | 2020 | 2021 | 2022 | 2023 | 2024 | 2025 | 2026 | 2027 | 2028 | 2029 | 2030 | 2031 | 2032 | 2033 | 2034 | 2035 | 2036 | 2037 | 2038 | 2039 | 2040 | 2041 | 2042 | 2043 | 2044 | 2045 | 2046 | 2047 | 2048 | 2049 | 2050 | Grand Total
AL | AL | 0.38443 | 0.401 | 0.41743 | 0.37462 | 0.36312 | 0.37594 | 0.39335 | 0.35695 | 0.34937 | 0.35274 | 0.356 | 0.35295 | 0.34979 | 0.33737 | 0.32437 | 0.32242 | 0.32063 | 0.3109 | 0.3005 | 0.28919 | 0.264 | 0.25852 | 0.25129 | 0.24443 | 0.2391 | 0.23179 | 0.23089 | 0.23016 | 0.22953 | 0.22884 | 0.22826 | 0.22926 | 0.23026 | 0.23121 | 0.23221 | 0.23311 | 0.24065 | 0.24035 | 0.2402 | 0.2398 | 0.26617 | 0.2901
AL | Battery | [7 empty] | -0.001 | -0.001 | 0 | 0 | 0 | 0 | 0 | 0 | -0.01 | -0.02 | -0.033 | -0.046 | -0.048 | -0.0495 | -0.0465 | -0.0465 | -0.054 | -0.056 | -0.057 | -0.0595 | -0.061 | -0.0625 | -0.064 | -0.065 | -0.0635 | -0.062 | -0.061 | -0.0595 | -0.0585 | -0.056 | -0.054 | -0.052 | -0.0505 | -0.049 | -0.046107
AL | Biopower | 0.261 | 0.261 | 0.261 | 0.261 | 0.261 | 0.261 | 0.261 | 0.261 | 0.261 | 0.261 | 0.261 | 0.261 | 0.261 | 0.261 | 0.261 | 0.261 | 0.261 | 0.261 | 0.261 | 0.261 | 0.261 | 0.261 | 0.261 | 0.261 | 0.261 | 0.522 | 0.522 | 0.522 | 0.522 | 0.522 | 0.522 | 0.522 | 0.522 | 0.522 | 0.522 | 0.522 | 0.522 | 0.522 | 0.522 | 0.522 | 0.522 | 0.32427
AL | Coal | 0.81 | 0.691 | 0.572 | 0.6965 | 0.8305 | 0.7435 | 0.631 | 0.6715 | 0.712 | 0.658 | 0.604 | 0.6175 | 0.631 | 0.6225 | 0.614 | 0.713 | 0.8115 | 0.788 | 0.764 | 0.7565 | 0.652 | 0.589 | 0.509 | 0.509 | 0.509 | [16 empty] | 0.68098
AL | CSP
AL | Dist PV |  |  |  | 0.175 | 0.175 | 0.175 | 0.175 | 0.175 | 0.175 | 0.175 | 0.175 | 0.175 | 0.175 | 0.175 | 0.175 | 0.175 | 0.175 | 0.1385 | 0.119 | 0.1565 | 0.175 | 0.172 | 0.17 | 0.172 | 0.174 | 0.175 | 0.175 | 0.175 | 0.175 | 0.175 | 0.175 | 0.1745 | 0.174 | 0.1735 | 0.173 | 0.1725 | 0.1715 | 0.1705 | 0.17 | 0.169 | 0.1685 | 0.17089
AL | Gas CCGT | 0.368 | 0.6345 | 0.901 | 0.632 | 0.362 | 0.6315 | 0.9005 | 0.8205 | 0.7405 | 0.8195 | 0.8985 | 0.8665 | 0.834 | 0.7195 | 0.605 | 0.497 | 0.3885 | 0.334 | 0.2795 | 0.3005 | 0.3205 | 0.297 | 0.273 | 0.223 | 0.1735 | 0.124 | 0.1225 | 0.121 | 0.12 | 0.119 | 0.1175 | 0.123 | 0.1285 | 0.1335 | 0.139 | 0.144 | 0.14 | 0.1365 | 0.1325 | 0.1285 | 0.1245 | 0.38717
AL | Gas CT | 0.0035 | 0.0105 | 0.017 | 0.012 | 0.0065 | 0.011 | 0.015 | 0.012 | 0.0095 | 0.0075 | 0.0055 | 0.005 | 0.004 | 0.003 | 0.002 | 0.0025 | 0.003 | 0.004 | 0.0055 | 0.0055 | 0.0055 | 0.0025 | 0 | 0 | 0 | 0 | 0 | 0 | 0 | 0 | 0 | 0 | 0 | 0 | 0 | 0 | 0 | 0 | 0 | 0 | 0 | 0.0037654
AL | Geothermal
AL | Hydro | 0.3465 | 0.308 | 0.269 | 0.3185 | 0.368 | 0.326 | 0.284 | 0.284 | 0.284 | 0.2845 | 0.2845 | 0.2845 | 0.2845 | 0.2845 | 0.2845 | 0.2845 | 0.2845 | 0.2845 | 0.2845 | 0.2845 | 0.2845 | 0.285 | 0.285 | 0.285 | 0.285 | 0.285 | 0.285 | 0.285 | 0.285 | 0.285 | 0.285 | 0.285 | 0.285 | 0.285 | 0.285 | 0.285 | 0.285 | 0.285 | 0.285 | 0.285 | 0.285 | 0.29029
AL | Nuclear | 0.902 | 0.902 | 0.902 | 0.902 | 0.902 | 0.902 | 0.902 | 0.902 | 0.902 | 0.902 | 0.902 | 0.902 | 0.902 | 0.902 | 0.902 | 0.902 | 0.902 | 0.902 | 0.902 | 0.902 | 0.902 | 0.902 | 0.902 | 0.902 | 0.902 | 0.902 | 0.902 | 0.902 | 0.902 | 0.902 | 0.902 | 0.902 | 0.902 | 0.902 | 0.902 | 0.902 | 0.8995 | 0.8965 | 0.894 | 0.891 | 0.8885 | 0.90101
AL | Other | 0 | 0 | 0 | 0 | 0 | 0.0295 | 0.059 | 0.0295 | 0 | 0.009 | 0.018 | 0.009 | 0 | 0 | 0 | 0 | 0 | 0 | 0 | 0 | 0 | 0 | 0 | 0 | 0 | 0 | 0 | 0 | 0 | 0 | 0 | 0 | 0 | 0 | 0 | 0 | 0 | 0 | 0 | 0 | 0 | 0.0038025
AL | Utility PV | [5 empty] | 0.232 | 0.232 | 0.236 | 0.2355 | 0.2345 | 0.2335 | 0.2325 | 0.2315 | 0.2375 | 0.238 | 0.233 | 0.2305 | 0.2295 | 0.2285 | 0.236 | 0.235 | 0.236 | 0.2365 | 0.2315 | 0.2305 | 0.23 | 0.2295 | 0.229 | 0.2285 | 0.228 | 0.228 | 0.2275 | 0.227 | 0.2265 | 0.226 | 0.2255 | 0.225 | 0.2245 | 0.2245 | 0.224 | 0.2235 | 0.23043
AL | Wind offshore | Column Labels 2046: 0.388; Column Labels 2047: 0.388; Column Labels 2048: 0.388; Column Labels 2049: 0.388; Column Labels 2050: 0.388 | 0.388
AL | Wind onshore | Column Labels 2027: 0.368; Column Labels 2028: 0.368; Column Labels 2029: 0.364; Column Labels 2030: 0.36; Column Labels 2031: 0.311; Column Labels 2032: 0.303; Column Labels 2033: 0.2915; Column Labels 2034: 0.286; Column Labels 2035: 0.282; Column Labels 2036: 0.278; Column Labels 2037: 0.2745; Column Labels 2038: 0.2715; Column Labels 2039: 0.268; Column Labels 2040: 0.265; Column Labels 2041: 0.2685; Column Labels 2042: 0.272; Column Labels 2043: 0.276; Column Labels 2044: 0.2795; Column Labels 2045: 0.283; Column Labels 2046: 0.2865; Column Labels 2047: 0.2895; Column Labels 2048: 0.293; Column Labels 2049: 0.296; Column Labels 2050: 0.2995 | 0.29109
AR | AR | 0.34017 | 0.35308 | 0.36675 | 0.32357 | 0.30836 | 0.31719 | 0.33012 | 0.32412 | 0.31862 | 0.32631 | 0.29973 | 0.31071 | 0.30582 | 0.29782 | 0.28841 | 0.26267 | 0.26389 | 0.25944 | 0.261 | 0.24363 | 0.24326 | 0.23863 | 0.23389 | 0.23374 | 0.23353 | 0.20483 | 0.20394 | 0.20311 | 0.20211 | 0.20133 | 0.20028 | 0.20083 | 0.20122 | 0.20161 | 0.202 | 0.20244 | 0.203 | 0.20417 | 0.20611 | 0.20928 | 0.22782 | 0.2529
AR | Battery | [15 empty] | -0.068 | -0.068 | -0.074 | -0.075 | -0.065 | -0.0615 | -0.0635 | -0.0665 | -0.065 | -0.063 | -0.0615 | -0.0635 | -0.065 | -0.0665 | -0.067 | -0.068 | -0.0665 | -0.0655 | -0.0645 | -0.0635 | -0.0625 | -0.0615 | -0.06 | -0.0585 | -0.058 | -0.0565 | -0.063979
AR | Biopower | 0.359 | 0.359 | 0.359 | 0.359 | 0.359 | 0.359 | 0.359 | 0.359 | 0.359 | 0.359 | 0.359 | 0.359 | 0.359 | 0.359 | 0.359 | 0.359 | 0.359 | 0.359 | 0.359 | 0.359 | 0.359 | 0.359 | 0.359 | 0.359 | 0.359 | 0.359 | 0.359 | 0.359 | 0.359 | 0.359 | 0.359 | 0.359 | 0.359 | 0.359 | 0.359 | 0.359 | 0.3625 | 0.3695 | 0.3835 | 0.4095 | 0.4585 | 0.3636
AR | Coal | 0.846 | 0.801 | 0.762 | 0.804 | 0.846 | 0.689 | 0.504 | 0.59 | 0.6765 | 0.6155 | 0.262 | 0.298 | 0.334 | 0.333 | 0.332 | 0.433 | 0.653 | 0.726 | 0.846 | 0.845 | 0.845 | 0.795 | 0.745 | 0.745 | 0.745 | [16 empty] | 0.663
AR | CSP
AR | Dist PV |  |  |  | 0.1695 | 0.1695 | 0.1695 | 0.1695 | 0.1695 | 0.1695 | 0.1695 | 0.1695 | 0.1695 | 0.1695 | 0.1695 | 0.1695 | 0.1695 | 0.1695 | 0.1695 | 0.1695 | 0.1695 | 0.1695 | 0.1695 | 0.1695 | 0.1695 | 0.1695 | 0.1695 | 0.1695 | 0.1695 | 0.1695 | 0.1695 | 0.1695 | 0.1695 | 0.1695 | 0.1695 | 0.1695 | 0.1695 | 0.1695 | 0.1695 | 0.1695 | 0.1695 | 0.1695 | 0.1695
AR | Gas CCGT | 0.071 | 0.245 | 0.4185 | 0.2625 | 0.107 | 0.356 | 0.604 | 0.4985 | 0.3925 | 0.478 | 0.5635 | 0.5315 | 0.5 | 0.438 | 0.364 | 0.2675 | 0.171 | 0.1335 | 0.096 | 0.0885 | 0.081 | 0.069 | 0.0565 | 0.0525 | 0.0485 | 0.044 | 0.04 | 0.036 | 0.032 | 0.028 | 0.024 | 0.0245 | 0.025 | 0.025 | 0.0255 | 0.026 | 0.0275 | 0.029 | 0.0315 | 0.033 | 0.035 | 0.18
AR | Gas CT | 0.004 | 0.007 | 0.01 | 0.011 | 0.011 | 0.032 | 0.0545 | 0.0335 | 0.013 | 0.0265 | 0.0395 | 0.036 | 0.032 | 0.023 | 0.014 | 0.0115 | 0.009 | 0.007 | 0.005 | 0.0025 | 0.0005 | 0.0005 | 0 | 0 | 0 | 0 | 0 | 0 | 0 | 0 | 0 | 0 | 0 | 0 | 0 | 0 | 0 | 0 | 0 | 0 | 0 | 0.0093415
AR | Geothermal
AR | Hydro | 0.31 | 0.2555 | 0.2 | 0.208 | 0.215 | 0.229 | 0.243 | 0.243 | 0.243 | 0.2435 | 0.244 | 0.2445 | 0.245 | 0.245 | 0.245 | 0.245 | 0.245 | 0.244 | 0.2435 | 0.2435 | 0.2435 | 0.2435 | 0.2435 | 0.2435 | 0.2435 | 0.2435 | 0.2435 | 0.244 | 0.244 | 0.244 | 0.244 | 0.244 | 0.244 | 0.244 | 0.244 | 0.244 | 0.244 | 0.2445 | 0.2445 | 0.245 | 0.245 | 0.24288
AR | Nuclear | 0.902 | 0.902 | 0.902 | 0.902 | 0.902 | 0.902 | 0.902 | 0.902 | 0.902 | 0.902 | 0.902 | 0.902 | 0.902 | 0.902 | 0.902 | 0.902 | 0.902 | 0.902 | 0.902 | 0.902 | 0.902 | 0.902 | 0.902 | 0.902 | 0.902 | 0.902 | 0.902 | 0.902 | 0.902 | 0.902 | 0.902 | 0.902 | 0.902 | 0.902 | 0.902 | 0.902 | 0.902 | 0.902 | 0.902 | 0.902 | 0.902 | 0.902
AR | Other | 0 | 0 | 0 | 0 | 0 | 0.007 | 0.015 | 0.007 | 0 | 0.048 | 0.097 | 0.048 | 0 | 0 | 0 | 0 | 0 | 0 | 0 | 0 | 0 | 0 | 0 | 0 | 0 | 0 | 0 | 0 | 0 | 0 | 0 | 0 | 0 | 0 | 0 | 0 | 0 | 0 | 0 | 0 |  | 0.00555
AR | Utility PV | [5 empty] | 0.2485 | 0.2485 | 0.245 | 0.2445 | 0.2435 | 0.242 | 0.244 | 0.2435 | 0.2425 | 0.241 | 0.24 | 0.2395 | 0.2385 | 0.2375 | 0.2365 | 0.2345 | 0.2335 | 0.2325 | 0.233 | 0.2325 | 0.2325 | 0.2335 | 0.2335 | 0.233 | 0.233 | 0.232 | 0.231 | 0.2295 | 0.2285 | 0.2275 | 0.2265 | 0.226 | 0.226 | 0.2255 | 0.2255 | 0.2265 | 0.23531
AR | Wind offshore
AR | Wind onshore | [11 empty] | 0.4325 | 0.4325 | 0.437 | 0.442 | 0.438 | 0.4385 | 0.4065 | 0.402 | 0.4065 | 0.411 | 0.407 | 0.404 | 0.4045 | 0.405 | 0.4055 | 0.4025 | 0.4 | 0.397 | 0.3945 | 0.391 | 0.395 | 0.3985 | 0.402 | 0.405 | 0.4085 | 0.408 | 0.408 | 0.408 | 0.408 | 0.4075 | 0.4102
AZ | AZ | 0.26157 | 0.26146 | 0.26717 | 0.2934 | 0.2918 | 0.2906 | 0.2892 | 0.26759 | 0.26767 | 0.25714 | 0.25518 | 0.25229 | 0.25043 | 0.2421 | 0.23997 | 0.23737 | 0.23467 | 0.2338 | 0.23293 | 0.2316 | 0.2315 | 0.22563 | 0.2161 | 0.21343 | 0.21087 | 0.17564 | 0.19104 | 0.19457 | 0.19582 | 0.19618 | 0.2033 | 0.20456 | 0.20574 | 0.20685 | 0.20778 | 0.19904 | 0.19852 | 0.19824 | 0.19776 | 0.19756 | 0.19736 | 0.22932
AZ | Battery | [7 empty] | 0 | 0 | -0.0073333 | -0.0073333 | -0.017 | -0.024 | -0.027 | -0.0275 | -0.033 | -0.0355 | -0.03925 | -0.04325 | -0.0455 | -0.0475 | -0.049 | -0.05 | -0.05075 | -0.05175 | -0.052 | -0.0525 | -0.05275 | -0.05275 | -0.05275 | -0.053 | -0.052 | -0.05075 | -0.05 | -0.0495 | -0.04875 | -0.0485 | -0.04825 | -0.04825 | -0.048 | -0.04775 | -0.042164
AZ | Biopower | 0.123 | 0.143 | 0.162 | 0.162 | 0.162 | 0.138 | 0.111 | 0.111 | 0.111 | 0.111 | 0.111 | 0.111 | 0.111 | 0.111 | 0.111 | 0.111 | 0.111 | 0.111 | 0.111 | 0.111 | 0.111 | 0.111 | 0.111 | 0.111 | 0.111 | 0.111 | 0.107 | 0.103 | 0.099 | 0.096 | 0.092 | 0.09 | 0.088 | 0.087 | 0.085 | 0.084 | 0.084 | 0.084 | 0.084 | 0.084 | 0.084 | 0.1088
AZ | Coal | 0.846 | 0.846 | 0.846 | 0.846 | 0.846 | 0.828 | 0.8085 | 0.825 | 0.846 | 0.82 | 0.7865 | 0.801 | 0.8225 | 0.8335 | 0.845 | 0.8455 | 0.846 | 0.846 | 0.846 | 0.845 | 0.844 | 0.7805 | 0.6665 | 0.6665 | 0.6665 | [16 empty] | 0.81194
AZ | CSP | 0 | 0 | 0 | 0.328 | 0.3305 | 0.3305 | 0.3305 | 0.3305 | 0.3305 | 0.3305 | 0.3305 | 0.3305 | 0.3305 | 0.3305 | 0.3305 | 0.3305 | 0.3305 | 0.3305 | 0.3305 | 0.3305 | 0.3305 | 0.3305 | 0.3305 | 0.3305 | 0.3305 | 0.3305 | 0.5555 | 0.616 | 0.6445 | 0.661 | 0.6715 | 0.6805 | 0.69 | 0.6995 | 0.71 | 0.775 | 0.775 | 0.775 | 0.775 | 0.775 | 0.775 | 0.42273
AZ | Dist PV | 0.2205 | 0.2205 | 0.2205 | 0.2205 | 0.2205 | 0.2205 | 0.2205 | 0.2205 | 0.2205 | 0.2205 | 0.2205 | 0.2205 | 0.2205 | 0.2195 | 0.21875 | 0.20825 | 0.19825 | 0.205 | 0.21125 | 0.21575 | 0.2205 | 0.2205 | 0.2205 | 0.20425 | 0.1895 | 0.1745 | 0.1805 | 0.186 | 0.1915 | 0.1965 | 0.2015 | 0.20525 | 0.20925 | 0.213 | 0.21675 | 0.2205 | 0.2195 | 0.21875 | 0.21775 | 0.217 | 0.21625 | 0.21178
AZ | Gas CCGT | 0.1955 | 0.2245 | 0.253 | 0.272 | 0.2905 | 0.294 | 0.297 | 0.283 | 0.2695 | 0.2705 | 0.272 | 0.2325 | 0.1925 | 0.1725 | 0.1525 | 0.14 | 0.1285 | 0.119 | 0.11 | 0.1095 | 0.109 | 0.0795 | 0.0495 | 0.0475 | 0.0455 | 0.0435 | 0.039 | 0.0345 | 0.03 | 0.026 | 0.0215 | 0.0215 | 0.0215 | 0.0215 | 0.021 | 0.021 | 0.0195 | 0.0175 | 0.016 | 0.0145 | 0.013 | 0.12173
AZ | Gas CT | 0 | 0 | 0 | 0 | 0 | 0 | 0 | 0 | 0 | 0 | 0 | 0 | 0 | 0 | 0 | 0 | 0 | 0 | 0 | 0 | 0 | 0 | 0 | 0 | 0 | 0 | 0 | 0 | 0 | 0 | 0 | 0 | 0 | 0 | 0 | 0 | 0 | 0 | 0 | 0 | 0 | 0
AZ | Geothermal
AZ | Hydro | 0.2865 | 0.3165 | 0.347 | 0.3065 | 0.2665 | 0.2825 | 0.298 | 0.298 | 0.298 | 0.304 | 0.3095 | 0.309 | 0.309 | 0.3095 | 0.3105 | 0.31 | 0.3095 | 0.3085 | 0.307 | 0.3065 | 0.3065 | 0.3065 | 0.306 | 0.3065 | 0.307 | 0.3075 | 0.3075 | 0.3075 | 0.3075 | 0.3075 | 0.308 | 0.3075 | 0.3075 | 0.3075 | 0.307 | 0.307 | 0.3025 | 0.2985 | 0.294 | 0.2905 | 0.286 | 0.30435
AZ | Nuclear | 0.902 | 0.902 | 0.902 | 0.902 | 0.902 | 0.902 | 0.902 | 0.902 | 0.902 | 0.902 | 0.902 | 0.902 | 0.902 | 0.902 | 0.902 | 0.902 | 0.902 | 0.902 | 0.902 | 0.902 | 0.902 | 0.902 | 0.902 | 0.902 | 0.902 | 0.902 | 0.877 | 0.852 | 0.827 | 0.802 | 0.777 | 0.758 | 0.738 | 0.719 | 0.699 | 0.68 | 0.68 | 0.68 | 0.68 | 0.68 | 0.68 | 0.84344
AZ | Other | 0 | 0 | 0 | 0 | 0 | 0 | 0 | 0 | 0 | 0 | 0 | 0 | 0 | 0 | 0 | 0 | 0 | 0 | 0 | 0 | 0 | 0 | 0 | 0 | 0 | 0 | 0 | 0 | 0 | 0 | 0 | 0 | 0 | 0 | 0 | [6 empty] | 0
AZ | Utility PV | 0.309 | 0.30567 | 0.30567 | 0.30675 | 0.30625 | 0.305 | 0.30425 | 0.3035 | 0.30225 | 0.30225 | 0.301 | 0.2985 | 0.2975 | 0.29675 | 0.29575 | 0.29125 | 0.2885 | 0.2875 | 0.2855 | 0.28325 | 0.28075 | 0.2805 | 0.2805 | 0.279 | 0.27725 | 0.27575 | 0.2745 | 0.273 | 0.2715 | 0.27 | 0.2685 | 0.27125 | 0.273 | 0.27425 | 0.27525 | 0.27625 | 0.27625 | 0.277 | 0.277 | 0.27725 | 0.278 | 0.28639
AZ | Wind offshore
AZ | Wind onshore | 0.312 | 0.3285 | 0.3285 | 0.3285 | 0.3285 | 0.3265 | 0.325 | 0.3215 | 0.3175 | 0.334 | 0.3355 | 0.34 | 0.345 | 0.33367 | 0.32033 | 0.33 | 0.331 | 0.32667 | 0.32467 | 0.31267 | 0.31233 | 0.318 | 0.32033 | 0.31933 | 0.318 | 0.31633 | 0.317 | 0.31733 | 0.31733 | 0.317 | 0.31667 | 0.31933 | 0.32167 | 0.32433 | 0.32667 | 0.32967 | 0.33033 | 0.33167 | 0.333 | 0.335 | 0.337 | 0.32479
CA | CA | 0.33337 | 0.28769 | 0.266 | 0.26345 | 0.25761 | 0.25505 | 0.23657 | 0.2353 | 0.23438 | 0.22827 | 0.22484 | 0.21703 | 0.2155 | 0.21682 | 0.21695 | 0.21341 | 0.19171 | 0.18941 | 0.18403 | 0.18328 | 0.18221 | 0.19045 | 0.19228 | 0.1955 | 0.19915 | 0.20278 | 0.20233 | 0.2021 | 0.202 | 0.20233 | 0.20169 | 0.20133 | 0.20092 | 0.20049 | 0.20013 | 0.21054 | 0.21078 | 0.21116 | 0.21151 | 0.21173 | 0.21214 | 0.21648
CA | Battery |  | 0 | 0 | 0 | 0 | 0 | 0 | 0 | 0 | -0.004 | -0.0053333 | -0.00825 | -0.00875 | -0.0135 | -0.016 | -0.01975 | -0.023 | -0.032 | -0.04 | -0.04275 | -0.04525 | -0.04525 | -0.045 | -0.044 | -0.04225 | -0.04125 | -0.04125 | -0.0415 | -0.0415 | -0.0415 | -0.042 | -0.0425 | -0.043 | -0.0435 | -0.044 | -0.04425 | -0.04425 | -0.044 | -0.04375 | -0.044 | -0.0435 | -0.029827
CA | Biopower | 0.27825 | 0.24925 | 0.218 | 0.25125 | 0.28375 | 0.25125 | 0.2185 | 0.21725 | 0.21575 | 0.213 | 0.21 | 0.2125 | 0.215 | 0.215 | 0.215 | 0.216 | 0.217 | 0.22475 | 0.23225 | 0.24875 | 0.265 | 0.26075 | 0.25675 | 0.293 | 0.33025 | 0.36775 | 0.36725 | 0.36725 | 0.36925 | 0.37475 | 0.428 | 0.421 | 0.41367 | 0.406 | 0.39767 | 0.389 | 0.38067 | 0.37233 | 0.36367 | 0.35433 | 0.34533 | 0.2891
CA | Coal | Column Labels 2010: 0.846; Column Labels 2011: 0.6955; Column Labels 2012: 0.423; Column Labels 2013: 0.423; Column Labels 2014: 0.846; Column Labels 2015: 0.846 | 0.6467
CA | CSP | 0 | 0 | 0 | 0 | 0 | 0 | 0 | 0 | 0 | 0 | 0 | 0 | 0 | 0 | 0 | 0 | 0 | 0 | 0 | 0.032 | 0.056667 | 0.084 | 0.10467 | 0.10967 | 0.11467 | 0.119 | 0.12267 | 0.127 | 0.13133 | 0.136 | 0.14067 | 0.16133 | 0.182 | 0.20233 | 0.223 | 0.73 | 0.73 | 0.73 | 0.73 | 0.73 | 0.73 | 0.097417
CA | Dist PV | 0.20275 | 0.20275 | 0.20275 | 0.20275 | 0.20275 | 0.20275 | 0.20275 | 0.20275 | 0.20275 | 0.20275 | 0.20275 | 0.20275 | 0.20275 | 0.20275 | 0.20275 | 0.20275 | 0.20275 | 0.20275 | 0.20275 | 0.20275 | 0.20275 | 0.201 | 0.19925 | 0.196 | 0.1925 | 0.189 | 0.1905 | 0.19175 | 0.193 | 0.19425 | 0.1955 | 0.184 | 0.1725 | 0.16125 | 0.15025 | 0.1395 | 0.147 | 0.154 | 0.16175 | 0.16875 | 0.17675 | 0.19064
CA | Gas CCGT | 0.73367 | 0.67133 | 0.60967 | 0.67067 | 0.731 | 0.71033 | 0.68967 | 0.683 | 0.67667 | 0.63967 | 0.60567 | 0.58333 | 0.56133 | 0.56967 | 0.578 | 0.54 | 0.502 | 0.44367 | 0.38567 | 0.348 | 0.31033 | 0.32567 | 0.34033 | 0.34233 | 0.34367 | 0.345 | 0.332 | 0.31967 | 0.30667 | 0.29367 | 0.28067 | 0.27033 | 0.25933 | 0.249 | 0.238 | 0.22767 | 0.22967 | 0.23267 | 0.235 | 0.23767 | 0.24067 | 0.43641
CA | Gas CT | 0.0045 | 0.003 | 0.00125 | 0.006 | 0.01025 | 0.005 | 0 | 0.00025 | 0.0005 | 0.00025 | 0 | 0 | 0 | 0 | 0 | 0 | 0 | 0 | 0 | 0 | 0 | 0 | 0 | 0 | 0 | 0 | 0 | 0 | 0 | 0 | 0 | 0 | 0 | 0 | 0 | 0 | 0 | 0 | 0 | 0 | 0 | 0.0007561
CA | Geothermal | 0.75 | 0.75 | 0.75 | 0.75 | 0.75 | 0.75 | 0.75 | 0.75 | 0.75 | 0.75 | 0.75 | 0.75 | 0.75 | 0.75 | 0.75 | 0.75 | 0.75 | 0.75 | 0.75 | 0.75 | 0.75 | 0.75 | 0.75 | 0.75 | 0.75 | 0.75 | 0.7495 | 0.7495 | 0.749 | 0.7485 | 0.748 | 0.7485 | 0.749 | 0.749 | 0.7495 | 0.7495 | 0.7495 | 0.7495 | 0.7495 | 0.749 | 0.749 | 0.74967
CA | Hydro | 0.256 | 0.229 | 0.236 | 0.19175 | 0.148 | 0.179 | 0.20975 | 0.20975 | 0.20975 | 0.18825 | 0.1875 | 0.1875 | 0.1875 | 0.18525 | 0.18325 | 0.17925 | 0.1755 | 0.17375 | 0.1715 | 0.17075 | 0.1695 | 0.17025 | 0.1705 | 0.1695 | 0.1685 | 0.1675 | 0.16775 | 0.168 | 0.1685 | 0.16875 | 0.16925 | 0.1675 | 0.16575 | 0.164 | 0.1625 | 0.16075 | 0.161 | 0.16125 | 0.1615 | 0.162 | 0.162 | 0.17915
CA | Nuclear | Column Labels 2010: 0.902; Column Labels 2011: 0.902; Column Labels 2012: 0.902; Column Labels 2013: 0.902; Column Labels 2014: 0.902; Column Labels 2015: 0.902; Column Labels 2016: 0.902; Column Labels 2017: 0.902; Column Labels 2018: 0.902; Column Labels 2019: 0.902; Column Labels 2020: 0.902; Column Labels 2021: 0.902; Column Labels 2022: 0.902; Column Labels 2023: 0.902; Column Labels 2024: 0.902; Column Labels 2025: 0.902 | 0.902
CA | Other | 0 | 0 | 0 | 0 | 0 | 0 | 0 | 0 | 0 | 0 | 0 | 0 | 0 | 0 | 0 | 0 | 0 | 0 | 0 | 0 | 0 | 0 | 0 | 0 | 0 | 0 | 0 | 0 | 0 | 0 | 0 | 0 | 0 | 0 | 0 | 0 | 0 | 0 | 0 | 0 | 0 | 0
CA | Utility PV | 0.303 | 0.30333 | 0.30333 | 0.30567 | 0.306 | 0.30433 | 0.30367 | 0.30267 | 0.30133 | 0.3 | 0.29867 | 0.29833 | 0.29767 | 0.291 | 0.2905 | 0.2895 | 0.2885 | 0.286 | 0.2835 | 0.27925 | 0.2755 | 0.276 | 0.276 | 0.27375 | 0.2715 | 0.2695 | 0.268 | 0.26725 | 0.26575 | 0.26475 | 0.26375 | 0.264 | 0.2645 | 0.26475 | 0.265 | 0.265 | 0.26525 | 0.2655 | 0.26575 | 0.266 | 0.26575 | 0.28005
CA | Wind offshore | Column Labels 2031: 0.414; Column Labels 2032: 0.414; Column Labels 2033: 0.397; Column Labels 2034: 0.394; Column Labels 2035: 0.393; Column Labels 2036: 0.389; Column Labels 2037: 0.387; Column Labels 2038: 0.386; Column Labels 2039: 0.386; Column Labels 2040: 0.385; Column Labels 2041: 0.393; Column Labels 2042: 0.399; Column Labels 2043: 0.403; Column Labels 2044: 0.407; Column Labels 2045: 0.41; Column Labels 2046: 0.409; Column Labels 2047: 0.408; Column Labels 2048: 0.407; Column Labels 2049: 0.406; Column Labels 2050: 0.405 | 0.3996
CA | Wind onshore | 0.29967 | 0.28833 | 0.28433 | 0.284 | 0.28367 | 0.28267 | 0.28233 | 0.27567 | 0.27367 | 0.27333 | 0.273 | 0.274 | 0.27467 | 0.27433 | 0.27433 | 0.27667 | 0.27867 | 0.28375 | 0.28 | 0.26825 | 0.25875 | 0.256 | 0.253 | 0.2535 | 0.25375 | 0.254 | 0.258 | 0.26175 | 0.2655 | 0.26925 | 0.27275 | 0.278 | 0.28375 | 0.29 | 0.297 | 0.30425 | 0.3035 | 0.3035 | 0.30325 | 0.30325 | 0.3035 | 0.27818
CO | CO | 0.21747 | 0.21933 | 0.22794 | 0.22644 | 0.22672 | 0.25094 | 0.26983 | 0.25026 | 0.24563 | 0.24337 | 0.241 | 0.23632 | 0.23326 | 0.2217 | 0.2243 | 0.2241 | 0.2231 | 0.2156 | 0.2082 | 0.20705 | 0.17779 | 0.17084 | 0.16374 | 0.16416 | 0.16495 | 0.13589 | 0.13461 | 0.13361 | 0.13256 | 0.13144 | 0.13061 | 0.14478 | 0.15356 | 0.15978 | 0.16417 | 0.17741 | 0.17688 | 0.17612 | 0.17529 | 0.17406 | 0.17276 | 0.19413
CO | Battery | [7 empty] | 0 | 0 | 0 | 0 | 0 | 0 | -0.0235 | -0.0235 | -0.03 | -0.037 | -0.048 | -0.057 | -0.0575 | -0.058 | -0.062 | -0.0665 | -0.0685 | -0.07 | -0.071 | -0.074 | -0.0745 | -0.074 | -0.0735 | -0.073 | -0.0725 | -0.0715 | -0.0705 | -0.07 | -0.0685 | -0.069 | -0.0685 | -0.0685 | -0.0685 | -0.068 | -0.056032
CO | Biopower | 0.129 | 0.171 | 0.204 | 0.147 | 0.115 | 0.115 | 0.115 | 0.115 | 0.115 | 0.115 | 0.115 | 0.115 | 0.115 | 0.115 | 0.115 | 0.115 | 0.115 | 0.115 | 0.115 | 0.115 | 0.115 | 0.115 | 0.115 | 0.177 | 0.246 | 0.325 | 0.323 | 0.32 | 0.317 | 0.314 | 0.312 | 0.299 | 0.287 | 0.274 | 0.262 | 0.249 | 0.23 | 0.208 | 0.185 | 0.159 | 0.131 | 0.1818
CO | Coal | 0.8095 | 0.7755 | 0.741 | 0.788 | 0.8385 | 0.7825 | 0.718 | 0.772 | 0.834 | 0.7445 | 0.6555 | 0.712 | 0.794 | 0.8105 | 0.8315 | 0.832 | 0.8245 | 0.804 | 0.783 | 0.782 | 0.82 | 0.766 | 0.713 | 0.713 | 0.713 | [16 empty] | 0.77756
CO | CSP |  | 0 | 0 | 0 | 0 | 0 | 0 | 0 | 0 | 0 | 0 | 0 | 0 | 0 | 0 | 0 | 0 | 0 | 0 | 0 | 0 | 0 | 0 | 0 | 0 | 0 | 0 | 0 | 0 | 0 | 0 | 0.254 | 0.412 | 0.52 | 0.598 | 0.657 | 0.657 | 0.657 | 0.657 | 0.657 | 0.657 | 0.14315
CO | Dist PV | 0.2015 | 0.2015 | 0.2015 | 0.2015 | 0.2015 | 0.2015 | 0.2015 | 0.2015 | 0.2015 | 0.2015 | 0.2015 | 0.2015 | 0.2015 | 0.2015 | 0.2015 | 0.2015 | 0.2015 | 0.2015 | 0.2015 | 0.2015 | 0.2015 | 0.2015 | 0.2015 | 0.2015 | 0.2015 | 0.2015 | 0.2015 | 0.2015 | 0.2015 | 0.2015 | 0.2015 | 0.2015 | 0.2015 | 0.2015 | 0.2015 | 0.2015 | 0.2015 | 0.2015 | 0.2015 | 0.2015 | 0.2015 | 0.2015
CO | Gas CCGT | 0.0185 | 0.1285 | 0.2065 | 0.1985 | 0.19 | 0.445 | 0.6615 | 0.556 | 0.45 | 0.516 | 0.582 | 0.4685 | 0.3545 | 0.3535 | 0.3525 | 0.358 | 0.3645 | 0.3325 | 0.3005 | 0.2945 | 0.2885 | 0.2535 | 0.2185 | 0.19 | 0.162 | 0.134 | 0.119 | 0.104 | 0.089 | 0.0735 | 0.059 | 0.061 | 0.0635 | 0.066 | 0.0685 | 0.071 | 0.065 | 0.0585 | 0.0525 | 0.046 | 0.0395 | 0.22961
CO | Gas CT | 0 | 0 | 0 | 0 | 0 | 0 | 0 | 0 | 0 | 0 | 0 | 0 | 0 | 0 | 0 | 0 | 0 | 0.0005 | 0.0005 | 0.0015 | 0.002 | 0.001 | 0 | 0.001 | 0.002 | 0.0035 | 0.0025 | 0.002 | 0.0015 | 0.0005 | 0 | 0 | 0 | 0 | 0 | 0 | 0 | 0 | 0 | 0 | 0 | 0.00045122
CO | Geothermal
CO | Hydro | 0.168 | 0.179 | 0.1895 | 0.1645 | 0.14 | 0.159 | 0.1785 | 0.1785 | 0.1785 | 0.1785 | 0.1785 | 0.1775 | 0.176 | 0.175 | 0.1735 | 0.1725 | 0.1715 | 0.164 | 0.1565 | 0.156 | 0.1565 | 0.158 | 0.1595 | 0.1625 | 0.1655 | 0.1685 | 0.1675 | 0.1665 | 0.1655 | 0.1645 | 0.1635 | 0.1625 | 0.161 | 0.16 | 0.1585 | 0.157 | 0.1615 | 0.166 | 0.171 | 0.1755 | 0.18 | 0.16746
CO | Nuclear
CO | Other | 0 | 0 | 0 | 0 | 0 | 0 | 0 | 0 | 0 | 0 | 0 | 0 | 0 | 0 | 0 | 0 | 0 | 0 | 0 | 0 | 0 | 0 | 0 | 0 | 0 | 0 | 0 | 0 | 0 | 0 | 0 | 0 | 0 | 0 | 0 | 0 | 0 | 0 | 0 | 0 | 0 | 0
CO | Utility PV | 0.28 | 0.279 | 0.2785 | 0.2775 | 0.2765 | 0.278 | 0.278 | 0.277 | 0.2765 | 0.2755 | 0.2735 | 0.2825 | 0.2835 | 0.283 | 0.282 | 0.281 | 0.2795 | 0.278 | 0.277 | 0.275 | 0.274 | 0.273 | 0.2715 | 0.271 | 0.2705 | 0.2695 | 0.268 | 0.267 | 0.2655 | 0.264 | 0.263 | 0.262 | 0.26 | 0.259 | 0.258 | 0.257 | 0.256 | 0.2555 | 0.255 | 0.2545 | 0.2545 | 0.27073
CO | Wind offshore
CO | Wind onshore | 0.3065 | 0.325 | 0.3325 | 0.3345 | 0.3365 | 0.335 | 0.3335 | 0.335 | 0.3355 | 0.3385 | 0.341 | 0.3455 | 0.349 | 0.3595 | 0.368 | 0.3685 | 0.369 | 0.366 | 0.3625 | 0.36 | 0.357 | 0.3575 | 0.357 | 0.357 | 0.356 | 0.3545 | 0.3655 | 0.376 | 0.3855 | 0.3955 | 0.4055 | 0.412 | 0.418 | 0.425 | 0.431 | 0.437 | 0.445 | 0.4515 | 0.4575 | 0.4625 | 0.467 | 0.375
CT | CT | 0.38175 | 0.36338 | 0.336 | 0.32067 | 0.31889 | 0.29564 | 0.29445 | 0.29064 | 0.28773 | 0.28591 | 0.28409 | 0.28718 | 0.313 | 0.32727 | 0.33036 | 0.32527 | 0.32009 | 0.31236 | 0.30564 | 0.29718 | 0.29264 | 0.28155 | 0.27027 | 0.27591 | 0.27591 | 0.27482 | 0.27109 | 0.26791 | 0.26418 | 0.25936 | 0.25282 | 0.25191 | 0.25055 | 0.24855 | 0.24555 | 0.24018 | 0.24173 | 0.24291 | 0.24427 | 0.24536 | 0.1808 | 0.28256
CT | Battery | [5 empty] | -0.001 | -0.001 | -0.001 | -0.001 | 0 | 0 | 0 | 0 | 0 | 0 | 0 | 0 | -0.03 | -0.061 | -0.069 | -0.078 | -0.078 | -0.079 | -0.058 | -0.057 | -0.057 | -0.07 | -0.071 | -0.071 | -0.071 | -0.071 | -0.07 | -0.07 | -0.069 | -0.068 | -0.068 | -0.055 | -0.043 | -0.03 | -0.017 | -0.004 | -0.039417
CT | Biopower | 0.471 | 0.463 | 0.454 | 0.426 | 0.402 | 0.394 | 0.385 | 0.385 | 0.385 | 0.385 | 0.385 | 0.383 | 0.38 | 0.38 | 0.38 | 0.38 | 0.38 | 0.38 | 0.38 | 0.38 | 0.38 | 0.38 | 0.38 | 0.387 | 0.395 | 0.402 | 0.386 | 0.366 | 0.339 | 0.301 | 0.242 | 0.225 | 0.203 | 0.174 | 0.132 | 0.067 | 0.061 | 0.054 | 0.047 | 0.04 | 0.032 | 0.31588
CT | Coal | Column Labels 2010: 0.354; Column Labels 2011: 0.211; Column Labels 2012: 0; Column Labels 2013: 0.015; Column Labels 2014: 0.03; Column Labels 2015: 0.015; Column Labels 2016: 0; Column Labels 2017: 0; Column Labels 2018: 0; Column Labels 2019: 0; Column Labels 2020: 0; Column Labels 2021: 0 | 0.052083
CT | CSP
CT | Dist PV | 0.156 | 0.156 | 0.156 | 0.156 | 0.156 | 0.156 | 0.156 | 0.156 | 0.156 | 0.156 | 0.156 | 0.156 | 0.156 | 0.156 | 0.156 | 0.156 | 0.156 | 0.156 | 0.156 | 0.156 | 0.156 | 0.156 | 0.156 | 0.156 | 0.156 | 0.156 | 0.156 | 0.156 | 0.156 | 0.156 | 0.156 | 0.156 | 0.156 | 0.156 | 0.156 | 0.156 | 0.156 | 0.156 | 0.156 | 0.156 | 0.156 | 0.156
CT | Gas CCGT | 0.839 | 0.848 | 0.854 | 0.855 | 0.855 | 0.855 | 0.855 | 0.811 | 0.778 | 0.755 | 0.736 | 0.709 | 0.683 | 0.719 | 0.755 | 0.699 | 0.643 | 0.566 | 0.489 | 0.463 | 0.436 | 0.348 | 0.26 | 0.236 | 0.212 | 0.188 | 0.182 | 0.175 | 0.169 | 0.162 | 0.156 | 0.157 | 0.159 | 0.16 | 0.162 | 0.163 | 0.164 | 0.164 | 0.164 | 0.164 | 0.164 | 0.46127
CT | Gas CT | 0.004 | 0.004 | 0.004 | 0.004 | 0.004 | 0.004 | 0.004 | 0.004 | 0.004 | 0.004 | 0.003 | 0.003 | 0.003 | 0.003 | 0.003 | 0.003 | 0.003 | 0.001 | 0 | 0 | 0 | 0 | 0 | 0 | 0 | 0 | 0 | 0 | 0 | 0 | 0 | 0 | 0 | 0 | 0 | 0 | 0 | 0 | 0 | 0 | 0 | 0.0015122
CT | Geothermal
CT | Hydro | 0.328 | 0.323 | 0.318 | 0.311 | 0.304 | 0.316 | 0.328 | 0.33 | 0.331 | 0.332 | 0.332 | 0.332 | 0.332 | 0.332 | 0.331 | 0.332 | 0.332 | 0.363 | 0.401 | 0.405 | 0.409 | 0.409 | 0.409 | 0.409 | 0.409 | 0.409 | 0.409 | 0.409 | 0.409 | 0.409 | 0.409 | 0.409 | 0.409 | 0.409 | 0.409 | 0.409 | 0.409 | 0.409 | 0.409 | 0.409 | 0.409 | 0.37322
CT | Nuclear | 0.902 | 0.902 | 0.902 | 0.902 | 0.902 | 0.902 | 0.902 | 0.902 | 0.902 | 0.902 | 0.902 | 0.902 | 0.902 | 0.902 | 0.902 | 0.902 | 0.902 | 0.902 | 0.902 | 0.902 | 0.902 | 0.902 | 0.902 | 0.902 | 0.902 | 0.902 | 0.902 | 0.902 | 0.902 | 0.902 | 0.902 | 0.902 | 0.902 | 0.902 | 0.902 | 0.902 | 0.902 | 0.902 | 0.902 | 0.902 |  | 0.902
CT | Other | 0 | 0 | 0 | 0 | 0 | 0 | 0 | 0 | 0 | 0 | 0 | 0 | 0 | 0 | 0 | 0 | 0 | 0 | 0 | 0 | 0 | 0 | 0 | 0 | 0 | 0 | 0 | 0 | 0 | 0 | 0 | 0 | 0 | 0 | 0 | 0 | 0 | 0 | 0 | 0 | 0 | 0
CT | Utility PV |  |  |  | 0.217 | 0.217 | 0.217 | 0.216 | 0.216 | 0.216 | 0.217 | 0.217 | 0.216 | 0.215 | 0.214 | 0.213 | 0.212 | 0.211 | 0.21 | 0.209 | 0.207 | 0.206 | 0.205 | 0.204 | 0.204 | 0.204 | 0.204 | 0.206 | 0.208 | 0.209 | 0.21 | 0.21 | 0.209 | 0.208 | 0.207 | 0.206 | 0.205 | 0.205 | 0.205 | 0.206 | 0.206 | 0.206 | 0.20982
CT | Wind offshore | [13 empty] | 0.435 | 0.435 | 0.435 | 0.435 | 0.435 | 0.435 | 0.385 | 0.378 | 0.386 | 0.393 | 0.394 | 0.395 | 0.395 | 0.395 | 0.394 | 0.393 | 0.392 | 0.392 | 0.393 | 0.394 | 0.395 | 0.396 | 0.397 | 0.397 | 0.397 | 0.397 | 0.397 | 0.397 | 0.40221
CT | Wind onshore | [5 empty] | 0.394 | 0.394 | 0.394 | 0.394 | 0.394 | 0.394 | 0.458 | 0.459 | 0.459 | 0.459 | 0.459 | 0.459 | 0.453 | 0.451 | 0.44 | 0.43 | 0.389 | 0.348 | 0.405 | 0.419 | 0.424 | 0.416 | 0.408 | 0.4 | 0.392 | 0.385 | 0.39 | 0.395 | 0.4 | 0.406 | 0.411 | 0.42 | 0.428 | 0.436 | 0.442 | 0.448 | 0.41814
DE | DE | 0.26683 | 0.257 | 0.23257 | 0.21629 | 0.19971 | 0.21443 | 0.22686 | 0.21071 | 0.19471 | 0.20314 | 0.21157 | 0.236 | 0.26557 | 0.25514 | 0.24457 | 0.22771 | 0.21357 | 0.20971 | 0.204 | 0.16375 | 0.15887 | 0.158 | 0.15737 | 0.1555 | 0.15413 | 0.15275 | 0.15175 | 0.15088 | 0.14988 | 0.149 | 0.14813 | 0.17044 | 0.17111 | 0.17189 | 0.17267 | 0.17322 | 0.17378 | 0.17356 | 0.17322 | 0.17256 | 0.17189 | 0.18909
DE | Battery | Column Labels 2029: -0.07; Column Labels 2030: -0.07; Column Labels 2031: -0.066; Column Labels 2032: -0.065; Column Labels 2033: -0.062; Column Labels 2034: -0.059; Column Labels 2035: -0.057; Column Labels 2036: -0.059; Column Labels 2037: -0.061; Column Labels 2038: -0.063; Column Labels 2039: -0.064; Column Labels 2040: -0.066; Column Labels 2041: -0.065; Column Labels 2042: -0.065; Column Labels 2043: -0.064; Column Labels 2044: -0.064; Column Labels 2045: -0.064; Column Labels 2046: -0.064; Column Labels 2047: -0.063; Column Labels 2048: -0.063; Column Labels 2049: -0.063; Column Labels 2050: -0.063 | -0.063636
DE | Biopower | 0.522 | 0.522 | 0.522 | 0.522 | 0.522 | 0.522 | 0.522 | 0.522 | 0.522 | 0.522 | 0.522 | 0.522 | 0.522 | 0.522 | 0.522 | 0.522 | 0.522 | 0.522 | 0.522 | 0.522 | 0.522 | 0.522 | 0.522 | 0.522 | 0.522 | 0.522 | 0.522 | 0.522 | 0.522 | 0.522 | 0.522 | 0.522 | 0.522 | 0.522 | 0.522 | 0.522 | 0.509 | 0.496 | 0.483 | 0.47 | 0.456 | 0.51722
DE | Coal | Column Labels 2010: 0.622; Column Labels 2011: 0.383; Column Labels 2012: 0.012; Column Labels 2013: 0.01; Column Labels 2014: 0.006; Column Labels 2015: 0.003; Column Labels 2016: 0; Column Labels 2017: 0; Column Labels 2018: 0; Column Labels 2019: 0; Column Labels 2020: 0; Column Labels 2021: 0 | 0.086333
DE | CSP
DE | Dist PV | 0.168 | 0.168 | 0.168 | 0.168 | 0.168 | 0.168 | 0.168 | 0.168 | 0.168 | 0.168 | 0.168 | 0.168 | 0.168 | 0.168 | 0.168 | 0.168 | 0.168 | 0.168 | 0.168 | 0.168 | 0.168 | 0.168 | 0.168 | 0.168 | 0.168 | 0.168 | 0.168 | 0.168 | 0.168 | 0.168 | 0.168 | 0.168 | 0.168 | 0.168 | 0.168 | 0.168 | 0.168 | 0.168 | 0.168 | 0.168 | 0.168 | 0.168
DE | Gas CCGT | 0.285 | 0.485 | 0.685 | 0.574 | 0.463 | 0.57 | 0.661 | 0.549 | 0.438 | 0.498 | 0.558 | 0.531 | 0.503 | 0.431 | 0.359 | 0.263 | 0.168 | 0.128 | 0.088 | 0.059 | 0.029 | 0.029 | 0.028 | 0.023 | 0.017 | 0.011 | 0.009 | 0.007 | 0.005 | 0.002 | 0 | 0 | 0 | 0 | 0 | 0 | 0.004 | 0.008 | 0.012 | 0.016 | 0.021 | 0.20773
DE | Gas CT | 0.004 | 0.004 | 0.004 | 0.004 | 0.004 | 0.004 | 0.004 | 0.004 | 0.004 | 0.004 | 0.004 | 0.004 | 0.004 | 0.004 | 0.003 | 0.002 | 0 | 0 | 0 | 0 | 0 | 0 | 0 | 0 | 0 | 0 | 0 | 0 | 0 | 0 | 0 | 0 | 0 | 0 | 0 | 0 | 0 | 0 | 0 | 0 | 0 | 0.0014878
DE | Geothermal
DE | Hydro
DE | Nuclear
DE | Other | 0 | 0 | 0 | 0 | 0 | 0 | 0 | 0 | 0 | 0 | 0 | 0 | 0 | 0 | 0 | 0 | 0 | 0 | 0 | 0 | 0 | 0 | 0 | 0 | 0 | 0 | 0 | 0 | 0 | 0 | 0 | 0 | 0 | 0 | 0 | 0 | 0 | 0 | 0 | 0 | 0 | 0
DE | Utility PV |  | 0.237 | 0.237 | 0.236 | 0.235 | 0.234 | 0.233 | 0.232 | 0.231 | 0.23 | 0.229 | 0.228 | 0.227 | 0.226 | 0.225 | 0.224 | 0.222 | 0.235 | 0.236 | 0.235 | 0.234 | 0.228 | 0.226 | 0.228 | 0.231 | 0.233 | 0.231 | 0.23 | 0.229 | 0.228 | 0.227 | 0.226 | 0.225 | 0.224 | 0.223 | 0.221 | 0.222 | 0.222 | 0.223 | 0.223 | 0.223 | 0.22873
DE | Wind offshore | Column Labels 2041: 0.342; Column Labels 2042: 0.342; Column Labels 2043: 0.342; Column Labels 2044: 0.342; Column Labels 2045: 0.342; Column Labels 2046: 0.355; Column Labels 2047: 0.362; Column Labels 2048: 0.367; Column Labels 2049: 0.37; Column Labels 2050: 0.373 | 0.3537
DE | Wind onshore | [11 empty] | 0.435 | 0.435 | 0.435 | 0.435 | 0.415 | 0.415 | 0.415 | 0.414 | 0.396 | 0.388 | 0.383 | 0.38 | 0.365 | 0.354 | 0.345 | 0.343 | 0.341 | 0.338 | 0.336 | 0.334 | 0.341 | 0.348 | 0.355 | 0.363 | 0.37 | 0.37 | 0.369 | 0.369 | 0.369 | 0.369 | 0.3775
FL | FL | 0.30696 | 0.29557 | 0.28313 | 0.29791 | 0.2855 | 0.28059 | 0.26936 | 0.26192 | 0.26804 | 0.26192 | 0.26709 | 0.26283 | 0.25852 | 0.24339 | 0.22813 | 0.22752 | 0.23004 | 0.21833 | 0.21933 | 0.21015 | 0.20796 | 0.20974 | 0.21354 | 0.20971 | 0.20593 | 0.19607 | 0.19581 | 0.19567 | 0.19563 | 0.19574 | 0.19578 | 0.19641 | 0.19659 | 0.19659 | 0.19622 | 0.20285 | 0.20292 | 0.20304 | 0.20327 | 0.20369 | 0.2124 | 0.22731
FL | Battery | [7 empty] | 0 | 0 | 0 | 0 | 0 | 0 | -0.005 | -0.009 | -0.046 | -0.049 | -0.0515 | -0.0515 | -0.044333 | -0.044 | -0.044667 | -0.044667 | -0.045667 | -0.046667 | -0.048 | -0.050333 | -0.052333 | -0.054 | -0.055333 | -0.056333 | -0.055333 | -0.054333 | -0.053667 | -0.052667 | -0.052333 | -0.05 | -0.048 | -0.046333 | -0.044667 | -0.043333 | -0.0447
FL | Biopower | 0.41933 | 0.41533 | 0.41133 | 0.426 | 0.43767 | 0.41433 | 0.39067 | 0.39833 | 0.40667 | 0.40667 | 0.407 | 0.407 | 0.407 | 0.407 | 0.407 | 0.407 | 0.407 | 0.40833 | 0.40967 | 0.411 | 0.41267 | 0.41367 | 0.413 | 0.42633 | 0.44133 | 0.45733 | 0.458 | 0.45867 | 0.45867 | 0.45967 | 0.46 | 0.453 | 0.44433 | 0.435 | 0.424 | 0.41033 | 0.397 | 0.385 | 0.37433 | 0.366 | 0.36 | 0.41738
FL | Coal | 0.42267 | 0.24733 | 0.068 | 0.26133 | 0.45833 | 0.31733 | 0.10933 | 0.16967 | 0.24167 | 0.17267 | 0.156 | 0.1525 | 0.1495 | 0.172 | 0.196 | 0.234 | 0.2885 | 0.3015 | 0.3215 | 0.2885 | 0.2355 | 0.2295 | 0.37 | 0.37 | 0.37 | [16 empty] | 0.245
FL | CSP
FL | Dist PV | 0.18333 | 0.18333 | 0.18333 | 0.18333 | 0.18333 | 0.18333 | 0.18333 | 0.18333 | 0.18333 | 0.18333 | 0.18333 | 0.18333 | 0.18333 | 0.18333 | 0.18333 | 0.18333 | 0.18333 | 0.176 | 0.17133 | 0.17 | 0.169 | 0.17233 | 0.17467 | 0.178 | 0.18067 | 0.18333 | 0.18333 | 0.18333 | 0.18333 | 0.18333 | 0.18333 | 0.18333 | 0.18333 | 0.18333 | 0.18333 | 0.18333 | 0.18333 | 0.18333 | 0.18333 | 0.18333 | 0.18333 | 0.18151
FL | Gas CCGT | 0.403 | 0.511 | 0.61633 | 0.50267 | 0.38533 | 0.52733 | 0.685 | 0.65367 | 0.62367 | 0.64433 | 0.665 | 0.637 | 0.609 | 0.47833 | 0.34767 | 0.336 | 0.32467 | 0.32633 | 0.328 | 0.342 | 0.356 | 0.34567 | 0.33567 | 0.286 | 0.23667 | 0.18667 | 0.19133 | 0.196 | 0.201 | 0.20567 | 0.21067 | 0.21067 | 0.21033 | 0.20967 | 0.20833 | 0.20567 | 0.20967 | 0.214 | 0.218 | 0.22233 | 0.22633 | 0.36177
FL | Gas CT | 0.009 | 0.0093333 | 0.0093333 | 0.0076667 | 0.0066667 | 0.009 | 0.012 | 0.010333 | 0.0086667 | 0.0086667 | 0.0086667 | 0.006 | 0.003 | 0.0016667 | 0 | 0.001 | 0.0023333 | 0.0023333 | 0.0023333 | 0.0013333 | 0 | 0 | 0 | 0 | 0 | 0 | 0 | 0 | 0 | 0 | 0 | 0 | 0 | 0 | 0 | 0 | 0 | 0 | 0 | 0 | 0 | 0.0029344
FL | Geothermal
FL | Hydro | 0.371 | 0.346 | 0.32 | 0.384 | 0.448 | 0.416 | 0.385 | 0.385 | 0.385 | 0.386 | 0.388 | 0.391 | 0.393 | 0.393 | 0.393 | 0.393 | 0.393 | 0.393 | 0.393 | 0.393 | 0.393 | 0.393 | 0.393 | 0.393 | 0.393 | 0.393 | 0.393 | 0.393 | 0.393 | 0.393 | 0.393 | 0.393 | 0.393 | 0.393 | 0.393 | 0.393 | 0.393 | 0.393 | 0.393 | 0.393 | 0.393 | 0.39029
FL | Nuclear | 0.902 | 0.902 | 0.902 | 0.902 | 0.902 | 0.902 | 0.902 | 0.902 | 0.902 | 0.902 | 0.902 | 0.902 | 0.902 | 0.902 | 0.902 | 0.902 | 0.902 | 0.902 | 0.902 | 0.902 | 0.902 | 0.902 | 0.902 | 0.902 | 0.902 | 0.902 | 0.902 | 0.902 | 0.902 | 0.902 | 0.902 | 0.902 | 0.902 | 0.902 | 0.902 | 0.902 | 0.902 | 0.902 | 0.902 | 0.902 | 0.902 | 0.902
FL | Other | 0.012333 | 0.007 | 0 | 0 | 0 | 0 | 0 | 0 | 0 | 0 | 0 | 0 | 0 | 0 | 0 | 0 | 0 | 0 | 0 | 0 | 0 | 0 | 0 | 0 | 0 | 0 | 0 | 0 | 0 | 0 | 0 | 0 | 0 | 0 | 0 | 0 | 0 | 0 | 0 | 0 | 0 | 0.00049573
FL | Utility PV | 0.268 | 0.264 | 0.2615 | 0.2605 | 0.2585 | 0.2505 | 0.249 | 0.251 | 0.25133 | 0.25033 | 0.24967 | 0.249 | 0.24833 | 0.251 | 0.25167 | 0.24467 | 0.23867 | 0.23533 | 0.23167 | 0.23467 | 0.23733 | 0.237 | 0.23667 | 0.23333 | 0.231 | 0.22967 | 0.22833 | 0.22733 | 0.22633 | 0.22533 | 0.22367 | 0.22433 | 0.225 | 0.22567 | 0.226 | 0.22633 | 0.226 | 0.22567 | 0.226 | 0.22567 | 0.22533 | 0.2376
FL | Wind offshore | Column Labels 2033: 0.28; Column Labels 2034: 0.28; Column Labels 2035: 0.28; Column Labels 2036: 0.274; Column Labels 2037: 0.271; Column Labels 2038: 0.269; Column Labels 2039: 0.268; Column Labels 2040: 0.267; Column Labels 2041: 0.28; Column Labels 2042: 0.287; Column Labels 2043: 0.293; Column Labels 2044: 0.296; Column Labels 2045: 0.299; Column Labels 2046: 0.313; Column Labels 2047: 0.325; Column Labels 2048: 0.336; Column Labels 2049: 0.345; Column Labels 2050: 0.353 | 0.29533
FL | Wind onshore | Column Labels 2029: 0.248; Column Labels 2030: 0.248; Column Labels 2031: 0.2685; Column Labels 2032: 0.2705; Column Labels 2033: 0.231; Column Labels 2034: 0.23067; Column Labels 2035: 0.23067; Column Labels 2036: 0.22867; Column Labels 2037: 0.226; Column Labels 2038: 0.224; Column Labels 2039: 0.222; Column Labels 2040: 0.22; Column Labels 2041: 0.22667; Column Labels 2042: 0.23333; Column Labels 2043: 0.24; Column Labels 2044: 0.24667; Column Labels 2045: 0.25333; Column Labels 2046: 0.25667; Column Labels 2047: 0.25967; Column Labels 2048: 0.26267; Column Labels 2049: 0.266; Column Labels 2050: 0.269 | 0.24258
GA | GA | 0.33187 | 0.31567 | 0.29789 | 0.29567 | 0.30389 | 0.2798 | 0.2822 | 0.2889 | 0.2967 | 0.2803 | 0.2662 | 0.27564 | 0.27327 | 0.26636 | 0.25991 | 0.25564 | 0.25136 | 0.24445 | 0.24045 | 0.23591 | 0.23436 | 0.22109 | 0.2279 | 0.21625 | 0.21433 | 0.19918 | 0.19909 | 0.19927 | 0.19936 | 0.19964 | 0.19991 | 0.19827 | 0.198 | 0.19809 | 0.19873 | 0.19955 | 0.20245 | 0.20427 | 0.20527 | 0.20573 | 0.20582 | 0.23826
GA | Battery | [5 empty] | -0.001 | -0.001 | 0 | 0 | 0 | 0 | 0 | 0 | 0 | 0 | 0 | 0 | -0.004 | -0.007 | -0.007 | -0.007 | -0.007 |  | -0.054 | -0.054 | -0.054 | -0.058 | -0.061 | -0.062 | -0.063 | -0.064 | -0.063 | -0.062 | -0.062 | -0.061 | -0.061 | -0.057 | -0.054 | -0.051 | -0.049 | -0.047 | -0.0306
GA | Biopower | 0.674 | 0.473 | 0.309 | 0.221 | 0.185 | 0.196 | 0.205 | 0.168 | 0.143 | 0.099 | 0.075 | 0.075 | 0.075 | 0.075 | 0.075 | 0.075 | 0.075 | 0.074 | 0.073 | 0.073 | 0.073 | 0.073 | 0.073 | 0.072 | 0.071 | 0.071 | 0.071 | 0.072 | 0.072 | 0.073 | 0.073 | 0.073 | 0.073 | 0.072 | 0.072 | 0.072 | 0.071 | 0.071 | 0.07 | 0.07 | 0.069 | 0.12012
GA | Coal | 0.723 | 0.433 | 0.15 | 0.446 | 0.785 | 0.593 | 0.363 | 0.489 | 0.615 | 0.479 | 0.343 | 0.332 | 0.322 | 0.4 | 0.485 | 0.532 | 0.579 | 0.57 | 0.561 | 0.555 | 0.548 | 0.459 | 0.361 | 0.361 | 0.361 | [16 empty] | 0.4738
GA | CSP
GA | Dist PV | 0.177 | 0.177 | 0.177 | 0.177 | 0.177 | 0.177 | 0.177 | 0.177 | 0.177 | 0.177 | 0.177 | 0.177 | 0.177 | 0.177 | 0.177 | 0.177 | 0.177 | 0.177 | 0.177 | 0.177 | 0.177 | 0.177 | 0.177 | 0.177 | 0.177 | 0.177 | 0.177 | 0.177 | 0.177 | 0.177 | 0.177 | 0.177 | 0.177 | 0.177 | 0.177 | 0.177 | 0.177 | 0.177 | 0.177 | 0.177 | 0.177 | 0.177
GA | Gas CCGT | 0.076 | 0.518 | 0.823 | 0.577 | 0.331 | 0.587 | 0.842 | 0.82 | 0.797 | 0.814 | 0.832 | 0.816 | 0.8 | 0.647 | 0.494 | 0.405 | 0.316 | 0.293 | 0.27 | 0.281 | 0.292 | 0.234 | 0.175 | 0.165 | 0.155 | 0.145 | 0.15 | 0.155 | 0.159 | 0.164 | 0.169 | 0.181 | 0.193 | 0.204 | 0.216 | 0.228 | 0.222 | 0.217 | 0.211 | 0.206 | 0.2 | 0.37512
GA | Gas CT | 0.004 | 0.004 | 0.004 | 0.004 | 0.004 | 0.004 | 0.004 | 0.004 | 0.004 | 0.004 | 0.004 | 0.004 | 0.004 | 0.002 | 0 | 0 | 0 | 0 | 0 | 0 | 0 | 0 | 0 | 0 | 0 | 0 | 0 | 0 | 0 | 0 | 0 | 0 | 0 | 0 | 0 | 0 | 0 | 0 | 0 | 0 | 0 | 0.0013171
GA | Geothermal
GA | Hydro | 0.099 | 0.082 | 0.064 | 0.082 | 0.099 | 0.088 | 0.078 | 0.079 | 0.08 | 0.082 | 0.084 | 0.085 | 0.086 | 0.087 | 0.087 | 0.083 | 0.079 | 0.072 | 0.065 | 0.063 | 0.061 | 0.059 | 0.057 | 0.055 | 0.052 | 0.05 | 0.05 | 0.05 | 0.049 | 0.049 | 0.049 | 0.05 | 0.051 | 0.051 | 0.052 | 0.053 | 0.058 | 0.063 | 0.068 | 0.072 | 0.077 | 0.068293
GA | Nuclear | 0.902 | 0.902 | 0.902 | 0.902 | 0.902 | 0.902 | 0.902 | 0.902 | 0.902 | 0.902 | 0.902 | 0.902 | 0.902 | 0.902 | 0.902 | 0.902 | 0.902 | 0.902 | 0.902 | 0.902 | 0.902 | 0.902 | 0.902 | 0.902 | 0.902 | 0.902 | 0.902 | 0.902 | 0.902 | 0.902 | 0.902 | 0.902 | 0.902 | 0.902 | 0.902 | 0.902 | 0.889 | 0.876 | 0.864 | 0.851 | 0.838 | 0.89732
GA | Other | 0 | 0 | 0 | 0 | 0 | 0 | 0 | 0 | 0 | 0 | 0 | 0 | 0 | 0 | 0 | 0 | 0 | 0 | 0 | 0 | 0 | 0 | 0 | 0 | 0 | 0 | 0 | 0 | 0 | 0 | 0 | 0 | 0 | 0 | 0 | 0 | 0 | 0 | 0 | 0 | 0 | 0
GA | Utility PV |  | 0.252 | 0.252 | 0.252 | 0.252 | 0.252 | 0.252 | 0.25 | 0.249 | 0.246 | 0.245 | 0.243 | 0.242 | 0.242 | 0.241 | 0.24 | 0.239 | 0.238 | 0.237 | 0.235 | 0.233 | 0.233 | 0.232 | 0.232 | 0.231 | 0.231 | 0.23 | 0.23 | 0.229 | 0.228 | 0.228 | 0.227 | 0.225 | 0.224 | 0.223 | 0.222 | 0.221 | 0.22 | 0.22 | 0.219 | 0.218 | 0.23538
GA | Wind offshore | Column Labels 2033: 0.393; Column Labels 2034: 0.393; Column Labels 2035: 0.393; Column Labels 2036: 0.393; Column Labels 2037: 0.393; Column Labels 2038: 0.393; Column Labels 2039: 0.393; Column Labels 2040: 0.393; Column Labels 2041: 0.36; Column Labels 2042: 0.342; Column Labels 2043: 0.331; Column Labels 2044: 0.323; Column Labels 2045: 0.317; Column Labels 2046: 0.358; Column Labels 2047: 0.386; Column Labels 2048: 0.405; Column Labels 2049: 0.42; Column Labels 2050: 0.432 | 0.37878
GA | Wind onshore | [11 empty] | 0.398 | 0.398 | 0.398 | 0.398 | 0.398 | 0.398 | 0.367 | 0.367 | 0.316 | 0.299 | 0.302 | 0.302 | 0.292 | 0.284 | 0.276 | 0.275 | 0.274 | 0.274 | 0.273 | 0.272 | 0.274 | 0.277 | 0.28 | 0.282 | 0.285 | 0.288 | 0.291 | 0.294 | 0.297 | 0.3 | 0.3143
IA | IA | 0.37579 | 0.38253 | 0.38737 | 0.35568 | 0.35468 | 0.37246 | 0.39967 | 0.39142 | 0.38492 | 0.39504 | 0.38383 | 0.37804 | 0.37209 | 0.36308 | 0.35996 | 0.30078 | 0.28859 | 0.28611 | 0.28393 | 0.2723 | 0.26063 | 0.25563 | 0.25033 | 0.25022 | 0.25019 | 0.21446 | 0.21383 | 0.21321 | 0.21275 | 0.21233 | 0.21204 | 0.21146 | 0.211 | 0.21054 | 0.21 | 0.2095 | 0.21171 | 0.21225 | 0.21204 | 0.21117 | 0.20967 | 0.28392
IA | Battery | [15 empty] | -0.066667 | -0.066667 | -0.069667 | -0.070667 | -0.070333 | -0.069667 | -0.068 | -0.066667 | -0.065 | -0.063 | -0.061333 | -0.063667 | -0.066 | -0.067667 | -0.069333 | -0.070667 | -0.070667 | -0.070333 | -0.069667 | -0.069 | -0.068333 | -0.067333 | -0.066667 | -0.066 | -0.065667 | -0.065 | -0.067449
IA | Biopower | 0.522 | 0.522 | 0.522 | 0.5105 | 0.5045 | 0.5025 | 0.501 | 0.501 | 0.501 | 0.501 | 0.501 | 0.501 | 0.501 | 0.501 | 0.501 | 0.501 | 0.501 | 0.5025 | 0.504 | 0.508 | 0.5125 | 0.513 | 0.5135 | 0.512 | 0.5105 | 0.509 | 0.5125 | 0.5165 | 0.52 | 0.5235 | 0.527 | 0.5135 | 0.5 | 0.487 | 0.4735 | 0.46 | 0.449 | 0.436 | 0.4215 | 0.403 | 0.379 | 0.49516
IA | Coal | 0.80067 | 0.80233 | 0.80333 | 0.81233 | 0.822 | 0.81067 | 0.79933 | 0.80267 | 0.80567 | 0.808 | 0.81533 | 0.818 | 0.821 | 0.82267 | 0.82533 | 0.82533 | 0.82533 | 0.82233 | 0.82 | 0.724 | 0.628 | 0.583 | 0.53567 | 0.53567 | 0.53567 | [16 empty] | 0.76017
IA | CSP
IA | Dist PV |  |  |  | 0.165 | 0.165 | 0.165 | 0.165 | 0.165 | 0.165 | 0.165 | 0.165 | 0.165 | 0.165 | 0.165 | 0.165 | 0.165 | 0.165 | 0.165 | 0.165 | 0.165 | 0.165 | 0.165 | 0.165 | 0.165 | 0.165 | 0.165 | 0.165 | 0.165 | 0.165 | 0.165 | 0.165 | 0.165 | 0.165 | 0.165 | 0.165 | 0.165 | 0.165 | 0.165 | 0.165 | 0.165 | 0.165 | 0.165
IA | Gas CCGT | 0.022 | 0.0765 | 0.131 | 0.1105 | 0.0895 | 0.4135 | 0.737 | 0.6335 | 0.553 | 0.6535 | 0.754 | 0.676 | 0.598 | 0.555 | 0.5125 | 0.341 | 0.169 | 0.1475 | 0.127 | 0.111 | 0.0945 | 0.0955 | 0.0965 | 0.1055 | 0.1145 | 0.124 | 0.113 | 0.1015 | 0.0905 | 0.0795 | 0.068 | 0.0755 | 0.083 | 0.091 | 0.098 | 0.106 | 0.099 | 0.092 | 0.0855 | 0.0785 | 0.0715 | 0.22863
IA | Gas CT | 0.0016667 | 0.002 | 0.002 | 0.0036667 | 0.0046667 | 0.0083333 | 0.012 | 0.008 | 0.0046667 | 0.0046667 | 0.0046667 | 0.004 | 0.0033333 | 0.0036667 | 0.0036667 | 0.0036667 | 0.0036667 | 0.0036667 | 0.0036667 | 0.002 | 0 | 0 | 0 | 0 | 0 | 0 | 0 | 0 | 0 | 0 | 0 | 0 | 0 | 0 | 0 | 0 | 0 | 0 | 0 | 0 | 0 | 0.0021382
IA | Geothermal
IA | Hydro | 0.9195 | 0.8985 | 0.8775 | 0.872 | 0.866 | 0.878 | 0.89 | 0.8905 | 0.8905 | 0.8905 | 0.8905 | 0.8905 | 0.8905 | 0.8905 | 0.8905 | 0.8905 | 0.8905 | 0.8905 | 0.8905 | 0.8905 | 0.8905 | 0.8905 | 0.8905 | 0.8905 | 0.8905 | 0.8905 | 0.8905 | 0.8905 | 0.8905 | 0.8905 | 0.8905 | 0.8905 | 0.8905 | 0.8905 | 0.8905 | 0.8905 | 0.8905 | 0.8905 | 0.8905 | 0.8905 | 0.8905 | 0.88972
IA | Nuclear | Column Labels 2010: 0.902; Column Labels 2011: 0.902; Column Labels 2012: 0.902; Column Labels 2013: 0.902; Column Labels 2014: 0.902; Column Labels 2015: 0.902; Column Labels 2016: 0.902; Column Labels 2017: 0.902; Column Labels 2018: 0.902; Column Labels 2019: 0.902 | 0.902
IA | Other | 0 | 0 | 0 | 0 | 0 | 0 | 0 | 0 | 0 | 0 | 0 | 0 | 0 | 0 | 0 | 0 | 0 | 0 | 0 | 0 | 0 | 0 | 0 | 0 | 0 | 0 | 0 | 0 | 0 | 0 | 0 | 0 | 0 | 0 | 0 | 0 | 0 | 0 | 0 | 0 | 0 | 0
IA | Utility PV | [5 empty] | 0.2395 | 0.2395 | 0.2395 | 0.239 | 0.2375 | 0.2365 | 0.2355 | 0.2345 | 0.23433 | 0.23433 | 0.233 | 0.23167 | 0.23067 | 0.22933 | 0.22833 | 0.22733 | 0.226 | 0.225 | 0.224 | 0.22267 | 0.22167 | 0.22067 | 0.21933 | 0.21833 | 0.217 | 0.216 | 0.215 | 0.214 | 0.213 | 0.212 | 0.211 | 0.21 | 0.209 | 0.20767 | 0.20667 | 0.20567 | 0.22294
IA | Wind offshore
IA | Wind onshore | 0.30133 | 0.31967 | 0.327 | 0.33133 | 0.33533 | 0.33933 | 0.342 | 0.34533 | 0.34767 | 0.36033 | 0.36967 | 0.376 | 0.38067 | 0.38133 | 0.382 | 0.39167 | 0.398 | 0.396 | 0.39367 | 0.39533 | 0.39667 | 0.39533 | 0.39367 | 0.387 | 0.381 | 0.37467 | 0.378 | 0.38167 | 0.38567 | 0.39033 | 0.39567 | 0.396 | 0.397 | 0.397 | 0.39733 | 0.39733 | 0.427 | 0.445 | 0.458 | 0.46867 | 0.47767 | 0.38376
ID | ID | 0.22269 | 0.269 | 0.2765 | 0.28035 | 0.29971 | 0.27311 | 0.25011 | 0.24953 | 0.26272 | 0.2322 | 0.23255 | 0.221 | 0.21867 | 0.21733 | 0.216 | 0.21714 | 0.21824 | 0.22036 | 0.21577 | 0.21391 | 0.21191 | 0.22096 | 0.23187 | 0.24043 | 0.2497 | 0.26091 | 0.25774 | 0.25461 | 0.25152 | 0.24848 | 0.25664 | 0.24335 | 0.24157 | 0.23961 | 0.23761 | 0.2465 | 0.23632 | 0.22609 | 0.21586 | 0.20555 | 0.19518 | 0.23734
ID | Battery | [9 empty] | -0.046 | -0.046 | -0.016 | -0.014 | -0.011667 | -0.0093333 | -0.0093333 | -0.0096667 | -0.014667 | -0.018667 | -0.023667 | -0.028333 | -0.029 | -0.03 | -0.028333 | -0.028333 | -0.028333 | -0.027667 | -0.026667 | -0.025333 | -0.024333 | -0.0345 | -0.024667 | -0.024 | -0.023667 | -0.023333 | -0.022667 | -0.020333 | -0.018333 | -0.016333 | -0.015 | -0.014 | -0.022258
ID | Biopower | 0.087 | 0.066333 | 0.063 | 0.19733 | 0.324 | 0.191 | 0.057667 | 0.057667 | 0.057667 | 0.057667 | 0.057667 | 0.057667 | 0.057667 | 0.057667 | 0.057667 | 0.057667 | 0.057667 | 0.067 | 0.076667 | 0.081 | 0.085333 | 0.156 | 0.242 | 0.33467 | 0.43533 | 0.54933 | 0.546 | 0.54233 | 0.539 | 0.53533 | 0.532 | 0.50467 | 0.47733 | 0.45 | 0.42267 | 0.39567 | 0.329 | 0.26267 | 0.19633 | 0.12967 | 0.063333 | 0.2333
ID | Coal
ID | CSP
ID | Dist PV |  |  |  | 0.182 | 0.182 | 0.182 | 0.182 | 0.182 | 0.182 | 0.182 | 0.182 | 0.182 | 0.182 | 0.182 | 0.182 | 0.182 | 0.182 | 0.182 | 0.182 | 0.182 | 0.182 | 0.182 | 0.182 | 0.182 | 0.182 | 0.182 | 0.18033 | 0.179 | 0.17767 | 0.17633 | 0.175 | 0.17667 | 0.178 | 0.17933 | 0.18067 | 0.182 | 0.182 | 0.182 | 0.182 | 0.182 | 0.182 | 0.18108
ID | Gas CCGT | 0.094 | 0.4535 | 0.4425 | 0.5075 | 0.5725 | 0.5395 | 0.508 | 0.501 | 0.494 | 0.4995 | 0.505 | 0.477 | 0.448 | 0.432 | 0.4155 | 0.4275 | 0.44 | 0.381 | 0.322 | 0.3045 | 0.2865 | 0.2855 | 0.2845 | 0.2495 | 0.2145 | 0.18 | 0.1495 | 0.1185 | 0.088 | 0.0575 | 0.027 | 0.034 | 0.041 | 0.0475 | 0.0545 | 0.0615 | 0.06 | 0.0585 | 0.0565 | 0.055 | 0.0535 | 0.27384
ID | Gas CT | 0 | 0 | 0 | 0 | 0 | 0 | 0 | 0 | 0 | 0 | 0.0005 | 0 | 0 | 0 | 0 | 0 | 0 | 0 | 0 | 0 | 0 | 0 | 0 | 0 | 0 | 0 | 0 | 0 | 0 | 0 | 0 | 0 | 0 | 0 | 0 | 0 | 0 | 0 | 0 | 0 | 0 | 1.3158e-05
ID | Geothermal | 0.75 | 0.75 | 0.75 | 0.75 | 0.75 | 0.75 | 0.75 | 0.75 | 0.75 | 0.75 | 0.75 | 0.75 | 0.75 | 0.75 | 0.75 | 0.75 | 0.75 | 0.75 | 0.75 | 0.75 | 0.75 | 0.75 | 0.75 | 0.75 | 0.75 | 0.75 | 0.75 | 0.75 | 0.75 | 0.75 | 0.75 | 0.75 | 0.75 | 0.75 | 0.75 | 0.75 | 0.75 | 0.75 | 0.75 | 0.75 | 0.75 | 0.75
ID | Hydro | 0.39367 | 0.441 | 0.488 | 0.426 | 0.36467 | 0.383 | 0.40067 | 0.40067 | 0.40067 | 0.40133 | 0.40167 | 0.40167 | 0.40167 | 0.40167 | 0.40167 | 0.40167 | 0.40167 | 0.40167 | 0.40167 | 0.40167 | 0.40167 | 0.40167 | 0.40167 | 0.40167 | 0.40167 | 0.40167 | 0.40167 | 0.40167 | 0.40167 | 0.40167 | 0.40167 | 0.397 | 0.39333 | 0.389 | 0.38467 | 0.38033 | 0.36933 | 0.35767 | 0.34633 | 0.335 | 0.32333 | 0.39538
ID | Nuclear
ID | Other | Column Labels 2010: 0; Column Labels 2011: 0; Column Labels 2012: 0; Column Labels 2013: 0; Column Labels 2014: 0; Column Labels 2015: 0; Column Labels 2016: 0; Column Labels 2017: 0 | 0
ID | Utility PV | [5 empty] | 0.236 | 0.236 | 0.2435 | 0.2435 | 0.243 | 0.242 | 0.241 | 0.24 | 0.2385 | 0.2375 | 0.2365 | 0.2355 | 0.234 | 0.2335 | 0.2325 | 0.231 | 0.22533 | 0.225 | 0.22667 | 0.22633 | 0.22633 | 0.22567 | 0.22567 | 0.225 | 0.22467 | 0.22433 | 0.22333 | 0.22233 | 0.22133 | 0.22033 | 0.22 | 0.21967 | 0.22 | 0.22 | 0.22 | 0.22 | 0.22802
ID | Wind offshore
ID | Wind onshore | 0.301 | 0.2935 | 0.2915 | 0.2925 | 0.294 | 0.2915 | 0.2895 | 0.2905 | 0.2915 | 0.289 | 0.287 | 0.2895 | 0.292 | 0.292 | 0.292 | 0.293 | 0.2935 | 0.32 | 0.32033 | 0.31967 | 0.31833 | 0.31767 | 0.31733 | 0.31033 | 0.30433 | 0.29933 | 0.30033 | 0.301 | 0.30167 | 0.303 | 0.304 | 0.316 | 0.32767 | 0.33933 | 0.35033 | 0.36133 | 0.36333 | 0.365 | 0.367 | 0.369 | 0.371 | 0.31631
IL | IL | 0.29475 | 0.31573 | 0.33788 | 0.31297 | 0.30209 | 0.32489 | 0.34053 | 0.33729 | 0.33774 | 0.34106 | 0.33171 | 0.32888 | 0.32603 | 0.31935 | 0.31244 | 0.27208 | 0.26119 | 0.25346 | 0.24578 | 0.24243 | 0.23878 | 0.23521 | 0.21368 | 0.21165 | 0.20984 | 0.21268 | 0.21294 | 0.21335 | 0.21374 | 0.21403 | 0.21444 | 0.21929 | 0.21971 | 0.22023 | 0.22071 | 0.22137 | 0.22203 | 0.22269 | 0.22326 | 0.22383 | 0.18248 | 0.26046
IL | Battery |  |  |  | -0.008 | -0.008 | -0.001 | 0 | 0 | 0 | 0 | 0 | 0 | 0 | -0.003 | -0.005 | -0.04975 | -0.0515 | -0.05625 | -0.0565 | -0.06125 | -0.06225 | -0.063 | -0.0625 | -0.0615 | -0.05975 | -0.058 | -0.062 | -0.06475 | -0.067 | -0.0695 | -0.07125 | -0.0695 | -0.06775 | -0.06625 | -0.06475 | -0.063 | -0.05975 | -0.0565 | -0.05325 | -0.04975 | -0.047 | -0.0545
IL | Biopower | 0.49875 | 0.508 | 0.51875 | 0.51975 | 0.521 | 0.51975 | 0.51733 | 0.51667 | 0.51633 | 0.51633 | 0.51633 | 0.51633 | 0.51633 | 0.517 | 0.51767 | 0.519 | 0.52033 | 0.52267 | 0.525 | 0.52533 | 0.52567 | 0.52567 | 0.52533 | 0.51467 | 0.50433 | 0.49367 | 0.49967 | 0.50567 | 0.51167 | 0.51767 | 0.524 | 0.523 | 0.52167 | 0.52067 | 0.51933 | 0.51833 | 0.50433 | 0.48967 | 0.47433 | 0.458 | 0.3995 | 0.51143
IL | Coal | 0.476 | 0.405 | 0.3175 | 0.41475 | 0.545 | 0.48725 | 0.4255 | 0.45875 | 0.5265 | 0.47225 | 0.27533 | 0.279 | 0.283 | 0.28733 | 0.29167 | 0.29767 | 0.30333 | 0.28033 | 0.25633 | 0.23367 | 0.20267 | 0.17967 | 0.15633 | 0.15633 | 0.15633 | [16 empty] | 0.34154
IL | CSP
IL | Dist PV | 0.162 | 0.16325 | 0.16325 | 0.16325 | 0.16325 | 0.16325 | 0.16325 | 0.16325 | 0.16325 | 0.16325 | 0.16325 | 0.16325 | 0.16325 | 0.16325 | 0.16325 | 0.16325 | 0.16325 | 0.16325 | 0.16325 | 0.16325 | 0.16325 | 0.1605 | 0.159 | 0.155 | 0.1525 | 0.151 | 0.1545 | 0.15725 | 0.1595 | 0.1615 | 0.16325 | 0.16325 | 0.16325 | 0.16325 | 0.16325 | 0.16325 | 0.16075 | 0.15825 | 0.156 | 0.15375 | 0.1515 | 0.16091
IL | Gas CCGT | 0.050333 | 0.38267 | 0.72133 | 0.44 | 0.159 | 0.46433 | 0.73667 | 0.654 | 0.569 | 0.66333 | 0.75767 | 0.73933 | 0.72067 | 0.64167 | 0.56233 | 0.42467 | 0.28667 | 0.22467 | 0.16233 | 0.15233 | 0.14233 | 0.136 | 0.13033 | 0.13633 | 0.14233 | 0.14767 | 0.14033 | 0.133 | 0.12567 | 0.11833 | 0.111 | 0.11533 | 0.11933 | 0.12333 | 0.128 | 0.13233 | 0.13933 | 0.147 | 0.15467 | 0.162 | 0.16967 | 0.30164
IL | Gas CT | 0.00275 | 0.00625 | 0.0095 | 0.0085 | 0.0075 | 0.0125 | 0.01725 | 0.0165 | 0.01625 | 0.033 | 0.05 | 0.03975 | 0.02975 | 0.02625 | 0.0225 | 0.01675 | 0.01075 | 0.009 | 0.0065 | 0.00625 | 0.00575 | 0.00475 | 0.0035 | 0.0045 | 0.00525 | 0.00625 | 0.006 | 0.0065 | 0.00675 | 0.00675 | 0.00725 | 0.00725 | 0.0075 | 0.00725 | 0.00725 | 0.0075 | 0.00625 | 0.00525 | 0.00375 | 0.00225 | 0 | 0.011411
IL | Geothermal
IL | Hydro | 0.3615 | 0.347 | 0.332 | 0.31 | 0.287 | 0.358 | 0.4285 | 0.4285 | 0.4285 | 0.4285 | 0.4285 | 0.4285 | 0.4285 | 0.4285 | 0.4285 | 0.4285 | 0.4285 | 0.4285 | 0.4285 | 0.4285 | 0.4285 | 0.4285 | 0.4285 | 0.4285 | 0.4285 | 0.4285 | 0.4285 | 0.4285 | 0.4285 | 0.4285 | 0.4285 | 0.4285 | 0.4285 | 0.4285 | 0.4285 | 0.4285 | 0.4285 | 0.4285 | 0.4285 | 0.4285 | 0.4285 | 0.41446
IL | Nuclear | 0.902 | 0.902 | 0.902 | 0.902 | 0.902 | 0.902 | 0.902 | 0.902 | 0.902 | 0.902 | 0.902 | 0.902 | 0.902 | 0.902 | 0.902 | 0.902 | 0.902 | 0.902 | 0.902 | 0.902 | 0.902 | 0.902 | 0.902 | 0.881 | 0.86 | 0.839 | 0.8515 | 0.864 | 0.877 | 0.8895 | 0.902 | 0.889 | 0.8755 | 0.8625 | 0.848 | 0.834 | 0.834 | 0.834 | 0.834 | 0.834 |  | 0.88778
IL | Other | 0 | 0.0005 | 0.001 | 0.0005 | 0 | 0.00075 | 0.00125 | 0.00125 | 0 | 0.0045 | 0.00875 | 0.0045 | 0 | 0 | 0 | 0 | 0 | 0 | 0 | 0 | 0 | 0 | 0 | 0 | 0 | 0 | 0 | 0 | 0 | 0 | 0 | 0 | 0 | 0 | 0 | 0 | 0 | 0 | 0 | 0 | 0 | 0.00056098
IL | Utility PV | 0.233 | 0.233 | 0.233 | 0.232 | 0.231 | 0.2385 | 0.238 | 0.237 | 0.236 | 0.239 | 0.23967 | 0.238 | 0.237 | 0.23667 | 0.236 | 0.235 | 0.23367 | 0.236 | 0.23533 | 0.23433 | 0.23333 | 0.2345 | 0.23325 | 0.23225 | 0.23075 | 0.2295 | 0.2285 | 0.22725 | 0.226 | 0.225 | 0.22375 | 0.2235 | 0.224 | 0.2245 | 0.2245 | 0.22475 | 0.22425 | 0.22375 | 0.22325 | 0.22275 | 0.22225 | 0.23005
IL | Wind offshore | Column Labels 2041: 0.367; Column Labels 2042: 0.367; Column Labels 2043: 0.367; Column Labels 2044: 0.367; Column Labels 2045: 0.367; Column Labels 2046: 0.386; Column Labels 2047: 0.403; Column Labels 2048: 0.419; Column Labels 2049: 0.433; Column Labels 2050: 0.447 | 0.3923
IL | Wind onshore | 0.30575 | 0.3265 | 0.33575 | 0.336 | 0.336 | 0.3365 | 0.337 | 0.34 | 0.342 | 0.3565 | 0.365 | 0.36775 | 0.36975 | 0.373 | 0.37475 | 0.3885 | 0.39475 | 0.39 | 0.38525 | 0.38425 | 0.38325 | 0.376 | 0.369 | 0.36725 | 0.36575 | 0.36425 | 0.363 | 0.362 | 0.36075 | 0.3595 | 0.35825 | 0.365 | 0.371 | 0.378 | 0.3855 | 0.3935 | 0.40075 | 0.40825 | 0.416 | 0.425 | 0.4345 | 0.36955
IN | IN | 0.24394 | 0.27253 | 0.30137 | 0.26374 | 0.24887 | 0.27 | 0.30038 | 0.28072 | 0.27144 | 0.29642 | 0.31688 | 0.30577 | 0.29488 | 0.28488 | 0.27504 | 0.27778 | 0.27563 | 0.26263 | 0.24881 | 0.23785 | 0.22374 | 0.2217 | 0.21633 | 0.20896 | 0.20185 | 0.18564 | 0.18708 | 0.18844 | 0.18996 | 0.19132 | 0.19276 | 0.19324 | 0.19336 | 0.19344 | 0.19336 | 0.19332 | 0.20104 | 0.20015 | 0.19873 | 0.19715 | 0.19519 | 0.23586
IN | Battery | 0 | -0.018 | -0.036 | -0.025 | -0.013 | -0.006 | -0.0055 | -0.0026667 | -0.002 | -0.0026667 | -0.003 | -0.006 | -0.0093333 | -0.026667 | -0.044333 | -0.044667 | -0.046 | -0.052333 | -0.059333 | -0.055667 | -0.052667 | -0.056333 | -0.056 | -0.057333 | -0.057 | -0.056333 | -0.059333 | -0.062667 | -0.065 | -0.067667 | -0.070333 | -0.071 | -0.071667 | -0.071667 | -0.072 | -0.072333 | -0.067333 | -0.064 | -0.061667 | -0.06 | -0.059 | -0.046604
IN | Biopower | 0.522 | 0.522 | 0.522 | 0.522 | 0.522 | 0.522 | 0.522 | 0.522 | 0.522 | 0.522 | 0.522 | 0.522 | 0.522 | 0.522 | 0.522 | 0.522 | 0.522 | 0.522 | 0.522 | 0.522 | 0.522 | 0.522 | 0.522 | 0.5005 | 0.479 | 0.4575 | 0.4705 | 0.4835 | 0.4965 | 0.5095 | 0.522 | 0.5195 | 0.5165 | 0.5135 | 0.51 | 0.507 | 0.492 | 0.4775 | 0.463 | 0.4485 | 0.434 | 0.50748
IN | Coal | 0.724 | 0.666 | 0.6045 | 0.698 | 0.8075 | 0.7705 | 0.7205 | 0.711 | 0.702 | 0.6695 | 0.636 | 0.6575 | 0.7015 | 0.7185 | 0.7385 | 0.745 | 0.7535 | 0.6865 | 0.6175 | 0.532 | 0.408 | 0.385 | 0.313 | 0.313 | 0.313 | [16 empty] | 0.62368
IN | CSP
IN | Dist PV |  |  |  | 0.16 | 0.16 | 0.16 | 0.16 | 0.16 | 0.16 | 0.16 | 0.16 | 0.16 | 0.16 | 0.15767 | 0.15567 | 0.158 | 0.16 | 0.16 | 0.16 | 0.16 | 0.16 | 0.16 | 0.16 | 0.15033 | 0.143 | 0.13667 | 0.13767 | 0.13833 | 0.13933 | 0.13967 | 0.14033 | 0.14533 | 0.14967 | 0.15333 | 0.15667 | 0.16 | 0.16 | 0.16 | 0.16 | 0.16 | 0.16 | 0.15478
IN | Gas CCGT | 0.051333 | 0.29167 | 0.53167 | 0.37733 | 0.22333 | 0.444 | 0.66467 | 0.62533 | 0.58133 | 0.66233 | 0.744 | 0.69 | 0.63567 | 0.60267 | 0.57 | 0.55467 | 0.53933 | 0.47467 | 0.41067 | 0.364 | 0.31767 | 0.319 | 0.32033 | 0.286 | 0.251 | 0.21667 | 0.22233 | 0.22767 | 0.23333 | 0.239 | 0.24467 | 0.245 | 0.24533 | 0.24567 | 0.24567 | 0.246 | 0.233 | 0.21967 | 0.206 | 0.193 | 0.17933 | 0.37012
IN | Gas CT | 0.0033333 | 0.0036667 | 0.004 | 0.0043333 | 0.004 | 0.007 | 0.009 | 0.009 | 0.009 | 0.013333 | 0.018 | 0.016333 | 0.014333 | 0.015 | 0.015667 | 0.010667 | 0.0053333 | 0.0053333 | 0.005 | 0.003 | 0.001 | 0.0026667 | 0.004 | 0.0033333 | 0.0026667 | 0.002 | 0.003 | 0.0036667 | 0.0043333 | 0.005 | 0.006 | 0.006 | 0.0056667 | 0.0053333 | 0.0053333 | 0.005 | 0.0043333 | 0.0036667 | 0.003 | 0.0016667 | 0 | 0.0061707
IN | Geothermal
IN | Hydro | 0.59 | 0.5525 | 0.516 | 0.4785 | 0.441 | 0.4865 | 0.5315 | 0.5315 | 0.5315 | 0.5315 | 0.5315 | 0.5315 | 0.5315 | 0.5315 | 0.5315 | 0.5315 | 0.5315 | 0.5315 | 0.5315 | 0.5315 | 0.5315 | 0.5315 | 0.5315 | 0.5315 | 0.5315 | 0.5315 | 0.5315 | 0.5315 | 0.5315 | 0.5315 | 0.5315 | 0.5315 | 0.5315 | 0.5315 | 0.5315 | 0.5315 | 0.5315 | 0.5315 | 0.5315 | 0.5315 | 0.5315 | 0.52846
IN | Nuclear
IN | Other | 0 | 0.010667 | 0.023333 | 0.012 | 0 | 0.023 | 0.046667 | 0.027333 | 0 | 0.11333 | 0.226 | 0.17133 | 0.10767 | 0.063 | 0.017333 | 0.0086667 | 0 | 0 | 0 | 0 | 0 | 0 | 0 | 0 | 0 | 0 | 0 | 0 | 0 | 0 | 0 | 0 | 0 | 0 | 0 | 0 | 0 | 0 | 0 | 0 | 0 | 0.02074
IN | Utility PV |  | 0.241 | 0.241 | 0.23767 | 0.23733 | 0.23633 | 0.236 | 0.23533 | 0.23433 | 0.23333 | 0.23233 | 0.235 | 0.23467 | 0.23367 | 0.23233 | 0.23167 | 0.23033 | 0.23267 | 0.232 | 0.23033 | 0.22833 | 0.22733 | 0.226 | 0.22467 | 0.22267 | 0.22133 | 0.22033 | 0.21933 | 0.21867 | 0.21733 | 0.21633 | 0.21933 | 0.22067 | 0.22133 | 0.222 | 0.22233 | 0.22167 | 0.22133 | 0.22067 | 0.22033 | 0.22 | 0.22751
IN | Wind offshore | Column Labels 2046: 0.405; Column Labels 2047: 0.405; Column Labels 2048: 0.405; Column Labels 2049: 0.405; Column Labels 2050: 0.405 | 0.405
IN | Wind onshore | 0.311 | 0.315 | 0.318 | 0.32 | 0.322 | 0.323 | 0.323 | 0.326 | 0.327 | 0.361 | 0.364 | 0.364 | 0.364 | 0.3635 | 0.3635 | 0.382 | 0.387 | 0.38333 | 0.377 | 0.382 | 0.385 | 0.38367 | 0.38167 | 0.377 | 0.372 | 0.36733 | 0.367 | 0.36733 | 0.367 | 0.367 | 0.367 | 0.365 | 0.363 | 0.36133 | 0.35933 | 0.35767 | 0.37333 | 0.38633 | 0.39633 | 0.40533 | 0.41267 | 0.36996
KS | KS | 0.35425 | 0.36408 | 0.37275 | 0.34557 | 0.345 | 0.37033 | 0.3824 | 0.37481 | 0.37319 | 0.37012 | 0.36612 | 0.36031 | 0.35387 | 0.34594 | 0.338 | 0.28172 | 0.24865 | 0.24229 | 0.23647 | 0.23382 | 0.23141 | 0.22624 | 0.22118 | 0.21982 | 0.21829 | 0.21544 | 0.21588 | 0.21631 | 0.21681 | 0.21731 | 0.21781 | 0.21887 | 0.21981 | 0.22075 | 0.22156 | 0.1772 | 0.17507 | 0.17407 | 0.17353 | 0.17313 | 0.1726 | 0.26616
KS | Battery | [15 empty] | -0.061 | -0.061 | -0.066 | -0.0675 | -0.0675 | -0.068 | -0.0685 | -0.07 | -0.071 | -0.0725 | -0.0735 | -0.074 | -0.074 | -0.074 | -0.0745 | -0.0745 | -0.0735 | -0.0725 | -0.072 | -0.071 | -0.07 | -0.0695 | -0.069 | -0.068 | -0.067 | -0.066 | -0.069846
KS | Biopower | 0.522 | 0.522 | 0.522 | 0.522 | 0.522 | 0.522 | 0.522 | 0.522 | 0.522 | 0.522 | 0.522 | 0.522 | 0.522 | 0.522 | 0.522 | 0.522 | 0.522 | 0.522 | 0.522 | 0.522 | 0.522 | 0.522 | 0.522 | 0.497 | 0.472 | 0.447 | 0.462 | 0.477 | 0.492 | 0.507 | 0.522 | 0.522 | 0.522 | 0.522 | 0.522 | 0.522 | 0.497 | 0.471 | 0.445 | 0.419 | 0.393 | 0.50529
KS | Coal | 0.829 | 0.8205 | 0.811 | 0.822 | 0.8385 | 0.7945 | 0.748 | 0.792 | 0.8355 | 0.7545 | 0.666 | 0.661 | 0.6555 | 0.6295 | 0.6035 | 0.595 | 0.542 | 0.511 | 0.48 | 0.416 | 0.353 | 0.295 | 0.237 | 0.237 | 0.237 | [16 empty] | 0.65902
KS | CSP
KS | Dist PV |  |  |  | 0.1915 | 0.1915 | 0.1915 | 0.1915 | 0.1915 | 0.1915 | 0.1915 | 0.1915 | 0.1915 | 0.1915 | 0.1915 | 0.1915 | 0.1915 | 0.1915 | 0.1915 | 0.1915 | 0.1915 | 0.1915 | 0.1875 | 0.1845 | 0.187 | 0.1895 | 0.1915 | 0.188 | 0.1845 | 0.1815 | 0.179 | 0.1765 | 0.1805 | 0.1835 | 0.1865 | 0.189 | 0.1915 | 0.1915 | 0.1915 | 0.1915 | 0.1915 | 0.1915 | 0.18908
KS | Gas CCGT | 0.026 | 0.139 | 0.251 | 0.187 | 0.124 | 0.623 | 0.902 | 0.791 | 0.68 | 0.791 | 0.902 | 0.839 | 0.776 | 0.719 | 0.662 | 0.486 | 0.311 | 0.239 | 0.168 | 0.173 | 0.179 | 0.175 | 0.172 | 0.165 | 0.159 | 0.152 | 0.136 | 0.119 | 0.103 | 0.087 | 0.07 | 0.068 | 0.065 | 0.063 | 0.06 | 0.058 | 0.077 | 0.096 | 0.116 | 0.135 | 0.154 | 0.29751
KS | Gas CT | 0.001 | 0.002 | 0.0035 | 0.0045 | 0.005 | 0.005 | 0.005 | 0.0045 | 0.005 | 0.0055 | 0.0065 | 0.005 | 0.0035 | 0.0025 | 0.0015 | 0.001 | 0.0005 | 0 | 0 | 0 | 0 | 0 | 0 | 0 | 0 | 0 | 0 | 0 | 0 | 0 | 0 | 0 | 0 | 0 | 0 | 0 | 0 | 0 | 0 | 0 | 0 | 0.0015
KS | Geothermal
KS | Hydro | 0.534 | 0.508 | 0.499 | 0.52 | 0.54 | 0.518 | 0.496 | 0.496 | 0.496 | 0.496 | 0.496 | 0.496 | 0.496 | 0.496 | 0.496 | 0.496 | 0.496 | 0.496 | 0.496 | 0.496 | 0.496 | 0.496 | 0.496 | 0.496 | 0.496 | 0.496 | 0.496 | 0.496 | 0.496 | 0.496 | 0.496 | 0.496 | 0.496 | 0.496 | 0.496 | 0.496 | 0.496 | 0.496 | 0.496 | 0.496 | 0.496 | 0.49949
KS | Nuclear | 0.902 | 0.902 | 0.902 | 0.902 | 0.902 | 0.902 | 0.902 | 0.902 | 0.902 | 0.902 | 0.902 | 0.902 | 0.902 | 0.902 | 0.902 | 0.902 | 0.902 | 0.902 | 0.902 | 0.902 | 0.902 | 0.902 | 0.902 | 0.901 | 0.899 | 0.898 | 0.899 | 0.9 | 0.9 | 0.901 | 0.902 | 0.902 | 0.902 | 0.902 | 0.902 | [6 empty] | 0.90154
KS | Other | 0 | 0 | 0 | 0 | 0 | 0 | 0 | 0 | 0 | 0 | 0 | 0 | 0 | 0 | 0 | 0 | 0 | 0 | 0 | 0 | 0 | 0 | 0 | 0 | 0 | 0 | 0 | 0 | 0 | 0 | 0 | 0 | 0 | 0 | 0 | 0 | 0 | 0 | 0 | 0 | 0 | 0
KS | Utility PV | [5 empty] | 0.288 | 0.288 | 0.2865 | 0.2855 | 0.2845 | 0.283 | 0.287 | 0.287 | 0.286 | 0.285 | 0.2825 | 0.2805 | 0.28 | 0.279 | 0.277 | 0.276 | 0.273 | 0.271 | 0.2705 | 0.2705 | 0.27 | 0.2685 | 0.267 | 0.2655 | 0.264 | 0.262 | 0.262 | 0.262 | 0.262 | 0.2615 | 0.2615 | 0.2605 | 0.259 | 0.258 | 0.257 | 0.2555 | 0.27224
KS | Wind offshore
KS | Wind onshore | 0.3035 | 0.3265 | 0.335 | 0.3355 | 0.336 | 0.36 | 0.3685 | 0.3685 | 0.368 | 0.3695 | 0.371 | 0.3585 | 0.3455 | 0.3385 | 0.3315 | 0.3235 | 0.3155 | 0.319 | 0.323 | 0.332 | 0.3415 | 0.336 | 0.33 | 0.334 | 0.3365 | 0.339 | 0.348 | 0.357 | 0.366 | 0.3745 | 0.3835 | 0.388 | 0.393 | 0.398 | 0.403 | 0.408 | 0.3955 | 0.3925 | 0.3915 | 0.392 | 0.392 | 0.35679
KY | KY | 0.32727 | 0.30355 | 0.275 | 0.28494 | 0.30912 | 0.33061 | 0.31928 | 0.35489 | 0.36168 | 0.35584 | 0.35005 | 0.33368 | 0.33245 | 0.33077 | 0.3449 | 0.31091 | 0.32532 | 0.29248 | 0.27388 | 0.2633 | 0.26433 | 0.26563 | 0.26019 | 0.25154 | 0.24288 | 0.19942 | 0.19775 | 0.19662 | 0.19571 | 0.195 | 0.1945 | 0.19417 | 0.19371 | 0.19329 | 0.19275 | 0.19225 | 0.19333 | 0.19429 | 0.19496 | 0.1955 | 0.196 | 0.25691
KY | Battery | [15 empty] | -0.037 | -0.037 | -0.055667 | -0.056333 | -0.0485 | -0.04775 | -0.04975 | -0.05075 | -0.0515 | -0.052 | -0.052 | -0.05575 | -0.0585 | -0.06075 | -0.06275 | -0.06475 | -0.06275 | -0.06125 | -0.06 | -0.059 | -0.058 | -0.0545 | -0.05125 | -0.0485 | -0.04625 | -0.044 | -0.053929
KY | Biopower | 0.522 | 0.522 | 0.522 | 0.522 | 0.522 | 0.522 | 0.522 | 0.522 | 0.522 | 0.522 | 0.522 | 0.522 | 0.522 | 0.522 | 0.522 | 0.522 | 0.522 | 0.522 | 0.522 | 0.522 | 0.522 | 0.522 | 0.522 | 0.5 | 0.478 | 0.456 | 0.47 | 0.483 | 0.496 | 0.509 | 0.522 | 0.513 | 0.504 | 0.495 | 0.486 | 0.477 | 0.471 | 0.465 | 0.459 | 0.453 | 0.447 | 0.50463
KY | Coal | 0.795 | 0.66533 | 0.51767 | 0.646 | 0.79467 | 0.729 | 0.656 | 0.70733 | 0.77133 | 0.735 | 0.699 | 0.69867 | 0.69833 | 0.68933 | 0.68067 | 0.71633 | 0.75567 | 0.70133 | 0.64433 | 0.63567 | 0.64633 | 0.61233 | 0.6515 | 0.6515 | 0.6515 | [16 empty] | 0.68743
KY | CSP
KY | Dist PV |  |  |  | 0.162 | 0.162 | 0.162 | 0.162 | 0.162 | 0.162 | 0.162 | 0.162 | 0.162 | 0.162 | 0.16125 | 0.1605 | 0.14875 | 0.13975 | 0.14025 | 0.14025 | 0.13775 | 0.13575 | 0.1465 | 0.15425 | 0.1575 | 0.16 | 0.162 | 0.15325 | 0.1465 | 0.141 | 0.13675 | 0.13325 | 0.1335 | 0.1335 | 0.1335 | 0.1335 | 0.1335 | 0.1405 | 0.14675 | 0.15225 | 0.15725 | 0.162 | 0.15004
KY | Gas CCGT | [5 empty] | 0.902 | 0.902 | 0.902 | 0.902 | 0.902 | 0.902 | 0.902 | 0.902 | 0.902 | 0.902 | 0.8675 | 0.8325 | 0.6915 | 0.55 | 0.554 | 0.5575 | 0.6115 | 0.666 | 0.568 | 0.47 | 0.372 | 0.3765 | 0.381 | 0.3855 | 0.39 | 0.3945 | 0.3875 | 0.3805 | 0.3735 | 0.3665 | 0.36 | 0.3525 | 0.346 | 0.339 | 0.3315 | 0.325 | 0.58137
KY | Gas CT | 0.0035 | 0.04225 | 0.081 | 0.04225 | 0.00725 | 0.0355 | 0.052 | 0.03725 | 0.0215 | 0.021 | 0.02025 | 0.0135 | 0.007 | 0.007 | 0.00675 | 0.0055 | 0.0063333 | 0.004 | 0.002 | 0.0016667 | 0.001 | 0.0013333 | 0.0013333 | 0.001 | 0.00066667 | 0.00066667 | 0.00066667 | 0.00066667 | 0.00066667 | 0.00066667 | 0.00066667 | 0.00066667 | 0.00033333 | 0.00033333 | 0 | 0 | 0 | 0 | 0 | 0 | 0 | 0.012144
KY | Geothermal
KY | Hydro | 0.3395 | 0.326 | 0.313 | 0.42733 | 0.45433 | 0.43733 | 0.42033 | 0.42033 | 0.42033 | 0.42033 | 0.42067 | 0.42067 | 0.42067 | 0.42067 | 0.42067 | 0.42067 | 0.42067 | 0.42067 | 0.42067 | 0.42067 | 0.42067 | 0.42067 | 0.42067 | 0.42067 | 0.42067 | 0.42067 | 0.42067 | 0.42067 | 0.42067 | 0.42067 | 0.42067 | 0.42067 | 0.42067 | 0.42067 | 0.42067 | 0.42067 | 0.42067 | 0.42067 | 0.42067 | 0.42067 | 0.42067 | 0.41733
KY | Nuclear
KY | Other | Column Labels 2010: 0; Column Labels 2011: 0; Column Labels 2012: 0; Column Labels 2013: 0; Column Labels 2014: 0; Column Labels 2015: 0; Column Labels 2016: 0; Column Labels 2017: 0; Column Labels 2018: 0; Column Labels 2019: 0; Column Labels 2020: 0; Column Labels 2021: 0; Column Labels 2022: 0; Column Labels 2023: 0 | 0
KY | Utility PV | [5 empty] | 0.238 | 0.238 | 0.237 | 0.237 | 0.237 | 0.237 | 0.23875 | 0.23875 | 0.237 | 0.236 | 0.235 | 0.23425 | 0.23125 | 0.2305 | 0.22975 | 0.22975 | 0.22825 | 0.2265 | 0.22525 | 0.22425 | 0.22275 | 0.2215 | 0.22075 | 0.2195 | 0.21825 | 0.217 | 0.216 | 0.215 | 0.21475 | 0.214 | 0.213 | 0.2125 | 0.212 | 0.21125 | 0.21075 | 0.21 | 0.22382
KY | Wind offshore
KY | Wind onshore | Column Labels 2027: 0.355; Column Labels 2028: 0.355; Column Labels 2029: 0.343; Column Labels 2030: 0.34167; Column Labels 2031: 0.34133; Column Labels 2032: 0.34067; Column Labels 2033: 0.337; Column Labels 2034: 0.33367; Column Labels 2035: 0.33033; Column Labels 2036: 0.32767; Column Labels 2037: 0.325; Column Labels 2038: 0.32233; Column Labels 2039: 0.31933; Column Labels 2040: 0.317; Column Labels 2041: 0.32033; Column Labels 2042: 0.324; Column Labels 2043: 0.327; Column Labels 2044: 0.33033; Column Labels 2045: 0.33367; Column Labels 2046: 0.336; Column Labels 2047: 0.338; Column Labels 2048: 0.34; Column Labels 2049: 0.34233; Column Labels 2050: 0.34433 | 0.33379
LA | LA | 0.324 | 0.33336 | 0.3772 | 0.3689 | 0.3628 | 0.32658 | 0.33108 | 0.31715 | 0.31338 | 0.31123 | 0.30892 | 0.301 | 0.29729 | 0.292 | 0.29564 | 0.27931 | 0.28419 | 0.27881 | 0.24153 | 0.2352 | 0.23047 | 0.23253 | 0.23307 | 0.22573 | 0.21787 | 0.22457 | 0.2232 | 0.22167 | 0.2202 | 0.2188 | 0.21733 | 0.23244 | 0.23356 | 0.23438 | 0.23513 | 0.23581 | 0.23675 | 0.23725 | 0.23756 | 0.23781 | 0.19353 | 0.26204
LA | Battery | [5 empty] | 0 | 0 | 0 | -0.001 | 0 | 0 | 0 | 0 | 0 | 0 | -0.0375 | -0.043 | -0.0425 | -0.043 | -0.046 | -0.046 | -0.05 | -0.0515 | -0.054 | -0.0545 | -0.055 | -0.056 | -0.057 | -0.0575 | -0.0585 | -0.059 | -0.0585 | -0.058 | -0.057 | -0.056 | -0.0555 | -0.052 | -0.049 | -0.0465 | -0.044 | -0.042 | -0.042903
LA | Biopower | 0 | 0 | 0 | 0.036 | 0.072 | 0.036 | 0 | 0 | 0 | 0 | 0 | 0 | 0 | 0 | 0 | 0 | 0 | 0 | 0 | 0 | 0 | 0 | 0 | 0 | 0 | [16 empty] | 0.00576
LA | Coal | Column Labels 2010: 0.846; Column Labels 2011: 0.749; Column Labels 2012: 0.653; Column Labels 2013: 0.728; Column Labels 2014: 0.822; Column Labels 2015: 0.545; Column Labels 2016: 0.268; Column Labels 2017: 0.334; Column Labels 2018: 0.423; Column Labels 2019: 0.247; Column Labels 2020: 0.072; Column Labels 2021: 0.107; Column Labels 2022: 0.141; Column Labels 2023: 0.213; Column Labels 2024: 0.4; Column Labels 2025: 0.576; Column Labels 2026: 0.752; Column Labels 2027: 0.752 | 0.47933
LA | CSP
LA | Dist PV | 0.173 | 0.173 | 0.173 | 0.173 | 0.173 | 0.173 | 0.173 | 0.173 | 0.173 | 0.173 | 0.173 | 0.173 | 0.173 | 0.173 | 0.173 | 0.173 | 0.173 | 0.173 | 0.173 | 0.1385 | 0.1135 | 0.1305 | 0.145 | 0.155 | 0.1645 | 0.173 | 0.173 | 0.173 | 0.173 | 0.173 | 0.173 | 0.17 | 0.167 | 0.164 | 0.161 | 0.1585 | 0.1585 | 0.1585 | 0.1585 | 0.1585 | 0.1585 | 0.16479
LA | Gas CCGT | 0.4945 | 0.6365 | 0.7785 | 0.6535 | 0.529 | 0.6725 | 0.814 | 0.7935 | 0.7735 | 0.7805 | 0.788 | 0.7685 | 0.749 | 0.7155 | 0.682 | 0.656 | 0.6305 | 0.593 | 0.5555 | 0.5635 | 0.571 | 0.5635 | 0.5565 | 0.4915 | 0.425 | 0.3565 | 0.3505 | 0.344 | 0.3375 | 0.331 | 0.3245 | 0.3275 | 0.3295 | 0.332 | 0.3345 | 0.3375 | 0.3335 | 0.3295 | 0.326 | 0.3225 | 0.318 | 0.52609
LA | Gas CT | 0.0025 | 0.0035 | 0.005 | 0.0045 | 0.0045 | 0.0075 | 0.0105 | 0.027 | 0.032 | 0.0655 | 0.0995 | 0.097 | 0.095 | 0.075 | 0.0545 | 0.038 | 0.021 | 0.017 | 0.0125 | 0.01 | 0.008 | 0.0055 | 0.003 | 0.002 | 0.001 | 0 | 0 | 0 | 0 | 0 | 0 | 0 | 0 | 0 | 0 | 0 | 0 | 0 | 0 | 0 | 0 | 0.01711
LA | Geothermal
LA | Hydro | 0.649 | 0.563 | 0.477 | 0.534 | 0.592 | 0.56 | 0.528 | 0.528 | 0.528 | 0.528 | 0.528 | 0.528 | 0.528 | 0.528 | 0.528 | 0.528 | 0.528 | 0.528 | 0.528 | 0.528 | 0.528 | 0.528 | 0.528 | 0.528 | 0.528 | 0.528 | 0.528 | 0.528 | 0.528 | 0.528 | 0.528 | 0.528 | 0.528 | 0.528 | 0.528 | 0.528 | 0.528 | 0.528 | 0.528 | 0.528 | 0.528 | 0.53305
LA | Nuclear | 0.902 | 0.902 | 0.902 | 0.902 | 0.902 | 0.902 | 0.902 | 0.902 | 0.902 | 0.902 | 0.902 | 0.902 | 0.902 | 0.902 | 0.902 | 0.902 | 0.902 | 0.902 | 0.902 | 0.902 | 0.902 | 0.902 | 0.902 | 0.902 | 0.902 | 0.902 | 0.902 | 0.902 | 0.902 | 0.902 | 0.902 | 0.902 | 0.902 | 0.902 | 0.902 | 0.902 | 0.902 | 0.902 | 0.902 | 0.902 |  | 0.902
LA | Other | 0 | 0 | 0 | 0 | 0 | 0.081 | 0.191 | 0.111 | 0.006 | 0.069 | 0.131 | 0.091 | 0.05 | 0.025 | 0 | 0 | 0 | 0 | 0 | 0 | 0 | 0 | 0 | 0 | 0 | 0 | 0 | 0 | 0 | 0 | 0 | 0 | 0 | 0 | 0 | 0 | 0 | 0 | 0 | 0 | 0 | 0.017558
LA | Utility PV | [5 empty] | 0.262 | 0.262 | 0.261 | 0.259 | 0.262 | 0.262 | 0.2545 | 0.2535 | 0.2465 | 0.245 | 0.244 | 0.243 | 0.24 | 0.2385 | 0.235 | 0.231 | 0.232 | 0.2325 | 0.2315 | 0.23 | 0.2285 | 0.227 | 0.2255 | 0.224 | 0.2235 | 0.222 | 0.2215 | 0.222 | 0.2225 | 0.223 | 0.2235 | 0.223 | 0.2225 | 0.2215 | 0.221 | 0.2205 | 0.23371
LA | Wind offshore | Column Labels 2041: 0.383; Column Labels 2042: 0.383; Column Labels 2043: 0.383; Column Labels 2044: 0.383; Column Labels 2045: 0.383; Column Labels 2046: 0.397; Column Labels 2047: 0.406; Column Labels 2048: 0.412; Column Labels 2049: 0.416; Column Labels 2050: 0.419 | 0.3965
LA | Wind onshore | [15 empty] | 0.316 | 0.316 | 0.318 | 0.32 | 0.296 | 0.272 | 0.295 | 0.295 | 0.304 | 0.306 | 0.308 | 0.2645 | 0.262 | 0.2595 | 0.257 | 0.2545 | 0.2925 | 0.3015 | 0.307 | 0.312 | 0.316 | 0.3175 | 0.3185 | 0.32 | 0.3215 | 0.323 | 0.29756
MA | MA | 0.3515 | 0.3228 | 0.2891 | 0.3148 | 0.3546 | 0.3175 | 0.2803 | 0.245 | 0.2476 | 0.2447 | 0.16889 | 0.202 | 0.2024 | 0.2028 | 0.2032 | 0.2004 | 0.1978 | 0.1963 | 0.1946 | 0.1938 | 0.193 | 0.1887 | 0.1845 | 0.1825 | 0.1796 | 0.1768 | 0.1739 | 0.1711 | 0.1673 | 0.1628 | 0.1574 | 0.1566 | 0.1564 | 0.1564 | 0.1563 | 0.1566 | 0.1542 | 0.152 | 0.1495 | 0.1469 | 0.1442 | 0.20499
MA | Battery | [7 empty] | 0 | 0 | 0 | 0 | 0 | 0 | 0 | 0 | 0 | 0 | 0 | 0 | 0 | 0 | 0 | 0 | -0.002 | -0.005 | -0.007 | -0.016 | -0.024 | -0.033 | -0.042 | -0.05 | -0.061 | -0.064 | -0.066 | -0.067 | -0.067 | -0.069 | -0.069 | -0.069 | -0.07 | -0.07 | -0.025029
MA | Biopower | 0.486 | 0.489 | 0.492 | 0.504 | 0.516 | 0.504 | 0.492 | 0.492 | 0.492 | 0.457 | 0.427 | 0.427 | 0.427 | 0.427 | 0.427 | 0.427 | 0.427 | 0.427 | 0.427 | 0.427 | 0.427 | 0.43 | 0.434 | 0.435 | 0.436 | 0.438 | 0.427 | 0.414 | 0.395 | 0.369 | 0.33 | 0.331 | 0.331 | 0.332 | 0.332 | 0.333 | 0.304 | 0.274 | 0.244 | 0.212 | 0.179 | 0.4049
MA | Coal | Column Labels 2010: 0.672; Column Labels 2011: 0.348; Column Labels 2012: 0; Column Labels 2013: 0.331; Column Labels 2014: 0.805; Column Labels 2015: 0.463; Column Labels 2016: 0.121; Column Labels 2017: 0.121 | 0.35763
MA | CSP
MA | Dist PV | 0.159 | 0.159 | 0.159 | 0.159 | 0.159 | 0.159 | 0.159 | 0.159 | 0.159 | 0.159 | 0.159 | 0.159 | 0.159 | 0.159 | 0.159 | 0.159 | 0.159 | 0.159 | 0.159 | 0.159 | 0.159 | 0.159 | 0.159 | 0.159 | 0.159 | 0.159 | 0.159 | 0.159 | 0.159 | 0.159 | 0.159 | 0.159 | 0.159 | 0.159 | 0.159 | 0.159 | 0.159 | 0.159 | 0.159 | 0.159 | 0.159 | 0.159
MA | Gas CCGT | 0.651 | 0.663 | 0.675 | 0.586 | 0.497 | 0.478 | 0.458 | 0.349 | 0.252 | 0.25 | 0.249 | 0.247 | 0.246 | 0.251 | 0.256 | 0.231 | 0.207 | 0.194 | 0.181 | 0.178 | 0.174 | 0.137 | 0.1 | 0.09 | 0.08 | 0.07 | 0.063 | 0.056 | 0.049 | 0.041 | 0.034 | 0.037 | 0.04 | 0.043 | 0.046 | 0.049 | 0.046 | 0.044 | 0.041 | 0.038 | 0.035 | 0.20517
MA | Gas CT | 0.004 | 0.004 | 0.004 | 0.004 | 0.004 | 0.004 | 0.004 | 0.004 | 0.004 | 0.004 | 0.004 | 0.004 | 0.004 | 0.004 | 0.004 | 0.004 | 0.003 | 0.002 | 0 | 0 | 0 | 0 | 0 | 0 | 0 | 0 | 0 | 0 | 0 | 0 | 0 | 0 | 0 | 0 | 0 | 0 | 0 | 0 | 0 | 0 | 0 | 0.0016829
MA | Geothermal
MA | Hydro | 0.05 | 0.049 | 0.048 | 0.049 | 0.05 | 0.053 | 0.056 | 0.057 | 0.057 | 0.057 | 0.057 | 0.057 | 0.057 | 0.057 | 0.057 | 0.057 | 0.057 | 0.055 | 0.053 | 0.049 | 0.045 | 0.04 | 0.034 | 0.023 | 0.012 | 0.001 | -0.001 | -0.002 | -0.004 | -0.006 | -0.007 | -0.007 | -0.007 | -0.007 | -0.007 | -0.007 | -0.001 | 0.006 | 0.012 | 0.018 | 0.025 | 0.030293
MA | Nuclear | Column Labels 2010: 0.902; Column Labels 2011: 0.902; Column Labels 2012: 0.902; Column Labels 2013: 0.902; Column Labels 2014: 0.902; Column Labels 2015: 0.902; Column Labels 2016: 0.902; Column Labels 2017: 0.902; Column Labels 2018: 0.902; Column Labels 2019: 0.902 | 0.902
MA | Other | 0.013 | 0.006 | 0 | 0 | 0 | 0 | 0 | 0 | 0 | 0 | 0 | 0 | 0 | 0 | 0 | 0 | 0 | 0 | 0 | 0 | 0 | 0 | 0 | 0 | 0 | 0 | 0 | 0 | 0 | 0 | 0 | 0 | 0 | 0 | 0 | 0 | 0 | 0 | 0 | 0 | 0 | 0.00046341
MA | Utility PV | 0.215 | 0.213 | 0.212 | 0.214 | 0.214 | 0.214 | 0.213 | 0.213 | 0.212 | 0.211 | 0.21 | 0.209 | 0.208 | 0.207 | 0.206 | 0.205 | 0.204 | 0.203 | 0.202 | 0.201 | 0.2 | 0.199 | 0.198 | 0.21 | 0.212 | 0.213 | 0.212 | 0.211 | 0.21 | 0.208 | 0.207 | 0.207 | 0.206 | 0.205 | 0.204 | 0.203 | 0.203 | 0.202 | 0.201 | 0.201 | 0.2 | 0.20727
MA | Wind offshore | [11 empty] | 0.461 | 0.461 | 0.461 | 0.461 | 0.462 | 0.463 | 0.464 | 0.465 | 0.465 | 0.466 | 0.466 | 0.466 | 0.466 | 0.466 | 0.466 | 0.464 | 0.463 | 0.461 | 0.46 | 0.459 | 0.46 | 0.462 | 0.463 | 0.464 | 0.466 | 0.467 | 0.468 | 0.468 | 0.469 | 0.469 | 0.46407
MA | Wind onshore | 0.363 | 0.395 | 0.399 | 0.399 | 0.399 | 0.398 | 0.398 | 0.398 | 0.398 | 0.407 | 0.414 | 0.456 | 0.462 | 0.462 | 0.462 | 0.459 | 0.458 | 0.459 | 0.459 | 0.459 | 0.459 | 0.456 | 0.454 | 0.444 | 0.436 | 0.428 | 0.431 | 0.434 | 0.436 | 0.439 | 0.442 | 0.44 | 0.437 | 0.435 | 0.432 | 0.43 | 0.433 | 0.436 | 0.439 | 0.442 | 0.445 | 0.43249
MD | MD | 0.33277 | 0.30207 | 0.28527 | 0.27033 | 0.25553 | 0.23706 | 0.23463 | 0.2765 | 0.28044 | 0.28781 | 0.29506 | 0.30461 | 0.30156 | 0.3045 | 0.32171 | 0.31282 | 0.30594 | 0.27289 | 0.26122 | 0.25394 | 0.248 | 0.24578 | 0.24367 | 0.243 | 0.24183 | 0.25235 | 0.25206 | 0.25182 | 0.25171 | 0.25171 | 0.21081 | 0.21088 | 0.21088 | 0.21063 | 0.21013 | 0.20838 | 0.21031 | 0.21181 | 0.21319 | 0.21425 | 0.215 | 0.25627
MD | Battery | [5 empty] | -0.001 | -0.001 | 0 | 0 | 0 | 0 | 0 | 0 | 0 | 0 | -0.007 | -0.013 | -0.053 | -0.062 | -0.064 | -0.067 | -0.068 | -0.068 | -0.0625 | -0.059 | -0.056 | -0.059 | -0.061 | -0.0625 | -0.0635 | -0.065 | -0.0645 | -0.0645 | -0.0645 | -0.0645 | -0.0645 | -0.0575 | -0.053 | -0.0495 | -0.0465 | -0.044 | -0.048483
MD | Biopower | 0.521 | 0.52 | 0.5185 | 0.5205 | 0.522 | 0.52 | 0.5185 | 0.518 | 0.518 | 0.515 | 0.5125 | 0.515 | 0.5175 | 0.518 | 0.5185 | 0.5185 | 0.5185 | 0.5185 | 0.5185 | 0.5185 | 0.5185 | 0.5185 | 0.5185 | 0.5165 | 0.513 | 0.5085 | 0.509 | 0.51 | 0.5105 | 0.5115 | 0.512 | 0.5095 | 0.506 | 0.5005 | 0.4915 | 0.473 | 0.4625 | 0.452 | 0.4415 | 0.431 | 0.4205 | 0.50488
MD | Coal | 0.5285 | 0.354 | 0.146 | 0.1 | 0.0545 | 0.0385 | 0.021 | 0.0255 | 0.0305 | 0.0815 | 0.133 | 0.102 | 0.071 | 0.083 | 0.124 | 0.158 | 0.202 | 0.173 | 0.144 | 0.101 | 0.051 | 0.046 | 0.04 | 0.04 | 0.04 | [16 empty] | 0.11941
MD | CSP
MD | Dist PV | 0.167 | 0.165 | 0.165 | 0.165 | 0.165 | 0.165 | 0.165 | 0.165 | 0.165 | 0.165 | 0.165 | 0.165 | 0.165 | 0.165 | 0.165 | 0.165 | 0.165 | 0.165 | 0.165 | 0.165 | 0.165 | 0.165 | 0.1645 | 0.165 | 0.165 | 0.165 | 0.165 | 0.165 | 0.165 | 0.165 | 0.165 | 0.165 | 0.165 | 0.165 | 0.165 | 0.165 | 0.165 | 0.165 | 0.165 | 0.165 | 0.165 | 0.16501
MD | Gas CCGT | 0.06 | 0.194 | 0.328 | 0.23 | 0.131 | 0.111 | 0.091 | 0.753 | 0.807 | 0.821 | 0.834 | 0.834 | 0.833 | 0.831 | 0.83 | 0.681 | 0.532 | 0.382 | 0.232 | 0.184 | 0.136 | 0.106 | 0.077 | 0.068 | 0.059 | 0.05 | 0.051 | 0.052 | 0.053 | 0.054 | 0.055 | 0.071 | 0.087 | 0.103 | 0.12 | 0.136 | 0.149 | 0.163 | 0.176 | 0.19 | 0.203 | 0.28922
MD | Gas CT | 0.004 | 0.004 | 0.004 | 0.004 | 0.004 | 0.004 | 0.004 | 0.004 | 0.004 | 0.004 | 0.003 | 0.002 | 0.001 | 0.001 | 0 | 0 | 0 | 0 | 0 | 0 | 0 | 0 | 0 | 0 | 0 | 0 | 0 | 0 | 0 | 0 | 0 | 0 | 0 | 0 | 0 | 0 | 0 | 0 | 0 | 0 | 0 | 0.0011463
MD | Geothermal
MD | Hydro | 0.227 | 0.2435 | 0.26 | 0.242 | 0.2245 | 0.234 | 0.2435 | 0.2435 | 0.2435 | 0.2435 | 0.2435 | 0.2435 | 0.2435 | 0.2435 | 0.2435 | 0.2435 | 0.2435 | 0.2435 | 0.2435 | 0.2435 | 0.2435 | 0.2435 | 0.2435 | 0.2435 | 0.2435 | 0.2435 | 0.2435 | 0.2435 | 0.2435 | 0.2435 | 0.2435 | 0.2435 | 0.2435 | 0.2435 | 0.2435 | 0.2435 | 0.2435 | 0.2435 | 0.2435 | 0.2435 | 0.2435 | 0.24277
MD | Nuclear | 0.902 | 0.902 | 0.902 | 0.902 | 0.902 | 0.902 | 0.902 | 0.902 | 0.902 | 0.902 | 0.902 | 0.902 | 0.902 | 0.902 | 0.902 | 0.902 | 0.902 | 0.902 | 0.902 | 0.902 | 0.902 | 0.902 | 0.902 | 0.902 | 0.902 | 0.902 | 0.902 | 0.902 | 0.902 | 0.902 | [11 empty] | 0.902
MD | Other | 0 | 0 | 0 | 0 | 0 | 0 | 0 | 0 | 0 | 0 | 0 | 0 | 0 | 0 | 0 | 0 | 0 | 0 | 0 | 0 | 0 | 0 | 0 | 0 | 0 | 0 | 0 | 0 | 0 | 0 | 0 | 0 | 0 | 0 | 0 | 0 | 0 | 0 | 0 | 0 | 0 | 0
MD | Utility PV | 0.235 | 0.231 | 0.231 | 0.23 | 0.23 | 0.2295 | 0.2295 | 0.229 | 0.2285 | 0.229 | 0.229 | 0.228 | 0.227 | 0.226 | 0.225 | 0.224 | 0.2225 | 0.223 | 0.2225 | 0.2215 | 0.22 | 0.219 | 0.2175 | 0.217 | 0.216 | 0.215 | 0.214 | 0.213 | 0.212 | 0.211 | 0.21 | 0.209 | 0.208 | 0.207 | 0.206 | 0.2055 | 0.2055 | 0.2055 | 0.2055 | 0.2055 | 0.204 | 0.21875
MD | Wind offshore | [11 empty] | 0.436 | 0.436 | 0.434 | 0.433 | 0.432 | 0.432 | 0.416 | 0.405 | 0.408 | 0.411 | 0.419 | 0.427 | 0.423 | 0.418 | 0.414 | 0.415 | 0.416 | 0.418 | 0.419 | 0.42 | 0.408 | 0.397 | 0.386 | 0.377 | 0.368 | 0.386 | 0.401 | 0.415 | 0.426 | 0.436 | 0.4144
MD | Wind onshore | 0.405 | 0.404 | 0.404 | 0.404 | 0.404 | 0.403 | 0.403 | 0.403 | 0.403 | 0.41 | 0.416 | 0.401 | 0.404 | 0.421 | 0.438 | 0.425 | 0.4235 | 0.4225 | 0.422 | 0.4035 | 0.402 | 0.3975 | 0.394 | 0.391 | 0.3885 | 0.386 | 0.386 | 0.385 | 0.3845 | 0.3845 | 0.3835 | 0.385 | 0.387 | 0.389 | 0.391 | 0.3925 | 0.396 | 0.3995 | 0.404 | 0.4075 | 0.4115 | 0.401
ME | ME | 0.26925 | 0.26288 | 0.25512 | 0.27687 | 0.29862 | 0.24033 | 0.214 | 0.2095 | 0.2044 | 0.2047 | 0.204 | 0.199 | 0.21511 | 0.22322 | 0.23133 | 0.223 | 0.21444 | 0.20567 | 0.19656 | 0.19556 | 0.19444 | 0.19344 | 0.22312 | 0.20167 | 0.21133 | 0.22078 | 0.22233 | 0.22511 | 0.22944 | 0.23622 | 0.24944 | 0.249 | 0.24833 | 0.24678 | 0.24322 | 0.23067 | 0.2404 | 0.2371 | 0.2339 | 0.231 | 0.2282 | 0.22698
ME | Battery | [5 empty] | -0.002 | -0.002 | -0.001 | -0.001 | 0 | 0 | -0.001 | -0.001 | -0.004 | -0.007 | -0.006 | -0.006 | -0.03 | -0.055 | -0.06 | -0.065 | -0.065 |  | -0.057 | -0.057 | -0.057 | -0.065 | -0.068 | -0.07 | -0.071 | -0.072 | -0.073 | -0.074 | -0.074 | -0.075 | -0.075 | -0.074 | -0.072 | -0.071 | -0.069 | -0.067 | -0.0442
ME | Biopower | 0.208 | 0.146 | 0.08 | 0.254 | 0.437 | 0.235 | 0.028 | 0.029 | 0.03 | 0.03 | 0.03 | 0.03 | 0.03 | 0.03 | 0.03 | 0.03 | 0.03 | 0.03 | 0.03 | 0.03 | 0.03 | 0.037 | 0.044 | 0.15 | 0.257 | 0.363 | 0.379 | 0.401 | 0.434 | 0.489 | 0.6 | 0.593 | 0.583 | 0.565 | 0.529 | 0.411 | 0.376 | 0.341 | 0.307 | 0.272 | 0.237 | 0.22378
ME | Coal | Column Labels 2010: 0; Column Labels 2011: 0; Column Labels 2012: 0; Column Labels 2013: 0; Column Labels 2014: 0; Column Labels 2015: 0; Column Labels 2016: 0; Column Labels 2017: 0; Column Labels 2018: 0; Column Labels 2019: 0; Column Labels 2020: 0; Column Labels 2021: 0 | 0
ME | CSP
ME | Dist PV | 0.156 | 0.156 | 0.156 | 0.156 | 0.156 | 0.156 | 0.156 | 0.156 | 0.156 | 0.156 | 0.156 | 0.156 | 0.156 | 0.156 | 0.156 | 0.156 | 0.156 | 0.156 | 0.156 | 0.156 | 0.156 | 0.156 | 0.156 | 0.156 | 0.156 | 0.156 | 0.156 | 0.156 | 0.156 | 0.156 | 0.156 | 0.156 | 0.156 | 0.156 | 0.156 | 0.156 | 0.156 | 0.156 | 0.156 | 0.156 | 0.156 | 0.156
ME | Gas CCGT | 0.623 | 0.646 | 0.668 | 0.627 | 0.586 | 0.537 | 0.488 | 0.398 | 0.309 | 0.337 | 0.366 | 0.333 | 0.299 | 0.375 | 0.451 | 0.373 | 0.295 | 0.232 | 0.169 | 0.153 | 0.137 | 0.115 | 0.093 | 0.075 | 0.056 | 0.037 | 0.034 | 0.03 | 0.027 | 0.023 | 0.019 | 0.021 | 0.023 | 0.025 | 0.027 | 0.029 | 0.023 | 0.017 | 0.011 | 0.006 | 0 | 0.22178
ME | Gas CT | 0.004 | 0.004 | 0.004 | 0.004 | 0.004 | 0.004 | 0.004 | 0.004 | 0.004 | 0.002 | 0 | 0 | 0 | 0 | 0 | 0 | 0 | 0 | 0 | 0 | 0 | 0 | 0 | 0 | 0 | 0 | 0 | 0 | 0 | 0 | 0 | 0 | 0 | 0 | 0 | 0 | 0 | 0 | 0 | 0 | 0 | 0.00092683
ME | Geothermal
ME | Hydro | 0.698 | 0.684 | 0.67 | 0.651 | 0.631 | 0.657 | 0.683 | 0.684 | 0.686 | 0.685 | 0.685 | 0.685 | 0.685 | 0.685 | 0.685 | 0.685 | 0.685 | 0.685 | 0.685 | 0.685 | 0.685 | 0.685 | 0.685 | 0.685 | 0.685 | 0.685 | 0.685 | 0.685 | 0.685 | 0.685 | 0.685 | 0.685 | 0.685 | 0.685 | 0.685 | 0.685 | 0.685 | 0.685 | 0.685 | 0.685 | 0.685 | 0.68205
ME | Nuclear
ME | Other | 0.128 | 0.116 | 0.103 | 0.163 | 0.214 | 0.203 | 0.19 | 0.229 | 0.264 | 0.228 | 0.184 | 0.164 | 0.141 | 0.142 | 0.143 | 0.146 | 0.148 | 0.152 | 0.156 | 0.169 | 0.182 | 0.182 | 0.183 | 0.184 | 0.185 | 0.185 | 0.194 | 0.204 | 0.215 | 0.226 | 0.239 | 0.239 | 0.239 | 0.239 | 0.239 | 0.239 | 0.239 | 0.239 | 0.239 | 0.239 | 0.239 | 0.19395
ME | Utility PV | [7 empty] | 0.217 | 0.217 | 0.216 | 0.215 | 0.214 | 0.213 | 0.212 | 0.211 | 0.21 | 0.209 | 0.208 | 0.207 | 0.206 | 0.205 | 0.217 | 0.217 | 0.216 | 0.215 | 0.214 | 0.213 | 0.212 | 0.211 | 0.21 | 0.209 | 0.208 | 0.207 | 0.206 | 0.205 | 0.204 | 0.203 | 0.202 | 0.201 | 0.2 | 0.199 | 0.20968
ME | Wind offshore | Column Labels 2046: 0.363; Column Labels 2047: 0.363; Column Labels 2048: 0.363; Column Labels 2049: 0.363; Column Labels 2050: 0.363 | 0.363
ME | Wind onshore | 0.337 | 0.351 | 0.36 | 0.36 | 0.361 | 0.373 | 0.379 | 0.379 | 0.379 | 0.393 | 0.404 | 0.409 | 0.413 | 0.413 | 0.413 | 0.413 | 0.413 | 0.418 | 0.421 | 0.421 | 0.42 | 0.414 | 0.407 | 0.406 | 0.405 | 0.404 | 0.405 | 0.406 | 0.407 | 0.408 | 0.409 | 0.412 | 0.416 | 0.419 | 0.423 | 0.427 | 0.433 | 0.44 | 0.448 | 0.458 | 0.47 | 0.40602
MI | MI | 0.32694 | 0.36006 | 0.38633 | 0.33981 | 0.34315 | 0.35868 | 0.38323 | 0.35296 | 0.35058 | 0.35916 | 0.37264 | 0.364 | 0.35508 | 0.355 | 0.35504 | 0.32858 | 0.31292 | 0.30535 | 0.29992 | 0.28148 | 0.28458 | 0.27888 | 0.285 | 0.28476 | 0.28448 | 0.27946 | 0.27792 | 0.27646 | 0.27504 | 0.27363 | 0.27237 | 0.27317 | 0.27446 | 0.27604 | 0.27829 | 0.28154 | 0.28792 | 0.28796 | 0.288 | 0.28816 | 0.26296 | 0.30985
MI | Battery | [7 empty] | 0 | 0 | 0 | 0 | 0 | 0 | 0 | 0 | -0.0365 | -0.0365 | -0.068 | -0.0695 | -0.058667 | -0.058667 | -0.068 | -0.069 | -0.068333 | -0.068 | -0.068 | -0.069667 | -0.071667 | -0.072667 | -0.073667 | -0.074333 | -0.074 | -0.073667 | -0.073 | -0.073 | -0.072333 | -0.069 | -0.066667 | -0.064667 | -0.062333 | -0.060667 | -0.060378
MI | Biopower | 0.3585 | 0.3665 | 0.3735 | 0.3745 | 0.375 | 0.375 | 0.375 | 0.375 | 0.3745 | 0.373 | 0.3715 | 0.3715 | 0.3715 | 0.3715 | 0.3715 | 0.3715 | 0.3715 | 0.3715 | 0.3715 | 0.3715 | 0.3715 | 0.3715 | 0.3715 | 0.383 | 0.3945 | 0.406 | 0.406 | 0.406 | 0.4065 | 0.4065 | 0.407 | 0.4165 | 0.4285 | 0.4455 | 0.4695 | 0.507 | 0.4965 | 0.4845 | 0.4715 | 0.4575 | 0.4425 | 0.39963
MI | Coal | 0.413 | 0.355 | 0.2975 | 0.3655 | 0.44 | 0.4245 | 0.407 | 0.4195 | 0.432 | 0.429 | 0.5525 | 0.5085 | 0.474 | 0.4945 | 0.515 | 0.5015 | 0.4165 | 0.4015 | 0.3835 | 0.341 | 0.2855 | 0.244 | 0.403 | 0.403 | 0.403 | [16 empty] | 0.413
MI | CSP
MI | Dist PV |  |  |  | 0.15167 | 0.15167 | 0.15167 | 0.15167 | 0.15167 | 0.15167 | 0.15167 | 0.15167 | 0.15167 | 0.15167 | 0.15167 | 0.15167 | 0.15167 | 0.15167 | 0.15167 | 0.15167 | 0.15167 | 0.15167 | 0.15167 | 0.15167 | 0.15167 | 0.15167 | 0.15167 | 0.15167 | 0.15167 | 0.15167 | 0.15167 | 0.15167 | 0.15167 | 0.15167 | 0.15167 | 0.15167 | 0.15167 | 0.15167 | 0.15167 | 0.15167 | 0.15167 | 0.15167 | 0.15167
MI | Gas CCGT | 0.0405 | 0.3005 | 0.5605 | 0.3315 | 0.104 | 0.369 | 0.6335 | 0.6175 | 0.603 | 0.6395 | 0.674 | 0.653 | 0.632 | 0.6065 | 0.5815 | 0.507 | 0.432 | 0.3725 | 0.3125 | 0.2795 | 0.246 | 0.228 | 0.21 | 0.2025 | 0.1945 | 0.1875 | 0.1795 | 0.172 | 0.164 | 0.1565 | 0.1485 | 0.1475 | 0.147 | 0.1465 | 0.146 | 0.1445 | 0.146 | 0.1475 | 0.151 | 0.156 | 0.164 | 0.31305
MI | Gas CT | 0.0023333 | 0.014 | 0.026333 | 0.016 | 0.002 | 0.019 | 0.026 | 0.048 | 0.047667 | 0.047 | 0.046667 | 0.034667 | 0.022333 | 0.025 | 0.028 | 0.021333 | 0.014333 | 0.011667 | 0.0086667 | 0.008 | 0.0076667 | 0.0056667 | 0.0036667 | 0.003 | 0.002 | 0.0013333 | 0.0013333 | 0.0013333 | 0.0013333 | 0.0013333 | 0.0016667 | 0.0016667 | 0.002 | 0.002 | 0.0023333 | 0.0026667 | 0.002 | 0.0016667 | 0.0013333 | 0.00066667 | 0 | 0.0125
MI | Geothermal
MI | Hydro | 0.55433 | 0.54433 | 0.53367 | 0.55933 | 0.58433 | 0.571 | 0.55733 | 0.55633 | 0.55567 | 0.55667 | 0.558 | 0.55767 | 0.557 | 0.55767 | 0.55867 | 0.556 | 0.55333 | 0.54833 | 0.543 | 0.53933 | 0.53533 | 0.53633 | 0.537 | 0.54 | 0.543 | 0.546 | 0.544 | 0.54233 | 0.54033 | 0.53833 | 0.53633 | 0.53667 | 0.53733 | 0.53767 | 0.538 | 0.53867 | 0.53667 | 0.53467 | 0.53267 | 0.53033 | 0.52867 | 0.54615
MI | Nuclear | 0.902 | 0.902 | 0.902 | 0.902 | 0.902 | 0.902 | 0.902 | 0.902 | 0.902 | 0.902 | 0.902 | 0.902 | 0.902 | 0.902 | 0.902 | 0.902 | 0.902 | 0.902 | 0.902 | 0.902 | 0.902 | 0.902 | 0.902 | 0.902 | 0.902 | 0.902 | 0.902 | 0.902 | 0.902 | 0.902 | 0.902 | 0.902 | 0.902 | 0.902 | 0.902 | 0.902 | 0.8965 | 0.891 | 0.885 | 0.8795 | 0.846 | 0.89993
MI | Other | 0.0795 | 0.0995 | 0.1185 | 0.118 | 0.118 | 0.152 | 0.1885 | 0.1675 | 0.143 | 0.1475 | 0.152 | 0.118 | 0.078 | 0.078 | 0.078 | 0.053 | 0.026 | 0.0535 | 0.077 | 0.0765 | 0.151 | 0.152 | 0.152 | 0.158 | 0.164 | 0.17 | 0.163 | 0.157 | 0.151 | 0.144 | 0.138 | 0.139 | 0.141 | 0.142 | 0.144 | 0.145 | 0.155 | 0.166 | 0.177 | 0.19 | 0.204 | 0.12372
MI | Utility PV | [5 empty] | 0.2335 | 0.2335 | 0.233 | 0.2325 | 0.231 | 0.2295 | 0.2305 | 0.23 | 0.2285 | 0.2275 | 0.2265 | 0.2255 | 0.2245 | 0.2235 | 0.2295 | 0.2285 | 0.2275 | 0.2265 | 0.2255 | 0.2245 | 0.223 | 0.223 | 0.2225 | 0.222 | 0.2215 | 0.221 | 0.2195 | 0.2185 | 0.218 | 0.217 | 0.216 | 0.215 | 0.214 | 0.2135 | 0.2125 | 0.2115 | 0.22389
MI | Wind offshore | Column Labels 2046: 0.436; Column Labels 2047: 0.436; Column Labels 2048: 0.436; Column Labels 2049: 0.436; Column Labels 2050: 0.436 | 0.436
MI | Wind onshore | 0.301 | 0.3795 | 0.385 | 0.386 | 0.3865 | 0.3865 | 0.3865 | 0.387 | 0.3875 | 0.423 | 0.428 | 0.43367 | 0.43633 | 0.43667 | 0.43667 | 0.43533 | 0.43467 | 0.42967 | 0.429 | 0.42633 | 0.42433 | 0.42533 | 0.42667 | 0.41767 | 0.40933 | 0.40233 | 0.40133 | 0.40067 | 0.39967 | 0.399 | 0.39867 | 0.39933 | 0.40067 | 0.40133 | 0.403 | 0.40367 | 0.41167 | 0.41967 | 0.42733 | 0.43533 | 0.44333 | 0.413
MN | MN | 0.55924 | 0.52652 | 0.49314 | 0.37485 | 0.33333 | 0.38441 | 0.44193 | 0.43252 | 0.42328 | 0.43338 | 0.44028 | 0.43734 | 0.43434 | 0.40216 | 0.41257 | 0.38347 | 0.37491 | 0.371 | 0.36844 | 0.36472 | 0.3595 | 0.35828 | 0.35344 | 0.35478 | 0.35528 | 0.361 | 0.36048 | 0.35977 | 0.35894 | 0.35787 | 0.35671 | 0.35632 | 0.35587 | 0.35555 | 0.35513 | 0.35481 | 0.35587 | 0.35645 | 0.35697 | 0.35726 | 0.35765 | 0.38364
MN | Battery |  |  |  | -0.037 | -0.037 | -0.034 | -0.031 | -0.028 | -0.025 | -0.028 | -0.031 | -0.028 | -0.025 | -0.037667 | -0.043 | -0.04275 | -0.04075 | -0.05625 | -0.06075 | -0.06425 | -0.06575 | -0.06675 | -0.0675 | -0.0635 | -0.061 | -0.05825 | -0.0615 | -0.0625 | -0.06275 | -0.063 | -0.063 | -0.062 | -0.06075 | -0.06025 | -0.0595 | -0.05925 | -0.05725 | -0.05525 | -0.0535 | -0.05175 | -0.05 | -0.055542
MN | Biopower | 0.141 | 0.144 | 0.146 | 0.145 | 0.143 | 0.142 | 0.141 | 0.141 | 0.141 | 0.146 | 0.15 | 0.157 | 0.164 | 0.164 | 0.164 | 0.164 | 0.164 | 0.164 | 0.164 | 0.17 | 0.178 | 0.178 | 0.178 | 0.175 | 0.173 | 0.17 | 0.158 | 0.144 | 0.129 | 0.113 | 0.096 | 0.092 | 0.088 | 0.084 | 0.081 | 0.077 | 0.068 | 0.059 | 0.05 | 0.04 | 0.029 | 0.13207
MN | Coal | 0.807 | 0.793 | 0.779 | 0.798 | 0.816 | 0.786 | 0.746 | 0.765 | 0.787 | 0.73 | 0.673 | 0.691 | 0.714 | 0.703 | 0.688 | 0.668 | 0.648 | 0.629 | 0.609 | 0.554 | 0.455 | 0.371 | 0.192 | 0.192 | 0.192 | [16 empty] | 0.63144
MN | CSP
MN | Dist PV |  |  |  | 0.15825 | 0.15825 | 0.15825 | 0.15825 | 0.15825 | 0.15825 | 0.15825 | 0.15825 | 0.15825 | 0.15825 | 0.15825 | 0.15825 | 0.15825 | 0.15825 | 0.15825 | 0.15825 | 0.15825 | 0.15825 | 0.15825 | 0.15825 | 0.15825 | 0.15825 | 0.15825 | 0.15825 | 0.15825 | 0.15825 | 0.15825 | 0.15825 | 0.15825 | 0.15825 | 0.15825 | 0.15825 | 0.15825 | 0.15825 | 0.15825 | 0.15825 | 0.15825 | 0.15825 | 0.15825
MN | Gas CCGT | 0.048 | 0.098 | 0.1485 | 0.118 | 0.086 | 0.3455 | 0.605 | 0.4745 | 0.345 | 0.505 | 0.6195 | 0.5565 | 0.4935 | 0.473 | 0.4525 | 0.323 | 0.1935 | 0.1775 | 0.161 | 0.1305 | 0.101 | 0.1035 | 0.107 | 0.111 | 0.1155 | 0.1205 | 0.1085 | 0.0975 | 0.086 | 0.0745 | 0.0635 | 0.062 | 0.0605 | 0.0595 | 0.0575 | 0.0565 | 0.0605 | 0.0635 | 0.0675 | 0.071 | 0.075 | 0.19698
MN | Gas CT | 0.00825 | 0.008 | 0.0075 | 0.006 | 0.004 | 0.01525 | 0.02625 | 0.01575 | 0.00525 | 0.00775 | 0.011 | 0.01175 | 0.01225 | 0.012 | 0.0086667 | 0.0056667 | 0.0026667 | 0.0023333 | 0.0023333 | 0.0013333 | 0.00033333 | 0.0013333 | 0.002 | 0.0016667 | 0.001 | 0.00033333 | 0.00033333 | 0.00033333 | 0.00066667 | 0.00066667 | 0.00066667 | 0.00066667 | 0.00033333 | 0.00033333 | 0 | 0 | 0 | 0 | 0 | 0 | 0 | 0.005146
MN | Geothermal
MN | Hydro | 1.93 | 1.7205 | 1.512 | 1.244 | 0.976 | 1.254 | 1.5322 | 1.5322 | 1.5325 | 1.5325 | 1.5325 | 1.5328 | 1.533 | 1.5333 | 1.5333 | 1.5335 | 1.5335 | 1.5335 | 1.5335 | 1.5335 | 1.5335 | 1.5337 | 1.5337 | 1.5337 | 1.5337 | 1.5337 | 1.5337 | 1.5337 | 1.5337 | 1.5337 | 1.5337 | 1.5337 | 1.5337 | 1.5337 | 1.5337 | 1.5337 | 1.5337 | 1.5337 | 1.5337 | 1.5337 | 1.5337 | 1.5197
MN | Nuclear | 0.902 | 0.902 | 0.902 | 0.902 | 0.902 | 0.902 | 0.902 | 0.902 | 0.902 | 0.902 | 0.902 | 0.902 | 0.902 | 0.902 | 0.902 | 0.902 | 0.902 | 0.902 | 0.902 | 0.902 | 0.902 | 0.902 | 0.902 | 0.902 | 0.902 | 0.902 | 0.902 | 0.902 | 0.902 | 0.902 | 0.902 | 0.858 | 0.813 | 0.769 | 0.724 | 0.68 | 0.68 | 0.68 | 0.68 | 0.68 | 0.68 | 0.85868
MN | Other | 0.19275 | 0.1955 | 0.1985 | 0.199 | 0.1995 | 0.20525 | 0.21025 | 0.2125 | 0.21425 | 0.21475 | 0.215 | 0.215 | 0.21525 | 0.21525 | 0.21525 | 0.215 | 0.21475 | 0.21525 | 0.21575 | 0.216 | 0.21625 | 0.21625 | 0.21625 | 0.21625 | 0.21625 | 0.21625 | 0.21625 | 0.21625 | 0.21625 | 0.21625 | 0.21625 | 0.21625 | 0.21625 | 0.21625 | 0.21625 | 0.21625 | 0.21625 | 0.21625 | 0.21625 | 0.21625 | 0.21625 | 0.21307
MN | Utility PV |  |  |  | 0.233 | 0.233 | 0.231 | 0.23067 | 0.22867 | 0.22767 | 0.22667 | 0.22567 | 0.22467 | 0.22367 | 0.22267 | 0.22133 | 0.2185 | 0.2175 | 0.2165 | 0.21525 | 0.21425 | 0.21325 | 0.21225 | 0.21125 | 0.21775 | 0.219 | 0.21975 | 0.2185 | 0.21725 | 0.21625 | 0.21525 | 0.214 | 0.213 | 0.212 | 0.211 | 0.21 | 0.20875 | 0.21475 | 0.21725 | 0.219 | 0.21975 | 0.221 | 0.21813
MN | Wind offshore
MN | Wind onshore | 0.3185 | 0.3315 | 0.34 | 0.35375 | 0.355 | 0.35925 | 0.362 | 0.36325 | 0.364 | 0.36875 | 0.37275 | 0.37575 | 0.377 | 0.3805 | 0.3825 | 0.386 | 0.38875 | 0.3865 | 0.3845 | 0.38725 | 0.386 | 0.397 | 0.4025 | 0.40175 | 0.40075 | 0.3995 | 0.409 | 0.41475 | 0.41875 | 0.4215 | 0.4235 | 0.43325 | 0.44275 | 0.45325 | 0.4635 | 0.4745 | 0.475 | 0.47575 | 0.4765 | 0.477 | 0.47775 | 0.40151
MO | MO | 0.239 | 0.22628 | 0.21786 | 0.22428 | 0.22766 | 0.2449 | 0.26448 | 0.252 | 0.25091 | 0.25775 | 0.25107 | 0.26351 | 0.25911 | 0.25536 | 0.25113 | 0.23238 | 0.22292 | 0.21288 | 0.20906 | 0.20427 | 0.19957 | 0.19547 | 0.1859 | 0.17981 | 0.17883 | 0.16371 | 0.16306 | 0.16245 | 0.16206 | 0.16167 | 0.16465 | 0.16498 | 0.16504 | 0.16502 | 0.16496 | 0.14923 | 0.14843 | 0.14789 | 0.14743 | 0.14691 | 0.14943 | 0.19911
MO | Battery |  | -0.044 | -0.044 | -0.04 | -0.035 | -0.044 | -0.052 | -0.0355 | -0.041 | -0.0405 | -0.0395 | -0.038 | -0.0365 | -0.0375 | -0.0385 | -0.04525 | -0.04625 | -0.0568 | -0.0628 | -0.0646 | -0.0648 | -0.0642 | -0.0636 | -0.064667 | -0.063667 | -0.062333 | -0.066333 | -0.069 | -0.0705 | -0.071833 | -0.073 | -0.070833 | -0.068667 | -0.066667 | -0.0645 | -0.062 | -0.063667 | -0.062833 | -0.0615 | -0.060667 | -0.059667 | -0.060815
MO | Biopower | 0.522 | 0.522 | 0.522 | 0.522 | 0.522 | 0.522 | 0.522 | 0.522 | 0.522 | 0.522 | 0.522 | 0.522 | 0.522 | 0.522 | 0.522 | 0.522 | 0.522 | 0.522 | 0.522 | 0.522 | 0.522 | 0.522 | 0.522 | 0.50925 | 0.49625 | 0.4835 | 0.49125 | 0.499 | 0.50675 | 0.5145 | 0.522 | 0.5145 | 0.50675 | 0.499 | 0.49125 | 0.4835 | 0.4675 | 0.451 | 0.43475 | 0.4185 | 0.402 | 0.50438
MO | Coal | 0.7678 | 0.6786 | 0.5932 | 0.624 | 0.8235 | 0.772 | 0.715 | 0.748 | 0.83325 | 0.8275 | 0.81133 | 0.814 | 0.81667 | 0.80767 | 0.79333 | 0.792 | 0.79033 | 0.762 | 0.73333 | 0.68267 | 0.63133 | 0.567 | 0.409 | 0.409 | 0.409 | [16 empty] | 0.70653
MO | CSP
MO | Dist PV | 0.1685 | 0.16933 | 0.16933 | 0.16933 | 0.16933 | 0.16933 | 0.16933 | 0.16933 | 0.16933 | 0.16933 | 0.16933 | 0.16933 | 0.16933 | 0.16933 | 0.16933 | 0.16933 | 0.16933 | 0.16933 | 0.16933 | 0.16933 | 0.16933 | 0.16933 | 0.16933 | 0.16817 | 0.16717 | 0.16633 | 0.16633 | 0.16633 | 0.16633 | 0.16633 | 0.16633 | 0.16717 | 0.16783 | 0.16833 | 0.16883 | 0.16933 | 0.16933 | 0.16933 | 0.16933 | 0.16933 | 0.16933 | 0.16867
MO | Gas CCGT | 0.016 | 0.09425 | 0.17275 | 0.11125 | 0.0495 | 0.27675 | 0.5035 | 0.416 | 0.3285 | 0.407 | 0.4855 | 0.43675 | 0.388 | 0.35225 | 0.31625 | 0.20725 | 0.098 | 0.09125 | 0.08475 | 0.06675 | 0.049 | 0.05425 | 0.0595 | 0.0615 | 0.0635 | 0.0655 | 0.05775 | 0.0495 | 0.042 | 0.03375 | 0.02575 | 0.026 | 0.02625 | 0.02625 | 0.02625 | 0.0265 | 0.02675 | 0.02725 | 0.02775 | 0.02825 | 0.0285 | 0.13985
MO | Gas CT | 0.0026 | 0.0032 | 0.0038 | 0.0056 | 0.0062 | 0.0175 | 0.020667 | 0.015667 | 0.012 | 0.0135 | 0.0155 | 0.011833 | 0.0085 | 0.0093333 | 0.010333 | 0.0081667 | 0.006 | 0.0046667 | 0.0036667 | 0.002 | 0.00066667 | 0.0005 | 0.00016667 | 0.00016667 | 0.00016667 | 0.00033333 | 0.00033333 | 0.00033333 | 0.00033333 | 0.00033333 | 0.00033333 | 0.00033333 | 0.00016667 | 0.00016667 | 0 | 0 | 0 | 0 | 0 | 0 | 0 | 0.0045187
MO | Geothermal
MO | Hydro | 0.1566 | 0.1182 | 0.0796 | 0.0736 | 0.0674 | 0.0918 | 0.1162 | 0.1162 | 0.1162 | 0.1178 | 0.1196 | 0.1196 | 0.1196 | 0.118 | 0.1162 | 0.1146 | 0.113 | 0.1078 | 0.1026 | 0.0992 | 0.096 | 0.095 | 0.094 | 0.0966 | 0.0994 | 0.1016 | 0.1014 | 0.1008 | 0.1004 | 0.1 | 0.0994 | 0.1 | 0.1002 | 0.1006 | 0.1008 | 0.101 | 0.1034 | 0.1056 | 0.1082 | 0.1104 | 0.1128 | 0.10516
MO | Nuclear | 0.902 | 0.902 | 0.902 | 0.902 | 0.902 | 0.902 | 0.902 | 0.902 | 0.902 | 0.902 | 0.902 | 0.902 | 0.902 | 0.902 | 0.902 | 0.902 | 0.902 | 0.902 | 0.902 | 0.902 | 0.902 | 0.902 | 0.902 | 0.902 | 0.902 | 0.902 | 0.902 | 0.902 | 0.902 | 0.902 | 0.902 | 0.902 | 0.902 | 0.902 | 0.902 | [6 empty] | 0.902
MO | Other | 0 | 0 | 0 | 0 | 0 | 0.001 | 0.002 | 0.001 | 0 | 0 | 0 | 0 | 0 | 0 | 0 | 0 | 0 | 0 | 0 | 0 | 0 | 0 | 0 | 0 | 0 | 0 | 0 | 0 | 0 | 0 | 0 | 0 | 0 | 0 | 0 | 0 | 0 | 0 | 0 | 0 | 0 | 0.00010363
MO | Utility PV |  |  |  | 0.2455 | 0.2455 | 0.2442 | 0.2438 | 0.24467 | 0.24417 | 0.24283 | 0.24183 | 0.24667 | 0.2465 | 0.24683 | 0.24617 | 0.24517 | 0.244 | 0.24283 | 0.2415 | 0.24033 | 0.239 | 0.23783 | 0.23667 | 0.23617 | 0.2355 | 0.23467 | 0.23467 | 0.234 | 0.23333 | 0.23267 | 0.232 | 0.23117 | 0.23033 | 0.2295 | 0.2285 | 0.2275 | 0.2265 | 0.22583 | 0.225 | 0.22433 | 0.22333 | 0.23676
MO | Wind offshore
MO | Wind onshore | 0.329 | 0.329 | 0.329 | 0.329 | 0.329 | 0.339 | 0.346 | 0.349 | 0.351 | 0.351 | 0.351 | 0.4234 | 0.423 | 0.4224 | 0.4218 | 0.416 | 0.41617 | 0.41 | 0.40783 | 0.41167 | 0.41467 | 0.41017 | 0.40617 | 0.40267 | 0.39983 | 0.397 | 0.39583 | 0.395 | 0.39417 | 0.39367 | 0.39317 | 0.398 | 0.4015 | 0.4045 | 0.4075 | 0.41 | 0.41483 | 0.41933 | 0.4235 | 0.428 | 0.43167 | 0.40536
MS | MS | 0.35137 | 0.386 | 0.39556 | 0.36036 | 0.36945 | 0.378 | 0.38883 | 0.37054 | 0.362 | 0.36062 | 0.35662 | 0.34938 | 0.34192 | 0.33677 | 0.33154 | 0.33214 | 0.304 | 0.27043 | 0.26121 | 0.23353 | 0.2286 | 0.22813 | 0.19379 | 0.1976 | 0.195 | 0.19193 | 0.1888 | 0.1868 | 0.185 | 0.18333 | 0.1816 | 0.18293 | 0.18407 | 0.18513 | 0.1862 | 0.13593 | 0.13679 | 0.1375 | 0.13821 | 0.139 | 0.15031 | 0.24957
MS | Battery | Column Labels 2027: -0.043; Column Labels 2028: -0.043; Column Labels 2029: -0.046; Column Labels 2030: -0.046; Column Labels 2031: -0.0515; Column Labels 2032: -0.0515; Column Labels 2033: -0.056; Column Labels 2034: -0.0605; Column Labels 2035: -0.064; Column Labels 2036: -0.067; Column Labels 2037: -0.068; Column Labels 2038: -0.069; Column Labels 2039: -0.069; Column Labels 2040: -0.0695; Column Labels 2041: -0.0665; Column Labels 2042: -0.064; Column Labels 2043: -0.061; Column Labels 2044: -0.0585; Column Labels 2045: -0.056; Column Labels 2046: -0.0545; Column Labels 2047: -0.053; Column Labels 2048: -0.052; Column Labels 2049: -0.0505; Column Labels 2050: -0.05 | -0.057696
MS | Biopower |  | 0.522 | 0.522 | 0.522 | 0.522 | 0.522 | 0.522 | 0.522 | 0.522 | 0.522 | 0.522 | 0.522 | 0.522 | 0.522 | 0.522 | 0.522 | 0.522 | 0.522 | 0.522 | 0.522 | 0.522 | 0.522 | 0.522 | 0.522 | 0.522 | 0.522 | 0.522 | 0.522 | 0.522 | 0.522 | 0.522 | 0.522 | 0.522 | 0.522 | 0.522 | 0.522 | 0.522 | 0.522 | 0.522 | 0.522 | 0.522 | 0.522
MS | Coal | Column Labels 2010: 0.788; Column Labels 2011: 0.533; Column Labels 2012: 0.257; Column Labels 2013: 0.535; Column Labels 2014: 0.814; Column Labels 2015: 0.689; Column Labels 2016: 0.514; Column Labels 2017: 0.592; Column Labels 2018: 0.6705; Column Labels 2019: 0.599; Column Labels 2020: 0.5115; Column Labels 2021: 0.542; Column Labels 2022: 0.5725; Column Labels 2023: 0.624; Column Labels 2024: 0.6755; Column Labels 2025: 0.7155; Column Labels 2026: 0.825; Column Labels 2027: 0.786; Column Labels 2028: 0.746; Column Labels 2029: 0.719; Column Labels 2030: 0.692; Column Labels 2031: 0.692 | 0.62434
MS | CSP
MS | Dist PV |  |  |  | 0.173 | 0.173 | 0.173 | 0.173 | 0.173 | 0.173 | 0.173 | 0.173 | 0.173 | 0.173 | 0.173 | 0.173 | 0.173 | 0.173 | 0.173 | 0.173 | 0.139 | 0.121 | 0.123 | 0.124 | 0.1465 | 0.162 | 0.173 | 0.173 | 0.173 | 0.173 | 0.173 | 0.173 | 0.167 | 0.1615 | 0.1565 | 0.1525 | 0.1485 | 0.1505 | 0.1525 | 0.154 | 0.156 | 0.1575 | 0.16258
MS | Gas CCGT | 0.1635 | 0.488 | 0.806 | 0.557 | 0.328 | 0.569 | 0.8095 | 0.676 | 0.5425 | 0.606 | 0.669 | 0.592 | 0.5135 | 0.431 | 0.348 | 0.3035 | 0.259 | 0.2165 | 0.174 | 0.1845 | 0.195 | 0.187 | 0.1785 | 0.148 | 0.118 | 0.0875 | 0.082 | 0.0765 | 0.0715 | 0.0665 | 0.061 | 0.0645 | 0.068 | 0.0715 | 0.0755 | 0.079 | 0.081 | 0.0825 | 0.085 | 0.087 | 0.0895 | 0.2754
MS | Gas CT | 0.003 | 0.004 | 0.005 | 0.005 | 0.005 | 0.0045 | 0.004 | 0.004 | 0.004 | 0.004 | 0.004 | 0.004 | 0.004 | 0.0025 | 0.0005 | 0.0005 | 0.0005 | 0 | 0 | 0 | 0 | 0 | 0 | 0 | 0 | 0 | 0 | 0 | 0 | 0 | 0 | 0 | 0 | 0 | 0 | 0 | 0 | 0 | 0 | 0 | 0 | 0.0014268
MS | Geothermal
MS | Hydro
MS | Nuclear | 0.902 | 0.902 | 0.902 | 0.902 | 0.902 | 0.902 | 0.902 | 0.902 | 0.902 | 0.902 | 0.902 | 0.902 | 0.902 | 0.902 | 0.902 | 0.902 | 0.902 | 0.902 | 0.902 | 0.902 | 0.902 | 0.902 | 0.902 | 0.902 | 0.902 | 0.902 | 0.902 | 0.902 | 0.902 | 0.902 | 0.902 | 0.902 | 0.902 | 0.902 | 0.902 | [6 empty] | 0.902
MS | Other | 0 | 0 | 0 | 0 | 0 | 0 | 0 | 0 | 0 | 0 | 0 | 0 | 0 | 0 | 0 | 0 | 0 | 0 | 0 | 0 | 0 | 0 | 0 | 0 | 0 | 0 | 0 | 0 | 0 | 0 | 0 | 0 | 0 | 0 | 0 | 0 | 0 | 0 | 0 | 0 |  | 0
MS | Utility PV | [5 empty] | 0.241 | 0.241 | 0.2515 | 0.251 | 0.25 | 0.2485 | 0.248 | 0.2475 | 0.2465 | 0.246 | 0.245 | 0.2435 | 0.2455 | 0.2445 | 0.243 | 0.241 | 0.2395 | 0.2385 | 0.238 | 0.238 | 0.238 | 0.231 | 0.2295 | 0.2285 | 0.227 | 0.226 | 0.226 | 0.226 | 0.226 | 0.226 | 0.2255 | 0.225 | 0.2245 | 0.2235 | 0.223 | 0.222 | 0.2364
MS | Wind offshore
MS | Wind onshore | [15 empty] | 0.351 | 0.351 | 0.349 | 0.347 | 0.319 | 0.291 | 0.31 | 0.31 | 0.2935 | 0.293 | 0.293 | 0.285 | 0.278 | 0.2715 | 0.2655 | 0.2595 | 0.269 | 0.277 | 0.2835 | 0.289 | 0.2935 | 0.2945 | 0.295 | 0.296 | 0.2965 | 0.297 | 0.29291
MT | MT | 0.34557 | 0.31443 | 0.28193 | 0.27284 | 0.29332 | 0.26158 | 0.22889 | 0.24195 | 0.2559 | 0.24586 | 0.23195 | 0.20996 | 0.21873 | 0.23019 | 0.23888 | 0.22863 | 0.22948 | 0.22752 | 0.22556 | 0.22089 | 0.21656 | 0.21604 | 0.21236 | 0.21296 | 0.21356 | 0.21412 | 0.214 | 0.21388 | 0.21384 | 0.21372 | 0.2136 | 0.21328 | 0.21296 | 0.2128 | 0.21244 | 0.22117 | 0.22104 | 0.22021 | 0.21929 | 0.21846 | 0.21733 | 0.22853
MT | Battery | [11 empty] | -0.01075 | -0.01075 | -0.01175 | -0.01275 | -0.0266 | -0.0266 | -0.0332 | -0.0392 | -0.0454 | -0.0518 | -0.0562 | -0.0604 | -0.0602 | -0.0602 | -0.06 | -0.0602 | -0.0604 | -0.0598 | -0.0598 | -0.0594 | -0.0596 | -0.0598 | -0.0596 | -0.0596 | -0.059 | -0.0576 | -0.056 | -0.0544 | -0.053 | -0.0516 | -0.048849
MT | Biopower
MT | Coal | Column Labels 2010: 0.62967; Column Labels 2011: 0.40367; Column Labels 2012: 0.178; Column Labels 2013: 0.36; Column Labels 2014: 0.54267; Column Labels 2015: 0.308; Column Labels 2016: 0.067; Column Labels 2017: 0.177; Column Labels 2018: 0.287; Column Labels 2019: 0.169; Column Labels 2020: 0.051; Column Labels 2021: 0.112; Column Labels 2022: 0.19367; Column Labels 2023: 0.21967; Column Labels 2024: 0.337; Column Labels 2025: 0.3375; Column Labels 2026: 0.347; Column Labels 2027: 0.334; Column Labels 2028: 0.3205; Column Labels 2029: 0.288; Column Labels 2030: 0.2555; Column Labels 2031: 0.2555 | 0.27664
MT | CSP
MT | Dist PV |  |  |  | 0.17 | 0.17 | 0.17 | 0.17 | 0.17 | 0.17 | 0.17 | 0.17 | 0.17 | 0.17 | 0.17 | 0.17 | 0.17 | 0.17 | 0.17 | 0.17 | 0.17 | 0.17 | 0.17 | 0.17 | 0.17 | 0.17 | 0.17 | 0.17 | 0.17 | 0.17 | 0.17 | 0.17 | 0.17 | 0.17 | 0.17 | 0.17 | 0.17 | 0.17 | 0.17 | 0.17 | 0.17 | 0.17 | 0.17
MT | Gas CCGT | 0.004 | 0.004 | 0.004 | 0.007 | 0.009 | 0.106 | 0.203 | 0.153 | 0.104 | 0.116 | 0.127 | 0.107 | 0.087 | 0.071 | 0.055 | 0.038 | 0.021 | 0.02 | 0.019 | 0.01 | 0 | 0.019 | 0.039 | 0.039 | 0.04 | 0.041 | 0.04 | 0.038 | 0.036 | 0.035 | 0.033 | 0.033 | 0.033 | 0.034 | 0.034 | 0.034 | 0.027 | 0.02 | 0.014 | 0.007 | 0 | 0.04539
MT | Gas CT | 0.0005 | 0.001 | 0.001 | 0.001 | 0.001 | 0.001 | 0.001 | 0.001 | 0.001 | 0.001 | 0.001 | 0.001 | 0.0015 | 0.0015 | 0.0015 | 0.0005 | 0 | 0 | 0 | 0 | 0 | 0 | 0 | 0.0005 | 0.0015 | 0.002 | 0.0015 | 0.001 | 0.001 | 0.0005 | 0 | 0 | 0 | 0 | 0 | 0 | 0 | 0 | 0 | 0 | 0 | 0.00059756
MT | Geothermal
MT | Hydro | 0.389 | 0.455 | 0.521 | 0.46567 | 0.41067 | 0.41333 | 0.416 | 0.416 | 0.416 | 0.41567 | 0.41567 | 0.41567 | 0.41567 | 0.41567 | 0.41567 | 0.41567 | 0.41567 | 0.41567 | 0.41567 | 0.41567 | 0.41567 | 0.41567 | 0.41567 | 0.41567 | 0.41567 | 0.41567 | 0.41433 | 0.41333 | 0.41233 | 0.411 | 0.41 | 0.409 | 0.40767 | 0.40667 | 0.40533 | 0.40433 | 0.39267 | 0.38167 | 0.36967 | 0.35833 | 0.34633 | 0.41248
MT | Nuclear
MT | Other | 0.4375 | 0.4375 | 0.4375 | 0.4375 | 0.4375 | 0.4375 | 0.4375 | 0.4375 | 0.4375 | 0.4375 | 0.4375 | 0.4375 | 0.4375 | 0.4375 | 0.4375 | 0.4375 | 0.4375 | 0.4375 | 0.4375 | 0.4375 | 0.4375 | 0.4375 | 0.4375 | 0.4375 | 0.4375 | 0.4375 | 0.4375 | 0.4375 | 0.4375 | 0.4375 | 0.4375 | 0.4375 | 0.4375 | 0.4375 | 0.4375 | 0.875 | 0.875 | 0.875 | 0.875 | 0.875 | 0.875 | 0.47204
MT | Utility PV | [7 empty] | 0.218 | 0.218 | 0.217 | 0.2155 | 0.2145 | 0.2135 | 0.2125 | 0.2115 | 0.2105 | 0.2095 | 0.2085 | 0.2075 | 0.2055 | 0.203 | 0.1965 | 0.1895 | 0.193 | 0.197 | 0.2005 | 0.1995 | 0.1985 | 0.1975 | 0.1965 | 0.1955 | 0.1945 | 0.1935 | 0.1925 | 0.1915 | 0.1905 | 0.2005 | 0.201 | 0.201 | 0.2015 | 0.2 | 0.20281
MT | Wind offshore
MT | Wind onshore | 0.30067 | 0.315 | 0.323 | 0.32433 | 0.32567 | 0.32433 | 0.32333 | 0.32867 | 0.33267 | 0.37733 | 0.39533 | 0.414 | 0.415 | 0.4264 | 0.427 | 0.4398 | 0.4446 | 0.4464 | 0.4478 | 0.4444 | 0.4434 | 0.4438 | 0.4442 | 0.4454 | 0.4462 | 0.447 | 0.4482 | 0.4494 | 0.45 | 0.451 | 0.4516 | 0.4512 | 0.451 | 0.4508 | 0.4502 | 0.45 | 0.4524 | 0.4546 | 0.457 | 0.4596 | 0.462 | 0.42544
NC | NC | 0.31461 | 0.338 | 0.32772 | 0.34583 | 0.36494 | 0.35511 | 0.34547 | 0.3294 | 0.33415 | 0.32775 | 0.32095 | 0.3251 | 0.32519 | 0.31557 | 0.3059 | 0.28077 | 0.26827 | 0.26145 | 0.255 | 0.25214 | 0.24718 | 0.24491 | 0.24245 | 0.23855 | 0.23555 | 0.23275 | 0.237 | 0.2389 | 0.24157 | 0.24638 | 0.258 | 0.26214 | 0.26329 | 0.264 | 0.26457 | 0.26514 | 0.26629 | 0.26686 | 0.26748 | 0.26795 | 0.26819 | 0.28143
NC | Battery | [7 empty] | -0.07 | -0.07 | -0.069 | -0.069 | -0.071 | -0.072 | -0.075 | -0.078 | -0.046 | -0.046 | -0.047 | -0.0475 | -0.0505 | -0.051 | -0.053 | -0.0545 | -0.0565 | -0.0575 | -0.059 | -0.062 | -0.0645 | -0.067 | -0.069 | -0.071 | -0.069 | -0.067 | -0.066 | -0.065 | -0.064 | -0.061 | -0.0595 | -0.0575 | -0.056 | -0.055 | -0.0603
NC | Biopower | 0.433 | 0.3805 | 0.33 | 0.342 | 0.3535 | 0.3155 | 0.276 | 0.277 | 0.2775 | 0.2775 | 0.2775 | 0.2775 | 0.2775 | 0.2775 | 0.2775 | 0.2775 | 0.2775 | 0.2775 | 0.2775 | 0.2775 | 0.2775 | 0.2775 | 0.2775 | 0.28 | 0.283 | 0.2855 | 0.296 | 0.311 | 0.3345 | 0.38 | 0.499 | 0.4955 | 0.492 | 0.489 | 0.4855 | 0.482 | 0.4775 | 0.4725 | 0.4675 | 0.463 | 0.458 | 0.3493
NC | Coal | 0.653 | 0.505 | 0.3365 | 0.4985 | 0.6685 | 0.5615 | 0.455 | 0.503 | 0.554 | 0.489 | 0.422 | 0.4215 | 0.4235 | 0.42 | 0.4165 | 0.392 | 0.3675 | 0.354 | 0.34 | 0.2945 | 0.2485 | 0.241 | 0.232 | 0.232 | 0.232 | [16 empty] | 0.41044
NC | CSP
NC | Dist PV | 0.1745 | 0.1745 | 0.1745 | 0.1745 | 0.1745 | 0.1745 | 0.1745 | 0.1745 | 0.1745 | 0.1745 | 0.1745 | 0.1745 | 0.1745 | 0.1745 | 0.1745 | 0.1655 | 0.159 | 0.1575 | 0.1565 | 0.167 | 0.1745 | 0.1745 | 0.1745 | 0.168 | 0.163 | 0.159 | 0.1635 | 0.167 | 0.17 | 0.1725 | 0.1745 | 0.1745 | 0.1745 | 0.1745 | 0.1745 | 0.1745 | 0.1745 | 0.1745 | 0.1745 | 0.1745 | 0.1745 | 0.17144
NC | Gas CCGT | 0.164 | 0.614 | 0.778 | 0.711 | 0.646 | 0.736 | 0.8265 | 0.824 | 0.822 | 0.823 | 0.8235 | 0.824 | 0.8245 | 0.7685 | 0.7125 | 0.626 | 0.5405 | 0.4945 | 0.4485 | 0.416 | 0.3835 | 0.364 | 0.3445 | 0.318 | 0.2915 | 0.265 | 0.2705 | 0.2765 | 0.283 | 0.2895 | 0.295 | 0.298 | 0.3005 | 0.3025 | 0.305 | 0.3075 | 0.3075 | 0.3075 | 0.308 | 0.3085 | 0.3085 | 0.48433
NC | Gas CT | 0.005 | 0.0045 | 0.004 | 0.005 | 0.0055 | 0.005 | 0.004 | 0.0055 | 0.006 | 0.0055 | 0.004 | 0.004 | 0.0035 | 0.004 | 0.0035 | 0.003 | 0.003 | 0.0015 | 0 | 0 | 0 | 0 | 0 | 0 | 0 | 0 | 0 | 0 | 0 | 0 | 0 | 0 | 0 | 0 | 0 | 0 | 0 | 0 | 0 | 0 | 0 | 0.0018659
NC | Geothermal
NC | Hydro | 0.2635 | 0.2265 | 0.1895 | 0.2445 | 0.2995 | 0.265 | 0.23 | 0.231 | 0.2315 | 0.2315 | 0.232 | 0.2315 | 0.2305 | 0.2305 | 0.23 | 0.2295 | 0.2295 | 0.2295 | 0.2295 | 0.2295 | 0.2295 | 0.23 | 0.2305 | 0.2305 | 0.2305 | 0.2305 | 0.23 | 0.23 | 0.2295 | 0.2295 | 0.229 | 0.2295 | 0.2295 | 0.2295 | 0.2295 | 0.23 | 0.23 | 0.23 | 0.2305 | 0.2305 | 0.231 | 0.23278
NC | Nuclear | 0.902 | 0.902 | 0.902 | 0.902 | 0.902 | 0.902 | 0.902 | 0.902 | 0.902 | 0.902 | 0.902 | 0.902 | 0.902 | 0.902 | 0.902 | 0.902 | 0.902 | 0.902 | 0.902 | 0.902 | 0.902 | 0.902 | 0.902 | 0.902 | 0.902 | 0.902 | 0.902 | 0.902 | 0.902 | 0.902 | 0.902 | 0.902 | 0.902 | 0.902 | 0.902 | 0.902 | 0.902 | 0.902 | 0.902 | 0.902 | 0.902 | 0.902
NC | Other | 0 | 0 | 0 | 0 | 0 | 0 | 0 | 0 | 0 | 0 | 0 | 0 | 0 | 0 | 0 | 0 | 0 | 0 | 0 | 0 | 0 | 0 | 0 | 0 | 0 | 0 | 0 | 0 | 0 | 0 | 0 | 0 | 0 | 0 | 0 | 0 | 0 | 0 | 0 | 0 | 0 | 0
NC | Utility PV | 0.2365 | 0.235 | 0.235 | 0.235 | 0.235 | 0.235 | 0.235 | 0.235 | 0.234 | 0.233 | 0.232 | 0.2335 | 0.233 | 0.2315 | 0.2305 | 0.2265 | 0.2225 | 0.2185 | 0.214 | 0.217 | 0.22 | 0.2185 | 0.2175 | 0.218 | 0.218 | 0.218 | 0.217 | 0.216 | 0.215 | 0.214 | 0.213 | 0.212 | 0.2115 | 0.211 | 0.21 | 0.2095 | 0.2125 | 0.2155 | 0.2185 | 0.222 | 0.225 | 0.22293
NC | Wind offshore | Column Labels 2036: 0.292; Column Labels 2037: 0.292; Column Labels 2038: 0.292; Column Labels 2039: 0.292; Column Labels 2040: 0.292; Column Labels 2041: 0.364; Column Labels 2042: 0.375; Column Labels 2043: 0.38; Column Labels 2044: 0.382; Column Labels 2045: 0.384; Column Labels 2046: 0.402; Column Labels 2047: 0.412; Column Labels 2048: 0.419; Column Labels 2049: 0.424; Column Labels 2050: 0.428 | 0.362
NC | Wind onshore | [5 empty] | 0.358 | 0.358 | 0.354 | 0.35 | 0.352 | 0.353 | 0.3805 | 0.3815 | 0.3425 | 0.304 | 0.3125 | 0.2955 | 0.288 | 0.2845 | 0.3205 | 0.3345 | 0.3395 | 0.343 | 0.332 | 0.3285 | 0.3265 | 0.3255 | 0.3245 | 0.3235 | 0.3225 | 0.3215 | 0.328 | 0.334 | 0.3395 | 0.3455 | 0.3505 | 0.352 | 0.3535 | 0.3555 | 0.357 | 0.358 | 0.33536
ND | ND | 0.45978 | 0.45389 | 0.4995 | 0.38982 | 0.38482 | 0.41664 | 0.42191 | 0.42173 | 0.42027 | 0.40291 | 0.33918 | 0.33727 | 0.33909 | 0.31125 | 0.3165 | 0.28746 | 0.28585 | 0.28692 | 0.29362 | 0.28454 | 0.27569 | 0.26577 | 0.25577 | 0.25892 | 0.26138 | 0.21136 | 0.21155 | 0.21209 | 0.21273 | 0.21327 | 0.21382 | 0.21382 | 0.21418 | 0.21445 | 0.21473 | 0.21491 | 0.21527 | 0.21582 | 0.21709 | 0.219 | 0.22345 | 0.29185
ND | Battery | [13 empty] | -0.036 | -0.036 | -0.041 | -0.041 | -0.05 | -0.056 | -0.06 | -0.0625 | -0.068 | -0.0735 | -0.066 | -0.0615 | -0.058 | -0.062 | -0.0645 | -0.0665 | -0.068 | -0.0695 | -0.0695 | -0.069 | -0.069 | -0.0685 | -0.0685 | -0.068 | -0.067 | -0.066 | -0.0655 | -0.0635 | -0.062167
ND | Biopower
ND | Coal | 0.7995 | 0.7755 | 0.748 | 0.778 | 0.8105 | 0.766 | 0.7215 | 0.745 | 0.776 | 0.7095 | 0.627 | 0.6355 | 0.667 | 0.6945 | 0.7325 | 0.7315 | 0.728 | 0.7405 | 0.788 | 0.7375 | 0.6875 | 0.6185 | 0.5495 | 0.5495 | 0.5495 | [16 empty] | 0.70664
ND | CSP
ND | Dist PV |  |  |  | 0.1625 | 0.1625 | 0.1625 | 0.1625 | 0.1625 | 0.1625 | 0.1625 | 0.1625 | 0.1625 | 0.1625 | 0.1625 | 0.1625 | 0.1625 | 0.1625 | 0.1625 | 0.1625 | 0.1625 | 0.1625 | 0.1625 | 0.1625 | 0.1625 | 0.1625 | 0.1625 | 0.1625 | 0.1625 | 0.1625 | 0.1625 | 0.1625 | 0.1625 | 0.1625 | 0.1625 | 0.1625 | 0.1625 | 0.1625 | 0.1625 | 0.1625 | 0.1625 | 0.1625 | 0.1625
ND | Gas CCGT | 0.004 | 0.014 | 0.023 | 0.02 | 0.017 | 0.11 | 0.203 | 0.165 | 0.127 | 0.166 | 0.205 | 0.147 | 0.089 | 0.078 | 0.068 | 0.046 | 0.024 | 0.024 | 0.024 | 0.012 | 0 | 0.021 | 0.042 | 0.052 | 0.062 | 0.072 | 0.064 | 0.056 | 0.049 | 0.041 | 0.033 | 0.033 | 0.033 | 0.034 | 0.034 | 0.034 | 0.027 | 0.02 | 0.014 | 0.007 | 0 | 0.055951
ND | Gas CT | 0 | 0 |  | 0.004 | 0.004 | 0.007 | 0.009 | 0.007 | 0.006 | 0.006 | 0.005 | 0.005 | 0.005 | 0.005 | 0.005 | 0.005 | 0.004 | 0.003 | 0.002 | 0.001 | 0 | 0.003 | 0.005 | 0.011 | 0.016 | 0.021 | 0.021 | 0.021 | 0.021 | 0.021 | 0.021 | 0.017 | 0.014 | 0.01 | 0.007 | 0.004 | 0.003 | 0.002 | 0.002 | 0.001 | 0 | 0.0076
ND | Geothermal
ND | Hydro | 0.367 | 0.448 | 0.529 | 0.494 | 0.459 | 0.42 | 0.382 | 0.38 | 0.379 | 0.379 | 0.378 | 0.38 | 0.382 | 0.382 | 0.382 | 0.382 | 0.382 | 0.382 | 0.382 | 0.382 | 0.382 | 0.382 | 0.382 | 0.382 | 0.382 | 0.382 | 0.382 | 0.382 | 0.382 | 0.382 | 0.382 | 0.382 | 0.382 | 0.382 | 0.382 | 0.382 | 0.382 | 0.382 | 0.382 | 0.382 | 0.382 | 0.39202
ND | Nuclear
ND | Other | 0.766 | 0.7115 | 0.646 | 0.6165 | 0.5755 | 0.752 | 0.7885 | 0.7825 | 0.7615 | 0.706 | 0.4145 | 0.415 | 0.415 | 0.415 | 0.415 | 0.419 | 0.423 | 0.429 | 0.4335 | 0.434 | 0.4345 | 0.4345 | 0.4345 | 0.4345 | 0.4345 | 0.4345 | 0.4345 | 0.4345 | 0.4345 | 0.4345 | 0.4345 | 0.4345 | 0.4345 | 0.4345 | 0.4345 | 0.4345 | 0.4345 | 0.4345 | 0.4345 | 0.4345 | 0.4345 | 0.49862
ND | Utility PV
ND | Wind offshore
ND | Wind onshore | 0.318 | 0.3245 | 0.328 | 0.328 | 0.328 | 0.3425 | 0.351 | 0.3535 | 0.3555 | 0.3625 | 0.3675 | 0.376 | 0.3825 | 0.381 | 0.3795 | 0.38 | 0.3805 | 0.3785 | 0.3765 | 0.378 | 0.379 | 0.377 | 0.375 | 0.38 | 0.384 | 0.386 | 0.395 | 0.4045 | 0.4135 | 0.422 | 0.4305 | 0.4325 | 0.4355 | 0.4385 | 0.441 | 0.4435 | 0.449 | 0.455 | 0.464 | 0.478 | 0.5045 | 0.3917
NE | NE | 0.25453 | 0.25406 | 0.25218 | 0.24645 | 0.26395 | 0.26338 | 0.2631 | 0.26548 | 0.27352 | 0.26752 | 0.2609 | 0.25505 | 0.24981 | 0.24405 | 0.254 | 0.21388 | 0.21084 | 0.2078 | 0.20629 | 0.209 | 0.20917 | 0.20154 | 0.20374 | 0.20565 | 0.20674 | 0.16376 | 0.1639 | 0.16405 | 0.16419 | 0.16448 | 0.16471 | 0.16495 | 0.16438 | 0.16386 | 0.16338 | 0.16276 | 0.16129 | 0.16033 | 0.15971 | 0.15938 | 0.1703 | 0.20797
NE | Battery | [15 empty] | -0.055667 | -0.055667 | -0.058 | -0.060333 | -0.068667 | -0.071 | -0.072333 | -0.071 | -0.068333 | -0.066 | -0.063667 | -0.065333 | -0.066667 | -0.068 | -0.069 | -0.069667 | -0.069 | -0.068333 | -0.067333 | -0.066667 | -0.065667 | -0.064 | -0.061667 | -0.059667 | -0.057333 | -0.052 | -0.064818
NE | Biopower | 0.522 | 0.522 | 0.522 | 0.522 | 0.522 | 0.522 | 0.522 | 0.522 | 0.522 | 0.522 | 0.522 | 0.522 | 0.522 | 0.522 | 0.522 | 0.522 | 0.522 | 0.522 | 0.522 | 0.522 | 0.522 | 0.522 | 0.522 | 0.501 | 0.479 | 0.457 | 0.47 | 0.483 | 0.496 | 0.509 | 0.522 | 0.507 | 0.492 | 0.477 | 0.462 | 0.447 | 0.436 | 0.425 | 0.415 | 0.404 | 0.393 | 0.4971
NE | Coal | 0.6345 | 0.508 | 0.385 | 0.524 | 0.6635 | 0.473 | 0.2825 | 0.4015 | 0.5995 | 0.452 | 0.305 | 0.3095 | 0.3195 | 0.3355 | 0.5135 | 0.487 | 0.4605 | 0.458 | 0.733 | 0.686 | 0.64 | 0.536 | 0.431 | 0.431 | 0.431 | [16 empty] | 0.46772
NE | CSP
NE | Dist PV |  |  |  | 0.18233 | 0.18233 | 0.18233 | 0.18233 | 0.18233 | 0.18233 | 0.18233 | 0.18233 | 0.18233 | 0.18233 | 0.18233 | 0.18233 | 0.18233 | 0.18233 | 0.17167 | 0.16267 | 0.173 | 0.18233 | 0.17367 | 0.166 | 0.17233 | 0.17767 | 0.18233 | 0.18233 | 0.18233 | 0.18233 | 0.18233 | 0.18233 | 0.18233 | 0.18233 | 0.18233 | 0.18233 | 0.18233 | 0.181 | 0.17967 | 0.17867 | 0.17767 | 0.17633 | 0.17976
NE | Gas CCGT | 0.004 | 0.01 | 0.0155 | 0.0145 | 0.014 | 0.1985 | 0.383 | 0.2625 | 0.142 | 0.2135 | 0.2845 | 0.22 | 0.156 | 0.133 | 0.11 | 0.0755 | 0.041 | 0.0325 | 0.025 | 0.024 | 0.0225 | 0.0135 | 0.004 | 0.007 | 0.0095 | 0.0125 | 0.01 | 0.0075 | 0.005 | 0.0025 | 0 | 0 | 0 | 0 | 0 | 0 | 0 | 0 | 0 | 0 | 0 | 0.059829
NE | Gas CT | 0.0023333 | 0.0026667 | 0.003 | 0.0036667 | 0.004 | 0.0055 | 0.0065 | 0.005 | 0.0035 | 0.0035 | 0.003 | 0.003 | 0.003 | 0.0025 | 0.0025 | 0.0025 | 0.0025 | 0.002 | 0.002 | 0.001 | 0 | 0 | 0 | 0 | 0 | 0 | 0 | 0 | 0 | 0 | 0 | 0 | 0 | 0 | 0 | 0 | 0 | 0 | 0 | 0 | 0 | 0.0016163
NE | Geothermal
NE | Hydro | 0.3115 | 0.404 | 0.496 | 0.399 | 0.3015 | 0.302 | 0.303 | 0.303 | 0.303 | 0.303 | 0.303 | 0.303 | 0.303 | 0.303 | 0.303 | 0.303 | 0.303 | 0.303 | 0.303 | 0.303 | 0.303 | 0.303 | 0.303 | 0.303 | 0.303 | 0.303 | 0.303 | 0.303 | 0.303 | 0.303 | 0.303 | 0.303 | 0.303 | 0.303 | 0.303 | 0.303 | 0.303 | 0.303 | 0.3025 | 0.3025 | 0.3025 | 0.31262
NE | Nuclear | 0.902 | 0.902 | 0.902 | 0.902 | 0.902 | 0.902 | 0.902 | 0.902 | 0.902 | 0.902 | 0.902 | 0.902 | 0.902 | 0.902 | 0.902 | 0.902 | 0.902 | 0.902 | 0.902 | 0.902 | 0.902 | 0.902 | 0.902 | 0.902 | 0.902 | [16 empty] | 0.902
NE | Other | 0 | 0 | 0 | 0 | 0 | 0 | 0 | 0 | 0 | 0 | 0 | 0 | 0 | 0 | 0 | 0 | 0 | 0 | 0 | 0 | 0 | 0 | 0 | 0 | 0 | 0 | 0 | 0 | 0 | 0 | 0 | 0 | 0 | 0 | 0 | 0 | 0 | 0 | 0 | 0 | 0 | 0
NE | Utility PV | [5 empty] | 0.261 | 0.261 | 0.2585 | 0.2575 | 0.256 | 0.2545 | 0.2535 | 0.2525 | 0.2485 | 0.2475 | 0.25133 | 0.25233 | 0.25033 | 0.249 | 0.24833 | 0.24833 | 0.247 | 0.24567 | 0.24433 | 0.24367 | 0.24267 | 0.24133 | 0.24 | 0.239 | 0.238 | 0.23667 | 0.24233 | 0.24233 | 0.24233 | 0.24267 | 0.24233 | 0.23967 | 0.23667 | 0.234 | 0.23133 | 0.22867 | 0.24492
NE | Wind offshore
NE | Wind onshore | 0.332 | 0.34767 | 0.35367 | 0.35733 | 0.35933 | 0.36 | 0.36067 | 0.381 | 0.38733 | 0.397 | 0.40267 | 0.40233 | 0.40233 | 0.36967 | 0.33667 | 0.351 | 0.36533 | 0.36267 | 0.36 | 0.39733 | 0.40867 | 0.39967 | 0.39833 | 0.41033 | 0.41733 | 0.42233 | 0.42367 | 0.42467 | 0.42533 | 0.42667 | 0.42767 | 0.428 | 0.42833 | 0.42867 | 0.42933 | 0.42933 | 0.425 | 0.424 | 0.425 | 0.42767 | 0.43233 | 0.3963
NH | NH | 0.44514 | 0.45286 | 0.39383 | 0.33075 | 0.31588 | 0.30362 | 0.29163 | 0.27937 | 0.267 | 0.26325 | 0.25912 | 0.263 | 0.26563 | 0.26787 | 0.27013 | 0.26875 | 0.26737 | 0.26475 | 0.262 | 0.26175 | 0.26138 | 0.26125 | 0.259 | 0.22511 | 0.22667 | 0.22833 | 0.2379 | 0.2385 | 0.2394 | 0.2407 | 0.2424 | 0.2464 | 0.2505 | 0.2544 | 0.2586 | 0.2627 | 0.2592 | 0.2557 | 0.252 | 0.2484 | 0.27156 | 0.26952
NH | Battery | Column Labels 2033: -0.057; Column Labels 2034: -0.057; Column Labels 2035: -0.057; Column Labels 2036: -0.066; Column Labels 2037: -0.068; Column Labels 2038: -0.069; Column Labels 2039: -0.069; Column Labels 2040: -0.07; Column Labels 2041: -0.069; Column Labels 2042: -0.068; Column Labels 2043: -0.068; Column Labels 2044: -0.067; Column Labels 2045: -0.066; Column Labels 2046: -0.063; Column Labels 2047: -0.059; Column Labels 2048: -0.055; Column Labels 2049: -0.05; Column Labels 2050: -0.046 | -0.062444
NH | Biopower | 0.206 | 0.168 | 0.129 | 0.24 | 0.318 | 0.206 | 0.095 | 0.102 | 0.108 | 0.083 | 0.058 | 0.058 | 0.058 | 0.058 | 0.058 | 0.058 | 0.058 | 0.058 | 0.058 | 0.058 | 0.058 | 0.067 | 0.075 | 0.095 | 0.116 | 0.136 | 0.143 | 0.152 | 0.163 | 0.177 | 0.196 | 0.201 | 0.207 | 0.213 | 0.22 | 0.227 | 0.186 | 0.144 | 0.1 | 0.056 | 0.009 | 0.12624
NH | Coal | Column Labels 2010: 0.795; Column Labels 2011: 0.795 | 0.795
NH | CSP
NH | Dist PV |  |  |  | 0.157 | 0.157 | 0.157 | 0.157 | 0.157 | 0.157 | 0.157 | 0.157 | 0.157 | 0.157 | 0.157 | 0.157 | 0.157 | 0.157 | 0.157 | 0.157 | 0.157 | 0.157 | 0.157 | 0.157 | 0.157 | 0.157 | 0.157 | 0.157 | 0.157 | 0.157 | 0.157 | 0.157 | 0.157 | 0.157 | 0.157 | 0.157 | 0.157 | 0.157 | 0.157 | 0.157 | 0.157 | 0.157 | 0.157
NH | Gas CCGT | 0.59 | 0.619 | 0.648 | 0.454 | 0.261 | 0.267 | 0.273 | 0.168 | 0.063 | 0.047 | 0.03 | 0.042 | 0.053 | 0.072 | 0.091 | 0.081 | 0.071 | 0.049 | 0.027 | 0.027 | 0.027 | 0.016 | 0.004 | 0.005 | 0.005 | 0.005 | 0.004 | 0.003 | 0.002 | 0.001 | 0 | 0 | 0 | 0 | 0 | 0 | 0 | 0 | 0 | 0 | 0 | 0.097683
NH | Gas CT
NH | Geothermal
NH | Hydro | 0.322 | 0.309 | 0.296 | 0.292 | 0.288 | 0.297 | 0.307 | 0.307 | 0.307 | 0.307 | 0.308 | 0.308 | 0.308 | 0.308 | 0.308 | 0.308 | 0.308 | 0.308 | 0.308 | 0.308 | 0.308 | 0.308 | 0.308 | 0.308 | 0.308 | 0.308 | 0.308 | 0.308 | 0.308 | 0.308 | 0.308 | 0.308 | 0.308 | 0.308 | 0.308 | 0.308 | 0.308 | 0.308 | 0.308 | 0.308 | 0.308 | 0.30683
NH | Nuclear | 0.902 | 0.902 | 0.902 | 0.902 | 0.902 | 0.902 | 0.902 | 0.902 | 0.902 | 0.902 | 0.902 | 0.902 | 0.902 | 0.902 | 0.902 | 0.902 | 0.902 | 0.902 | 0.902 | 0.902 | 0.902 | 0.902 | 0.902 | 0.902 | 0.902 | 0.902 | 0.902 | 0.902 | 0.902 | 0.902 | 0.902 | 0.902 | 0.902 | 0.902 | 0.902 | 0.902 | 0.902 | 0.902 | 0.902 | 0.902 | 0.902 | 0.902
NH | Other | 0 | 0 | 0 | 0 | 0 | 0 | 0 | 0 | 0 | 0 | 0 | 0 | 0 | 0 | 0 | 0 | 0 | 0 | 0 | 0 | 0 | 0 | 0 | 0 | 0 | 0 | 0 | 0 | 0 | 0 | 0 | 0 | 0 | 0 | 0 | 0 | 0 | 0 | 0 | 0 |  | 0
NH | Utility PV |  |  |  | 0.213 | 0.213 | 0.212 | 0.211 | 0.211 | 0.211 | 0.21 | 0.209 | 0.208 | 0.207 | 0.206 | 0.205 | 0.204 | 0.203 | 0.202 | 0.201 | 0.2 | 0.199 | 0.213 | 0.213 | 0.212 | 0.211 | 0.21 | 0.209 | 0.209 | 0.209 | 0.209 | 0.209 | 0.208 | 0.207 | 0.206 | 0.205 | 0.204 | 0.203 | 0.202 | 0.201 | 0.2 | 0.199 | 0.20695
NH | Wind offshore | Column Labels 2036: 0.327; Column Labels 2037: 0.327; Column Labels 2038: 0.327; Column Labels 2039: 0.327; Column Labels 2040: 0.327; Column Labels 2041: 0.352; Column Labels 2042: 0.378; Column Labels 2043: 0.403; Column Labels 2044: 0.429; Column Labels 2045: 0.454; Column Labels 2046: 0.454; Column Labels 2047: 0.454; Column Labels 2048: 0.454; Column Labels 2049: 0.454; Column Labels 2050: 0.454 | 0.39473
NH | Wind onshore | 0.301 | 0.377 | 0.388 | 0.388 | 0.388 | 0.388 | 0.388 | 0.388 | 0.388 | 0.4 | 0.409 | 0.429 | 0.44 | 0.44 | 0.44 | 0.44 | 0.44 | 0.442 | 0.443 | 0.442 | 0.44 | 0.427 | 0.413 | 0.404 | 0.398 | 0.394 | 0.395 | 0.395 | 0.395 | 0.395 | 0.395 | 0.405 | 0.414 | 0.423 | 0.432 | 0.441 | 0.445 | 0.449 | 0.453 | 0.457 | 0.461 | 0.41439
NJ | NJ | 0.3301 | 0.331 | 0.3322 | 0.2974 | 0.2573 | 0.25145 | 0.26591 | 0.25527 | 0.24509 | 0.25109 | 0.284 | 0.2803 | 0.2768 | 0.29082 | 0.29 | 0.29218 | 0.29173 | 0.29036 | 0.28891 | 0.28945 | 0.288 | 0.27873 | 0.272 | 0.26536 | 0.25836 | 0.25127 | 0.251 | 0.25064 | 0.25027 | 0.25009 | 0.24973 | 0.24964 | 0.24955 | 0.24955 | 0.24955 | 0.24936 | 0.25027 | 0.25109 | 0.25164 | 0.25182 | 0.23355 | 0.26881
NJ | Battery | [5 empty] | 0 | 0 | 0 | 0 | -0.013 | -0.014 | -0.018 | -0.022 | -0.022 | -0.023 | -0.015 | -0.009 | -0.007 | -0.005 | -0.004 | -0.003 | -0.006 | -0.009 | -0.02 | -0.03 | -0.041 | -0.043 | -0.045 | -0.047 | -0.049 | -0.051 | -0.051 | -0.051 | -0.051 | -0.051 | -0.051 | -0.047 | -0.042 | -0.038 | -0.034 | -0.03 | -0.026167
NJ | Biopower | 0.522 | 0.522 | 0.522 | 0.522 | 0.522 | 0.522 | 0.522 | 0.522 | 0.522 | 0.522 | 0.522 | 0.522 | 0.522 | 0.522 | 0.522 | 0.522 | 0.522 | 0.522 | 0.522 | 0.522 | 0.522 | 0.522 | 0.522 | 0.522 | 0.522 | 0.522 | 0.522 | 0.522 | 0.522 | 0.522 | 0.522 | 0.522 | 0.522 | 0.522 | 0.522 | 0.522 | 0.51 | 0.497 | 0.484 | 0.47 | 0.456 | 0.51729
NJ | Coal | Column Labels 2010: 0.712; Column Labels 2011: 0.575; Column Labels 2012: 0.439; Column Labels 2013: 0.265; Column Labels 2014: 0.021; Column Labels 2015: 0.01; Column Labels 2016: 0; Column Labels 2017: 0; Column Labels 2018: 0; Column Labels 2019: 0 | 0.2022
NJ | CSP
NJ | Dist PV | 0.162 | 0.162 | 0.162 | 0.162 | 0.162 | 0.162 | 0.162 | 0.162 | 0.162 | 0.162 | 0.162 | 0.162 | 0.162 | 0.162 | 0.162 | 0.162 | 0.162 | 0.162 | 0.162 | 0.162 | 0.162 | 0.162 | 0.162 | 0.162 | 0.162 | 0.162 | 0.162 | 0.162 | 0.162 | 0.162 | 0.162 | 0.162 | 0.162 | 0.162 | 0.162 | 0.162 | 0.162 | 0.162 | 0.162 | 0.162 | 0.162 | 0.162
NJ | Gas CCGT | 0.48 | 0.626 | 0.773 | 0.617 | 0.479 | 0.66 | 0.807 | 0.708 | 0.616 | 0.677 | 0.737 | 0.712 | 0.688 | 0.676 | 0.664 | 0.626 | 0.589 | 0.573 | 0.557 | 0.534 | 0.51 | 0.441 | 0.373 | 0.319 | 0.266 | 0.213 | 0.22 | 0.227 | 0.234 | 0.242 | 0.249 | 0.248 | 0.247 | 0.246 | 0.245 | 0.244 | 0.25 | 0.257 | 0.264 | 0.271 | 0.279 | 0.45473
NJ | Gas CT | 0.004 | 0.005 | 0.006 | 0.005 | 0.004 | 0.004 | 0.004 | 0.004 | 0.004 | 0.004 | 0.004 | 0.004 | 0.004 | 0.004 | 0.004 | 0.004 | 0.004 | 0.002 | 0.001 | 0.001 | 0.001 | 0.001 | 0 | 0 | 0 | 0 | 0 | 0 | 0 | 0 | 0 | 0 | 0 | 0 | 0 | 0 | 0 | 0 | 0 | 0 | 0 | 0.0019024
NJ | Geothermal
NJ | Hydro | -0.006 | -0.007 | -0.008 | -0.024 | -0.041 | -0.018 | 0.005 | -0.013 | -0.032 | -0.014 | 0.005 | -0.002 | -0.008 | -0.003 | 0.002 | 0.004 | 0.006 | 0.006 | 0.006 | 0.006 | 0.006 | 0.006 | 0.006 | 0.004 | 0.002 | 0 | -0.013 | -0.027 | -0.04 | -0.053 | -0.066 | -0.059 | -0.053 | -0.047 | -0.04 | -0.034 | -0.026 | -0.018 | -0.01 | -0.002 | 0.006 | -0.014488
NJ | Nuclear | 0.902 | 0.902 | 0.902 | 0.902 | 0.902 | 0.902 | 0.902 | 0.902 | 0.902 | 0.902 | 0.902 | 0.902 | 0.902 | 0.902 | 0.902 | 0.902 | 0.902 | 0.902 | 0.902 | 0.902 | 0.902 | 0.902 | 0.902 | 0.902 | 0.902 | 0.902 | 0.902 | 0.902 | 0.902 | 0.902 | 0.902 | 0.902 | 0.902 | 0.902 | 0.902 | 0.902 | 0.902 | 0.9 | 0.897 | 0.89 | 0.68 | 0.89612
NJ | Other | 0 | 0 | 0 | 0 | 0 | 0 | 0 | 0 | 0 | 0 | 0 | 0 | 0 | 0 | 0 | 0 | 0 | 0 | 0 | 0 | 0 | 0 | 0 | 0 | 0 | 0 | 0 | 0 | 0 | 0 | 0 | 0 | 0 | 0 | 0 | 0 | 0 | 0 | 0 | 0 | 0 | 0
NJ | Utility PV | 0.224 | 0.224 | 0.224 | 0.223 | 0.222 | 0.222 | 0.221 | 0.221 | 0.22 | 0.22 | 0.22 | 0.219 | 0.218 | 0.217 | 0.216 | 0.215 | 0.214 | 0.213 | 0.211 | 0.21 | 0.209 | 0.208 | 0.207 | 0.218 | 0.22 | 0.221 | 0.22 | 0.219 | 0.218 | 0.217 | 0.216 | 0.215 | 0.214 | 0.214 | 0.213 | 0.212 | 0.211 | 0.211 | 0.21 | 0.209 | 0.208 | 0.2162
NJ | Wind offshore | [13 empty] | 0.439 | 0.439 | 0.439 | 0.439 | 0.441 | 0.442 | 0.441 | 0.441 | 0.441 | 0.441 | 0.433 | 0.424 | 0.415 | 0.416 | 0.417 | 0.418 | 0.419 | 0.419 | 0.421 | 0.423 | 0.425 | 0.427 | 0.428 | 0.43 | 0.431 | 0.432 | 0.434 | 0.435 | 0.43036
NJ | Wind onshore | 0.301 | 0.301 | 0.302 | 0.302 | 0.302 | 0.302 | 0.302 | 0.302 | 0.302 | 0.302 | 0.302 | 0.302 | 0.302 | 0.302 | 0.302 | 0.355 | 0.38 | 0.38 | 0.38 | 0.41 | 0.418 | 0.389 | 0.388 | 0.379 | 0.374 | 0.37 | 0.375 | 0.38 | 0.384 | 0.389 | 0.394 | 0.386 | 0.379 | 0.372 | 0.365 | 0.358 | 0.361 | 0.364 | 0.367 | 0.37 | 0.373 | 0.35044
NM | NM | 0.26043 | 0.23935 | 0.24647 | 0.23565 | 0.22518 | 0.24082 | 0.25606 | 0.26118 | 0.26824 | 0.26624 | 0.26376 | 0.25694 | 0.24935 | 0.24594 | 0.24253 | 0.21739 | 0.21006 | 0.19817 | 0.18628 | 0.18433 | 0.18117 | 0.17717 | 0.17289 | 0.17139 | 0.17006 | 0.14088 | 0.14206 | 0.14324 | 0.14471 | 0.14653 | 0.14859 | 0.14929 | 0.15 | 0.15088 | 0.15176 | 0.16206 | 0.16144 | 0.16087 | 0.16044 | 0.16006 | 0.15969 | 0.19647
NM | Battery |  | 0 | 0 | -0.001 | -0.002 | -0.004 | -0.006 | -0.015 | -0.022 | -0.028 | -0.034 | -0.045 | -0.046 | -0.047 | -0.047 | -0.0575 | -0.0565 | -0.061 | -0.0635 | -0.064 | -0.0645 | -0.0665 | -0.0675 | -0.069 | -0.0695 | -0.07 | -0.0715 | -0.072 | -0.073 | -0.0735 | -0.0745 | -0.0735 | -0.072 | -0.0705 | -0.069 | -0.0675 | -0.068 | -0.0685 | -0.0685 | -0.069 | -0.0695 | -0.058136
NM | Biopower | 0.31 | 0.31 | 0.31 | 0.31 | 0.31 | 0.31 | 0.31 | 0.31 | 0.31 | 0.31 | 0.31 | 0.31 | 0.31 | 0.31 | 0.31 | 0.31 | 0.31 | 0.31 | 0.31 | 0.31 | 0.31 | 0.31 | 0.31 | 0.303 | 0.297 | 0.29 | 0.304 | 0.319 | 0.339 | 0.363 | 0.393 | 0.393 | 0.393 | 0.393 | 0.393 | 0.393 | 0.393 | 0.393 | 0.393 | 0.393 | 0.393 | 0.33337
NM | Coal | 0.846 | 0.825 | 0.804 | 0.823 | 0.846 | 0.643 | 0.441 | 0.616 | 0.846 | 0.682 | 0.519 | 0.583 | 0.647 | 0.647 | 0.646 | 0.726 | 0.814 | 0.794 | 0.774 | 0.721 | 0.667 | 0.66 | 0.641 | 0.641 | 0.641 | [16 empty] | 0.69972
NM | CSP |  | 0 | 0 | 0 | 0 | 0 | 0 | 0 | 0 | 0 | 0 | 0 | 0 | 0 | 0 | 0 | 0 | 0 | 0 | 0 | 0 | 0 | 0 | 0 | 0 | 0 | 0 | 0 | 0 | 0 | 0 | 0 | 0 | 0 | 0 | [6 empty] | 0
NM | Dist PV | 0.2215 | 0.2215 | 0.2215 | 0.2215 | 0.2215 | 0.2215 | 0.2215 | 0.2215 | 0.2215 | 0.2215 | 0.2215 | 0.2215 | 0.2215 | 0.2215 | 0.2215 | 0.2215 | 0.2215 | 0.2215 | 0.2215 | 0.2215 | 0.2215 | 0.221 | 0.2205 | 0.2185 | 0.2165 | 0.215 | 0.2165 | 0.218 | 0.219 | 0.22 | 0.2215 | 0.2215 | 0.2215 | 0.2215 | 0.2215 | 0.2215 | 0.2215 | 0.221 | 0.221 | 0.221 | 0.221 | 0.22076
NM | Gas CCGT | 0.3885 | 0.4685 | 0.5485 | 0.4855 | 0.4225 | 0.587 | 0.752 | 0.7185 | 0.685 | 0.717 | 0.749 | 0.678 | 0.6065 | 0.578 | 0.549 | 0.44 | 0.331 | 0.244 | 0.156 | 0.1515 | 0.1465 | 0.1105 | 0.075 | 0.068 | 0.061 | 0.0535 | 0.0555 | 0.057 | 0.0585 | 0.061 | 0.0625 | 0.0635 | 0.064 | 0.065 | 0.066 | 0.067 | 0.07 | 0.073 | 0.076 | 0.079 | 0.082 | 0.28709
NM | Gas CT | 0.002 | 0.0025 | 0.0035 | 0.003 | 0.003 | 0.0025 | 0.002 | 0.0025 | 0.003 | 0.0025 | 0.002 | 0.003 | 0.004 | 0.003 | 0.0025 | 0.0015 | 0 | 0 | 0 | 0 | 0 | 0 | 0 | 0 | 0 | 0 | 0 | 0 | 0 | 0 | 0 | 0 | 0 | 0 | 0 | 0 | 0 | 0 | 0 | 0 | 0 | 0.0010366
NM | Geothermal
NM | Hydro | 0.325 | 0.302 | 0.278 | 0.202 | 0.127 | 0.198 | 0.27 | 0.27 | 0.27 | 0.27 | 0.27 | 0.27 | 0.27 | 0.27 | 0.27 | 0.27 | 0.27 | 0.27 | 0.27 | 0.331 | 0.375 | 0.375 | 0.375 | 0.375 | 0.375 | 0.375 | 0.375 | 0.375 | 0.375 | 0.375 | 0.375 | 0.375 | 0.375 | 0.375 | 0.375 | 0.375 | 0.362 | 0.35 | 0.338 | 0.326 | 0.314 | 0.31617
NM | Nuclear
NM | Other | 0 | 0 | 0 | 0 | 0 | 0.0245 | 0.0495 | 0.0245 | 0 | 0.017 | 0.038 | 0.019 | 0 | 0 | 0 | 0 | 0 | 0 | 0 | 0 | 0 | 0 | 0 | 0 | 0 | 0 | 0 | 0 | 0 | 0 | 0 | 0 | 0 | 0 | 0 | 0 | 0 | 0 | 0 | 0 | 0 | 0.0042073
NM | Utility PV | 0.324 | 0.3135 | 0.3135 | 0.3125 | 0.311 | 0.3135 | 0.3135 | 0.313 | 0.3115 | 0.311 | 0.3095 | 0.3115 | 0.3105 | 0.3095 | 0.3085 | 0.307 | 0.3055 | 0.304 | 0.302 | 0.2835 | 0.264 | 0.2805 | 0.2965 | 0.295 | 0.2935 | 0.292 | 0.2905 | 0.289 | 0.2875 | 0.286 | 0.2845 | 0.2855 | 0.2865 | 0.288 | 0.2895 | 0.2905 | 0.29 | 0.29 | 0.29 | 0.291 | 0.292 | 0.29823
NM | Wind offshore
NM | Wind onshore | 0.3085 | 0.31 | 0.312 | 0.3135 | 0.3155 | 0.3245 | 0.3305 | 0.3495 | 0.357 | 0.377 | 0.3895 | 0.392 | 0.3865 | 0.3885 | 0.3905 | 0.391 | 0.392 | 0.388 | 0.3835 | 0.3855 | 0.387 | 0.3765 | 0.3685 | 0.3705 | 0.3725 | 0.3745 | 0.377 | 0.3785 | 0.381 | 0.383 | 0.385 | 0.388 | 0.391 | 0.3945 | 0.398 | 0.401 | 0.4005 | 0.4 | 0.3995 | 0.399 | 0.3985 | 0.37339
NV | NV | 0.3088 | 0.33037 | 0.34672 | 0.35256 | 0.35889 | 0.34353 | 0.31105 | 0.31647 | 0.33433 | 0.31105 | 0.30195 | 0.287 | 0.28714 | 0.29019 | 0.29495 | 0.2979 | 0.30486 | 0.29676 | 0.29033 | 0.28271 | 0.27524 | 0.27048 | 0.26562 | 0.264 | 0.26214 | 0.2398 | 0.2388 | 0.23765 | 0.2363 | 0.23505 | 0.24584 | 0.24674 | 0.24768 | 0.24853 | 0.24937 | 0.26411 | 0.26239 | 0.26072 | 0.25917 | 0.25756 | 0.24538 | 0.2816
NV | Battery | [9 empty] | -0.003 | -0.003 | -0.01 | -0.011 | -0.0145 | -0.0155 | -0.0165 | -0.017 | -0.0295 | -0.0365 | -0.041 | -0.045 | -0.046 | -0.0475 | -0.046 | -0.045 | -0.0445 | -0.05 | -0.0525 | -0.0545 | -0.0555 | -0.0565 | -0.055 | -0.054 | -0.053 | -0.052 | -0.051 | -0.052 | -0.053 | -0.053 | -0.054 | -0.0545 | -0.040935
NV | Biopower |  | 0.522 | 0.522 | 0.522 | 0.522 | 0.522 | 0.522 | 0.522 | 0.522 | 0.522 | 0.522 | 0.522 | 0.522 | 0.522 | 0.522 | 0.522 | 0.522 | 0.522 | 0.522 | 0.522 | 0.522 | 0.522 | 0.522 | 0.518 | 0.5135 | 0.5095 | 0.4935 | 0.478 | 0.462 | 0.4465 | 0.431 | 0.423 | 0.416 | 0.408 | 0.401 | 0.393 | 0.393 | 0.393 | 0.393 | 0.393 | 0.393 | 0.48355
NV | Coal | 0.846 | 0.7805 | 0.709 | 0.775 | 0.846 | 0.536 | 0.2255 | 0.3085 | 0.689 | 0.468 | 0.248 | 0.361 | 0.474 | 0.523 | 0.6 | 0.671 | 0.825 | 0.816 | 0.806 | 0.768 | 0.729 | 0.699 | 0.668 | 0.668 | 0.668 | [16 empty] | 0.6283
NV | CSP | 0 | 0 | 0 | 0 | 0 | 0.341 | 0.341 | 0.341 | 0.341 | 0.341 | 0.341 | 0.341 | 0.341 | 0.341 | 0.341 | 0.341 | 0.341 | 0.341 | 0.341 | 0.341 | 0.341 | 0.341 | 0.341 | 0.341 | 0.341 | 0.341 | 0.341 | 0.341 | 0.341 | 0.341 | 0.682 | 0.682 | 0.682 | 0.682 | 0.682 | 0.682 | 0.682 | 0.682 | 0.682 | 0.682 |  | 0.36723
NV | Dist PV | 0.2205 | 0.2205 | 0.2205 | 0.2205 | 0.2205 | 0.2205 | 0.2205 | 0.2205 | 0.2205 | 0.2205 | 0.2205 | 0.2205 | 0.2205 | 0.2205 | 0.2205 | 0.2205 | 0.2205 | 0.2155 | 0.2105 | 0.1605 | 0.1115 | 0.1245 | 0.1375 | 0.142 | 0.146 | 0.1505 | 0.1565 | 0.162 | 0.1675 | 0.173 | 0.1785 | 0.1865 | 0.195 | 0.203 | 0.211 | 0.2185 | 0.219 | 0.2195 | 0.22 | 0.22 | 0.2205 | 0.1975
NV | Gas CCGT | 0.303 | 0.331 | 0.355 | 0.3885 | 0.421 | 0.417 | 0.413 | 0.38 | 0.347 | 0.3655 | 0.3845 | 0.332 | 0.279 | 0.293 | 0.3065 | 0.3025 | 0.298 | 0.2685 | 0.239 | 0.234 | 0.229 | 0.1915 | 0.154 | 0.139 | 0.123 | 0.107 | 0.103 | 0.0985 | 0.094 | 0.0895 | 0.0845 | 0.083 | 0.081 | 0.0795 | 0.0775 | 0.0765 | 0.076 | 0.0755 | 0.0755 | 0.075 | 0.075 | 0.21574
NV | Gas CT | 0 | 0 | 0 | 0 | 0 | 0 | 0 | 0 | 0 | 0 | 0 | 0 | 0 | 0 | 0 | 0 | 0 | 0 | 0 | 0 | 0 | 0 | 0 | 0 | 0 | 0 | 0 | 0 | 0 | 0 | 0 | 0 | 0 | 0 | 0 | 0 | 0 | 0 | 0 | 0 | 0 | 0
NV | Geothermal | 0.75 | 0.75 | 0.75 | 0.75 | 0.75 | 0.75 | 0.75 | 0.75 | 0.75 | 0.75 | 0.75 | 0.75 | 0.75 | 0.75 | 0.75 | 0.75 | 0.75 | 0.75 | 0.75 | 0.75 | 0.75 | 0.75 | 0.75 | 0.75 | 0.75 | 0.749 | 0.75 | 0.75 | 0.75 | 0.75 | 0.75 | 0.75 | 0.75 | 0.75 | 0.75 | 0.75 | 0.75 | 0.75 | 0.75 | 0.75 | 0.75 | 0.74998
NV | Hydro | 0.4205 | 0.45 | 0.4795 | 0.4335 | 0.388 | 0.395 | 0.402 | 0.402 | 0.402 | 0.402 | 0.402 | 0.402 | 0.402 | 0.402 | 0.402 | 0.402 | 0.402 | 0.402 | 0.402 | 0.402 | 0.402 | 0.402 | 0.402 | 0.402 | 0.402 | 0.402 | 0.402 | 0.402 | 0.402 | 0.402 | 0.402 | 0.402 | 0.402 | 0.402 | 0.402 | 0.402 | 0.3945 | 0.387 | 0.3795 | 0.372 | 0.3645 | 0.40302
NV | Nuclear
NV | Other | 0 | 0 | 0 | 0 | 0 | 0 | 0 | 0 | 0 | 0 | 0 | 0 | 0 | 0 | 0 | 0 | 0 | 0 | 0 | 0 | 0 | 0 | 0 | 0 | 0 | 0 | 0 | 0 | 0 | 0 | 0 | 0 | 0 | 0 | 0 | 0 | 0 | 0 | 0 | 0 |  | 0
NV | Utility PV | 0.302 | 0.306 | 0.306 | 0.305 | 0.304 | 0.3035 | 0.3025 | 0.304 | 0.3035 | 0.303 | 0.303 | 0.3015 | 0.3005 | 0.2975 | 0.2965 | 0.2955 | 0.2955 | 0.292 | 0.29 | 0.2895 | 0.289 | 0.2865 | 0.2845 | 0.281 | 0.278 | 0.2745 | 0.2745 | 0.274 | 0.2735 | 0.2735 | 0.273 | 0.2735 | 0.2735 | 0.274 | 0.274 | 0.274 | 0.2735 | 0.2725 | 0.272 | 0.2725 | 0.272 | 0.28749
NV | Wind offshore
NV | Wind onshore |  | 0.307 | 0.307 | 0.307 | 0.307 | 0.307 | 0.307 | 0.307 | 0.307 | 0.349 | 0.349 | 0.349 | 0.349 | 0.349 | 0.349 | 0.3505 | 0.3515 | 0.3215 | 0.3025 | 0.3015 | 0.301 | 0.294 | 0.2865 | 0.286 | 0.285 | 0.2835 | 0.2925 | 0.2985 | 0.3025 | 0.3055 | 0.307 | 0.315 | 0.3235 | 0.3315 | 0.3395 | 0.348 | 0.3415 | 0.336 | 0.3295 | 0.3235 | 0.3175 | 0.31936
NY | NY | 0.329 | 0.32706 | 0.33056 | 0.32359 | 0.32329 | 0.32018 | 0.314 | 0.31424 | 0.31424 | 0.29744 | 0.29967 | 0.3168 | 0.31745 | 0.31581 | 0.30805 | 0.31 | 0.31371 | 0.31095 | 0.30852 | 0.301 | 0.2931 | 0.27781 | 0.26214 | 0.25795 | 0.25457 | 0.248 | 0.24775 | 0.2476 | 0.2476 | 0.2478 | 0.24845 | 0.2503 | 0.2523 | 0.25425 | 0.25625 | 0.24437 | 0.24516 | 0.24632 | 0.24847 | 0.25184 | 0.22178 | 0.2818
NY | Battery | -0.001 | -0.001 | -0.001 | -0.004 | -0.007 | -0.004 | -0.001 | 0 | 0 | -0.0155 | -0.0155 | -0.01 | -0.007 | -0.007 | -0.007 | -0.0085 | -0.009 | -0.0125 | -0.015 | -0.022 | -0.027 | -0.0415 | -0.056 | -0.0615 | -0.067 | -0.0725 | -0.0725 | -0.0725 | -0.0725 | -0.072 | -0.072 | -0.0705 | -0.069 | -0.068 | -0.067 | -0.066 | -0.0655 | -0.064 | -0.063 | -0.0615 | -0.0605 | -0.040562
NY | Biopower | 0.458 | 0.44 | 0.423 | 0.442 | 0.461 | 0.4595 | 0.457 | 0.457 | 0.457 | 0.457 | 0.457 | 0.451 | 0.4455 | 0.446 | 0.447 | 0.4485 | 0.4495 | 0.4475 | 0.4455 | 0.4405 | 0.4355 | 0.4365 | 0.4375 | 0.4355 | 0.434 | 0.432 | 0.441 | 0.4515 | 0.463 | 0.476 | 0.4905 | 0.4925 | 0.4945 | 0.497 | 0.4995 | 0.483 | 0.47 | 0.458 | 0.445 | 0.431 | 0.417 | 0.45416
NY | Coal | 0.843 | 0.762 | 0.68 | 0.652 | 0.619 | 0.464 | 0.26 | 0.363 | 0.466 | 0.451 | 0.436 | 0.497 | 0.558 | 0.508 | 0.459 | 0.525 | 0.635 | 0.648 | 0.661 | 0.587 | 0.5 | 0.413 | 0.325 | 0.325 | 0.325 | [16 empty] | 0.51848
NY | CSP
NY | Dist PV | 0.156 | 0.156 | 0.1555 | 0.156 | 0.156 | 0.156 | 0.156 | 0.156 | 0.156 | 0.156 | 0.156 | 0.156 | 0.156 | 0.156 | 0.156 | 0.156 | 0.156 | 0.156 | 0.156 | 0.156 | 0.156 | 0.156 | 0.156 | 0.156 | 0.156 | 0.156 | 0.156 | 0.156 | 0.156 | 0.156 | 0.156 | 0.156 | 0.156 | 0.156 | 0.156 | 0.156 | 0.156 | 0.156 | 0.156 | 0.156 | 0.156 | 0.15599
NY | Gas CCGT | 0.5225 | 0.6015 | 0.677 | 0.6725 | 0.6675 | 0.7095 | 0.751 | 0.703 | 0.6555 | 0.679 | 0.702 | 0.681 | 0.6605 | 0.6025 | 0.5445 | 0.528 | 0.511 | 0.4765 | 0.4425 | 0.413 | 0.3835 | 0.279 | 0.175 | 0.167 | 0.159 | 0.151 | 0.1525 | 0.153 | 0.1545 | 0.155 | 0.1565 | 0.1575 | 0.1585 | 0.1595 | 0.161 | 0.1625 | 0.1625 | 0.162 | 0.1625 | 0.163 | 0.163 | 0.38777
NY | Gas CT | 0.0045 | 0.005 | 0.006 | 0.0055 | 0.005 | 0.007 | 0.009 | 0.0065 | 0.0035 | 0.0055 | 0.0075 | 0.0065 | 0.004 | 0.003 | 0.0015 | 0.0015 | 0.0015 | 0.0015 | 0.0015 | 0.0015 | 0.0015 | 0.0005 | 0 | 0 | 0 | 0 | 0 | 0 | 0 | 0 | 0 | 0 | 0 | 0 | 0 | 0 | 0 | 0 | 0 | 0 | 0 | 0.0021829
NY | Geothermal
NY | Hydro | 0.485 | 0.481 | 0.477 | 0.47 | 0.463 | 0.468 | 0.474 | 0.475 | 0.475 | 0.477 | 0.479 | 0.479 | 0.48 | 0.479 | 0.479 | 0.479 | 0.479 | 0.479 | 0.48 | 0.48 | 0.48 | 0.475 | 0.471 | 0.468 | 0.466 | 0.463 | 0.463 | 0.463 | 0.462 | 0.462 | 0.462 | 0.462 | 0.462 | 0.462 | 0.463 | 0.463 | 0.465 | 0.466 | 0.468 | 0.47 | 0.472 | 0.47137
NY | Nuclear | 0.902 | 0.902 | 0.902 | 0.902 | 0.902 | 0.902 | 0.902 | 0.902 | 0.902 | 0.902 | 0.902 | 0.902 | 0.902 | 0.902 | 0.902 | 0.902 | 0.902 | 0.902 | 0.902 | 0.902 | 0.902 | 0.902 | 0.902 | 0.902 | 0.902 | 0.902 | 0.902 | 0.902 | 0.902 | 0.902 | 0.902 | 0.902 | 0.902 | 0.902 | 0.902 | 0.902 | 0.902 | 0.902 | 0.902 | 0.902 |  | 0.902
NY | Other | 0.0615 | 0.0705 | 0.0785 | 0.0835 | 0.0885 | 0.0925 | 0.096 | 0.095 | 0.094 | 0.0905 | 0.087 | 0.081 | 0.0745 | 0.076 | 0.077 | 0.074 | 0.071 | 0.0775 | 0.084 | 0.0845 | 0.085 | 0.0845 | 0.084 | 0.0855 | 0.0865 | 0.088 | 0.0925 | 0.097 | 0.1025 | 0.1085 | 0.116 | 0.118 | 0.12 | 0.1225 | 0.1245 | 0.127 | 0.143 | 0.163 | 0.1905 | 0.2285 | 0.2855 | 0.10462
NY | Utility PV |  | 0.232 | 0.232 | 0.2205 | 0.22 | 0.22 | 0.2195 | 0.2195 | 0.219 | 0.218 | 0.217 | 0.216 | 0.215 | 0.214 | 0.213 | 0.212 | 0.211 | 0.2095 | 0.2085 | 0.2075 | 0.2065 | 0.212 | 0.212 | 0.211 | 0.21 | 0.209 | 0.2085 | 0.208 | 0.207 | 0.2065 | 0.206 | 0.205 | 0.2045 | 0.2035 | 0.203 | 0.202 | 0.2025 | 0.203 | 0.205 | 0.208 | 0.215 | 0.21128
NY | Wind offshore | [11 empty] | 0.437 | 0.437 | 0.4415 | 0.4415 | 0.4415 | 0.4415 | 0.4405 | 0.44 | 0.4395 | 0.4395 | 0.438 | 0.437 | 0.409 | 0.3895 | 0.3755 | 0.385 | 0.3945 | 0.404 | 0.413 | 0.4225 | 0.4235 | 0.425 | 0.4265 | 0.4275 | 0.4285 | 0.4295 | 0.43 | 0.4305 | 0.4315 | 0.432 | 0.42466
NY | Wind onshore | 0.301 | 0.311 | 0.319 | 0.321 | 0.323 | 0.324 | 0.326 | 0.328 | 0.329 | 0.343 | 0.355 | 0.429 | 0.4375 | 0.4395 | 0.441 | 0.449 | 0.4535 | 0.454 | 0.455 | 0.4555 | 0.456 | 0.457 | 0.458 | 0.4585 | 0.4585 | 0.4585 | 0.432 | 0.406 | 0.3795 | 0.353 | 0.327 | 0.339 | 0.3515 | 0.3635 | 0.3755 | 0.3875 | 0.3825 | 0.377 | 0.3715 | 0.3655 | 0.3605 | 0.3978
OH | OH | 0.27592 | 0.30389 | 0.30393 | 0.28957 | 0.28853 | 0.28006 | 0.269 | 0.29587 | 0.29475 | 0.30339 | 0.3067 | 0.30637 | 0.2855 | 0.28526 | 0.28479 | 0.28185 | 0.27821 | 0.26251 | 0.2572 | 0.25319 | 0.24736 | 0.24239 | 0.24226 | 0.22974 | 0.21977 | 0.19385 | 0.19585 | 0.19755 | 0.19933 | 0.20103 | 0.20894 | 0.20934 | 0.20959 | 0.20956 | 0.20959 | 0.20956 | 0.20653 | 0.2035 | 0.20034 | 0.19728 | 0.19412 | 0.24675
OH | Battery | 0 | -0.01 | -0.019 | -0.008 | -0.006 | -0.002 | -0.00033333 | -0.00033333 | -0.00033333 | 0 | 0 | 0 | 0 | -0.001 | -0.002 | -0.010333 | -0.019 | -0.04575 | -0.05525 | -0.06375 | -0.06475 | -0.06625 | -0.06675 | -0.06275 | -0.06125 | -0.06025 | -0.06175 | -0.0635 | -0.0645 | -0.06525 | -0.06625 | -0.0655 | -0.06425 | -0.064 | -0.06325 | -0.06275 | -0.06175 | -0.0605 | -0.0595 | -0.05825 | -0.05725 | -0.043906
OH | Biopower | 0.482 | 0.491 | 0.4965 | 0.4905 | 0.4845 | 0.472 | 0.459 | 0.48 | 0.48 | 0.48 | 0.48 | 0.48 | 0.48 | 0.48 | 0.48 | 0.48 | 0.48 | 0.48 | 0.48 | 0.48 | 0.48 | 0.48 | 0.48 | 0.48 | 0.48 | 0.48 | 0.48 | 0.48 | 0.48 | 0.48 | 0.48 | 0.483 | 0.486 | 0.489 | 0.49233 | 0.49533 | 0.48433 | 0.47333 | 0.462 | 0.451 | 0.44 | 0.47914
OH | Coal | 0.723 | 0.6545 | 0.56575 | 0.6165 | 0.6735 | 0.62075 | 0.55233 | 0.557 | 0.562 | 0.54067 | 0.51567 | 0.51033 | 0.50567 | 0.52433 | 0.543 | 0.54967 | 0.55633 | 0.55 | 0.543 | 0.48567 | 0.43767 | 0.38933 | 0.475 | 0.475 | 0.475 | [16 empty] | 0.55428
OH | CSP
OH | Dist PV | 0.1535 | 0.15375 | 0.15375 | 0.15375 | 0.15375 | 0.15375 | 0.15375 | 0.15375 | 0.15375 | 0.15375 | 0.15375 | 0.15375 | 0.15375 | 0.15375 | 0.15375 | 0.15375 | 0.15375 | 0.15125 | 0.14975 | 0.15225 | 0.15375 | 0.15375 | 0.15375 | 0.15375 | 0.15375 | 0.15375 | 0.15375 | 0.15375 | 0.15375 | 0.15375 | 0.15375 | 0.15375 | 0.15375 | 0.15375 | 0.15375 | 0.15375 | 0.15375 | 0.15375 | 0.15375 | 0.15375 | 0.15375 | 0.15355
OH | Gas CCGT | 0.19 | 0.7535 | 0.887 | 0.772 | 0.6575 | 0.772 | 0.887 | 0.89433 | 0.893 | 0.896 | 0.89933 | 0.89933 | 0.89933 | 0.89267 | 0.886 | 0.86167 | 0.83733 | 0.80933 | 0.78067 | 0.759 | 0.737 | 0.73533 | 0.73367 | 0.62167 | 0.50967 | 0.398 | 0.41467 | 0.431 | 0.448 | 0.46467 | 0.48133 | 0.475 | 0.469 | 0.46267 | 0.457 | 0.45133 | 0.42767 | 0.40433 | 0.381 | 0.35767 | 0.33433 | 0.63834
OH | Gas CT | 0.0035 | 0.0255 | 0.0475 | 0.02825 | 0.008 | 0.03025 | 0.047 | 0.0355 | 0.02425 | 0.066 | 0.10875 | 0.0845 | 0.05975 | 0.047 | 0.03425 | 0.02225 | 0.0095 | 0.0075 | 0.00475 | 0.00425 | 0.00325 | 0.00275 | 0.00225 | 0.0015 | 0.00075 | 0 | 0 | 0 | 0 | 0 | 0 | 0 | 0 | 0 | 0 | 0 | 0 | 0 | 0 | 0 | 0 | 0.017287
OH | Geothermal
OH | Hydro | 0.339 | 0.3275 | 0.315 | 0.356 | 0.397 | 0.368 | 0.339 | 0.339 | 0.339 | 0.339 | 0.339 | 0.339 | 0.339 | 0.339 | 0.339 | 0.339 | 0.339 | 0.339 | 0.339 | 0.339 | 0.339 | 0.339 | 0.339 | 0.339 | 0.339 | 0.339 | 0.339 | 0.339 | 0.339 | 0.339 | 0.339 | 0.339 | 0.339 | 0.339 | 0.339 | 0.339 | 0.339 | 0.339 | 0.339 | 0.339 | 0.339 | 0.34067
OH | Nuclear | Column Labels 2010: 0.902; Column Labels 2011: 0.902; Column Labels 2012: 0.902; Column Labels 2013: 0.902; Column Labels 2014: 0.902; Column Labels 2015: 0.902; Column Labels 2016: 0.902; Column Labels 2017: 0.902; Column Labels 2018: 0.902; Column Labels 2019: 0.902; Column Labels 2020: 0.902; Column Labels 2021: 0.902 | 0.902
OH | Other | 0 | 0.00525 | 0.0105 | 0.0055 | 0 | 0 | 0 | 0 | 0 | 0.00025 | 0.0005 | 0.00025 | 0 | 0 | 0 | 0 | 0 | 0 | 0 | 0 | 0 | 0 | 0 | 0 | 0 | 0 | 0 | 0 | 0 | 0 | 0 | 0 | 0 | 0 | 0 | 0 | 0 | 0 | 0 | 0 | 0 | 0.0005817
OH | Utility PV | 0.23 | 0.229 | 0.229 | 0.22867 | 0.228 | 0.22733 | 0.22633 | 0.22633 | 0.226 | 0.225 | 0.22367 | 0.2255 | 0.225 | 0.22575 | 0.22525 | 0.22375 | 0.22275 | 0.22175 | 0.22075 | 0.2235 | 0.22325 | 0.22225 | 0.22125 | 0.22025 | 0.219 | 0.21775 | 0.21675 | 0.2155 | 0.2145 | 0.2135 | 0.21225 | 0.21125 | 0.21025 | 0.20925 | 0.20825 | 0.207 | 0.206 | 0.205 | 0.204 | 0.203 | 0.202 | 0.2181
OH | Wind offshore | [9 empty] | 0.458 | 0.458 | 0.458 | 0.458 | 0.458 | 0.458 | 0.458 | 0.458 | 0.438 | 0.418 | 0.438 | 0.458 | 0.449 | 0.439 | 0.339 | 0.334 | 0.332 | 0.352 | 0.365 | 0.375 | 0.382 | 0.387 | 0.405 | 0.413 | 0.418 | 0.421 | 0.423 | 0.429 | 0.433 | 0.437 | 0.44 | 0.442 | 0.41972
OH | Wind onshore | 0.301 | 0.3295 | 0.331 | 0.331 | 0.3315 | 0.3305 | 0.33 | 0.3295 | 0.329 | 0.3345 | 0.3375 | 0.38667 | 0.38733 | 0.38967 | 0.391 | 0.40167 | 0.405 | 0.405 | 0.405 | 0.39 | 0.38575 | 0.38375 | 0.38225 | 0.3795 | 0.378 | 0.377 | 0.3785 | 0.38 | 0.3815 | 0.383 | 0.3845 | 0.386 | 0.388 | 0.38975 | 0.39125 | 0.39325 | 0.3935 | 0.39375 | 0.3935 | 0.39375 | 0.39375 | 0.37928
OK | OK | 0.28573 | 0.30154 | 0.28669 | 0.27531 | 0.28225 | 0.28967 | 0.28339 | 0.28311 | 0.28517 | 0.28274 | 0.27889 | 0.27011 | 0.25305 | 0.25335 | 0.2559 | 0.22564 | 0.22332 | 0.21623 | 0.21224 | 0.19509 | 0.19095 | 0.187 | 0.18 | 0.1759 | 0.17238 | 0.16919 | 0.16933 | 0.16948 | 0.16967 | 0.1699 | 0.17019 | 0.17062 | 0.17081 | 0.1711 | 0.17138 | 0.17157 | 0.17186 | 0.1721 | 0.17214 | 0.17252 | 0.17271 | 0.2117
OK | Battery | [15 empty] | -0.0705 | -0.0705 | -0.0715 | -0.072 | -0.072667 | -0.072667 | -0.073 | -0.073667 | -0.072333 | -0.071667 | -0.070667 | -0.071333 | -0.072 | -0.073 | -0.073667 | -0.074 | -0.073667 | -0.073667 | -0.073333 | -0.073333 | -0.073 | -0.072333 | -0.071333 | -0.071 | -0.07 | -0.068667 | -0.072189
OK | Biopower |  | 0.522 | 0.522 | 0.522 | 0.522 | 0.522 | 0.522 | 0.522 | 0.522 | 0.522 | 0.522 | 0.522 | 0.522 | 0.522 | 0.522 | 0.522 | 0.522 | 0.522 | 0.522 | 0.522 | 0.522 | 0.522 | 0.522 | 0.522 | 0.522 | 0.522 | 0.522 | 0.522 | 0.522 | 0.522 | 0.522 | 0.522 | 0.522 | 0.522 | 0.522 | 0.522 | 0.504 | 0.485 | 0.466 | 0.448 | 0.429 | 0.51505
OK | Coal | Column Labels 2010: 0.846; Column Labels 2011: 0.6965; Column Labels 2012: 0.5475; Column Labels 2013: 0.679; Column Labels 2014: 0.811; Column Labels 2015: 0.5985; Column Labels 2016: 0.314; Column Labels 2017: 0.3865; Column Labels 2018: 0.476; Column Labels 2019: 0.3855; Column Labels 2020: 0.282; Column Labels 2021: 0.227; Column Labels 2022: 0.1175; Column Labels 2023: 0.152; Column Labels 2024: 0.21; Column Labels 2025: 0.254; Column Labels 2026: 0.2785; Column Labels 2027: 0.256; Column Labels 2028: 0.319; Column Labels 2029: 0.282; Column Labels 2030: 0.245; Column Labels 2031: 0.245 | 0.40315
OK | CSP
OK | Dist PV |  |  |  | 0.18933 | 0.18933 | 0.18933 | 0.18933 | 0.18933 | 0.18933 | 0.18933 | 0.18933 | 0.18933 | 0.18933 | 0.18933 | 0.18933 | 0.18933 | 0.18933 | 0.18933 | 0.18933 | 0.18933 | 0.18933 | 0.18933 | 0.18933 | 0.18933 | 0.18933 | 0.18933 | 0.18933 | 0.18933 | 0.18933 | 0.18933 | 0.18933 | 0.18933 | 0.18933 | 0.18933 | 0.18933 | 0.18933 | 0.18933 | 0.18933 | 0.18933 | 0.18933 | 0.18933 | 0.18933
OK | Gas CCGT | 0.2445 | 0.3935 | 0.53 | 0.428 | 0.3265 | 0.5125 | 0.699 | 0.64 | 0.5825 | 0.6235 | 0.665 | 0.6335 | 0.6015 | 0.583 | 0.5635 | 0.526 | 0.4885 | 0.4355 | 0.383 | 0.356 | 0.33 | 0.2965 | 0.263 | 0.2365 | 0.2105 | 0.1845 | 0.1835 | 0.1825 | 0.182 | 0.1815 | 0.181 | 0.181 | 0.181 | 0.181 | 0.181 | 0.1815 | 0.18 | 0.179 | 0.1775 | 0.1765 | 0.1755 | 0.35222
OK | Gas CT | 0.004 | 0.004 | 0.004 | 0.004 | 0.004 | 0.0065 | 0.0085 | 0.0095 | 0.0105 | 0.0125 | 0.015 | 0.018 | 0.0215 | 0.02 | 0.0185 | 0.0115 | 0.0035 | 0.0035 | 0.0035 | 0.003 | 0.002 | 0.0015 | 0.0005 | 0.0005 | 0 | 0 | 0 | 0 | 0 | 0 | 0 | 0.0005 | 0.0005 | 0.001 | 0.0015 | 0.0015 | 0.0015 | 0.001 | 0.0005 | 0.0005 | 0 | 0.0048415
OK | Geothermal
OK | Hydro | 0.314 | 0.2235 | 0.1325 | 0.156 | 0.179 | 0.2005 | 0.223 | 0.222 | 0.2215 | 0.223 | 0.225 | 0.2205 | 0.2155 | 0.2175 | 0.2195 | 0.215 | 0.211 | 0.212 | 0.213 | 0.212 | 0.211 | 0.2105 | 0.21 | 0.212 | 0.214 | 0.216 | 0.2155 | 0.215 | 0.2145 | 0.2145 | 0.214 | 0.215 | 0.216 | 0.217 | 0.218 | 0.219 | 0.219 | 0.219 | 0.219 | 0.219 | 0.219 | 0.21422
OK | Nuclear
OK | Other | 0 | 0 | 0 | 0 | 0 | 0.016 | 0.032 | 0.019 | 0.0055 | 0.027 | 0.0495 | 0.033 | 0.0165 | 0.0115 | 0.0065 | 0.003 | 0 | 0 | 0 | 0 | 0 | 0 | 0 | 0 | 0 | 0 | 0 | 0 | 0 | 0 | 0 | 0 | 0 | 0 | 0 | 0 | 0 | 0 | 0 | 0 | 0 | 0.0053537
OK | Utility PV | [5 empty] | 0.282 | 0.282 | 0.274 | 0.273 | 0.2815 | 0.281 | 0.284 | 0.2845 | 0.27333 | 0.27267 | 0.27267 | 0.272 | 0.27033 | 0.269 | 0.26767 | 0.26633 | 0.265 | 0.26333 | 0.26167 | 0.26067 | 0.25933 | 0.258 | 0.25633 | 0.25533 | 0.254 | 0.25267 | 0.25333 | 0.253 | 0.25267 | 0.25267 | 0.252 | 0.25133 | 0.25033 | 0.24967 | 0.249 | 0.248 | 0.26208
OK | Wind offshore
OK | Wind onshore | 0.326 | 0.3815 | 0.3885 | 0.3905 | 0.3925 | 0.39133 | 0.392 | 0.39267 | 0.39267 | 0.392 | 0.39133 | 0.40333 | 0.40133 | 0.39633 | 0.39133 | 0.39267 | 0.395 | 0.395 | 0.39533 | 0.39767 | 0.39967 | 0.39533 | 0.39133 | 0.37933 | 0.37133 | 0.36533 | 0.36933 | 0.37367 | 0.37767 | 0.38167 | 0.386 | 0.387 | 0.388 | 0.389 | 0.39 | 0.39067 | 0.39967 | 0.40867 | 0.417 | 0.426 | 0.43433 | 0.39192
OR | OR | 0.3455 | 0.32771 | 0.32376 | 0.30021 | 0.29821 | 0.28563 | 0.27253 | 0.28274 | 0.29279 | 0.25057 | 0.23871 | 0.24891 | 0.25833 | 0.25771 | 0.2571 | 0.25257 | 0.24738 | 0.24286 | 0.23895 | 0.23571 | 0.23238 | 0.23048 | 0.22876 | 0.23509 | 0.23132 | 0.22741 | 0.23074 | 0.22643 | 0.22217 | 0.21783 | 0.2137 | 0.21317 | 0.2123 | 0.21143 | 0.21043 | 0.20935 | 0.20587 | 0.20243 | 0.199 | 0.19535 | 0.19161 | 0.24065
OR | Battery |  |  |  | -0.019 | -0.019 | -0.029 | -0.039 | -0.036 | -0.033 | -0.028333 | -0.028333 | -0.019667 | -0.016333 | -0.017667 | -0.019 | -0.016333 | -0.015 | -0.022333 | -0.027 | -0.03 | -0.033667 | -0.037667 | -0.040333 | -0.042 | -0.043 | -0.044 | -0.044333 | -0.044333 | -0.044 | -0.044 | -0.043333 | -0.042667 | -0.042667 | -0.042333 | -0.042667 | -0.043 | -0.046 | -0.048667 | -0.052 | -0.055333 | -0.06 | -0.036304
OR | Biopower | 0.2165 | 0.206 | 0.1975 | 0.214 | 0.228 | 0.2155 | 0.2025 | 0.2025 | 0.2025 | 0.2025 | 0.2025 | 0.2025 | 0.2025 | 0.2025 | 0.2025 | 0.2025 | 0.2025 | 0.2025 | 0.2025 | 0.2025 | 0.2025 | 0.207 | 0.211 | 0.2145 | 0.2185 | 0.224 | 0.226 | 0.2285 | 0.231 | 0.234 | 0.238 | 0.2345 | 0.2305 | 0.2265 | 0.2225 | 0.218 | 0.209 | 0.1995 | 0.1905 | 0.1815 | 0.172 | 0.21054
OR | Coal | Column Labels 2010: 0.846; Column Labels 2011: 0.844; Column Labels 2012: 0.841; Column Labels 2013: 0.843; Column Labels 2014: 0.846; Column Labels 2015: 0.509; Column Labels 2016: 0.172; Column Labels 2017: 0.398; Column Labels 2018: 0.624; Column Labels 2019: 0.332; Column Labels 2020: 0.04; Column Labels 2021: 0.04 | 0.52792
OR | CSP
OR | Dist PV | 0.16767 | 0.16767 | 0.16767 | 0.16767 | 0.16767 | 0.16767 | 0.16767 | 0.16767 | 0.16767 | 0.16767 | 0.16767 | 0.16767 | 0.16767 | 0.16767 | 0.16767 | 0.16767 | 0.16767 | 0.16767 | 0.16767 | 0.16767 | 0.16767 | 0.166 | 0.165 | 0.166 | 0.167 | 0.16767 | 0.16767 | 0.16767 | 0.16767 | 0.16767 | 0.16767 | 0.16767 | 0.16767 | 0.16767 | 0.16767 | 0.16767 | 0.16767 | 0.16767 | 0.16767 | 0.16767 | 0.16767 | 0.1675
OR | Gas CCGT | 0.729 | 0.6295 | 0.53 | 0.593 | 0.656 | 0.6885 | 0.719 | 0.699 | 0.679 | 0.6995 | 0.72 | 0.71 | 0.7 | 0.6995 | 0.699 | 0.6415 | 0.584 | 0.5565 | 0.529 | 0.513 | 0.4975 | 0.4855 | 0.474 | 0.424 | 0.3725 | 0.318 | 0.2655 | 0.2125 | 0.159 | 0.105 | 0.051 | 0.0495 | 0.048 | 0.047 | 0.0455 | 0.044 | 0.041 | 0.0375 | 0.034 | 0.0305 | 0.0275 | 0.40839
OR | Gas CT | 0.002 | 0.001 | 0 | 0.001 | 0.0025 | 0.0015 | 0.0005 | 0.001 | 0.001 | 0.0005 | 0.0005 | 0 | 0 | 0 | 0 | 0 | 0 | 0 | 0 | 0 | 0 | 0 | 0 | 0 | 0 | 0 | 0 | 0 | 0 | 0 | 0 | 0 | 0 | 0 | 0 | 0 | 0 | 0 | 0 | 0 | 0 | 0.00028049
OR | Geothermal
OR | Hydro | 0.43033 | 0.482 | 0.53333 | 0.46767 | 0.40133 | 0.42533 | 0.449 | 0.449 | 0.449 | 0.44967 | 0.45 | 0.45 | 0.45 | 0.45 | 0.45 | 0.45 | 0.45 | 0.45 | 0.45 | 0.45 | 0.45 | 0.45033 | 0.45067 | 0.45067 | 0.45067 | 0.45067 | 0.45067 | 0.45067 | 0.45067 | 0.45067 | 0.45067 | 0.444 | 0.437 | 0.43033 | 0.42333 | 0.41667 | 0.402 | 0.38733 | 0.373 | 0.358 | 0.34367 | 0.43923
OR | Nuclear
OR | Other
OR | Utility PV |  | 0.2475 | 0.2475 | 0.24833 | 0.24767 | 0.24833 | 0.24833 | 0.24833 | 0.248 | 0.24733 | 0.24667 | 0.24567 | 0.24467 | 0.24367 | 0.242 | 0.24067 | 0.23967 | 0.242 | 0.24133 | 0.23967 | 0.23767 | 0.237 | 0.23633 | 0.24033 | 0.24 | 0.239 | 0.238 | 0.237 | 0.236 | 0.23467 | 0.233 | 0.232 | 0.231 | 0.23 | 0.229 | 0.228 | 0.225 | 0.22267 | 0.21967 | 0.216 | 0.21167 | 0.23762
OR | Wind offshore | Column Labels 2033: 0.453; Column Labels 2034: 0.453; Column Labels 2035: 0.453; Column Labels 2036: 0.4265; Column Labels 2037: 0.425; Column Labels 2038: 0.424; Column Labels 2039: 0.423; Column Labels 2040: 0.4225; Column Labels 2041: 0.429; Column Labels 2042: 0.434; Column Labels 2043: 0.437; Column Labels 2044: 0.4405; Column Labels 2045: 0.443; Column Labels 2046: 0.442; Column Labels 2047: 0.441; Column Labels 2048: 0.4405; Column Labels 2049: 0.44; Column Labels 2050: 0.4395 | 0.43558
OR | Wind onshore | 0.302 | 0.305 | 0.305 | 0.3065 | 0.308 | 0.306 | 0.303 | 0.305 | 0.3065 | 0.308 | 0.3095 | 0.36 | 0.36067 | 0.359 | 0.358 | 0.36333 | 0.365 | 0.35667 | 0.353 | 0.34567 | 0.33833 | 0.336 | 0.333 | 0.33233 | 0.33667 | 0.342 | 0.345 | 0.34767 | 0.35033 | 0.353 | 0.356 | 0.358 | 0.35967 | 0.36167 | 0.36367 | 0.36567 | 0.36833 | 0.371 | 0.374 | 0.37667 | 0.38 | 0.34629
PA | PA | 0.30572 | 0.32119 | 0.33719 | 0.32348 | 0.32326 | 0.33244 | 0.34007 | 0.33248 | 0.32481 | 0.31696 | 0.31226 | 0.32561 | 0.32442 | 0.32315 | 0.32181 | 0.32362 | 0.32554 | 0.30885 | 0.30689 | 0.27976 | 0.2791 | 0.27166 | 0.27536 | 0.25859 | 0.25324 | 0.22341 | 0.23179 | 0.23204 | 0.23225 | 0.23261 | 0.233 | 0.2315 | 0.23107 | 0.23093 | 0.23093 | 0.23967 | 0.24056 | 0.24093 | 0.241 | 0.24093 | 0.24078 | 0.27975
PA | Battery |  |  |  | 0 | 0 | 0 | 0 | 0 | 0 | -0.011 | -0.022 | -0.026 | -0.029 | -0.029 | -0.028 | -0.019 | -0.01 | -0.0445 | -0.0495 | -0.059 | -0.06125 | -0.0595 | -0.062 | -0.06 | -0.0595 | -0.05925 | -0.06175 | -0.0635 | -0.06525 | -0.0665 | -0.06725 | -0.066 | -0.065 | -0.064 | -0.06325 | -0.0625 | -0.06175 | -0.06075 | -0.06025 | -0.05975 | -0.059 | -0.054933
PA | Biopower | 0.512 | 0.511 | 0.51 | 0.51633 | 0.52267 | 0.51033 | 0.49767 | 0.49767 | 0.49733 | 0.455 | 0.413 | 0.44933 | 0.48533 | 0.50333 | 0.521 | 0.521 | 0.521 | 0.521 | 0.521 | 0.51867 | 0.51633 | 0.51633 | 0.51633 | 0.50833 | 0.50033 | 0.49233 | 0.49233 | 0.49233 | 0.49233 | 0.49233 | 0.49267 | 0.49233 | 0.492 | 0.49133 | 0.491 | 0.49 | 0.481 | 0.472 | 0.46167 | 0.45033 | 0.438 | 0.49454
PA | Coal | 0.8295 | 0.7795 | 0.723 | 0.775 | 0.8415 | 0.791 | 0.7215 | 0.752 | 0.783 | 0.646 | 0.4845 | 0.5355 | 0.586 | 0.565 | 0.544 | 0.5875 | 0.631 | 0.6375 | 0.644 | 0.666 | 0.6985 | 0.6395 | 0.579 | 0.579 | 0.579 | [16 empty] | 0.66392
PA | CSP
PA | Dist PV | 0.15575 | 0.15575 | 0.15575 | 0.15575 | 0.15575 | 0.15575 | 0.15575 | 0.15575 | 0.15575 | 0.15575 | 0.15575 | 0.15575 | 0.15575 | 0.15575 | 0.15575 | 0.15575 | 0.15575 | 0.15575 | 0.15575 | 0.15575 | 0.15575 | 0.15325 | 0.1515 | 0.15325 | 0.1545 | 0.15575 | 0.15575 | 0.15575 | 0.15575 | 0.15575 | 0.15575 | 0.15575 | 0.15575 | 0.15575 | 0.15575 | 0.15575 | 0.15575 | 0.15575 | 0.15575 | 0.15575 | 0.15575 | 0.15549
PA | Gas CCGT | 0.3375 | 0.567 | 0.7915 | 0.7015 | 0.612 | 0.706 | 0.799 | 0.7875 | 0.781 | 0.806 | 0.8245 | 0.816 | 0.8075 | 0.7865 | 0.765 | 0.743 | 0.722 | 0.6955 | 0.669 | 0.6445 | 0.62 | 0.591 | 0.563 | 0.501 | 0.4385 | 0.3745 | 0.385 | 0.3955 | 0.406 | 0.417 | 0.4275 | 0.424 | 0.4205 | 0.417 | 0.413 | 0.41 | 0.4175 | 0.425 | 0.4325 | 0.44 | 0.448 | 0.57876
PA | Gas CT | 0.00575 | 0.0075 | 0.009 | 0.02575 | 0.04225 | 0.05425 | 0.06625 | 0.042 | 0.0175 | 0.0115 | 0.005 | 0.0055 | 0.00575 | 0.00525 | 0.00475 | 0.00475 | 0.004 | 0.0035 | 0.003 | 0.00175 | 0.00075 | 0.0005 | 0.00025 | 0.00025 | 0 | 0 | 0 | 0 | 0 | 0 | 0 | 0 | 0 | 0 | 0 | 0 | 0 | 0 | 0 | 0 | 0 | 0.0079695
PA | Geothermal
PA | Hydro | 0.2535 | 0.261 | 0.268 | 0.2475 | 0.2265 | 0.2415 | 0.256 | 0.2525 | 0.249 | 0.253 | 0.2565 | 0.2575 | 0.258 | 0.258 | 0.2575 | 0.259 | 0.2605 | 0.2605 | 0.26 | 0.2585 | 0.257 | 0.248 | 0.2385 | 0.24 | 0.2415 | 0.243 | 0.242 | 0.241 | 0.24 | 0.239 | 0.238 | 0.238 | 0.238 | 0.2385 | 0.2385 | 0.2385 | 0.24 | 0.2415 | 0.2425 | 0.244 | 0.2455 | 0.24799
PA | Nuclear | 0.902 | 0.902 | 0.902 | 0.902 | 0.902 | 0.902 | 0.902 | 0.902 | 0.902 | 0.902 | 0.902 | 0.902 | 0.902 | 0.902 | 0.902 | 0.902 | 0.902 | 0.902 | 0.902 | 0.902 | 0.902 | 0.902 | 0.902 | 0.902 | 0.902 | 0.902 | 0.902 | 0.902 | 0.902 | 0.902 | 0.902 | 0.902 | 0.902 | 0.902 | 0.902 | 0.902 | 0.902 | 0.902 | 0.902 | 0.902 | 0.902 | 0.902
PA | Other | 0 | 0.0093333 | 0.02 | 0.02 | 0.02 | 0.060333 | 0.10067 | 0.055 | 0.0056667 | 0.003 | 0 | 0 | 0 | 0 | 0 | 0 | 0 | 0 | 0 | 0 | 0 | 0 | 0 | 0 | 0 | 0 | 0 | 0 | 0 | 0 | 0 | 0 | 0 | 0 | 0 | [6 empty] | 0.015474
PA | Utility PV | 0.214 | 0.2145 | 0.2145 | 0.2135 | 0.212 | 0.211 | 0.21 | 0.209 | 0.208 | 0.207 | 0.206 | 0.205 | 0.204 | 0.203 | 0.202 | 0.201 | 0.2 | 0.199 | 0.198 | 0.197 | 0.196 | 0.192 | 0.188 | 0.189 | 0.19 | 0.191 | 0.19 | 0.1895 | 0.1885 | 0.1875 | 0.1865 | 0.1875 | 0.189 | 0.1905 | 0.193 | 0.1965 | 0.2015 | 0.2015 | 0.201 | 0.201 | 0.2005 | 0.1993
PA | Wind offshore | Column Labels 2036: 0.454; Column Labels 2037: 0.454; Column Labels 2038: 0.454; Column Labels 2039: 0.454; Column Labels 2040: 0.454; Column Labels 2041: 0.404; Column Labels 2042: 0.382; Column Labels 2043: 0.369; Column Labels 2044: 0.361; Column Labels 2045: 0.355; Column Labels 2046: 0.372; Column Labels 2047: 0.387; Column Labels 2048: 0.4; Column Labels 2049: 0.412; Column Labels 2050: 0.422 | 0.40893
PA | Wind onshore | 0.301 | 0.3445 | 0.36 | 0.36 | 0.36 | 0.3605 | 0.361 | 0.361 | 0.361 | 0.405 | 0.408 | 0.4295 | 0.43725 | 0.4375 | 0.43775 | 0.43625 | 0.43575 | 0.43525 | 0.43575 | 0.43225 | 0.42975 | 0.42725 | 0.42525 | 0.42 | 0.41575 | 0.4125 | 0.41175 | 0.41075 | 0.40975 | 0.409 | 0.408 | 0.41025 | 0.413 | 0.4155 | 0.41775 | 0.42025 | 0.421 | 0.421 | 0.4215 | 0.4215 | 0.422 | 0.41319
RI | RI | 0.292 | 0.328 | 0.3604 | 0.28343 | 0.25629 | 0.27475 | 0.27637 | 0.2725 | 0.26875 | 0.26663 | 0.26462 | 0.271 | 0.27325 | 0.284 | 0.28613 | 0.2845 | 0.28313 | 0.28087 | 0.27875 | 0.27587 | 0.273 | 0.2705 | 0.26763 | 0.23 | 0.229 | 0.22811 | 0.22711 | 0.22633 | 0.22567 | 0.22489 | 0.22411 | 0.22622 | 0.22778 | 0.22911 | 0.23044 | 0.23178 | 0.23389 | 0.23556 | 0.23689 | 0.238 | 0.23878 | 0.2555
RI | Battery | Column Labels 2033: -0.062; Column Labels 2034: -0.062; Column Labels 2035: -0.062; Column Labels 2036: -0.065; Column Labels 2037: -0.068; Column Labels 2038: -0.069; Column Labels 2039: -0.071; Column Labels 2040: -0.072; Column Labels 2041: -0.068; Column Labels 2042: -0.067; Column Labels 2043: -0.067; Column Labels 2044: -0.067; Column Labels 2045: -0.067; Column Labels 2046: -0.065; Column Labels 2047: -0.063; Column Labels 2048: -0.062; Column Labels 2049: -0.061; Column Labels 2050: -0.061 | -0.0655
RI | Biopower | 0.522 | 0.522 | 0.522 | 0.522 | 0.522 | 0.522 | 0.522 | 0.519 | 0.516 | 0.498 | 0.481 | 0.498 | 0.516 | 0.516 | 0.516 | 0.516 | 0.516 | 0.516 | 0.516 | 0.516 | 0.516 | 0.516 | 0.516 | 0.516 | 0.516 | 0.516 | 0.516 | 0.516 | 0.516 | 0.516 | 0.516 | 0.516 | 0.516 | 0.516 | 0.516 | 0.516 | 0.516 | 0.516 | 0.516 | 0.516 | 0.516 | 0.51537
RI | Coal
RI | CSP
RI | Dist PV |  |  |  | 0.157 | 0.157 | 0.157 | 0.157 | 0.157 | 0.157 | 0.157 | 0.157 | 0.157 | 0.157 | 0.157 | 0.157 | 0.157 | 0.157 | 0.157 | 0.157 | 0.157 | 0.157 | 0.157 | 0.157 | 0.157 | 0.157 | 0.157 | 0.157 | 0.157 | 0.157 | 0.157 | 0.157 | 0.157 | 0.157 | 0.157 | 0.157 | 0.157 | 0.157 | 0.157 | 0.157 | 0.157 | 0.157 | 0.157
RI | Gas CCGT | 0.327 | 0.415 | 0.502 | 0.371 | 0.24 | 0.22 | 0.2 | 0.172 | 0.145 | 0.145 | 0.145 | 0.139 | 0.132 | 0.145 | 0.158 | 0.146 | 0.134 | 0.115 | 0.097 | 0.08 | 0.063 | 0.054 | 0.044 | 0.04 | 0.036 | 0.032 | 0.031 | 0.03 | 0.029 | 0.028 | 0.026 | 0.027 | 0.028 | 0.029 | 0.03 | 0.031 | 0.031 | 0.03 | 0.03 | 0.029 | 0.028 | 0.11546
RI | Gas CT
RI | Geothermal
RI | Hydro | 0.311 | 0.371 | 0.43 | 0.37 | 0.311 | 0.34 | 0.37 | 0.37 | 0.37 | 0.37 | 0.37 | 0.37 | 0.37 | 0.37 | 0.37 | 0.37 | 0.37 | 0.37 | 0.37 | 0.37 | 0.37 | 0.37 | 0.37 | 0.37 | 0.37 | 0.37 | 0.37 | 0.37 | 0.37 | 0.37 | 0.37 | 0.37 | 0.37 | 0.37 | 0.37 | 0.37 | 0.37 | 0.37 | 0.37 | 0.37 | 0.37 | 0.36788
RI | Nuclear
RI | Other | 0 | 0 | 0 | 0 | 0 | 0 | 0 | 0 | 0 | 0 | 0 | 0 | 0 | 0 | 0 | 0 | 0 | 0 | 0 | 0 | 0 | 0 | 0 | 0 | 0 | 0 | 0 | 0 | 0 | 0 | 0 | 0 | 0 | 0 | 0 | 0 | 0 | 0 | 0 | 0 | 0 | 0
RI | Utility PV |  |  |  | 0.216 | 0.216 | 0.215 | 0.214 | 0.214 | 0.214 | 0.214 | 0.214 | 0.213 | 0.212 | 0.211 | 0.21 | 0.209 | 0.208 | 0.206 | 0.205 | 0.204 | 0.203 | 0.202 | 0.201 | 0.2 | 0.199 | 0.198 | 0.197 | 0.196 | 0.195 | 0.194 | 0.193 | 0.193 | 0.192 | 0.191 | 0.191 | 0.19 | 0.19 | 0.19 | 0.19 | 0.19 | 0.188 | 0.20205
RI | Wind offshore | [5 empty] | 0.373 | 0.373 | 0.373 | 0.373 | 0.374 | 0.375 | 0.375 | 0.375 | 0.45 | 0.456 | 0.456 | 0.457 | 0.457 | 0.457 | 0.457 | 0.457 | 0.457 | 0.456 | 0.454 | 0.452 | 0.45 | 0.451 | 0.453 | 0.454 | 0.455 | 0.456 | 0.459 | 0.461 | 0.462 | 0.463 | 0.464 | 0.476 | 0.486 | 0.493 | 0.499 | 0.504 | 0.44286
RI | Wind onshore | 0.3 | 0.332 | 0.348 | 0.348 | 0.348 | 0.371 | 0.375 | 0.375 | 0.375 | 0.375 | 0.375 | 0.416 | 0.424 | 0.423 | 0.422 | 0.422 | 0.423 | 0.426 | 0.428 | 0.423 | 0.418 | 0.408 | 0.397 | 0.395 | 0.393 | 0.392 | 0.387 | 0.383 | 0.379 | 0.375 | 0.371 | 0.382 | 0.393 | 0.404 | 0.414 | 0.425 | 0.43 | 0.434 | 0.438 | 0.442 | 0.447 | 0.396
SC | SC | 0.31614 | 0.33129 | 0.3455 | 0.30365 | 0.29076 | 0.30188 | 0.32119 | 0.30488 | 0.30647 | 0.30144 | 0.29983 | 0.301 | 0.29663 | 0.28258 | 0.26858 | 0.25826 | 0.25105 | 0.24253 | 0.23432 | 0.21805 | 0.21535 | 0.21175 | 0.21005 | 0.21895 | 0.21995 | 0.20705 | 0.20733 | 0.20752 | 0.20776 | 0.20805 | 0.21865 | 0.22065 | 0.2222 | 0.2237 | 0.22505 | 0.19068 | 0.19158 | 0.19237 | 0.19326 | 0.19432 | 0.19553 | 0.24394
SC | Battery | [7 empty] | 0 | 0 | 0 | 0 | 0 | 0 | 0 | 0 | -0.004 | -0.007 | -0.018 | -0.029 | -0.04 | -0.044 | -0.0505 | -0.0505 | -0.051 | -0.052 | -0.0535 | -0.0565 | -0.059 | -0.061 | -0.063 | -0.0645 | -0.0625 | -0.0615 | -0.0605 | -0.0595 | -0.0585 | -0.056 | -0.054 | -0.053 | -0.052 | -0.051 | -0.044393
SC | Biopower | 0.6475 | 0.603 | 0.5665 | 0.445 | 0.3525 | 0.327 | 0.301 | 0.301 | 0.301 | 0.301 | 0.301 | 0.301 | 0.301 | 0.301 | 0.301 | 0.301 | 0.301 | 0.301 | 0.301 | 0.301 | 0.301 | 0.301 | 0.301 | 0.296 | 0.2905 | 0.285 | 0.2885 | 0.2915 | 0.2945 | 0.298 | 0.301 | 0.301 | 0.301 | 0.301 | 0.301 | 0.3005 | 0.303 | 0.306 | 0.3105 | 0.3175 | 0.3275 | 0.3286
SC | Coal | 0.4665 | 0.3205 | 0.1595 | 0.3275 | 0.503 | 0.4405 | 0.576 | 0.616 | 0.656 | 0.59 | 0.516 | 0.481 | 0.44 | 0.482 | 0.528 | 0.546 | 0.568 | 0.549 | 0.53 | 0.489 | 0.419 | 0.442 | 0.509 | 0.509 | 0.509 | [16 empty] | 0.46419
SC | CSP
SC | Dist PV |  |  |  | 0.179 | 0.179 | 0.179 | 0.179 | 0.179 | 0.179 | 0.179 | 0.179 | 0.179 | 0.179 | 0.179 | 0.179 | 0.1775 | 0.1765 | 0.1575 | 0.1405 | 0.161 | 0.179 | 0.174 | 0.1695 | 0.173 | 0.1765 | 0.179 | 0.179 | 0.179 | 0.179 | 0.179 | 0.179 | 0.179 | 0.179 | 0.179 | 0.179 | 0.179 | 0.179 | 0.179 | 0.179 | 0.179 | 0.179 | 0.17624
SC | Gas CCGT | 0.1255 | 0.4385 | 0.7515 | 0.5455 | 0.331 | 0.5265 | 0.722 | 0.724 | 0.718 | 0.739 | 0.759 | 0.7385 | 0.7175 | 0.573 | 0.428 | 0.3595 | 0.29 | 0.2595 | 0.2295 | 0.2265 | 0.223 | 0.1745 | 0.126 | 0.1435 | 0.1605 | 0.1775 | 0.1775 | 0.1775 | 0.178 | 0.1785 | 0.1785 | 0.184 | 0.19 | 0.1955 | 0.2005 | 0.206 | 0.202 | 0.1975 | 0.1935 | 0.1895 | 0.1845 | 0.34245
SC | Gas CT | 0.004 | 0.004 | 0.004 | 0.004 | 0.004 | 0.004 | 0.004 | 0.004 | 0.004 | 0.004 | 0.004 | 0.004 | 0.0035 | 0.003 | 0.002 | 0.0015 | 0.0015 | 0.0015 | 0.002 | 0.0015 | 0.001 | 0.0005 | 0 | 0 | 0 | 0 | 0 | 0.0005 | 0.0005 | 0.0005 | 0.0005 | 0.0005 | 0.0005 | 0.0005 | 0 | 0 | 0 | 0 | 0 | 0 | 0 | 0.0016951
SC | Geothermal
SC | Hydro | 0.0675 | 0.051 | 0.035 | 0.0575 | 0.0795 | 0.0665 | 0.053 | 0.053 | 0.0525 | 0.054 | 0.0565 | 0.057 | 0.058 | 0.0485 | 0.0385 | 0.033 | 0.028 | 0.023 | 0.018 | 0.0185 | 0.0195 | 0.021 | 0.0225 | 0.022 | 0.0215 | 0.0205 | 0.0195 | 0.0185 | 0.017 | 0.016 | 0.015 | 0.016 | 0.0165 | 0.0175 | 0.019 | 0.0195 | 0.0225 | 0.0255 | 0.0295 | 0.0325 | 0.0355 | 0.034037
SC | Nuclear | 0.902 | 0.902 | 0.902 | 0.902 | 0.902 | 0.902 | 0.902 | 0.902 | 0.902 | 0.902 | 0.902 | 0.902 | 0.902 | 0.902 | 0.902 | 0.902 | 0.902 | 0.902 | 0.902 | 0.902 | 0.902 | 0.902 | 0.902 | 0.902 | 0.902 | 0.902 | 0.902 | 0.902 | 0.902 | 0.902 | 0.902 | 0.902 | 0.902 | 0.902 | 0.902 | 0.902 | 0.902 | 0.902 | 0.902 | 0.902 | 0.902 | 0.902
SC | Other | 0 | 0 | 0 | 0 | 0 | 0 | 0 | 0 | 0 | 0 | 0 | 0 | 0 | 0 | 0 | 0 | 0 | 0 | 0 | 0 | 0 | 0 | 0 | 0 | 0 | 0 | 0 | 0 | 0 | 0 | 0 | 0 | 0 | 0 | 0 | 0 | 0 | 0 | 0 | 0 | 0 | 0
SC | Utility PV |  |  |  | 0.241 | 0.241 | 0.241 | 0.241 | 0.241 | 0.241 | 0.239 | 0.239 | 0.239 | 0.2385 | 0.2385 | 0.2385 | 0.237 | 0.2345 | 0.232 | 0.229 | 0.2265 | 0.2235 | 0.2235 | 0.2225 | 0.221 | 0.2195 | 0.218 | 0.2165 | 0.2145 | 0.213 | 0.212 | 0.2105 | 0.2105 | 0.21 | 0.21 | 0.2105 | 0.21 | 0.2105 | 0.211 | 0.211 | 0.2115 | 0.212 | 0.22331
SC | Wind offshore | Column Labels 2033: 0.349; Column Labels 2034: 0.349; Column Labels 2035: 0.349; Column Labels 2036: 0.359; Column Labels 2037: 0.367; Column Labels 2038: 0.375; Column Labels 2039: 0.381; Column Labels 2040: 0.387; Column Labels 2041: 0.4; Column Labels 2042: 0.408; Column Labels 2043: 0.413; Column Labels 2044: 0.416; Column Labels 2045: 0.419; Column Labels 2046: 0.426; Column Labels 2047: 0.431; Column Labels 2048: 0.436; Column Labels 2049: 0.44; Column Labels 2050: 0.443 | 0.39711
SC | Wind onshore | [11 empty] | 0.397 | 0.397 | 0.397 | 0.397 | 0.342 | 0.342 | 0.324 | 0.307 | 0.278 | 0.278 | 0.301 | 0.306 | 0.273 | 0.272 | 0.271 | 0.271 | 0.271 | 0.271 | 0.271 | 0.271 | 0.276 | 0.2805 | 0.2855 | 0.29 | 0.2945 | 0.295 | 0.296 | 0.2965 | 0.297 | 0.2975 | 0.29635
SD | SD | 0.23563 | 0.24978 | 0.23 | 0.20636 | 0.2116 | 0.23855 | 0.2832 | 0.2791 | 0.2747 | 0.2707 | 0.2642 | 0.25017 | 0.24817 | 0.24942 | 0.24742 | 0.20615 | 0.189 | 0.184 | 0.17892 | 0.16731 | 0.15669 | 0.19071 | 0.19036 | 0.1905 | 0.19064 | 0.18431 | 0.18331 | 0.18208 | 0.18108 | 0.17985 | 0.17877 | 0.17862 | 0.17838 | 0.17815 | 0.178 | 0.17785 | 0.176 | 0.17423 | 0.17254 | 0.171 | 0.16962 | 0.20197
SD | Battery | [11 empty] | -0.069 | -0.069 | -0.039 | -0.037 | -0.053 | -0.055 | -0.06 | -0.065 | -0.071 | -0.073 | -0.071 | -0.069 | -0.067 | -0.065 | -0.063 | -0.0635 | -0.0645 | -0.065 | -0.066 | -0.066 | -0.067 | -0.068 | -0.069 | -0.0695 | -0.071 | -0.068 | -0.065 | -0.0625 | -0.0595 | -0.057 | -0.064304
SD | Biopower
SD | Coal | 0.6045 | 0.485 | 0.365 | 0.3835 | 0.805 | 0.753 | 0.649 | 0.69 | 0.73 | 0.573 | 0.416 | 0.429 | 0.442 | 0.441 | 0.441 | 0.477 | 0.514 | 0.464 | 0.414 | 0.37 | 0.326 | 0.301 | 0.275 | 0.275 | 0.275 | [16 empty] | 0.47366
SD | CSP
SD | Dist PV |  |  |  | 0.178 | 0.178 | 0.178 | 0.178 | 0.178 | 0.178 | 0.178 | 0.178 | 0.178 | 0.178 | 0.178 | 0.178 | 0.178 | 0.178 | 0.178 | 0.178 | 0.178 | 0.178 | 0.178 | 0.178 | 0.178 | 0.178 | 0.178 | 0.178 | 0.178 | 0.178 | 0.178 | 0.178 | 0.178 | 0.178 | 0.178 | 0.178 | 0.178 | 0.178 | 0.178 | 0.178 | 0.178 | 0.178 | 0.178
SD | Gas CCGT |  | 0.538 | 0.538 | 0.396 | 0.255 | 0.579 | 0.902 | 0.824 | 0.745 | 0.824 | 0.902 | 0.865 | 0.828 | 0.804 | 0.78 | 0.527 | 0.275 | 0.273 | 0.271 | 0.197 | 0.123 | 0.126 | 0.13 | 0.138 | 0.146 | 0.155 | 0.14 | 0.124 | 0.109 | 0.094 | 0.079 | 0.079 | 0.079 | 0.08 | 0.08 | 0.081 | 0.078 | 0.075 | 0.072 | 0.07 | 0.067 | 0.3362
SD | Gas CT | 0.002 | 0.002 | 0.002 | 0.002 | 0.002 | 0.005 | 0.0075 | 0.0055 | 0.003 | 0.0035 | 0.0035 | 0.0035 | 0.003 | 0.0025 | 0.002 | 0.0015 | 0.0005 | 0.0005 | 0.0005 | 0 | 0 | 0.0005 | 0.001 | 0.0005 | 0.0005 | 0 | 0 | 0 | 0.0005 | 0.0005 | 0.0005 | 0.0005 | 0.0005 | 0 | 0 | 0 | 0 | 0 | 0 | 0 | 0 | 0.0013902
SD | Geothermal
SD | Hydro | 0.301 | 0.36 | 0.419 | 0.368 | 0.317 | 0.299 | 0.281 | 0.281 | 0.282 | 0.282 | 0.282 | 0.283 | 0.283 | 0.283 | 0.283 | 0.283 | 0.283 | 0.283 | 0.283 | 0.283 | 0.283 | 0.46 | 0.46 | 0.46 | 0.46 | 0.46 | 0.46 | 0.46 | 0.46 | 0.46 | 0.46 | 0.46 | 0.46 | 0.46 | 0.46 | 0.46 | 0.4425 | 0.425 | 0.4075 | 0.39 | 0.373 | 0.39636
SD | Nuclear
SD | Other | 0 | 0 | 0 | 0 | 0 | 0 | 0 | 0 | 0 | 0 | 0 | 0 | 0 | 0 | 0 | 0 | 0 | 0 | 0 | 0 | 0 | 0 | 0 | 0 | 0 | 0 | 0 | 0 | 0 | 0 | 0 | 0 | 0 | 0 | 0 | 0 | 0 | 0 | 0 | 0 | 0 | 0
SD | Utility PV | [5 empty] | 0.246 | 0.246 | 0.245 | 0.244 | 0.242 | 0.241 | 0.24 | 0.239 | 0.249 | 0.249 | 0.247 | 0.246 | 0.245 | 0.244 | 0.245 | 0.245 | 0.244 | 0.243 | 0.242 | 0.241 | 0.239 | 0.238 | 0.237 | 0.236 | 0.235 | 0.233 | 0.232 | 0.231 | 0.23 | 0.229 | 0.228 | 0.227 | 0.225 | 0.224 | 0.223 | 0.222 | 0.23811
SD | Wind offshore
SD | Wind onshore | 0.371 | 0.376 | 0.379 | 0.379 | 0.379 | 0.381 | 0.383 | 0.384 | 0.384 | 0.423 | 0.438 | 0.4455 | 0.4465 | 0.447 | 0.4465 | 0.4465 | 0.446 | 0.445 | 0.4435 | 0.433 | 0.425 | 0.432 | 0.4385 | 0.4345 | 0.43 | 0.426 | 0.428 | 0.4295 | 0.431 | 0.432 | 0.4335 | 0.434 | 0.434 | 0.434 | 0.434 | 0.4345 | 0.439 | 0.4445 | 0.4505 | 0.4565 | 0.464 | 0.43107
TN | TN | 0.37933 | 0.3715 | 0.3665 | 0.3807 | 0.3946 | 0.3819 | 0.3642 | 0.3726 | 0.3831 | 0.3791 | 0.375 | 0.3763 | 0.3777 | 0.3781 | 0.3779 | 0.3814 | 0.3843 | 0.3729 | 0.3569 | 0.3555 | 0.347 | 0.3492 | 0.3514 | 0.29982 | 0.28718 | 0.2607 | 0.2626 | 0.2646 | 0.2666 | 0.2685 | 0.2706 | 0.269 | 0.2672 | 0.2653 | 0.2633 | 0.2613 | 0.2591 | 0.2571 | 0.255 | 0.253 | 0.2509 | 0.32505
TN | Battery | Column Labels 2033: -0.067; Column Labels 2034: -0.067; Column Labels 2035: -0.067; Column Labels 2036: -0.068; Column Labels 2037: -0.069; Column Labels 2038: -0.07; Column Labels 2039: -0.07; Column Labels 2040: -0.07; Column Labels 2041: -0.068; Column Labels 2042: -0.067; Column Labels 2043: -0.065; Column Labels 2044: -0.064; Column Labels 2045: -0.063; Column Labels 2046: -0.062; Column Labels 2047: -0.06; Column Labels 2048: -0.059; Column Labels 2049: -0.058; Column Labels 2050: -0.057 | -0.065056
TN | Biopower | 0.402 | 0.429 | 0.446 | 0.451 | 0.456 | 0.456 | 0.456 | 0.456 | 0.456 | 0.456 | 0.456 | 0.456 | 0.456 | 0.456 | 0.456 | 0.456 | 0.456 | 0.456 | 0.456 | 0.456 | 0.456 | 0.456 | 0.456 | 0.454 | 0.452 | 0.45 | 0.451 | 0.452 | 0.454 | 0.455 | 0.456 | 0.453 | 0.45 | 0.446 | 0.442 | 0.437 | 0.437 | 0.437 | 0.437 | 0.437 | 0.437 | 0.44949
TN | Coal | 0.71 | 0.602 | 0.482 | 0.597 | 0.711 | 0.611 | 0.462 | 0.547 | 0.653 | 0.61 | 0.567 | 0.582 | 0.598 | 0.596 | 0.593 | 0.621 | 0.649 | 0.614 | 0.579 | 0.53 | 0.411 | 0.414 | 0.417 | 0.417 | 0.417 | [16 empty] | 0.5596
TN | CSP
TN | Dist PV | 0.168 | 0.168 | 0.168 | 0.168 | 0.168 | 0.168 | 0.168 | 0.168 | 0.168 | 0.168 | 0.168 | 0.168 | 0.168 | 0.168 | 0.168 | 0.168 | 0.168 | 0.168 | 0.168 | 0.168 | 0.168 | 0.168 | 0.168 | 0.168 | 0.168 | 0.168 | 0.168 | 0.168 | 0.168 | 0.168 | 0.168 | 0.168 | 0.168 | 0.168 | 0.168 | 0.168 | 0.168 | 0.168 | 0.168 | 0.168 | 0.168 | 0.168
TN | Gas CCGT | 0.698 | 0.847 | 0.902 | 0.902 | 0.902 | 0.902 | 0.902 | 0.902 | 0.902 | 0.902 | 0.902 | 0.902 | 0.902 | 0.902 | 0.902 | 0.899 | 0.896 | 0.77 | 0.645 | 0.686 | 0.726 | 0.753 | 0.78 | 0.655 | 0.531 | 0.407 | 0.427 | 0.447 | 0.467 | 0.486 | 0.506 | 0.489 | 0.471 | 0.453 | 0.435 | 0.417 | 0.402 | 0.387 | 0.372 | 0.358 | 0.343 | 0.67022
TN | Gas CT | 0.004 | 0.004 | 0.004 | 0.005 | 0.006 | 0.008 | 0.009 | 0.008 | 0.007 | 0.008 | 0.008 | 0.006 | 0.004 | 0.004 | 0.003 | 0.002 | 0 | 0 | 0 | 0 | 0 | 0 | 0 | 0 | 0 | 0 | 0 | 0 | 0 | 0 | 0 | 0 | 0 | 0 | 0 | 0 | 0 | 0 | 0 | 0 | 0 | 0.0021951
TN | Geothermal
TN | Hydro | 0.229 | 0.226 | 0.224 | 0.245 | 0.265 | 0.236 | 0.208 | 0.208 | 0.208 | 0.211 | 0.214 | 0.215 | 0.216 | 0.217 | 0.218 | 0.219 | 0.219 | 0.217 | 0.216 | 0.21 | 0.205 | 0.201 | 0.197 | 0.195 | 0.192 | 0.19 | 0.19 | 0.19 | 0.19 | 0.19 | 0.19 | 0.191 | 0.192 | 0.192 | 0.193 | 0.194 | 0.197 | 0.201 | 0.205 | 0.208 | 0.212 | 0.2082
TN | Nuclear | 0.902 | 0.902 | 0.902 | 0.902 | 0.902 | 0.902 | 0.902 | 0.902 | 0.902 | 0.902 | 0.902 | 0.902 | 0.902 | 0.902 | 0.902 | 0.902 | 0.902 | 0.902 | 0.902 | 0.902 | 0.902 | 0.902 | 0.902 | 0.902 | 0.902 | 0.902 | 0.902 | 0.902 | 0.902 | 0.902 | 0.902 | 0.902 | 0.902 | 0.902 | 0.902 | 0.902 | 0.891 | 0.88 | 0.869 | 0.858 | 0.847 | 0.89798
TN | Other | 0 | 0 | 0 | 0 | 0 | 0 | 0 | 0 | 0 | 0 | 0 | 0 | 0 | 0 | 0 | 0 | 0 | 0 | 0 | 0 | 0 | 0 | 0 | 0 | 0 | 0 | 0 | 0 | 0 | 0 | 0 | 0 | 0 | 0 | 0 | 0 | 0 | 0 | 0 | 0 | 0 | 0
TN | Utility PV |  | 0.236 | 0.236 | 0.236 | 0.235 | 0.235 | 0.234 | 0.234 | 0.234 | 0.233 | 0.232 | 0.231 | 0.23 | 0.235 | 0.236 | 0.234 | 0.233 | 0.233 | 0.233 | 0.233 | 0.232 | 0.231 | 0.23 | 0.229 | 0.229 | 0.228 | 0.227 | 0.227 | 0.226 | 0.225 | 0.225 | 0.224 | 0.223 | 0.222 | 0.22 | 0.219 | 0.218 | 0.217 | 0.216 | 0.215 | 0.214 | 0.2285
TN | Wind offshore
TN | Wind onshore | 0.301 | 0.301 | 0.301 | 0.301 | 0.301 | 0.301 | 0.301 | 0.301 | 0.301 | 0.301 | 0.301 | 0.301 | 0.301 | 0.301 | 0.301 | 0.313 | 0.32 | 0.369 | 0.37 | 0.37 | 0.37 | 0.367 | 0.364 | 0.345 | 0.335 | 0.329 | 0.329 | 0.329 | 0.329 | 0.329 | 0.329 | 0.331 | 0.333 | 0.335 | 0.337 | 0.339 | 0.34 | 0.341 | 0.342 | 0.344 | 0.345 | 0.3268
TX | TX | 0.29116 | 0.28181 | 0.2843 | 0.28425 | 0.28279 | 0.27476 | 0.27236 | 0.26677 | 0.27035 | 0.27198 | 0.26696 | 0.26119 | 0.25379 | 0.25084 | 0.24882 | 0.23431 | 0.2328 | 0.229 | 0.22035 | 0.20899 | 0.20135 | 0.19277 | 0.18445 | 0.18253 | 0.18002 | 0.17305 | 0.17218 | 0.17131 | 0.17048 | 0.1696 | 0.17076 | 0.17224 | 0.17376 | 0.17517 | 0.17655 | 0.17778 | 0.18092 | 0.18073 | 0.18062 | 0.18052 | 0.1919 | 0.21617
TX | Battery | -0.006 | -0.0033333 | -0.0026667 | -0.0043333 | -0.006 | -0.0125 | -0.01225 | -0.0083333 | -0.0068333 | -0.009 | -0.011333 | -0.017833 | -0.019 | -0.036 | -0.0545 | -0.055 | -0.055875 | -0.057625 | -0.0575 | -0.063636 | -0.065182 | -0.066364 | -0.067364 | -0.068545 | -0.069091 | -0.069545 | -0.069636 | -0.069636 | -0.069545 | -0.069455 | -0.069455 | -0.069 | -0.068545 | -0.068 | -0.067727 | -0.067545 | -0.066273 | -0.065 | -0.063818 | -0.062364 | -0.061273 | -0.055788
TX | Biopower | 0.522 | 0.44817 | 0.441 | 0.457 | 0.46833 | 0.45283 | 0.437 | 0.437 | 0.437 | 0.437 | 0.437 | 0.437 | 0.437 | 0.437 | 0.437 | 0.437 | 0.437 | 0.437 | 0.437 | 0.437 | 0.437 | 0.44183 | 0.44667 | 0.45767 | 0.46867 | 0.47967 | 0.47717 | 0.47467 | 0.47217 | 0.46967 | 0.46717 | 0.46433 | 0.46133 | 0.45867 | 0.45567 | 0.45283 | 0.44533 | 0.43783 | 0.4305 | 0.423 | 0.4155 | 0.44987
TX | Coal | 0.846 | 0.74629 | 0.64757 | 0.74214 | 0.83886 | 0.57043 | 0.302 | 0.42071 | 0.56686 | 0.47857 | 0.33217 | 0.35683 | 0.38733 | 0.43933 | 0.5542 | 0.5812 | 0.6082 | 0.6172 | 0.78467 | 0.748 | 0.695 | 0.534 | 0.37 | 0.37 | 0.37 | [16 empty] | 0.56377
TX | CSP
TX | Dist PV | 0.19155 | 0.19155 | 0.19155 | 0.19155 | 0.19155 | 0.19155 | 0.19155 | 0.19155 | 0.19155 | 0.19155 | 0.19155 | 0.19155 | 0.19155 | 0.18682 | 0.18291 | 0.17955 | 0.17636 | 0.17691 | 0.17791 | 0.18555 | 0.19155 | 0.17982 | 0.16964 | 0.16936 | 0.16909 | 0.169 | 0.16936 | 0.16982 | 0.17018 | 0.17055 | 0.17109 | 0.176 | 0.18064 | 0.18455 | 0.18818 | 0.19155 | 0.18791 | 0.18464 | 0.18173 | 0.179 | 0.17655 | 0.18259
TX | Gas CCGT | 0.3382 | 0.4311 | 0.5217 | 0.4483 | 0.376 | 0.502 | 0.6217 | 0.5576 | 0.4948 | 0.5397 | 0.5841 | 0.5334 | 0.4828 | 0.4527 | 0.4227 | 0.373 | 0.3285 | 0.2924 | 0.2565 | 0.2579 | 0.2593 | 0.2312 | 0.2026 | 0.1786 | 0.1542 | 0.1302 | 0.1222 | 0.1141 | 0.1062 | 0.098 | 0.0898 | 0.0959 | 0.1021 | 0.1083 | 0.1145 | 0.1206 | 0.1185 | 0.1161 | 0.114 | 0.1114 | 0.12156 | 0.28392
TX | Gas CT | 0.0061111 | 0.0076667 | 0.0087778 | 0.008 | 0.0072222 | 0.012667 | 0.016667 | 0.014222 | 0.011667 | 0.018778 | 0.023444 | 0.016778 | 0.010333 | 0.010667 | 0.011 | 0.0082222 | 0.0053333 | 0.0052222 | 0.0048889 | 0.0037778 | 0.0025556 | 0.0016667 | 0.00066667 | 0.00055556 | 0.00044444 | 0.00033333 | 0.00033333 | 0.00033333 | 0.00033333 | 0.00033333 | 0.000375 | 0.000375 | 0.000375 | 0.000375 | 0.000625 | 0.000625 | 0.0005 | 0.000375 | 0.000375 | 0.00025 | 0.00025 | 0.0056061
TX | Geothermal
TX | Hydro | 0.2392 | 0.1934 | 0.1474 | 0.125 | 0.103 | 0.1412 | 0.1798 | 0.1798 | 0.1798 | 0.1798 | 0.18 | 0.1802 | 0.1806 | 0.1806 | 0.1806 | 0.1806 | 0.1806 | 0.1806 | 0.1806 | 0.1806 | 0.1806 | 0.1806 | 0.1806 | 0.1806 | 0.1806 | 0.1806 | 0.1806 | 0.1806 | 0.1806 | 0.1806 | 0.1806 | 0.1806 | 0.1806 | 0.1806 | 0.1806 | 0.1806 | 0.1806 | 0.1806 | 0.1806 | 0.1806 | 0.1806 | 0.17722
TX | Nuclear | 0.902 | 0.902 | 0.902 | 0.902 | 0.902 | 0.902 | 0.902 | 0.902 | 0.902 | 0.902 | 0.902 | 0.902 | 0.902 | 0.902 | 0.902 | 0.902 | 0.902 | 0.902 | 0.902 | 0.902 | 0.902 | 0.902 | 0.902 | 0.902 | 0.902 | 0.902 | 0.902 | 0.902 | 0.902 | 0.902 | 0.902 | 0.902 | 0.902 | 0.902 | 0.902 | 0.902 | 0.902 | 0.902 | 0.902 | 0.902 | 0.902 | 0.902
TX | Other | 0.0386 | 0.0377 | 0.030667 | 0.030333 | 0.029667 | 0.044889 | 0.0585 | 0.043875 | 0.029 | 0.05 | 0.071375 | 0.044625 | 0.01725 | 0.011125 | 0.005125 | 0.002625 | 0 | 0 | 0 | 0 | 0 | 0 | 0 | 0 | 0 | 0 | 0 | 0 | 0 | 0 | 0 | 0 | 0 | 0 | 0 | 0 | 0 | 0 | 0 | 0 | 0 | 0.014009
TX | Utility PV | 0.259 | 0.266 | 0.266 | 0.29125 | 0.291 | 0.288 | 0.2875 | 0.28763 | 0.28725 | 0.286 | 0.2857 | 0.2812 | 0.2804 | 0.2798 | 0.2793 | 0.27282 | 0.272 | 0.27182 | 0.27091 | 0.26882 | 0.26655 | 0.26536 | 0.26409 | 0.26382 | 0.26345 | 0.26282 | 0.26145 | 0.25991 | 0.25873 | 0.25727 | 0.25582 | 0.25464 | 0.25373 | 0.25273 | 0.25191 | 0.25064 | 0.252 | 0.25318 | 0.25445 | 0.25564 | 0.257 | 0.26645
TX | Wind offshore | Column Labels 2046: 0.45; Column Labels 2047: 0.45; Column Labels 2048: 0.45; Column Labels 2049: 0.45; Column Labels 2050: 0.45 | 0.45
TX | Wind onshore | 0.30714 | 0.31714 | 0.32314 | 0.32814 | 0.33583 | 0.344 | 0.34967 | 0.35417 | 0.3575 | 0.36733 | 0.37533 | 0.39614 | 0.39914 | 0.39329 | 0.38743 | 0.375 | 0.37411 | 0.3604 | 0.352 | 0.3489 | 0.3458 | 0.33255 | 0.334 | 0.33664 | 0.33445 | 0.33282 | 0.33591 | 0.33909 | 0.342 | 0.34509 | 0.34818 | 0.35118 | 0.35445 | 0.35745 | 0.36064 | 0.36364 | 0.36991 | 0.37564 | 0.38118 | 0.38709 | 0.39264 | 0.35505
UT | UT | 0.38855 | 0.38608 | 0.39333 | 0.3386 | 0.3342 | 0.34113 | 0.349 | 0.3424 | 0.33573 | 0.33744 | 0.33456 | 0.31835 | 0.32253 | 0.29905 | 0.29763 | 0.29995 | 0.30079 | 0.29758 | 0.26389 | 0.25728 | 0.25067 | 0.24872 | 0.21118 | 0.20565 | 0.19994 | 0.19441 | 0.19306 | 0.19141 | 0.19024 | 0.18876 | 0.18741 | 0.18741 | 0.18741 | 0.18729 | 0.18735 | 0.19887 | 0.19812 | 0.1975 | 0.19669 | 0.196 | 0.19519 | 0.25819
UT | Battery | [11 empty] | -0.01 | -0.01 | -0.0275 | -0.0295 | -0.012 | -0.01 | -0.014 | -0.018 | -0.027 | -0.037 | -0.0435 | -0.049 | -0.0485 | -0.0485 | -0.0475 | -0.049 | -0.05 | -0.051 | -0.0515 | -0.052 | -0.051 | -0.0505 | -0.05 | -0.0495 | -0.049 | -0.0495 | -0.0495 | -0.05 | -0.05 | -0.0505 | -0.040517
UT | Biopower | 0.522 | 0.449 | 0.394 | 0.442 | 0.489 | 0.442 | 0.394 | 0.385 | 0.375 | 0.375 | 0.375 | 0.494 | 0.613 | 0.613 | 0.613 | 0.613 | 0.613 | 0.613 | 0.613 | 0.613 | 0.613 | 0.613 | 0.613 | 0.613 | 0.613 | 0.613 | 0.591 | 0.568 | 0.546 | 0.524 | 0.502 | 0.494 | 0.486 | 0.478 | 0.47 | 0.462 | 0.462 | 0.462 | 0.462 | 0.462 | 0.462 | 0.51583
UT | Coal | Column Labels 2010: 0.846; Column Labels 2011: 0.8445; Column Labels 2012: 0.8425; Column Labels 2013: 0.8445; Column Labels 2014: 0.846; Column Labels 2015: 0.8435; Column Labels 2016: 0.841; Column Labels 2017: 0.8435; Column Labels 2018: 0.846; Column Labels 2019: 0.825; Column Labels 2020: 0.8025; Column Labels 2021: 0.8235; Column Labels 2022: 0.846; Column Labels 2023: 0.846; Column Labels 2024: 0.846; Column Labels 2025: 0.846; Column Labels 2026: 0.846; Column Labels 2027: 0.846; Column Labels 2028: 0.846; Column Labels 2029: 0.846; Column Labels 2030: 0.846; Column Labels 2031: 0.846 | 0.84083
UT | CSP |  |  |  | 0 | 0 | 0 | 0 | 0 | 0 | 0 | 0 | 0 | 0 | 0 | 0 | 0 | 0 | 0 | 0 | 0 | 0 | 0 | 0 | 0 | 0 | 0 | 0 | 0 | 0 | 0 | 0 | 0 | 0 | 0 | 0 | [6 empty] | 0
UT | Dist PV |  |  |  | 0.1935 | 0.1935 | 0.1935 | 0.1935 | 0.1935 | 0.1935 | 0.1935 | 0.1935 | 0.1935 | 0.1935 | 0.1935 | 0.1935 | 0.1935 | 0.1935 | 0.1935 | 0.1935 | 0.178 | 0.1625 | 0.1645 | 0.1665 | 0.166 | 0.165 | 0.164 | 0.165 | 0.165 | 0.166 | 0.1665 | 0.1665 | 0.169 | 0.171 | 0.173 | 0.175 | 0.1765 | 0.18 | 0.1835 | 0.187 | 0.1905 | 0.1935 | 0.18133
UT | Gas CCGT | 0.362 | 0.421 | 0.48 | 0.575 | 0.637 | 0.737 | 0.836 | 0.74 | 0.644 | 0.703 | 0.762 | 0.67 | 0.578 | 0.578 | 0.577 | 0.57 | 0.564 | 0.524 | 0.485 | 0.474 | 0.464 | 0.422 | 0.379 | 0.311 | 0.242 | 0.174 | 0.16 | 0.146 | 0.133 | 0.119 | 0.106 | 0.104 | 0.103 | 0.102 | 0.101 | 0.1 | 0.101 | 0.102 | 0.103 | 0.104 | 0.105 | 0.38044
UT | Gas CT | 0.0085 | 0.007 | 0.0045 | 0.007 | 0.009 | 0.006 | 0.003 | 0.0045 | 0.0055 | 0.003 | 0 | 0 | 0 | 0 | 0 | 0 | 0 | 0 | 0 | 0 | 0 | 0 | 0 | 0 | 0 | 0 | 0 | 0 | 0 | 0 | 0 | 0 | 0 | 0 | 0 | 0 | 0 | 0 | 0 | 0 | 0 | 0.0014146
UT | Geothermal | 0.75 | 0.75 | 0.75 | 0.75 | 0.75 | 0.75 | 0.75 | 0.75 | 0.75 | 0.75 | 0.75 | 0.75 | 0.75 | 0.75 | 0.75 | 0.75 | 0.75 | 0.75 | 0.75 | 0.75 | 0.75 | 0.75 | 0.75 | 0.75 | 0.75 | 0.75 | 0.75 | 0.749 | 0.749 | 0.749 | 0.749 | 0.749 | 0.749 | 0.749 | 0.75 | 0.75 | 0.75 | 0.75 | 0.75 | 0.75 | 0.75 | 0.74983
UT | Hydro | 0.315 | 0.36 | 0.4055 | 0.316 | 0.226 | 0.265 | 0.3045 | 0.3045 | 0.3045 | 0.2555 | 0.229 | 0.2295 | 0.2295 | 0.226 | 0.223 | 0.226 | 0.2295 | 0.229 | 0.229 | 0.2255 | 0.2225 | 0.223 | 0.2235 | 0.2235 | 0.2235 | 0.2235 | 0.2245 | 0.225 | 0.226 | 0.2265 | 0.2275 | 0.226 | 0.225 | 0.2235 | 0.2225 | 0.221 | 0.215 | 0.2095 | 0.2035 | 0.1975 | 0.1915 | 0.24235
UT | Nuclear
UT | Other | 0 | 0 | 0 | 0 | 0 | 0 | 0 | 0 | 0 | 0 | 0 | 0 | 0 | 0 | 0 | 0 | 0 | 0 | 0 | 0 | 0 | 0 | 0 | 0 | 0 | 0 | 0 | 0 | 0 | 0 | 0 | 0 | 0 | 0 | 0 | 0 | 0 | 0 | 0 | 0 | 0 | 0
UT | Utility PV |  | 0.287 | 0.287 | 0.286 | 0.284 | 0.27 | 0.27 | 0.268 | 0.267 | 0.265 | 0.264 | 0.262 | 0.261 | 0.2645 | 0.265 | 0.2655 | 0.266 | 0.264 | 0.263 | 0.2595 | 0.256 | 0.254 | 0.2525 | 0.2505 | 0.2485 | 0.2465 | 0.246 | 0.2455 | 0.245 | 0.244 | 0.243 | 0.2425 | 0.2415 | 0.24 | 0.239 | 0.238 | 0.2385 | 0.239 | 0.2395 | 0.2405 | 0.241 | 0.25335
UT | Wind offshore
UT | Wind onshore | 0.301 | 0.303 | 0.304 | 0.304 | 0.304 | 0.302 | 0.301 | 0.301 | 0.301 | 0.376 | 0.376 | 0.3765 | 0.3765 | 0.368 | 0.3595 | 0.364 | 0.369 | 0.365 | 0.3605 | 0.338 | 0.3155 | 0.325 | 0.3305 | 0.3195 | 0.3085 | 0.2975 | 0.304 | 0.31 | 0.317 | 0.323 | 0.3295 | 0.333 | 0.337 | 0.341 | 0.345 | 0.3485 | 0.3445 | 0.3405 | 0.336 | 0.3315 | 0.3275 | 0.33573
VA | VA | 0.24769 | 0.27129 | 0.27493 | 0.28295 | 0.28768 | 0.29457 | 0.30471 | 0.2983 | 0.29857 | 0.29942 | 0.29258 | 0.30458 | 0.30796 | 0.30346 | 0.29904 | 0.29904 | 0.29485 | 0.2719 | 0.26221 | 0.24607 | 0.22486 | 0.21097 | 0.20663 | 0.19635 | 0.19455 | 0.19172 | 0.17933 | 0.17853 | 0.1779 | 0.17713 | 0.1765 | 0.17817 | 0.1797 | 0.1815 | 0.18373 | 0.1868 | 0.18803 | 0.18923 | 0.1904 | 0.19143 | 0.1925 | 0.23095
VA | Battery | Column Labels 2027: -0.065; Column Labels 2028: -0.065; Column Labels 2029: -0.062; Column Labels 2030: -0.062; Column Labels 2031: -0.0645; Column Labels 2032: -0.0655; Column Labels 2033: -0.061333; Column Labels 2034: -0.060333; Column Labels 2035: -0.059333; Column Labels 2036: -0.06675; Column Labels 2037: -0.06825; Column Labels 2038: -0.06925; Column Labels 2039: -0.0705; Column Labels 2040: -0.071; Column Labels 2041: -0.0705; Column Labels 2042: -0.07025; Column Labels 2043: -0.07; Column Labels 2044: -0.06975; Column Labels 2045: -0.06975; Column Labels 2046: -0.06775; Column Labels 2047: -0.06575; Column Labels 2048: -0.06425; Column Labels 2049: -0.06325; Column Labels 2050: -0.062 | -0.066662
VA | Biopower | 0.426 | 0.461 | 0.4485 | 0.4355 | 0.424 | 0.4005 | 0.377 | 0.377 | 0.377 | 0.375 | 0.373 | 0.375 | 0.377 | 0.377 | 0.377 | 0.377 | 0.377 | 0.377 | 0.377 | 0.377 | 0.377 | 0.377 | 0.377 | 0.373 | 0.3685 | 0.3645 | 0.359 | 0.353 | 0.3465 | 0.3395 | 0.3315 | 0.34 | 0.3505 | 0.3655 | 0.388 | 0.4235 | 0.4165 | 0.4095 | 0.4025 | 0.3955 | 0.388 | 0.38268
VA | Coal | 0.5635 | 0.46 | 0.3705 | 0.529 | 0.6875 | 0.686 | 0.6935 | 0.7005 | 0.708 | 0.6445 | 0.5635 | 0.5895 | 0.634 | 0.6165 | 0.5985 | 0.655 | 0.7115 | 0.7115 | 0.7115 | 0.547 | 0.335 | 0.272 | 0.208 | 0.208 | 0.208 | [16 empty] | 0.5445
VA | CSP
VA | Dist PV |  |  |  | 0.1655 | 0.1655 | 0.1655 | 0.1655 | 0.1655 | 0.1655 | 0.1655 | 0.1655 | 0.1655 | 0.1655 | 0.1655 | 0.1655 | 0.1655 | 0.1655 | 0.1655 | 0.1655 | 0.1655 | 0.1655 | 0.1655 | 0.1655 | 0.1655 | 0.1655 | 0.1655 | 0.1655 | 0.1655 | 0.1655 | 0.1655 | 0.1655 | 0.1655 | 0.1655 | 0.1655 | 0.1655 | 0.1655 | 0.1655 | 0.1655 | 0.1655 | 0.1655 | 0.1655 | 0.1655
VA | Gas CCGT | 0.274 | 0.494 | 0.681 | 0.6715 | 0.6125 | 0.7275 | 0.82 | 0.828 | 0.833 | 0.8325 | 0.8325 | 0.8335 | 0.8345 | 0.8015 | 0.769 | 0.6555 | 0.542 | 0.4105 | 0.2795 | 0.21 | 0.141 | 0.1465 | 0.1525 | 0.145 | 0.1375 | 0.1305 | 0.134 | 0.1375 | 0.142 | 0.1455 | 0.149 | 0.1555 | 0.162 | 0.168 | 0.174 | 0.1805 | 0.1865 | 0.192 | 0.198 | 0.2035 | 0.2095 | 0.39515
VA | Gas CT | 0.004 | 0.004 | 0.004 | 0.004 | 0.004 | 0.004 | 0.004 | 0.004 | 0.004 | 0.004 | 0.004 | 0.004 | 0.004 | 0.002 | 0.0005 | 0.0005 | 0 | 0 | 0 | 0 | 0 | 0 | 0 | 0 | 0 | 0 | 0 | 0 | 0 | 0 | 0 | 0 | 0 | 0 | 0 | 0 | 0 | 0 | 0 | 0 | 0 | 0.0013415
VA | Geothermal
VA | Hydro | 0.161 | 0.184 | 0.20667 | 0.165 | 0.12367 | 0.15267 | 0.18167 | 0.179 | 0.17667 | 0.17867 | 0.18033 | 0.18033 | 0.18067 | 0.17933 | 0.178 | 0.17967 | 0.18133 | 0.181 | 0.18067 | 0.17133 | 0.16233 | 0.15867 | 0.15533 | 0.15567 | 0.15633 | 0.15667 | 0.15567 | 0.15533 | 0.155 | 0.15433 | 0.154 | 0.15567 | 0.15667 | 0.15833 | 0.15967 | 0.161 | 0.165 | 0.16867 | 0.17267 | 0.17633 | 0.18033 | 0.16769
VA | Nuclear | 0.902 | 0.902 | 0.902 | 0.902 | 0.902 | 0.902 | 0.902 | 0.902 | 0.902 | 0.902 | 0.902 | 0.902 | 0.902 | 0.902 | 0.902 | 0.902 | 0.902 | 0.902 | 0.902 | 0.902 | 0.902 | 0.902 | 0.902 | 0.902 | 0.902 | 0.902 | 0.902 | 0.902 | 0.902 | 0.902 | 0.902 | 0.902 | 0.902 | 0.902 | 0.902 | 0.902 | 0.893 | 0.883 | 0.874 | 0.864 | 0.854 | 0.89854
VA | Other | 0 | 0 | 0 | 0.012333 | 0.025 | 0.016333 | 0.0073333 | 0.0036667 | 0 | 0 | 0 | 0 | 0 | 0 | 0 | 0 | 0 | 0 | 0 | 0 | 0 | 0 | 0 | 0 | 0 | 0 | 0 | 0 | 0 | 0 | 0 | 0 | 0 | 0 | 0 | 0 | 0 | 0 | 0 | 0 | 0 | 0.0015772
VA | Utility PV | [5 empty] | 0.2395 | 0.2395 | 0.2325 | 0.23225 | 0.23275 | 0.232 | 0.22975 | 0.22875 | 0.228 | 0.22725 | 0.228 | 0.228 | 0.2265 | 0.225 | 0.225 | 0.2245 | 0.22175 | 0.2185 | 0.22 | 0.2205 | 0.2205 | 0.2195 | 0.2185 | 0.21725 | 0.21625 | 0.2155 | 0.21425 | 0.21325 | 0.21225 | 0.21125 | 0.21025 | 0.20975 | 0.20925 | 0.20875 | 0.20825 | 0.20725 | 0.22093
VA | Wind offshore | [11 empty] | 0.426 | 0.426 | 0.426 | 0.426 | 0.426 | 0.426 | 0.426 | 0.426 | 0.417 | 0.408 | 0.417 | 0.426 | 0.414 | 0.403 | 0.391 | 0.316 | 0.312 | 0.311 | 0.31 | 0.31 | 0.322 | 0.33 | 0.337 | 0.342 | 0.346 | 0.366 | 0.386 | 0.405 | 0.425 | 0.445 | 0.3849
VA | Wind onshore | [9 empty] | 0.443 | 0.443 | 0.4325 | 0.4305 | 0.428 | 0.426 | 0.419 | 0.418 | 0.37825 | 0.37525 | 0.38375 | 0.38 | 0.38075 | 0.38125 | 0.3735 | 0.3665 | 0.36025 | 0.359 | 0.358 | 0.357 | 0.356 | 0.355 | 0.3565 | 0.3575 | 0.35825 | 0.35925 | 0.36025 | 0.36275 | 0.36575 | 0.3685 | 0.37125 | 0.37425 | 0.37523
VT | VT | 0.401 | 0.35257 | 0.31957 | 0.35 | 0.38286 | 0.30462 | 0.27437 | 0.2745 | 0.2745 | 0.27225 | 0.27 | 0.27287 | 0.274 | 0.27287 | 0.27163 | 0.27163 | 0.27163 | 0.2685 | 0.26538 | 0.26625 | 0.26713 | 0.26713 | 0.313 | 0.31371 | 0.31629 | 0.38429 | 0.32662 | 0.32588 | 0.32512 | 0.3245 | 0.324 | 0.32375 | 0.3235 | 0.32325 | 0.323 | 0.3225 | 0.32338 | 0.324 | 0.32462 | 0.32538 | 0.3265 | 0.30684
VT | Battery | [5 empty] | -0.001 | -0.001 | 0 | 0 | 0 | 0 | -0.002 | -0.004 | -0.012 | -0.02 | -0.018 | -0.016 | -0.042 | -0.067 | -0.061 | -0.055 | -0.055 |  |  |  |  | -0.07 | -0.07 | -0.07 | -0.07 | -0.07 | -0.072 | -0.073 | -0.074 | -0.075 | -0.076 | -0.073 | -0.071 | -0.069 | -0.067 | -0.065 | -0.044344
VT | Biopower | 0.537 | 0.328 | 0.119 | 0.338 | 0.573 | 0.324 | 0.075 | 0.072 | 0.069 | 0.042 | 0.016 | 0.016 | 0.016 | 0.016 | 0.016 | 0.016 | 0.016 | 0.016 | 0.016 | 0.016 | 0.016 | 0.016 | 0.016 | 0.023 | 0.044 | 0.522 | 0.522 | 0.522 | 0.522 | 0.522 | 0.522 | 0.522 | 0.522 | 0.522 | 0.522 | 0.522 | 0.522 | 0.522 | 0.522 | 0.522 | 0.522 | 0.27083
VT | Coal
VT | CSP
VT | Dist PV | 0.151 | 0.151 | 0.151 | 0.151 | 0.151 | 0.151 | 0.151 | 0.151 | 0.151 | 0.151 | 0.151 | 0.151 | 0.151 | 0.151 | 0.151 | 0.151 | 0.151 | 0.151 | 0.151 | 0.151 | 0.151 | 0.151 | 0.151 | 0.151 | 0.151 | 0.151 | 0.151 | 0.151 | 0.151 | 0.151 | 0.151 | 0.151 | 0.151 | 0.151 | 0.151 | 0.151 | 0.151 | 0.151 | 0.151 | 0.151 | 0.151 | 0.151
VT | Gas CCGT
VT | Gas CT | 0.004 | 0.004 | 0.004 | 0.004 | 0.004 | 0.004 | 0.004 | 0.004 | 0.004 | 0.004 | 0.004 | 0.003 | 0.002 | 0.002 | 0.001 | 0 | 0 | 0 | 0 | 0 | 0 | 0 | 0 | 0 | 0 | 0 | 0 | 0 | 0 | 0 | 0 | 0 | 0 | 0 | 0 | 0 | 0 | 0 | 0 | 0 | 0 | 0.0012683
VT | Geothermal
VT | Hydro | 0.566 | 0.536 | 0.505 | 0.499 | 0.493 | 0.498 | 0.504 | 0.504 | 0.505 | 0.505 | 0.505 | 0.505 | 0.505 | 0.505 | 0.505 | 0.505 | 0.505 | 0.505 | 0.505 | 0.505 | 0.505 | 0.505 | 0.505 | 0.505 | 0.505 | 0.505 | 0.505 | 0.505 | 0.505 | 0.505 | 0.506 | 0.506 | 0.506 | 0.506 | 0.506 | 0.506 | 0.506 | 0.506 | 0.506 | 0.506 | 0.506 | 0.50685
VT | Nuclear
VT | Other | 0.847 | 0.854 | 0.859 | 0.86 | 0.861 | 0.863 | 0.865 | 0.867 | 0.868 | 0.868 | 0.868 | 0.871 | 0.874 | 0.874 | 0.874 | 0.874 | 0.873 | 0.873 | 0.873 | 0.873 | 0.873 | 0.873 | 0.873 | 0.873 | 0.873 | 0.873 | 0.873 | 0.873 | 0.873 | 0.873 | 0.873 | 0.874 | 0.874 | 0.874 | 0.875 | 0.875 | 0.875 | 0.875 | 0.875 | 0.875 | 0.875 | 0.87046
VT | Utility PV |  | 0.207 | 0.207 | 0.206 | 0.206 | 0.206 | 0.205 | 0.205 | 0.204 | 0.203 | 0.203 | 0.202 | 0.201 | 0.2 | 0.199 | 0.198 | 0.197 | 0.196 | 0.195 | 0.194 | 0.193 | 0.192 | 0.191 | 0.19 | 0.189 | 0.188 | 0.187 | 0.186 | 0.185 | 0.184 | 0.183 | 0.181 | 0.178 | 0.175 | 0.171 | 0.167 | 0.167 | 0.167 | 0.167 | 0.167 | 0.17 | 0.1903
VT | Wind offshore
VT | Wind onshore | 0.301 | 0.388 | 0.392 | 0.392 | 0.392 | 0.392 | 0.392 | 0.393 | 0.395 | 0.405 | 0.413 | 0.437 | 0.447 | 0.447 | 0.447 | 0.447 | 0.447 | 0.449 | 0.45 | 0.452 | 0.454 | 0.455 | 0.455 | 0.454 | 0.452 | 0.451 | 0.445 | 0.44 | 0.435 | 0.431 | 0.427 | 0.428 | 0.43 | 0.432 | 0.434 | 0.435 | 0.439 | 0.442 | 0.445 | 0.449 | 0.453 | 0.42839
WA | WA | 0.37209 | 0.35546 | 0.3665 | 0.35484 | 0.35844 | 0.33792 | 0.34572 | 0.34138 | 0.34165 | 0.32785 | 0.32019 | 0.31904 | 0.31785 | 0.32119 | 0.32463 | 0.32041 | 0.31292 | 0.31131 | 0.30915 | 0.28921 | 0.28741 | 0.2851 | 0.28203 | 0.27979 | 0.27883 | 0.28245 | 0.27824 | 0.27393 | 0.26959 | 0.2651 | 0.26904 | 0.26758 | 0.26868 | 0.26961 | 0.27071 | 0.2669 | 0.26777 | 0.2679 | 0.26793 | 0.26787 | 0.2677 | 0.29952
WA | Battery |  |  |  | 0 | 0 | -0.0145 | -0.0145 | -0.0085 | -0.005 | -0.0093333 | -0.0093333 | -0.008 | -0.0063333 | -0.0093333 | -0.011333 | -0.01 | -0.0083333 | -0.012 | -0.016 | -0.02675 | -0.02725 | -0.02325 | -0.024 | -0.02325 | -0.02275 | -0.02225 | -0.024 | -0.0255 | -0.02725 | -0.0295 | -0.051 | -0.03575 | -0.034 | -0.03325 | -0.0325 | -0.03225 | -0.02375 | -0.021 | -0.0195 | -0.018 | -0.01725 | -0.021339
WA | Biopower | 0.32567 | 0.306 | 0.40233 | 0.42467 | 0.44733 | 0.42467 | 0.40233 | 0.40233 | 0.40233 | 0.40033 | 0.398 | 0.40033 | 0.40233 | 0.40233 | 0.40233 | 0.40233 | 0.40233 | 0.40233 | 0.40233 | 0.40233 | 0.40233 | 0.40233 | 0.40233 | 0.40667 | 0.424 | 0.48533 | 0.46933 | 0.45267 | 0.436 | 0.42 | 0.40333 | 0.40333 | 0.40333 | 0.40333 | 0.40333 | 0.393 | 0.393 | 0.393 | 0.393 | 0.393 | 0.393 | 0.40627
WA | Coal | Column Labels 2010: 0.846; Column Labels 2011: 0.846; Column Labels 2012: 0.846; Column Labels 2013: 0.846; Column Labels 2014: 0.846; Column Labels 2015: 0.62; Column Labels 2016: 0.395; Column Labels 2017: 0.567; Column Labels 2018: 0.739; Column Labels 2019: 0.546; Column Labels 2020: 0.161; Column Labels 2021: 0.149; Column Labels 2022: 0.136; Column Labels 2023: 0.27; Column Labels 2024: 0.404; Column Labels 2025: 0.404 | 0.53881
WA | CSP
WA | Dist PV | 0.159 | 0.15775 | 0.15775 | 0.15775 | 0.15775 | 0.15775 | 0.15775 | 0.15775 | 0.15775 | 0.15775 | 0.15775 | 0.15775 | 0.15775 | 0.15775 | 0.15775 | 0.15775 | 0.15775 | 0.15775 | 0.15775 | 0.15775 | 0.15775 | 0.15525 | 0.15325 | 0.15525 | 0.1565 | 0.15775 | 0.15775 | 0.15775 | 0.15775 | 0.15775 | 0.15775 | 0.15775 | 0.15775 | 0.15775 | 0.15775 | 0.15775 | 0.15775 | 0.15775 | 0.15775 | 0.15775 | 0.15775 | 0.15751
WA | Gas CCGT | 0.496 | 0.38 | 0.2635 | 0.3285 | 0.4005 | 0.48 | 0.562 | 0.474 | 0.3865 | 0.4785 | 0.571 | 0.557 | 0.543 | 0.526 | 0.5095 | 0.452 | 0.395 | 0.368 | 0.3415 | 0.317 | 0.293 | 0.25 | 0.2065 | 0.1645 | 0.1225 | 0.081 | 0.0685 | 0.055 | 0.0425 | 0.029 | 0.0165 | 0.0185 | 0.0215 | 0.0235 | 0.026 | 0.0285 | 0.023 | 0.017 | 0.0115 | 0.0055 | 0 | 0.25204
WA | Gas CT | 0 | 0 | 0 | 0 | 0 | 0 | 0 | 0 | 0 | 0 | 0 | 0 | 0 | 0 | 0 | 0 | 0 | 0 | 0 | 0 | 0 | 0 | 0 | 0 | 0 | 0 | 0 | 0 | 0 | 0 | 0 | 0 | 0 | 0 | 0 | 0 | 0 | 0 | 0 | 0 | 0 | 0
WA | Geothermal
WA | Hydro | 0.35575 | 0.40825 | 0.46075 | 0.4305 | 0.4 | 0.39825 | 0.396 | 0.396 | 0.396 | 0.3965 | 0.3965 | 0.3965 | 0.3965 | 0.39675 | 0.39675 | 0.39675 | 0.39675 | 0.39675 | 0.39675 | 0.39675 | 0.39675 | 0.39675 | 0.39675 | 0.39675 | 0.39675 | 0.39675 | 0.39675 | 0.39675 | 0.3965 | 0.3965 | 0.3965 | 0.3965 | 0.3965 | 0.3965 | 0.3965 | 0.3965 | 0.3965 | 0.3965 | 0.39675 | 0.39675 | 0.39675 | 0.39839
WA | Nuclear | 0.902 | 0.902 | 0.902 | 0.902 | 0.902 | 0.902 | 0.902 | 0.902 | 0.902 | 0.902 | 0.902 | 0.902 | 0.902 | 0.902 | 0.902 | 0.902 | 0.902 | 0.902 | 0.902 | 0.902 | 0.902 | 0.902 | 0.902 | 0.902 | 0.902 | 0.902 | 0.858 | 0.813 | 0.769 | 0.724 | 0.68 | 0.68 | 0.68 | 0.68 | 0.68 | 0.68 | 0.68 | 0.68 | 0.68 | 0.68 | 0.68 | 0.83161
WA | Other | 0.873 | 0.8735 | 0.874 | 0.8735 | 0.8735 | 0.874 | 0.874 | 0.874 | 0.874 | 0.8745 | 0.875 | 0.875 | 0.875 | 0.875 | 0.875 | 0.875 | 0.875 | 0.875 | 0.875 | 0.875 | 0.875 | 0.875 | 0.875 | 0.875 | 0.875 | 0.875 | 0.875 | 0.875 | 0.875 | 0.875 | 0.875 | 0.875 | 0.875 | 0.875 | 0.875 | 0.875 | 0.875 | 0.875 | 0.875 | 0.875 | 0.875 | 0.87471
WA | Utility PV | 0.218 | 0.217 | 0.216 | 0.215 | 0.214 | 0.213 | 0.212 | 0.216 | 0.2155 | 0.2145 | 0.2135 | 0.2125 | 0.2115 | 0.2105 | 0.2095 | 0.208 | 0.207 | 0.206 | 0.205 | 0.21675 | 0.2165 | 0.21725 | 0.21725 | 0.2165 | 0.21625 | 0.2155 | 0.21475 | 0.21425 | 0.2135 | 0.2125 | 0.2115 | 0.211 | 0.21025 | 0.20975 | 0.209 | 0.20825 | 0.2075 | 0.20725 | 0.20675 | 0.20625 | 0.2055 | 0.21193
WA | Wind offshore | Column Labels 2041: 0.363; Column Labels 2042: 0.363; Column Labels 2043: 0.363; Column Labels 2044: 0.363; Column Labels 2045: 0.363; Column Labels 2046: 0.3655; Column Labels 2047: 0.368; Column Labels 2048: 0.3715; Column Labels 2049: 0.374; Column Labels 2050: 0.377 | 0.3671
WA | Wind onshore | 0.3025 | 0.29233 | 0.292 | 0.29233 | 0.29267 | 0.29133 | 0.28967 | 0.29133 | 0.29267 | 0.293 | 0.29333 | 0.29333 | 0.29333 | 0.29333 | 0.29333 | 0.29333 | 0.29333 | 0.30167 | 0.30533 | 0.30533 | 0.305 | 0.30833 | 0.31133 | 0.31067 | 0.31 | 0.31 | 0.31167 | 0.31333 | 0.31467 | 0.31567 | 0.31667 | 0.32467 | 0.33267 | 0.34067 | 0.35033 | 0.36233 | 0.36267 | 0.363 | 0.363 | 0.36333 | 0.36333 | 0.31348
WI | WI | 0.27008 | 0.28377 | 0.31121 | 0.30812 | 0.32166 | 0.32526 | 0.32836 | 0.32564 | 0.32936 | 0.32636 | 0.30977 | 0.30976 | 0.30556 | 0.3041 | 0.31365 | 0.27404 | 0.26302 | 0.25692 | 0.25065 | 0.23526 | 0.22515 | 0.22598 | 0.20819 | 0.20817 | 0.20808 | 0.20129 | 0.20047 | 0.19978 | 0.19927 | 0.19863 | 0.1982 | 0.19778 | 0.19727 | 0.19678 | 0.19631 | 0.19576 | 0.20345 | 0.20184 | 0.20012 | 0.19829 | 0.19649 | 0.24592
WI | Battery | [13 empty] | -0.042 | -0.042 | -0.0594 | -0.0594 | -0.0584 | -0.0578 | -0.053667 | -0.052 | -0.055 | -0.0575 | -0.0575 | -0.056333 | -0.0545 | -0.058167 | -0.061 | -0.063333 | -0.065333 | -0.067 | -0.067167 | -0.0675 | -0.0675 | -0.067333 | -0.0675 | -0.066167 | -0.064667 | -0.063 | -0.061833 | -0.060333 | -0.060942
WI | Biopower | 0.3574 | 0.3612 | 0.3982 | 0.29933 | 0.28483 | 0.26983 | 0.26167 | 0.25783 | 0.25333 | 0.25333 | 0.25333 | 0.25333 | 0.25333 | 0.26217 | 0.2885 | 0.2885 | 0.2885 | 0.29033 | 0.292 | 0.29033 | 0.2885 | 0.29433 | 0.3 | 0.30717 | 0.31383 | 0.32 | 0.32367 | 0.32717 | 0.331 | 0.33433 | 0.338 | 0.32983 | 0.32217 | 0.314 | 0.306 | 0.298 | 0.28167 | 0.26467 | 0.24733 | 0.2295 | 0.21083 | 0.29267
WI | Coal | 0.49767 | 0.3975 | 0.3546 | 0.5464 | 0.7646 | 0.7236 | 0.655 | 0.6984 | 0.7448 | 0.6866 | 0.57325 | 0.54625 | 0.51925 | 0.58375 | 0.66525 | 0.665 | 0.66475 | 0.6245 | 0.582 | 0.48675 | 0.3915 | 0.3665 | 0.319 | 0.319 | 0.319 | [16 empty] | 0.55768
WI | CSP
WI | Dist PV | 0.1558 | 0.1565 | 0.1565 | 0.1565 | 0.1565 | 0.1565 | 0.1565 | 0.1565 | 0.1565 | 0.1565 | 0.1565 | 0.15633 | 0.15633 | 0.15633 | 0.1565 | 0.15633 | 0.15633 | 0.15367 | 0.15217 | 0.15433 | 0.156 | 0.1555 | 0.155 | 0.155 | 0.155 | 0.155 | 0.15533 | 0.15567 | 0.15583 | 0.156 | 0.15617 | 0.15617 | 0.15617 | 0.15617 | 0.15617 | 0.15633 | 0.15633 | 0.15633 | 0.1565 | 0.1565 | 0.1565 | 0.15592
WI | Gas CCGT | 0.061333 | 0.44 | 0.81867 | 0.597 | 0.375 | 0.61967 | 0.86467 | 0.84833 | 0.83233 | 0.85767 | 0.87567 | 0.854 | 0.83267 | 0.821 | 0.80933 | 0.644 | 0.47867 | 0.41833 | 0.358 | 0.30967 | 0.261 | 0.27033 | 0.27933 | 0.26933 | 0.259 | 0.249 | 0.239 | 0.22867 | 0.21867 | 0.20867 | 0.19867 | 0.20933 | 0.22033 | 0.23133 | 0.24233 | 0.25267 | 0.25 | 0.24667 | 0.24333 | 0.24 | 0.237 | 0.43343
WI | Gas CT | 0.004 | 0.011 | 0.017833 | 0.0078333 | 0.008 | 0.015667 | 0.021833 | 0.0245 | 0.026167 | 0.029167 | 0.0315 | 0.026167 | 0.0205 | 0.023 | 0.025667 | 0.017333 | 0.0081667 | 0.0075 | 0.0065 | 0.005 | 0.0033333 | 0.0038333 | 0.0043333 | 0.007 | 0.0095 | 0.012167 | 0.011333 | 0.010833 | 0.0105 | 0.0098333 | 0.0091667 | 0.0085 | 0.0078333 | 0.0073333 | 0.0068333 | 0.0061667 | 0.0051667 | 0.0041667 | 0.0031667 | 0.0023333 | 0.0013333 | 0.011756
WI | Geothermal
WI | Hydro | 0.72025 | 0.72525 | 0.7305 | 0.78525 | 0.83925 | 0.77725 | 0.715 | 0.71525 | 0.71575 | 0.71775 | 0.71975 | 0.71975 | 0.71975 | 0.71975 | 0.71975 | 0.71975 | 0.71975 | 0.71975 | 0.71975 | 0.71975 | 0.71975 | 0.71975 | 0.72 | 0.72 | 0.72 | 0.72 | 0.72 | 0.72 | 0.72 | 0.72 | 0.72 | 0.72 | 0.72 | 0.72 | 0.72 | 0.72 | 0.7155 | 0.711 | 0.70625 | 0.70175 | 0.69725 | 0.72415
WI | Nuclear | Column Labels 2010: 0.902; Column Labels 2011: 0.902; Column Labels 2012: 0.902; Column Labels 2013: 0.902; Column Labels 2014: 0.902; Column Labels 2015: 0.902; Column Labels 2016: 0.902; Column Labels 2017: 0.902; Column Labels 2018: 0.902; Column Labels 2019: 0.902; Column Labels 2020: 0.902; Column Labels 2021: 0.902; Column Labels 2022: 0.902; Column Labels 2023: 0.902; Column Labels 2024: 0.902; Column Labels 2025: 0.902; Column Labels 2026: 0.902; Column Labels 2027: 0.902; Column Labels 2028: 0.902; Column Labels 2029: 0.902; Column Labels 2030: 0.902; Column Labels 2031: 0.902 | 0.902
WI | Other | 0 | 0 | 0 | 0 | 0 | 0 | 0 | 0 | 0 | 0 | 0 | 0 | 0 | 0 | 0 | 0 | 0 | 0 | 0 | 0 | 0 | 0 | 0 | 0 | 0 | 0 | 0 | 0 | 0 | 0 | 0 | 0 | 0 | 0 | 0 | 0 | 0 | 0 | 0 | 0 | 0 | 0
WI | Utility PV |  |  |  | 0.238 | 0.238 | 0.237 | 0.2365 | 0.2316 | 0.231 | 0.23 | 0.229 | 0.2278 | 0.2268 | 0.23083 | 0.2305 | 0.23133 | 0.2305 | 0.23017 | 0.22983 | 0.22817 | 0.2265 | 0.2255 | 0.22467 | 0.2235 | 0.22233 | 0.22167 | 0.22033 | 0.219 | 0.21783 | 0.2165 | 0.21533 | 0.216 | 0.21533 | 0.21483 | 0.21433 | 0.2135 | 0.213 | 0.21267 | 0.212 | 0.21167 | 0.21117 | 0.22244
WI | Wind offshore | Column Labels 2046: 0.389; Column Labels 2047: 0.389; Column Labels 2048: 0.389; Column Labels 2049: 0.389; Column Labels 2050: 0.389 | 0.389
WI | Wind onshore | 0.33 | 0.344 | 0.349 | 0.349 | 0.349 | 0.349 | 0.349 | 0.35433 | 0.35467 | 0.37433 | 0.37867 | 0.41425 | 0.41975 | 0.4052 | 0.404 | 0.4026 | 0.3994 | 0.4056 | 0.4114 | 0.4134 | 0.4138 | 0.4 | 0.39867 | 0.39483 | 0.39 | 0.385 | 0.38517 | 0.3855 | 0.38617 | 0.3865 | 0.38767 | 0.38717 | 0.38683 | 0.3865 | 0.386 | 0.38583 | 0.40767 | 0.4155 | 0.42283 | 0.42983 | 0.43767 | 0.39268
WV | WV | 0.54967 | 0.45036 | 0.40182 | 0.40715 | 0.45492 | 0.43785 | 0.41823 | 0.42023 | 0.45775 | 0.47554 | 0.459 | 0.45421 | 0.45214 | 0.45271 | 0.45307 | 0.43607 | 0.45131 | 0.43377 | 0.41615 | 0.3515 | 0.34019 | 0.33631 | 0.33263 | 0.335 | 0.337 | 0.37471 | 0.37507 | 0.37557 | 0.37607 | 0.37671 | 0.37736 | 0.37757 | 0.37764 | 0.37779 | 0.37779 | 0.37786 | 0.37657 | 0.37521 | 0.37407 | 0.37264 | 0.37136 | 0.39942
WV | Battery | 0 | -0.002 | -0.002 | -0.003 | -0.004 | -0.002 | 0 | 0 | 0 | 0 | 0 | 0 | 0 | 0 | 0 | -0.0005 | -0.002 | -0.01 | -0.025 | -0.043 | -0.0465 | -0.056 | -0.059 | -0.056 | -0.055 | -0.054 | -0.0585 | -0.0615 | -0.064 | -0.0665 | -0.068 | -0.067 | -0.066 | -0.065 | -0.0645 | -0.063 | -0.063 | -0.063 | -0.0625 | -0.0625 | -0.0625 | -0.034846
WV | Biopower |  | 0.522 | 0.522 | 0.522 | 0.522 | 0.522 | 0.522 | 0.522 | 0.522 | 0.522 | 0.522 | 0.522 | 0.522 | 0.522 | 0.522 | 0.522 | 0.522 | 0.522 | 0.522 | 0.522 | 0.522 | 0.522 | 0.522 | 0.522 | 0.522 | 0.522 | 0.522 | 0.522 | 0.522 | 0.522 | 0.522 | 0.522 | 0.522 | 0.522 | 0.522 | 0.522 | 0.507 | 0.492 | 0.477 | 0.462 | 0.447 | 0.51638
WV | Coal | 0.648 | 0.442 | 0.2255 | 0.5005 | 0.8085 | 0.6955 | 0.5655 | 0.5785 | 0.5935 | 0.4795 | 0.366 | 0.3485 | 0.331 | 0.336 | 0.3405 | 0.3285 | 0.317 | 0.2815 | 0.2465 | 0.198 | 0.142 | 0.118 | 0.09 | 0.09 | 0.09 | [16 empty] | 0.36642
WV | CSP
WV | Dist PV |  |  |  | 0.1585 | 0.1585 | 0.1585 | 0.1585 | 0.1585 | 0.1585 | 0.1585 | 0.1585 | 0.1585 | 0.1585 | 0.1585 | 0.1585 | 0.1585 | 0.1585 | 0.1585 | 0.1585 | 0.1585 | 0.1585 | 0.1585 | 0.1585 | 0.1585 | 0.1585 | 0.1585 | 0.1585 | 0.1585 | 0.1585 | 0.1585 | 0.1585 | 0.1585 | 0.1585 | 0.1585 | 0.1585 | 0.1585 | 0.1585 | 0.1585 | 0.1585 | 0.1585 | 0.1585 | 0.1585
WV | Gas CCGT | [9 empty] | 0.902 | 0.902 | 0.902 | 0.902 | 0.902 | 0.902 | 0.688 | 0.473 | 0.334 | 0.196 | 0.154 | 0.111 | 0.111 | 0.111 | 0.146 | 0.18 | 0.215 | 0.228 | 0.241 | 0.254 | 0.267 | 0.279 | 0.276 | 0.273 | 0.27 | 0.267 | 0.263 | 0.259 | 0.255 | 0.251 | 0.246 | 0.242 | 0.37506
WV | Gas CT | 0.004 | 0.004 | 0.004 | 0.004 | 0.004 | 0.004 | 0.004 | 0.004 | 0.004 | 0.004 | 0.004 | 0.004 | 0.004 | 0.003 | 0.002 | 0.001 | 0 | 0 | 0 | 0 | 0 | 0 | 0 | 0 | 0 | 0 | 0 | 0 | 0 | 0 | 0 | 0 | 0 | 0 | 0 | 0 | 0 | 0 | 0 | 0 | 0 | 0.0014146
WV | Geothermal
WV | Hydro | 1.66 | 1.6055 | 1.5515 | 1.5555 | 1.559 | 1.557 | 1.5555 | 1.5555 | 1.5555 | 1.5555 | 1.5555 | 1.5555 | 1.5555 | 1.5555 | 1.5555 | 1.5555 | 1.5555 | 1.5555 | 1.5555 | 1.5555 | 1.5555 | 1.5555 | 1.5555 | 1.5555 | 1.5555 | 1.5555 | 1.5555 | 1.5555 | 1.5555 | 1.5555 | 1.5555 | 1.5555 | 1.5555 | 1.5555 | 1.5555 | 1.5555 | 1.5555 | 1.5555 | 1.5555 | 1.5555 | 1.5555 | 1.5593
WV | Nuclear
WV | Other | Column Labels 2010: 0; Column Labels 2011: 0; Column Labels 2012: 0; Column Labels 2013: 0; Column Labels 2014: 0; Column Labels 2015: 0; Column Labels 2016: 0; Column Labels 2017: 0 | 0
WV | Utility PV | Column Labels 2029: 0.2185; Column Labels 2030: 0.2185; Column Labels 2031: 0.2175; Column Labels 2032: 0.216; Column Labels 2033: 0.215; Column Labels 2034: 0.214; Column Labels 2035: 0.213; Column Labels 2036: 0.212; Column Labels 2037: 0.211; Column Labels 2038: 0.21; Column Labels 2039: 0.209; Column Labels 2040: 0.208; Column Labels 2041: 0.207; Column Labels 2042: 0.206; Column Labels 2043: 0.205; Column Labels 2044: 0.204; Column Labels 2045: 0.203; Column Labels 2046: 0.202; Column Labels 2047: 0.201; Column Labels 2048: 0.2; Column Labels 2049: 0.199; Column Labels 2050: 0.198 | 0.20852
WV | Wind offshore
WV | Wind onshore | 0.323 | 0.333 | 0.34 | 0.34 | 0.34 | 0.344 | 0.348 | 0.348 | 0.348 | 0.363 | 0.375 | 0.401 | 0.404 | 0.404 | 0.403 | 0.4045 | 0.406 | 0.401 | 0.398 | 0.3865 | 0.377 | 0.3805 | 0.3835 | 0.383 | 0.382 | 0.3815 | 0.383 | 0.384 | 0.3845 | 0.386 | 0.387 | 0.39 | 0.392 | 0.3945 | 0.3965 | 0.3985 | 0.4 | 0.401 | 0.403 | 0.404 | 0.4055 | 0.38608
WY | WY | 0.376 | 0.3534 | 0.3374 | 0.30144 | 0.31512 | 0.31044 | 0.30569 | 0.31165 | 0.32094 | 0.32412 | 0.32241 | 0.28057 | 0.28357 | 0.28624 | 0.27943 | 0.27187 | 0.27004 | 0.26763 | 0.26579 | 0.25976 | 0.26508 | 0.26033 | 0.23457 | 0.23033 | 0.22637 | 0.188 | 0.18673 | 0.18577 | 0.18482 | 0.18391 | 0.18291 | 0.18555 | 0.18645 | 0.18732 | 0.18782 | 0.18832 | 0.1875 | 0.18668 | 0.18605 | 0.18514 | 0.18423 | 0.24173
WY | Battery | [11 empty] | -0.048333 | -0.048333 | -0.032667 | -0.027667 | -0.03375 | -0.038 | -0.03575 | -0.033 | -0.04025 | -0.04575 | -0.0465 | -0.046 | -0.04725 | -0.0485 | -0.0495 | -0.058 | -0.05925 | -0.06 | -0.0605 | -0.0615 | -0.059 | -0.05775 | -0.05625 | -0.05525 | -0.0545 | -0.05475 | -0.0545 | -0.054 | -0.054 | -0.054 | -0.049491
WY | Biopower
WY | Coal | 0.78467 | 0.71133 | 0.65933 | 0.74467 | 0.835 | 0.74 | 0.64433 | 0.705 | 0.77 | 0.735 | 0.69667 | 0.72233 | 0.75467 | 0.76767 | 0.727 | 0.74033 | 0.75367 | 0.75367 | 0.75333 | 0.724 | 0.69433 | 0.673 | 0.6055 | 0.6055 | 0.6055 | [16 empty] | 0.72087
WY | CSP
WY | Dist PV |  |  |  | 0.184 | 0.184 | 0.184 | 0.184 | 0.184 | 0.184 | 0.184 | 0.184 | 0.184 | 0.184 | 0.184 | 0.184 | 0.184 | 0.184 | 0.184 | 0.184 | 0.184 | 0.184 | 0.184 | 0.184 | 0.184 | 0.184 | 0.184 | 0.184 | 0.184 | 0.184 | 0.184 | 0.184 | 0.184 | 0.184 | 0.184 | 0.184 | 0.184 | 0.184 | 0.184 | 0.184 | 0.184 | 0.184 | 0.184
WY | Gas CCGT |  |  |  | 0.51 | 0.51 | 0.706 | 0.902 | 0.865 | 0.828 | 0.865 | 0.902 | 0.851 | 0.8 | 0.749 | 0.698 | 0.632 | 0.565 | 0.524 | 0.483 | 0.477 | 0.471 | 0.429 | 0.387 | 0.322 | 0.256 | 0.19 | 0.163 | 0.136 | 0.109 | 0.081 | 0.054 | 0.059 | 0.063 | 0.068 | 0.072 | 0.076 | 0.073 | 0.07 | 0.067 | 0.063 | 0.06 | 0.39832
WY | Gas CT | 0 | 0 | 0 | 0 | 0 | 0 | 0 | 0 | 0 | 0 | 0 | 0 | 0 | 0 | 0 | 0 | 0 | 0 | 0 | 0 | 0 | 0 | 0 | 0 | 0 | 0.00033333 | 0 | 0 | 0 | 0 | 0 | 0 | 0 | 0 | 0 | 0 | 0 | 0 | 0 | 0 | 0 | 8.3333e-06
WY | Geothermal
WY | Hydro | 0.387 | 0.3845 | 0.3825 | 0.356 | 0.3295 | 0.336 | 0.3425 | 0.3425 | 0.3425 | 0.3425 | 0.3425 | 0.3425 | 0.3425 | 0.3425 | 0.3425 | 0.3425 | 0.3425 | 0.3425 | 0.3425 | 0.3425 | 0.3425 | 0.3425 | 0.3425 | 0.3425 | 0.3425 | 0.3425 | 0.3425 | 0.3425 | 0.3425 | 0.3425 | 0.3425 | 0.3425 | 0.3425 | 0.3425 | 0.3425 | 0.3425 | 0.3365 | 0.331 | 0.325 | 0.3195 | 0.3135 | 0.34332
WY | Nuclear
WY | Other | Column Labels 2010: 0; Column Labels 2011: 0; Column Labels 2012: 0; Column Labels 2013: 0; Column Labels 2014: 0; Column Labels 2015: 0; Column Labels 2016: 0; Column Labels 2017: 0; Column Labels 2018: 0; Column Labels 2019: 0; Column Labels 2020: 0; Column Labels 2021: 0; Column Labels 2022: 0; Column Labels 2023: 0; Column Labels 2024: 0; Column Labels 2025: 0; Column Labels 2026: 0; Column Labels 2027: 0; Column Labels 2028: 0; Column Labels 2029: 0 | 0
WY | Utility PV | [7 empty] | 0.261 | 0.261 | 0.26 | 0.258 | 0.257 | 0.255 | 0.255 | 0.254 | 0.253 | 0.252 | 0.2585 | 0.2575 | 0.25533 | 0.25467 | 0.25367 | 0.25267 | 0.25175 | 0.251 | 0.25025 | 0.249 | 0.24775 | 0.24625 | 0.24525 | 0.244 | 0.2455 | 0.2445 | 0.24375 | 0.243 | 0.24225 | 0.24125 | 0.24075 | 0.2405 | 0.23975 | 0.23925 | 0.24765
WY | Wind offshore
WY | Wind onshore | 0.316 | 0.3155 | 0.3155 | 0.3155 | 0.316 | 0.3165 | 0.3175 | 0.318 | 0.318 | 0.3795 | 0.405 | 0.447 | 0.45333 | 0.46033 | 0.46567 | 0.46525 | 0.466 | 0.46075 | 0.458 | 0.45475 | 0.4515 | 0.451 | 0.4505 | 0.439 | 0.43375 | 0.43025 | 0.44 | 0.444 | 0.44775 | 0.45125 | 0.45475 | 0.464 | 0.46775 | 0.4705 | 0.472 | 0.47375 | 0.47425 | 0.4735 | 0.4735 | 0.473 | 0.47225 | 0.43766
| Grand Total | 0.31811 | 0.31576 | 0.31601 | 0.30294 | 0.30363 | 0.30495 | 0.30814 | 0.3036 | 0.3046 | 0.3026 | 0.29795 | 0.29495 | 0.29236 | 0.28836 | 0.28748 | 0.27237 | 0.26709 | 0.25923 | 0.25269 | 0.24371 | 0.23806 | 0.23469 | 0.22904 | 0.22552 | 0.22367 | 0.21325 | 0.21299 | 0.21252 | 0.21207 | 0.21166 | 0.21234 | 0.21343 | 0.21394 | 0.21436 | 0.21472 | 0.21368 | 0.21464 | 0.21415 | 0.21363 | 0.21311 | 0.21097 | 0.25137

## RESOLVE_PSP_Portfolio Analytics
Portfolio Analytics
Note: All costs are expressed in 2020 dollars
Energy Storage Summary
| Planned | Unit | 2015 | 2016 | 2017 | 2018 | 2019 | 2020 | 2021 | 2022 | 2023 | 2024 | 2025 | 2026 | 2027 | 2028 | 2029 | 2030 | 2031 | 2032 | 2033 | 2034 | 2035 | 2036 | 2037 | 2038 | 2039 | 2040 | 2041 | 2042 | 2043 | 2044 | 2045 | 2046 | 2047 | 2048 | 2049 | 2050
| Pumped_Hydro | MW | 0 | 0 | 0 | 0 | 0 | 0 | 0 | 1898.5 | 1898.5 | 1898.5 | 1898.5 | 1898.5 | 0 | 1898.5 | 0 | 1898.5 | 0 | 1898.5 | 0 | 0 | 1898.5 | 0 | 0 | 0 | 0 | 1898.5 | 0 | 0 | 0 | 0 | 1898.5 | 0 | 0 | 0 | 0 | 0
| Li_Battery | MW | 0 | 0 | 0 | 0 | 0 | 0 | 0 | 1737.74 | 1905.74 | 1987.24 | 1987.24 | 1987.24 | 0 | 1987.24 | 0 | 1987.24 | 0 | 1987.24 | 0 | 0 | 1987.24 | 0 | 0 | 0 | 0 | 1987.24 | 0 | 0 | 0 | 0 | 1987.24 | 0 | 0 | 0 | 0 | 0
| BTM_Li_Battery | MW | 0 | 0 | 0 | 0 | 0 | 0 | 0 | 858 | 1054.2 | 1256.65 | 1465.13 | 1679.23 | 0 | 2122.61 | 0 | 2584.2 | 0 | 2584.2 | 0 | 0 | 2584.2 | 0 | 0 | 0 | 0 | 2584.2 | 0 | 0 | 0 | 0 | 2584.2 | 0 | 0 | 0 | 0 | 0
| Flow_Battery | MW | 0 | 0 | 0 | 0 | 0 | 0 | 0 | -0.04 | -0.07 | -0.12 | -0.12 | -0.12 | 0 | -0.13 | 0 | -0.13 | 0 | -0.13 | 0 | 0 | -0.13 | 0 | 0 | 0 | 0 | -0.13 | 0 | 0 | 0 | 0 | -0.13 | 0 | 0 | 0 | 0 | 0
| Pumped_Hydro | MWh | 0 | 0 | 0 | 0 | 0 | 0 | 0 | 300138.13 | 300138.13 | 300138.13 | 300138.13 | 300138.13 | 0 | 300138.13 | 0 | 300138.13 | 0 | 300138.13 | 0 | 0 | 300138.13 | 0 | 0 | 0 | 0 | 300138.13 | 0 | 0 | 0 | 0 | 300138.13 | 0 | 0 | 0 | 0 | 0
| Li_Battery | MWh | 0 | 0 | 0 | 0 | 0 | 0 | 0 | 8684.7 | 9364.7 | 9742.2 | 9742.2 | 9742.2 | 0 | 9742.2 | 0 | 9742.2 | 0 | 9742.2 | 0 | 0 | 9742.2 | 0 | 0 | 0 | 0 | 9742.2 | 0 | 0 | 0 | 0 | 9742.2 | 0 | 0 | 0 | 0 | 0
| BTM_Li_Battery | MWh | 0 | 0 | 0 | 0 | 0 | 0 | 0 | 2145 | 2635.49 | 3141.62 | 3662.83 | 4198.09 | 0 | 5306.51 | 0 | 6460.51 | 0 | 6460.51 | 0 | 0 | 6460.51 | 0 | 0 | 0 | 0 | 6460.51 | 0 | 0 | 0 | 0 | 6460.51 | 0 | 0 | 0 | 0 | 0
| Flow_Battery | MWh | 0 | 0 | 0 | 0 | 0 | 0 | 0 | 0 | 0 | 0 | 0 | 0 | 0 | 0 | 0 | 0 | 0 | 0 | 0 | 0 | 0 | 0 | 0 | 0 | 0 | 0 | 0 | 0 | 0 | 0 | 0 | 0 | 0 | 0 | 0 | 0
| Pumped_Hydro Duration | hr | 0 | 0 | 0 | 0 | 0 | 0 | 0 | 158.0922 | 158.0922 | 158.0922 | 158.0922 | 158.0922 | 0 | 158.0922 | 0 | 158.0922 | 0 | 158.0922 | 0 | 0 | 158.0922 | 0 | 0 | 0 | 0 | 158.0922 | 0 | 0 | 0 | 0 | 158.0922 | 0 | 0 | 0 | 0 | 0
| Li_Battery Duration | hr | 0 | 0 | 0 | 0 | 0 | 0 | 0 | 4.9977 | 4.9139 | 4.9024 | 4.9024 | 4.9024 | 0 | 4.9024 | 0 | 4.9024 | 0 | 4.9024 | 0 | 0 | 4.9024 | 0 | 0 | 0 | 0 | 4.9024 | 0 | 0 | 0 | 0 | 4.9024 | 0 | 0 | 0 | 0 | 0
| BTM_Li_Battery | hr | 0 | 0 | 0 | 0 | 0 | 0 | 0 | 2.5 | 2.5 | 2.5 | 2.5 | 2.5 | 0 | 2.5 | 0 | 2.5 | 0 | 2.5 | 0 | 0 | 2.5 | 0 | 0 | 0 | 0 | 2.5 | 0 | 0 | 0 | 0 | 2.5 | 0 | 0 | 0 | 0 | 0
| Flow_Battery Duration | hr | 0 | 0 | 0 | 0 | 0 | 0 | 0 | 0 | 0 | 0 | 0 | 0 | 0 | 0 | 0 | 0 | 0 | 0 | 0 | 0 | 0 | 0 | 0 | 0 | 0 | 0 | 0 | 0 | 0 | 0 | 0 | 0 | 0 | 0 | 0 | 0
| Optimized Build - Incl. Local Storage | Unit
| Pumped_Hydro | MW | 0 | 0 | 0 | 0 | 0 | 0 | 0 | 0 | 0 | 0 | 0 | 196 | 0 | 1000 | 0 | 1000.28 | 0 | 1000.28 | 0 | 0 | 1000.28 | 0 | 0 | 0 | 0 | 1000.28 | 0 | 0 | 0 | 0 | 1000.28 | 0 | 0 | 0 | 0 | 0
| Li_Battery | MW | 0 | 0 | 0 | 0 | 0 | 0 | 0 | 1936.6 | 3658.03 | 8915.89 | 10331.6 | 10331.61 | 0 | 11086.01 | 0 | 11385.83 | 0 | 12561.97 | 0 | 0 | 16639.15 | 0 | 0 | 0 | 0 | 27519.64 | 0 | 0 | 0 | 0 | 39697.37 | 0 | 0 | 0 | 0 | 0
| BTM_Li_Battery | MW | 0 | 0 | 0 | 0 | 0 | 0 | 0 | 0 | 0 | 0 | 0 | 0 | 0 | 0 | 0 | 0 | 0 | 0 | 0 | 0 | 0 | 0 | 0 | 0 | 0 | 0 | 0 | 0 | 0 | 0 | 0 | 0 | 0 | 0 | 0 | 0
| Flow_Battery | MW | 0 | 0 | 0 | 0 | 0 | 0 | 0 | 0.04 | 0.07 | 0.12 | 0.12 | 0.12 | 0 | 0.13 | 0 | 0.13 | 0 | 0.13 | 0 | 0 | 0.13 | 0 | 0 | 0 | 0 | 0.13 | 0 | 0 | 0 | 0 | 0.13 | 0 | 0 | 0 | 0 | 0
| Pumped_Hydro | MWh | 0 | 0 | 0 | 0 | 0 | 0 | 0 | 0.28 | 0.89 | 0.95 | 1 | 2352.71 | 0 | 12000.42 | 0 | 12003.35 | 0 | 12003.35 | 0 | 0 | 12003.35 | 0 | 0 | 0 | 0 | 12003.36 | 0 | 0 | 0 | 0 | 12003.36 | 0 | 0 | 0 | 0 | 0
| Li_Battery | MWh | 0 | 0 | 0 | 0 | 0 | 0 | 0 | 8512.45 | 16470.06 | 37226.28 | 43249.1 | 43249.1 | 0 | 46293.2 | 0 | 47558.77 | 0 | 54363.99 | 0 | 0 | 102612.64 | 0 | 0 | 0 | 0 | 193512.93 | 0 | 0 | 0 | 0 | 312628.19 | 0 | 0 | 0 | 0 | 0
| BTM_Li_Battery | MWh | 0 | 0 | 0 | 0 | 0 | 0 | 0 | 7.9 | 7.9 | 7.9 | 7.9 | 7.9 | 0 | 7.9 | 0 | 7.9 | 0 | 7.9 | 0 | 0 | 7.9 | 0 | 0 | 0 | 0 | 7.9 | 0 | 0 | 0 | 0 | 7.9 | 0 | 0 | 0 | 0 | 0
| Flow_Battery | MWh | 0 | 0 | 0 | 0 | 0 | 0 | 0 | 0.12 | 0.17 | 0.5 | 0.5 | 0.5 | 0 | 0.51 | 0 | 0.51 | 0 | 0.57 | 0 | 0 | 0.57 | 0 | 0 | 0 | 0 | 0.57 | 0 | 0 | 0 | 0 | 0.57 | 0 | 0 | 0 | 0 | 0
| Pumped_Hydro Duration | hr | 0 | 0 | 0 | 0 | 0 | 0 | 0 | 0 | 0 | 0 | 0 | 12.0036 | 0 | 12.0004 | 0 | 12 | 0 | 12 | 0 | 0 | 12 | 0 | 0 | 0 | 0 | 12 | 0 | 0 | 0 | 0 | 12 | 0 | 0 | 0 | 0 | 0
| Li_Battery Duration | hr | 0 | 0 | 0 | 0 | 0 | 0 | 0 | 4.3956 | 4.5024 | 4.1753 | 4.1861 | 4.1861 | 0 | 4.1758 | 0 | 4.177 | 0 | 4.3277 | 0 | 0 | 6.1669 | 0 | 0 | 0 | 0 | 7.0318 | 0 | 0 | 0 | 0 | 7.8753 | 0 | 0 | 0 | 0 | 0
| BTM_Li_Battery | hr | 0 | 0 | 0 | 0 | 0 | 0 | 0 | 0 | 0 | 0 | 0 | 0 | 0 | 0 | 0 | 0 | 0 | 0 | 0 | 0 | 0 | 0 | 0 | 0 | 0 | 0 | 0 | 0 | 0 | 0 | 0 | 0 | 0 | 0 | 0 | 0
| Flow_Battery Duration | hr | 0 | 0 | 0 | 0 | 0 | 0 | 0 | 3 | 2.4286 | 4.1667 | 4.1667 | 4.1667 | 0 | 3.9231 | 0 | 3.9231 | 0 | 4.3846 | 0 | 0 | 4.3846 | 0 | 0 | 0 | 0 | 4.3846 | 0 | 0 | 0 | 0 | 4.3846 | 0 | 0 | 0 | 0 | 0
| Average Storage Duration - Optimized Build | hr | 0 | 0 | 0 | 0 | 0 | 0 | 0 | 4.3998 | 4.5048 | 4.1763 | 4.187 | 4.3324 | 0 | 4.8239 | 0 | 4.8094 | 0 | 4.8941 | 0 | 0 | 6.4981 | 0 | 0 | 0 | 0 | 7.2063 | 0 | 0 | 0 | 0 | 7.9768 | 0 | 0 | 0 | 0 | 0
Note: Optimized duration is a cumulative value reflecting all power and energy capacity built through the reported year.
Total Resources by Technology
| Technology | Unit | 2015 | 2016 | 2017 | 2018 | 2019 | 2020 | 2021 | 2022 | 2023 | 2024 | 2025 | 2026 | 2027 | 2028 | 2029 | 2030 | 2031 | 2032 | 2033 | 2034 | 2035 | 2036 | 2037 | 2038 | 2039 | 2040 | 2041 | 2042 | 2043 | 2044 | 2045 | 2046 | 2047 | 2048 | 2049 | 2050
natural gas nonpeaker | CAISO_ST | MW | 0 | 0 | 0 | 0 | 0 | 0 | 0 | 2882.89 | 2882.89 | 0 | 0 | 0 | 0 | 0 | 0 | 0 | 0 | 0 | 0 | 0 | 0 | 0 | 0 | 0 | 0 | 0 | 0 | 0 | 0 | 0 | 0 | 0 | 0 | 0 | 0 | 0
natural gas nonpeaker | CAISO_CCGT1 | MW | 0 | 0 | 0 | 0 | 0 | 0 | 0 | 13449.12 | 13449.12 | 13449.12 | 13449.12 | 13499.52 | 0 | 13499.52 | 0 | 13499.52 | 0 | 13499.52 | 0 | 0 | 13499.52 | 0 | 0 | 0 | 0 | 13499.52 | 0 | 0 | 0 | 0 | 13499.52 | 0 | 0 | 0 | 0 | 0
natural gas nonpeaker | CAISO_CCGT2 | MW | 0 | 0 | 0 | 0 | 0 | 0 | 0 | 2921.22 | 2921.22 | 2921.22 | 2921.22 | 2921.22 | 0 | 2921.22 | 0 | 2921.22 | 0 | 2921.22 | 0 | 0 | 2921.22 | 0 | 0 | 0 | 0 | 2921.22 | 0 | 0 | 0 | 0 | 2921.22 | 0 | 0 | 0 | 0 | 0
natural gas peaker | CAISO_Peaker1 | MW | 0 | 0 | 0 | 0 | 0 | 0 | 0 | 4995.92 | 4995.92 | 4995.92 | 4940.72 | 4940.72 | 0 | 4940.72 | 0 | 4940.72 | 0 | 4940.72 | 0 | 0 | 4940.72 | 0 | 0 | 0 | 0 | 4940.72 | 0 | 0 | 0 | 0 | 4940.72 | 0 | 0 | 0 | 0 | 0
natural gas peaker | CAISO_Peaker2 | MW | 0 | 0 | 0 | 0 | 0 | 0 | 0 | 3462.64 | 3462.64 | 3462.64 | 3225.12 | 3125.37 | 0 | 3125.37 | 0 | 3125.37 | 0 | 3125.37 | 0 | 0 | 3125.37 | 0 | 0 | 0 | 0 | 3125.37 | 0 | 0 | 0 | 0 | 3125.37 | 0 | 0 | 0 | 0 | 0
| CAISO_Advanced_CCGT | MW | 0 | 0 | 0 | 0 | 0 | 0 | 0 | 0 | 0 | 0 | 0 | 0 | 0 | 0.32 | 0 | 0.32 | 0 | 0.32 | 0 | 0 | 0.32 | 0 | 0 | 0 | 0 | 0.32 | 0 | 0 | 0 | 0 | 925.95 | 0 | 0 | 0 | 0 | 0
| CAISO_Aero_CT | MW | 0 | 0 | 0 | 0 | 0 | 0 | 0 | 0 | 0 | 0 | 0 | 0 | 0 | 0.07 | 0 | 0.07 | 0 | 0.07 | 0 | 0 | 0.07 | 0 | 0 | 0 | 0 | 0.07 | 0 | 0 | 0 | 0 | 0.07 | 0 | 0 | 0 | 0 | 0
natural gas nonpeaker | CAISO_Reciprocating_Engine | MW | 0 | 0 | 0 | 0 | 0 | 0 | 0 | 255.3 | 255.3 | 255.3 | 255.3 | 255.3 | 0 | 255.3 | 0 | 255.3 | 0 | 255.3 | 0 | 0 | 255.3 | 0 | 0 | 0 | 0 | 255.3 | 0 | 0 | 0 | 0 | 255.3 | 0 | 0 | 0 | 0 | 0
crude oil | CAISO_CHP | MW | 0 | 0 | 0 | 0 | 0 | 0 | 0 | 2194.79 | 2155.54 | 2107.34 | 1997.4 | 1892.1 | 0 | 1892.1 | 0 | 1892.1 | 0 | 1513.68 | 0 | 0 | 946.05 | 0 | 0 | 0 | 0 | 0 | 0 | 0 | 0 | 0 | 0 | 0 | 0 | 0 | 0 | 0
hard coal | CAISO_Coal | MW | 0 | 0 | 0 | 0 | 0 | 0 | 0 | 480 | 480 | 480 | 0 | 0 | 0 | 0 | 0 | 0 | 0 | 0 | 0 | 0 | 0 | 0 | 0 | 0 | 0 | 0 | 0 | 0 | 0 | 0 | 0 | 0 | 0 | 0 | 0 | 0
nuclear | CAISO_Nuclear | MW | 0 | 0 | 0 | 0 | 0 | 0 | 0 | 2935 | 2935 | 1785 | 635 | 635 | 0 | 635 | 0 | 635 | 0 | 635 | 0 | 0 | 635 | 0 | 0 | 0 | 0 | 635 | 0 | 0 | 0 | 0 | 635 | 0 | 0 | 0 | 0 | 0
hydro | Hydro | MW | 0 | 0 | 0 | 0 | 0 | 0 | 0 | 7073.36 | 7073.36 | 7073.36 | 7073.36 | 7073.36 | 0 | 7073.36 | 0 | 7072.77 | 0 | 7072.77 | 0 | 0 | 7072.77 | 0 | 0 | 0 | 0 | 7072.77 | 0 | 0 | 0 | 0 | 7072.77 | 0 | 0 | 0 | 0 | 0
hydro | Hydro_NW_CAISO | MW | 0 | 0 | 0 | 0 | 0 | 0 | 0 | 2851.77 | 2851.77 | 2851.77 | 2851.77 | 2851.77 | 0 | 2851.77 | 0 | 2851.77 | 0 | 2851.77 | 0 | 0 | 2851.77 | 0 | 0 | 0 | 0 | 2851.77 | 0 | 0 | 0 | 0 | 2851.77 | 0 | 0 | 0 | 0 | 0
| CAISO_Conventional_DR | MW | 0 | 0 | 0 | 0 | 0 | 0 | 0 | 2346.75 | 2346.75 | 2548.01 | 2636.11 | 2636.11 | 0 | 2636.11 | 0 | 2636.11 | 0 | 2636.11 | 0 | 0 | 2636.11 | 0 | 0 | 0 | 0 | 2636.11 | 0 | 0 | 0 | 0 | 2636.11 | 0 | 0 | 0 | 0 | 0
| Customer_PV | MW | 0 | 0 | 0 | 0 | 0 | 0 | 0 | 12710.97 | 13991.86 | 15256.98 | 16483.22 | 17636.07 | 0 | 19753.25 | 0 | 21705.79 | 0 | 23794.82 | 0 | 0 | 26928.37 | 0 | 0 | 0 | 0 | 32150.94 | 0 | 0 | 0 | 0 | 37373.52 | 0 | 0 | 0 | 0 | 0
solar PV | Solar | MW | 0 | 0 | 0 | 0 | 0 | 0 | 0 | 18847.93 | 22965.83 | 24167.18 | 27416.8 | 27416.8 | 0 | 27813.63 | 0 | 30758.42 | 0 | 33922.3 | 0 | 0 | 43393.93 | 0 | 0 | 0 | 0 | 60133.25 | 0 | 0 | 0 | 0 | 88757.04 | 0 | 0 | 0 | 0 | 0
geothermal | Geothermal | MW | 0 | 0 | 0 | 0 | 0 | 0 | 0 | 1601.44 | 1701.44 | 1701.44 | 1701.44 | 1771.44 | 0 | 2747.15 | 0 | 2747.15 | 0 | 2747.15 | 0 | 0 | 2747.15 | 0 | 0 | 0 | 0 | 2747.15 | 0 | 0 | 0 | 0 | 3108.85 | 0 | 0 | 0 | 0 | 0
biomass | Biomass | MW | 0 | 0 | 0 | 0 | 0 | 0 | 0 | 843.8 | 874.94 | 893.06 | 917.06 | 917.06 | 0 | 944.01 | 0 | 942.11 | 0 | 942.11 | 0 | 0 | 942.11 | 0 | 0 | 0 | 0 | 942.11 | 0 | 0 | 0 | 0 | 942.11 | 0 | 0 | 0 | 0 | 0
hydro | Small_Hydro | MW | 0 | 0 | 0 | 0 | 0 | 0 | 0 | 958.33 | 958.33 | 958.33 | 958.33 | 958.33 | 0 | 958.33 | 0 | 958.33 | 0 | 958.33 | 0 | 0 | 958.33 | 0 | 0 | 0 | 0 | 958.33 | 0 | 0 | 0 | 0 | 958.33 | 0 | 0 | 0 | 0 | 0
onshore wind | Wind | MW | 0 | 0 | 0 | 0 | 0 | 0 | 0 | 8666.87 | 8688.98 | 9018.82 | 10501.47 | 10501.47 | 0 | 10501.47 | 0 | 10501.47 | 0 | 10501.47 | 0 | 0 | 10501.47 | 0 | 0 | 0 | 0 | 10501.47 | 0 | 0 | 0 | 0 | 12001.39 | 0 | 0 | 0 | 0 | 0
out of state | Wind OOS New Tx | MW | 0 | 0 | 0 | 0 | 0 | 0 | 0 | 0 | 0 | 0 | 0 | 0.03 | 0 | 0.06 | 0 | 1500.03 | 0 | 1500.03 | 0 | 0 | 1500.03 | 0 | 0 | 0 | 0 | 1970.2 | 0 | 0 | 0 | 0 | 1970.2 | 0 | 0 | 0 | 0 | 0
offshore wind | Offshore_Wind | MW | 0 | 0 | 0 | 0 | 0 | 0 | 0 | 0 | 0 | 0 | 0 | 120 | 0 | 195 | 0 | 195.01 | 0 | 1707.57 | 0 | 0 | 1728.08 | 0 | 0 | 0 | 0 | 1728.08 | 0 | 0 | 0 | 0 | 1728.08 | 0 | 0 | 0 | 0 | 0
| Pumped_Hydro | MW | 0 | 0 | 0 | 0 | 0 | 0 | 0 | 1898.5 | 1898.5 | 1898.5 | 1898.5 | 2094.5 | 0 | 2898.5 | 0 | 2898.78 | 0 | 2898.78 | 0 | 0 | 2898.78 | 0 | 0 | 0 | 0 | 2898.78 | 0 | 0 | 0 | 0 | 2898.78 | 0 | 0 | 0 | 0 | 0
| Li_Battery | MW | 0 | 0 | 0 | 0 | 0 | 0 | 0 | 4294.34 | 6501.27 | 11790.63 | 13296.34 | 13296.35 | 0 | 14057.34 | 0 | 14373.74 | 0 | 15549.88 | 0 | 0 | 19627.06 | 0 | 0 | 0 | 0 | 30507.55 | 0 | 0 | 0 | 0 | 42685.28 | 0 | 0 | 0 | 0 | 0
| BTM_Li_Battery | MW | 0 | 0 | 0 | 0 | 0 | 0 | 0 | 865.9 | 1062.1 | 1264.55 | 1473.03 | 1687.13 | 0 | 2130.51 | 0 | 2592.1 | 0 | 2592.1 | 0 | 0 | 2592.1 | 0 | 0 | 0 | 0 | 2592.1 | 0 | 0 | 0 | 0 | 2592.1 | 0 | 0 | 0 | 0 | 0
| Flow_Battery | MW
| Hydrogen_Electrolysis | MW | 0 | 0 | 0 | 0 | 0 | 0 | 0 | 0 | 0 | 0 | 0 | 0 | 0 | 0 | 0 | 0 | 0 | 0 | 0 | 0 | 0 | 0 | 0 | 0 | 0 | 0 | 0 | 0 | 0 | 0 | 0 | 0 | 0 | 0 | 0 | 0
| Flexible_Load | MW | 0 | 0 | 0 | 0 | 0 | 0 | 0 | 0 | 0 | 0 | 0 | 0 | 0 | 0 | 0 | 0 | 0 | 0 | 0 | 0 | 0 | 0 | 0 | 0 | 0 | 0 | 0 | 0 | 0 | 0 | 0 | 0 | 0 | 0 | 0 | 0
Selected Resources by Technology
| Technology | Unit | 2015 | 2016 | 2017 | 2018 | 2019 | 2020 | 2021 | 2022 | 2023 | 2024 | 2025 | 2026 | 2027 | 2028 | 2029 | 2030 | 2031 | 2032 | 2033 | 2034 | 2035 | 2036 | 2037 | 2038 | 2039 | 2040 | 2041 | 2042 | 2043 | 2044 | 2045 | 2046 | 2047 | 2048 | 2049 | 2050
natural gas nonpeaker | CAISO_ST | MW | 0 | 0 | 0 | 0 | 0 | 0 | 0 | 0 | 0 | 0 | 0 | 0 | 0 | 0 | 0 | 0 | 0 | 0 | 0 | 0 | 0 | 0 | 0 | 0 | 0 | 0 | 0 | 0 | 0 | 0 | 0 | 0 | 0 | 0 | 0 | 0
natural gas nonpeaker | CAISO_CCGT1 | MW | 0 | 0 | 0 | 0 | 0 | 0 | 0 | 0 | 0 | 0 | 0 | 0 | 0 | 0 | 0 | 0 | 0 | 0 | 0 | 0 | 0 | 0 | 0 | 0 | 0 | 0 | 0 | 0 | 0 | 0 | 0 | 0 | 0 | 0 | 0 | 0
natural gas nonpeaker | CAISO_CCGT2 | MW | 0 | 0 | 0 | 0 | 0 | 0 | 0 | 0 | 0 | 0 | 0 | 0 | 0 | 0 | 0 | 0 | 0 | 0 | 0 | 0 | 0 | 0 | 0 | 0 | 0 | 0 | 0 | 0 | 0 | 0 | 0 | 0 | 0 | 0 | 0 | 0
natural gas peaker | CAISO_Peaker1 | MW | 0 | 0 | 0 | 0 | 0 | 0 | 0 | 0 | 0 | 0 | 0 | 0 | 0 | 0 | 0 | 0 | 0 | 0 | 0 | 0 | 0 | 0 | 0 | 0 | 0 | 0 | 0 | 0 | 0 | 0 | 0 | 0 | 0 | 0 | 0 | 0
natural gas peaker | CAISO_Peaker2 | MW | 0 | 0 | 0 | 0 | 0 | 0 | 0 | 0 | 0 | 0 | 0 | 0 | 0 | 0 | 0 | 0 | 0 | 0 | 0 | 0 | 0 | 0 | 0 | 0 | 0 | 0 | 0 | 0 | 0 | 0 | 0 | 0 | 0 | 0 | 0 | 0
| CAISO_Advanced_CCGT | MW | 0 | 0 | 0 | 0 | 0 | 0 | 0 | 0 | 0 | 0 | 0 | 0 | 0 | 0.32 | 0 | 0.32 | 0 | 0.32 | 0 | 0 | 0.32 | 0 | 0 | 0 | 0 | 0.32 | 0 | 0 | 0 | 0 | 925.95 | 0 | 0 | 0 | 0 | 0
| CAISO_Aero_CT | MW | 0 | 0 | 0 | 0 | 0 | 0 | 0 | 0 | 0 | 0 | 0 | 0 | 0 | 0.07 | 0 | 0.07 | 0 | 0.07 | 0 | 0 | 0.07 | 0 | 0 | 0 | 0 | 0.07 | 0 | 0 | 0 | 0 | 0.07 | 0 | 0 | 0 | 0 | 0
natural gas nonpeaker | CAISO_Reciprocating_Engine | MW | 0 | 0 | 0 | 0 | 0 | 0 | 0 | 0 | 0 | 0 | 0 | 0 | 0 | 0 | 0 | 0 | 0 | 0 | 0 | 0 | 0 | 0 | 0 | 0 | 0 | 0 | 0 | 0 | 0 | 0 | 0 | 0 | 0 | 0 | 0 | 0
crude oil | CAISO_CHP | MW | 0 | 0 | 0 | 0 | 0 | 0 | 0 | 0 | 0 | 0 | 0 | 0 | 0 | 0 | 0 | 0 | 0 | 0 | 0 | 0 | 0 | 0 | 0 | 0 | 0 | 0 | 0 | 0 | 0 | 0 | 0 | 0 | 0 | 0 | 0 | 0
hard coal | CAISO_Coal | MW | 0 | 0 | 0 | 0 | 0 | 0 | 0 | 0 | 0 | 0 | 0 | 0 | 0 | 0 | 0 | 0 | 0 | 0 | 0 | 0 | 0 | 0 | 0 | 0 | 0 | 0 | 0 | 0 | 0 | 0 | 0 | 0 | 0 | 0 | 0 | 0
nuclear | CAISO_Nuclear | MW | 0 | 0 | 0 | 0 | 0 | 0 | 0 | 0 | 0 | 0 | 0 | 0 | 0 | 0 | 0 | 0 | 0 | 0 | 0 | 0 | 0 | 0 | 0 | 0 | 0 | 0 | 0 | 0 | 0 | 0 | 0 | 0 | 0 | 0 | 0 | 0
hydro | Hydro | MW | 0 | 0 | 0 | 0 | 0 | 0 | 0 | 0 | 0 | 0 | 0 | 0 | 0 | 0 | 0 | 0 | 0 | 0 | 0 | 0 | 0 | 0 | 0 | 0 | 0 | 0 | 0 | 0 | 0 | 0 | 0 | 0 | 0 | 0 | 0 | 0
hydro | Hydro_NW_CAISO | MW | 0 | 0 | 0 | 0 | 0 | 0 | 0 | 0 | 0 | 0 | 0 | 0 | 0 | 0 | 0 | 0 | 0 | 0 | 0 | 0 | 0 | 0 | 0 | 0 | 0 | 0 | 0 | 0 | 0 | 0 | 0 | 0 | 0 | 0 | 0 | 0
| CAISO_Conventional_DR | MW | 0 | 0 | 0 | 0 | 0 | 0 | 0 | 151.3 | 151.3 | 352.56 | 440.66 | 440.66 | 0 | 440.66 | 0 | 440.66 | 0 | 440.66 | 0 | 0 | 440.66 | 0 | 0 | 0 | 0 | 440.66 | 0 | 0 | 0 | 0 | 440.66 | 0 | 0 | 0 | 0 | 0
| Customer_PV | MW | 0 | 0 | 0 | 0 | 0 | 0 | 0 | 0 | 0 | 0 | 0 | 0 | 0 | 0 | 0 | 0 | 0 | 0 | 0 | 0 | 0 | 0 | 0 | 0 | 0 | 0 | 0 | 0 | 0 | 0 | 0 | 0 | 0 | 0 | 0 | 0
solar PV | Solar | MW | 0 | 0 | 0 | 0 | 0 | 0 | 0 | 3093.74 | 6549.04 | 7750.39 | 11000.01 | 11000.01 | 0 | 11396.84 | 0 | 14341.63 | 0 | 17505.51 | 0 | 0 | 26977.14 | 0 | 0 | 0 | 0 | 43716.46 | 0 | 0 | 0 | 0 | 72340.25 | 0 | 0 | 0 | 0 | 0
geothermal | Geothermal | MW | 0 | 0 | 0 | 0 | 0 | 0 | 0 | 14 | 114 | 114 | 114 | 184 | 0 | 1159.71 | 0 | 1159.71 | 0 | 1159.71 | 0 | 0 | 1159.71 | 0 | 0 | 0 | 0 | 1159.71 | 0 | 0 | 0 | 0 | 1521.41 | 0 | 0 | 0 | 0 | 0
biomass | Biomass | MW | 0 | 0 | 0 | 0 | 0 | 0 | 0 | 34.18 | 65.32 | 83.44 | 107.44 | 107.44 | 0 | 134.39 | 0 | 134.39 | 0 | 134.39 | 0 | 0 | 134.39 | 0 | 0 | 0 | 0 | 134.39 | 0 | 0 | 0 | 0 | 134.39 | 0 | 0 | 0 | 0 | 0
hydro | Small_Hydro | MW | 0 | 0 | 0 | 0 | 0 | 0 | 0 | 0 | 0 | 0 | 0 | 0 | 0 | 0 | 0 | 0 | 0 | 0 | 0 | 0 | 0 | 0 | 0 | 0 | 0 | 0 | 0 | 0 | 0 | 0 | 0 | 0 | 0 | 0 | 0 | 0
onshore wind | Wind | MW | 0 | 0 | 0 | 0 | 0 | 0 | 0 | 1696.75 | 1718.86 | 2048.7 | 3531.35 | 3531.35 | 0 | 3531.35 | 0 | 3531.35 | 0 | 3531.35 | 0 | 0 | 3531.35 | 0 | 0 | 0 | 0 | 3531.35 | 0 | 0 | 0 | 0 | 5031.27 | 0 | 0 | 0 | 0 | 0
out of state | Wind OOS New Tx | MW | 0 | 0 | 0 | 0 | 0 | 0 | 0 | 0 | 0 | 0 | 0 | 0.03 | 0 | 0.06 | 0 | 1500.03 | 0 | 1500.03 | 0 | 0 | 1500.03 | 0 | 0 | 0 | 0 | 1970.2 | 0 | 0 | 0 | 0 | 1970.2 | 0 | 0 | 0 | 0 | 0
offshore wind | Offshore_Wind | MW | 0 | 0 | 0 | 0 | 0 | 0 | 0 | 0 | 0 | 0 | 0 | 120 | 0 | 195 | 0 | 195.01 | 0 | 1707.57 | 0 | 0 | 1728.08 | 0 | 0 | 0 | 0 | 1728.08 | 0 | 0 | 0 | 0 | 1728.08 | 0 | 0 | 0 | 0 | 0
| Pumped_Hydro | MW | 0 | 0 | 0 | 0 | 0 | 0 | 0 | 0 | 0 | 0 | 0 | 196 | 0 | 1000 | 0 | 1000.28 | 0 | 1000.28 | 0 | 0 | 1000.28 | 0 | 0 | 0 | 0 | 1000.28 | 0 | 0 | 0 | 0 | 1000.28 | 0 | 0 | 0 | 0 | 0
| Li_Battery | MW | 0 | 0 | 0 | 0 | 0 | 0 | 0 | 2556.6 | 4595.53 | 9803.39 | 11309.1 | 11309.11 | 0 | 12070.1 | 0 | 12386.5 | 0 | 13562.64 | 0 | 0 | 17639.82 | 0 | 0 | 0 | 0 | 28520.31 | 0 | 0 | 0 | 0 | 40698.04 | 0 | 0 | 0 | 0 | 0
| BTM_Li_Battery | MW | 0 | 0 | 0 | 0 | 0 | 0 | 0 | 7.9 | 7.9 | 7.9 | 7.9 | 7.9 | 0 | 7.9 | 0 | 7.9 | 0 | 7.9 | 0 | 0 | 7.9 | 0 | 0 | 0 | 0 | 7.9 | 0 | 0 | 0 | 0 | 7.9 | 0 | 0 | 0 | 0 | 0
| Flow_Battery | MW | 0 | 0 | 0 | 0 | 0 | 0 | 0 | 0.04 | 0.07 | 0.12 | 0.12 | 0.12 | 0 | 0.13 | 0 | 0.13 | 0 | 0.13 | 0 | 0 | 0.13 | 0 | 0 | 0 | 0 | 0.13 | 0 | 0 | 0 | 0 | 0.13 | 0 | 0 | 0 | 0 | 0
| Hydrogen_Electrolysis | MW | 0 | 0 | 0 | 0 | 0 | 0 | 0 | 0 | 0 | 0 | 0 | 0 | 0 | 0 | 0 | 0 | 0 | 0 | 0 | 0 | 0 | 0 | 0 | 0 | 0 | 0 | 0 | 0 | 0 | 0 | 0 | 0 | 0 | 0 | 0 | 0
| Flexible_Load | MW | 0 | 0 | 0 | 0 | 0 | 0 | 0 | 0 | 0 | 0 | 0 | 0 | 0 | 0 | 0 | 0 | 0 | 0 | 0 | 0 | 0 | 0 | 0 | 0 | 0 | 0 | 0 | 0 | 0 | 0 | 0 | 0 | 0 | 0 | 0 | 0
Baseline Resources by Technology
| Technology | Unit | 2015 | 2016 | 2017 | 2018 | 2019 | 2020 | 2021 | 2022 | 2023 | 2024 | 2025 | 2026 | 2027 | 2028 | 2029 | 2030 | 2031 | 2032 | 2033 | 2034 | 2035 | 2036 | 2037 | 2038 | 2039 | 2040 | 2041 | 2042 | 2043 | 2044 | 2045 | 2046 | 2047 | 2048 | 2049 | 2050
natural gas nonpeaker | CAISO_ST | MW | 0 | 0 | 0 | 0 | 0 | 0 | 0 | 2882.89 | 2882.89 | 0 | 0 | 0 | 0 | 0 | 0 | 0 | 0 | 0 | 0 | 0 | 0 | 0 | 0 | 0 | 0 | 0 | 0 | 0 | 0 | 0 | 0 | 0 | 0 | 0 | 0 | 0
natural gas nonpeaker | CAISO_CCGT1 | MW | 0 | 0 | 0 | 0 | 0 | 0 | 0 | 13449.12 | 13449.12 | 13449.12 | 13449.12 | 13499.52 | 0 | 13499.52 | 0 | 13499.52 | 0 | 13499.52 | 0 | 0 | 13499.52 | 0 | 0 | 0 | 0 | 13499.52 | 0 | 0 | 0 | 0 | 13499.52 | 0 | 0 | 0 | 0 | 0
natural gas nonpeaker | CAISO_CCGT2 | MW | 0 | 0 | 0 | 0 | 0 | 0 | 0 | 2921.22 | 2921.22 | 2921.22 | 2921.22 | 2921.22 | 0 | 2921.22 | 0 | 2921.22 | 0 | 2921.22 | 0 | 0 | 2921.22 | 0 | 0 | 0 | 0 | 2921.22 | 0 | 0 | 0 | 0 | 2921.22 | 0 | 0 | 0 | 0 | 0
natural gas peaker | CAISO_Peaker1 | MW | 0 | 0 | 0 | 0 | 0 | 0 | 0 | 4995.92 | 4995.92 | 4995.92 | 4940.72 | 4940.72 | 0 | 4940.72 | 0 | 4940.72 | 0 | 4940.72 | 0 | 0 | 4940.72 | 0 | 0 | 0 | 0 | 4940.72 | 0 | 0 | 0 | 0 | 4940.72 | 0 | 0 | 0 | 0 | 0
natural gas peaker | CAISO_Peaker2 | MW | 0 | 0 | 0 | 0 | 0 | 0 | 0 | 3462.64 | 3462.64 | 3462.64 | 3225.12 | 3125.37 | 0 | 3125.37 | 0 | 3125.37 | 0 | 3125.37 | 0 | 0 | 3125.37 | 0 | 0 | 0 | 0 | 3125.37 | 0 | 0 | 0 | 0 | 3125.37 | 0 | 0 | 0 | 0 | 0
| CAISO_Advanced_CCGT | MW | 0 | 0 | 0 | 0 | 0 | 0 | 0 | 0 | 0 | 0 | 0 | 0 | 0 | 0 | 0 | 0 | 0 | 0 | 0 | 0 | 0 | 0 | 0 | 0 | 0 | 0 | 0 | 0 | 0 | 0 | 0 | 0 | 0 | 0 | 0 | 0
| CAISO_Aero_CT | MW | 0 | 0 | 0 | 0 | 0 | 0 | 0 | 0 | 0 | 0 | 0 | 0 | 0 | 0 | 0 | 0 | 0 | 0 | 0 | 0 | 0 | 0 | 0 | 0 | 0 | 0 | 0 | 0 | 0 | 0 | 0 | 0 | 0 | 0 | 0 | 0
natural gas nonpeaker | CAISO_Reciprocating_Engine | MW | 0 | 0 | 0 | 0 | 0 | 0 | 0 | 255.3 | 255.3 | 255.3 | 255.3 | 255.3 | 0 | 255.3 | 0 | 255.3 | 0 | 255.3 | 0 | 0 | 255.3 | 0 | 0 | 0 | 0 | 255.3 | 0 | 0 | 0 | 0 | 255.3 | 0 | 0 | 0 | 0 | 0
crude oil | CAISO_CHP | MW | 0 | 0 | 0 | 0 | 0 | 0 | 0 | 2194.79 | 2155.54 | 2107.34 | 1997.4 | 1892.1 | 0 | 1892.1 | 0 | 1892.1 | 0 | 1513.68 | 0 | 0 | 946.05 | 0 | 0 | 0 | 0 | 0 | 0 | 0 | 0 | 0 | 0 | 0 | 0 | 0 | 0 | 0
hard coal | CAISO_Coal | MW | 0 | 0 | 0 | 0 | 0 | 0 | 0 | 480 | 480 | 480 | 0 | 0 | 0 | 0 | 0 | 0 | 0 | 0 | 0 | 0 | 0 | 0 | 0 | 0 | 0 | 0 | 0 | 0 | 0 | 0 | 0 | 0 | 0 | 0 | 0 | 0
nuclear | CAISO_Nuclear | MW | 0 | 0 | 0 | 0 | 0 | 0 | 0 | 2935 | 2935 | 1785 | 635 | 635 | 0 | 635 | 0 | 635 | 0 | 635 | 0 | 0 | 635 | 0 | 0 | 0 | 0 | 635 | 0 | 0 | 0 | 0 | 635 | 0 | 0 | 0 | 0 | 0
hydro | Hydro | MW | 0 | 0 | 0 | 0 | 0 | 0 | 0 | 7073.36 | 7073.36 | 7073.36 | 7073.36 | 7073.36 | 0 | 7073.36 | 0 | 7072.77 | 0 | 7072.77 | 0 | 0 | 7072.77 | 0 | 0 | 0 | 0 | 7072.77 | 0 | 0 | 0 | 0 | 7072.77 | 0 | 0 | 0 | 0 | 0
hydro | Hydro_NW_CAISO | MW | 0 | 0 | 0 | 0 | 0 | 0 | 0 | 2851.77 | 2851.77 | 2851.77 | 2851.77 | 2851.77 | 0 | 2851.77 | 0 | 2851.77 | 0 | 2851.77 | 0 | 0 | 2851.77 | 0 | 0 | 0 | 0 | 2851.77 | 0 | 0 | 0 | 0 | 2851.77 | 0 | 0 | 0 | 0 | 0
| CAISO_Conventional_DR | MW | 0 | 0 | 0 | 0 | 0 | 0 | 0 | 2195.45 | 2195.45 | 2195.45 | 2195.45 | 2195.45 | 0 | 2195.45 | 0 | 2195.45 | 0 | 2195.45 | 0 | 0 | 2195.45 | 0 | 0 | 0 | 0 | 2195.45 | 0 | 0 | 0 | 0 | 2195.45 | 0 | 0 | 0 | 0 | 0
| Customer_PV | MW | 0 | 0 | 0 | 0 | 0 | 0 | 0 | 12710.97 | 13991.86 | 15256.98 | 16483.22 | 17636.07 | 0 | 19753.25 | 0 | 21705.79 | 0 | 23794.82 | 0 | 0 | 26928.37 | 0 | 0 | 0 | 0 | 32150.94 | 0 | 0 | 0 | 0 | 37373.52 | 0 | 0 | 0 | 0 | 0
solar PV | Solar | MW | 0 | 0 | 0 | 0 | 0 | 0 | 0 | 15754.19 | 16416.79 | 16416.79 | 16416.79 | 16416.79 | 0 | 16416.79 | 0 | 16416.79 | 0 | 16416.79 | 0 | 0 | 16416.79 | 0 | 0 | 0 | 0 | 16416.79 | 0 | 0 | 0 | 0 | 16416.79 | 0 | 0 | 0 | 0 | 0
geothermal | Geothermal | MW | 0 | 0 | 0 | 0 | 0 | 0 | 0 | 1587.44 | 1587.44 | 1587.44 | 1587.44 | 1587.44 | 0 | 1587.44 | 0 | 1587.44 | 0 | 1587.44 | 0 | 0 | 1587.44 | 0 | 0 | 0 | 0 | 1587.44 | 0 | 0 | 0 | 0 | 1587.44 | 0 | 0 | 0 | 0 | 0
biomass | Biomass | MW | 0 | 0 | 0 | 0 | 0 | 0 | 0 | 809.62 | 809.62 | 809.62 | 809.62 | 809.62 | 0 | 809.62 | 0 | 807.72 | 0 | 807.72 | 0 | 0 | 807.72 | 0 | 0 | 0 | 0 | 807.72 | 0 | 0 | 0 | 0 | 807.72 | 0 | 0 | 0 | 0 | 0
hydro | Small_Hydro | MW | 0 | 0 | 0 | 0 | 0 | 0 | 0 | 958.33 | 958.33 | 958.33 | 958.33 | 958.33 | 0 | 958.33 | 0 | 958.33 | 0 | 958.33 | 0 | 0 | 958.33 | 0 | 0 | 0 | 0 | 958.33 | 0 | 0 | 0 | 0 | 958.33 | 0 | 0 | 0 | 0 | 0
onshore wind | Wind | MW | 0 | 0 | 0 | 0 | 0 | 0 | 0 | 6970.12 | 6970.12 | 6970.12 | 6970.12 | 6970.12 | 0 | 6970.12 | 0 | 6970.12 | 0 | 6970.12 | 0 | 0 | 6970.12 | 0 | 0 | 0 | 0 | 6970.12 | 0 | 0 | 0 | 0 | 6970.12 | 0 | 0 | 0 | 0 | 0
out of state | Wind OOS New Tx | MW | 0 | 0 | 0 | 0 | 0 | 0 | 0 | 0 | 0 | 0 | 0 | 0 | 0 | 0 | 0 | 0 | 0 | 0 | 0 | 0 | 0 | 0 | 0 | 0 | 0 | 0 | 0 | 0 | 0 | 0 | 0 | 0 | 0 | 0 | 0 | 0
offshore wind | Offshore_Wind | MW | 0 | 0 | 0 | 0 | 0 | 0 | 0 | 0 | 0 | 0 | 0 | 0 | 0 | 0 | 0 | 0 | 0 | 0 | 0 | 0 | 0 | 0 | 0 | 0 | 0 | 0 | 0 | 0 | 0 | 0 | 0 | 0 | 0 | 0 | 0 | 0
| Pumped_Hydro | MW | 0 | 0 | 0 | 0 | 0 | 0 | 0 | 1898.5 | 1898.5 | 1898.5 | 1898.5 | 1898.5 | 0 | 1898.5 | 0 | 1898.5 | 0 | 1898.5 | 0 | 0 | 1898.5 | 0 | 0 | 0 | 0 | 1898.5 | 0 | 0 | 0 | 0 | 1898.5 | 0 | 0 | 0 | 0 | 0
| Li_Battery | MW | 0 | 0 | 0 | 0 | 0 | 0 | 0 | 1737.74 | 1905.74 | 1987.24 | 1987.24 | 1987.24 | 0 | 1987.24 | 0 | 1987.24 | 0 | 1987.24 | 0 | 0 | 1987.24 | 0 | 0 | 0 | 0 | 1987.24 | 0 | 0 | 0 | 0 | 1987.24 | 0 | 0 | 0 | 0 | 0
| BTM_Li_Battery | MW | 0 | 0 | 0 | 0 | 0 | 0 | 0 | 858 | 1054.2 | 1256.65 | 1465.13 | 1679.23 | 0 | 2122.61 | 0 | 2584.2 | 0 | 2584.2 | 0 | 0 | 2584.2 | 0 | 0 | 0 | 0 | 2584.2 | 0 | 0 | 0 | 0 | 2584.2 | 0 | 0 | 0 | 0 | 0
| Flow_Battery | MW | [5 empty] | 0 | 0 | -0.04 | -0.07 | -0.12 | -0.12 | -0.12 | 0 | -0.13 | 0 | -0.13 | 0 | -0.13 | 0 | 0 | -0.13 | 0 | 0 | 0 | 0 | -0.13 | 0 | 0 | 0 | 0 | -0.13 | 0 | 0 | 0 | 0 | 0
| Hydrogen_Electrolysis | MW | 0 | 0 | 0 | 0 | 0 | 0 | 0 | 0 | 0 | 0 | 0 | 0 | 0 | 0 | 0 | 0 | 0 | 0 | 0 | 0 | 0 | 0 | 0 | 0 | 0 | 0 | 0 | 0 | 0 | 0 | 0 | 0 | 0 | 0 | 0 | 0
| Flexible_Load | MW | 0 | 0 | 0 | 0 | 0 | 0 | 0 | 0 | 0 | 0 | 0 | 0 | 0 | 0 | 0 | 0 | 0 | 0 | 0 | 0 | 0 | 0 | 0 | 0 | 0 | 0 | 0 | 0 | 0 | 0 | 0 | 0 | 0 | 0 | 0 | 0
CAISO Energy Balance
Note: this rolls up all resources balanced in the CAISO zone, including resources that are contracted to other zones, e.g. BANC.
It does not include resources that are contracted to CAISO but balanced in another zone, except Hydro NW CAISO
Generation by Technology
| Technology | Unit | 2015 | 2016 | 2017 | 2018 | 2019 | 2020 | 2021 | 2022 | 2023 | 2024 | 2025 | 2026 | 2027 | 2028 | 2029 | 2030 | 2031 | 2032 | 2033 | 2034 | 2035 | 2036 | 2037 | 2038 | 2039 | 2040 | 2041 | 2042 | 2043 | 2044 | 2045 | 2046 | 2047 | 2048 | 2049 | 2050
| CAISO_ST | GWh | 0 | 0 | 0 | 0 | 0 | 0 | 0 | 1.1662 | 1.1135 | 0 | 0 | 0 | 0 | 0 | 0 | 0 | 0 | 0 | 0 | 0 | 0 | 0 | 0 | 0 | 0 | 0 | 0 | 0 | 0 | 0 | 0 | 0 | 0 | 0 | 0 | 0
| CAISO_CCGT1 | GWh | 0 | 0 | 0 | 0 | 0 | 0 | 0 | 50069.7118 | 43129.3884 | 48230.4278 | 45875.0314 | 46259.6714 | 0 | 39835.3708 | 0 | 32108.8655 | 0 | 30911.0226 | 0 | 0 | 31684.6998 | 0 | 0 | 0 | 0 | 31366.9067 | 0 | 0 | 0 | 0 | 24840.1234 | 0 | 0 | 0 | 0 | 0
| CAISO_CCGT2 | GWh | 0 | 0 | 0 | 0 | 0 | 0 | 0 | 2.3828 | 2.2641 | 2.3283 | 2.3604 | 1.6676 | 0 | 1.2909 | 0 | 1.0154 | 0 | 0.68021 | 0 | 0 | 0.45912 | 0 | 0 | 0 | 0 | 0.39951 | 0 | 0 | 0 | 0 | 0.070391 | 0 | 0 | 0 | 0 | 0
| CAISO_Peaker1 | GWh | 0 | 0 | 0 | 0 | 0 | 0 | 0 | 432.3151 | 271.3619 | 3.5153 | 1.1465 | 0.86317 | 0 | 0.60042 | 0 | 0.50159 | 0 | 0.34757 | 0 | 0 | 0.23555 | 0 | 0 | 0 | 0 | 0.19026 | 0 | 0 | 0 | 0 | 0.028302 | 0 | 0 | 0 | 0 | 0
| CAISO_Peaker2 | GWh | 0 | 0 | 0 | 0 | 0 | 0 | 0 | 0.49799 | 0.50482 | 0.53278 | 0.55935 | 0.40057 | 0 | 0.31148 | 0 | 0.24926 | 0 | 0.16929 | 0 | 0 | 0.11753 | 0 | 0 | 0 | 0 | 0.099668 | 0 | 0 | 0 | 0 | 0.0085453 | 0 | 0 | 0 | 0 | 0
| CAISO_Advanced_CCGT | GWh | 0 | 0 | 0 | 0 | 0 | 0 | 0 | 0 | 0 | 0 | 0 | 0 | 0 | 1.6702 | 0 | 1.5745 | 0 | 1.5535 | 0 | 0 | 1.5491 | 0 | 0 | 0 | 0 | 1.4867 | 0 | 0 | 0 | 0 | 3126.6913 | 0 | 0 | 0 | 0 | 0
| CAISO_Aero_CT | GWh | 0 | 0 | 0 | 0 | 0 | 0 | 0 | 0 | 0 | 0 | 0 | 0 | 0 | 0.26473 | 0 | 0.23543 | 0 | 0.19067 | 0 | 0 | 0.14673 | 0 | 0 | 0 | 0 | 0.12569 | 0 | 0 | 0 | 0 | 0.020712 | 0 | 0 | 0 | 0 | 0
| CAISO_Reciprocating_Engine | GWh | 0 | 0 | 0 | 0 | 0 | 0 | 0 | 60.9902 | 47.373 | 9.8927 | 10.4102 | 10.2889 | 0 | 9.5259 | 0 | 12.6193 | 0 | 12.0015 | 0 | 0 | 7.3849 | 0 | 0 | 0 | 0 | 11.1019 | 0 | 0 | 0 | 0 | 0.035493 | 0 | 0 | 0 | 0 | 0
| CAISO_CHP | GWh | 0 | 0 | 0 | 0 | 0 | 0 | 0 | 10401.3161 | 10215.3078 | 9986.8804 | 9465.8478 | 8966.8436 | 0 | 8966.8436 | 0 | 8966.8436 | 0 | 7173.4709 | 0 | 0 | 4483.4078 | 0 | 0 | 0 | 0 | 0 | 0 | 0 | 0 | 0 | 0 | 0 | 0 | 0 | 0 | 0
| CAISO_Coal | GWh | 0 | 0 | 0 | 0 | 0 | 0 | 0 | 2.0867 | 1.6818 | 1.9261 | 0 | 0 | 0 | 0 | 0 | 0 | 0 | 0 | 0 | 0 | 0 | 0 | 0 | 0 | 0 | 0 | 0 | 0 | 0 | 0 | 0 | 0 | 0 | 0 | 0 | 0
| CAISO_Nuclear | GWh | 0 | 0 | 0 | 0 | 0 | 0 | 0 | 23611.1228 | 23611.1228 | 14359.7459 | 5108.369 | 5108.369 | 0 | 5108.369 | 0 | 5108.369 | 0 | 5108.369 | 0 | 0 | 5108.369 | 0 | 0 | 0 | 0 | 5108.369 | 0 | 0 | 0 | 0 | 5108.369 | 0 | 0 | 0 | 0 | 0
| Hydro | GWh | 0 | 0 | 0 | 0 | 0 | 0 | 0 | 18705.762 | 18705.7615 | 18705.7627 | 18705.7645 | 18705.7612 | 0 | 18705.7639 | 0 | 18704.197 | 0 | 18704.1995 | 0 | 0 | 18704.2007 | 0 | 0 | 0 | 0 | 18704.204 | 0 | 0 | 0 | 0 | 18704.1959 | 0 | 0 | 0 | 0 | 0
| Hydro_NW_CAISO | GWh | 0 | 0 | 0 | 0 | 0 | 0 | 0 | 11492.5068 | 11384.1718 | 11429.3951 | 11347.4712 | 11331.2296 | 0 | 11291.1304 | 0 | 11292.6104 | 0 | 11109.3281 | 0 | 0 | 11081.5292 | 0 | 0 | 0 | 0 | 10477.3456 | 0 | 0 | 0 | 0 | 8318.7177 | 0 | 0 | 0 | 0 | 0
| CAISO_Conventional_DR | GWh | 0 | 0 | 0 | 0 | 0 | 0 | 0 | 0 | 0 | 0 | 0 | 0 | 0 | 0 | 0 | 0 | 0 | 0 | 0 | 0 | 0 | 0 | 0 | 0 | 0 | 0 | 0 | 0 | 0 | 0 | 0 | 0 | 0 | 0 | 0 | 0
| Customer_PV | GWh | 0 | 0 | 0 | 0 | 0 | 0 | 0 | 24128.2892 | 26559.7013 | 28961.1994 | 31288.863 | 33477.2421 | 0 | 37496.1202 | 0 | 41202.4926 | 0 | 45167.9457 | 0 | 0 | 51116.1221 | 0 | 0 | 0 | 0 | 61029.7517 | 0 | 0 | 0 | 0 | 70943.3785 | 0 | 0 | 0 | 0 | 0
| Solar | GWh | 0 | 0 | 0 | 0 | 0 | 0 | 0 | 47059.7579 | 57069.8161 | 61224.2652 | 69488.6224 | 69811.8585 | 0 | 70600.0956 | 0 | 77343.7859 | 0 | 84249.5109 | 0 | 0 | 108992.7749 | 0 | 0 | 0 | 0 | 151639.9086 | 0 | 0 | 0 | 0 | 206106.0342 | 0 | 0 | 0 | 0 | 0
| Geothermal | GWh | 0 | 0 | 0 | 0 | 0 | 0 | 0 | 8758.5984 | 9530.3544 | 9530.3544 | 9530.3544 | 10082.0592 | 0 | 17410.6752 | 0 | 17410.6752 | 0 | 17410.6752 | 0 | 0 | 17410.6752 | 0 | 0 | 0 | 0 | 17410.6752 | 0 | 0 | 0 | 0 | 19977.0924 | 0 | 0 | 0 | 0 | 0
| Biomass | GWh | 0 | 0 | 0 | 0 | 0 | 0 | 0 | 4411.0104 | 4642.8876 | 4777.8792 | 4956.5832 | 4956.5832 | 0 | 5157.1872 | 0 | 5147.5512 | 0 | 5147.5512 | 0 | 0 | 5147.5512 | 0 | 0 | 0 | 0 | 5147.5512 | 0 | 0 | 0 | 0 | 5147.6388 | 0 | 0 | 0 | 0 | 0
| Small_Hydro | GWh | 0 | 0 | 0 | 0 | 0 | 0 | 0 | 4257.8856 | 4257.8856 | 4257.8856 | 4257.8856 | 4257.8856 | 0 | 4257.8856 | 0 | 4257.8856 | 0 | 4257.8856 | 0 | 0 | 4257.8856 | 0 | 0 | 0 | 0 | 4257.8856 | 0 | 0 | 0 | 0 | 4257.8856 | 0 | 0 | 0 | 0 | 0
| Wind | GWh | 0 | 0 | 0 | 0 | 0 | 0 | 0 | 21766.9331 | 21584.8053 | 22870.3492 | 26649.6321 | 26723.6532 | 0 | 26636.824 | 0 | 26349.0431 | 0 | 26205.2697 | 0 | 0 | 25858.1129 | 0 | 0 | 0 | 0 | 25280.0581 | 0 | 0 | 0 | 0 | 26910.8312 | 0 | 0 | 0 | 0 | 0
| Wind OOS New Tx | GWh | 0 | 0 | 0 | 0 | 0 | 0 | 0 | 0 | 0 | 0 | 0 | 0.093445 | 0 | 0.16735 | 0 | 5679.4821 | 0 | 5646.8905 | 0 | 0 | 5621.9965 | 0 | 0 | 0 | 0 | 7303.6156 | 0 | 0 | 0 | 0 | 6913.8358 | 0 | 0 | 0 | 0 | 0
| Offshore_Wind | GWh | 0 | 0 | 0 | 0 | 0 | 0 | 0 | 0 | 0 | 0 | 0 | 494.3693 | 0 | 800.7547 | 0 | 811.4309 | 0 | 7116.4106 | 0 | 0 | 7182.9908 | 0 | 0 | 0 | 0 | 7070.6986 | 0 | 0 | 0 | 0 | 6647.0793 | 0 | 0 | 0 | 0 | 0
| Pumped_Hydro | GWh | 0 | 0 | 0 | 0 | 0 | 0 | 0 | -517.8546 | -691.1165 | -454.3113 | -597.1637 | -710.4835 | 0 | -1103.0331 | 0 | -1521.0451 | 0 | -1631.0897 | 0 | 0 | -1595.8426 | 0 | 0 | 0 | 0 | -1471.0228 | 0 | 0 | 0 | 0 | -1624.003 | 0 | 0 | 0 | 0 | 0
| Li_Battery | GWh | 0 | 0 | 0 | 0 | 0 | 0 | 0 | -910.1094 | -1584.0564 | -2628.773 | -3142.1376 | -3151.8698 | 0 | -3367.9463 | 0 | -3598.2654 | 0 | -4178.3638 | 0 | 0 | -6783.5773 | 0 | 0 | 0 | 0 | -11906.9593 | 0 | 0 | 0 | 0 | -18948.138 | 0 | 0 | 0 | 0 | 0
| BTM_Li_Battery | GWh | 0 | 0 | 0 | 0 | 0 | 0 | 0 | -127.4282 | -177.5458 | -189.4584 | -237.2406 | -267.4887 | 0 | -340.3653 | 0 | -435.4095 | 0 | -462.8576 | 0 | 0 | -484.5216 | 0 | 0 | 0 | 0 | -533.4859 | 0 | 0 | 0 | 0 | -698.6472 | 0 | 0 | 0 | 0 | 0
| Flow_Battery | GWh | 0 | 0 | 0 | 0 | 0 | 0 | 0 | -0.075472 | -0.082461 | -0.1685 | -0.17129 | -0.14117 | 0 | -0.13398 | 0 | -0.13204 | 0 | -0.12508 | 0 | 0 | -0.11129 | 0 | 0 | 0 | 0 | -0.10219 | 0 | 0 | 0 | 0 | -0.092689 | 0 | 0 | 0 | 0 | 0
| Imports (unspecified) | GWh | 0 | 0 | 0 | 0 | 0 | 0 | 0 | 18936.6982 | 21262.8223 | 21689.0169 | 23722.1768 | 24011.4912 | 0 | 24402.5774 | 0 | 24668.2604 | 0 | 23535.7232 | 0 | 0 | 19890.8947 | 0 | 0 | 0 | 0 | 15369.1863 | 0 | 0 | 0 | 0 | 3631.8028 | 0 | 0 | 0 | 0 | 0
| Exports | GWh | 0 | 0 | 0 | 0 | 0 | 0 | 0 | -2566.8973 | -3705.8961 | -2772.33 | -3269.4993 | -3977.9887 | 0 | -4902.6751 | 0 | -7067.8092 | 0 | -8902.5777 | 0 | 0 | -9040.0296 | 0 | 0 | 0 | 0 | -12100.7151 | 0 | 0 | 0 | 0 | -21392.4829 | 0 | 0 | 0 | 0 | 0
| Total Curtailment | GWh | 0 | 0 | 0 | 0 | 0 | 0 | 0 | -1470.8382 | -2838.1891 | -1307.5113 | -2532.5198 | -2206.143 | 0 | -2682.2518 | 0 | -4859.4368 | 0 | -7310.7398 | 0 | 0 | -10217.083 | 0 | 0 | 0 | 0 | -15489.7377 | 0 | 0 | 0 | 0 | -42655.1613 | 0 | 0 | 0 | 0 | 0
| Load | GWh | 0 | 0 | 0 | 0 | 0 | 0 | 0 | 238999.0063 | 245080.9701 | 249400.5902 | 252484.1977 | 255344.0258 | 0 | 260112.9323 | 0 | 265131.851 | 0 | 274919.5186 | 0 | 0 | 295851.6159 | 0 | 0 | 0 | 0 | 330738.4153 | 0 | 0 | 0 | 0 | 363495.3387 | 0 | 0 | 0 | 0 | 0
| Supply-Side Load | GWh | 0 | 0 | 0 | 0 | 0 | 0 | 0 | 214743.2888 | 218343.723 | 220249.9325 | 220958.0942 | 221599.2951 | 0 | 222276.4468 | 0 | 223493.9489 | 0 | 229288.7153 | 0 | 0 | 244250.9722 | 0 | 0 | 0 | 0 | 269175.1776 | 0 | 0 | 0 | 0 | 291853.313 | 0 | 0 | 0 | 0 | 0
| Net Imports | GWh | 0 | 0 | 0 | 0 | 0 | 0 | 0 | 16369.8009 | 17556.9262 | 18916.6868 | 20452.6775 | 20033.5024 | 0 | 19499.9023 | 0 | 17600.4512 | 0 | 14633.1454 | 0 | 0 | 10850.8651 | 0 | 0 | 0 | 0 | 3268.4712 | 0 | 0 | 0 | 0 | -17760.6801 | 0 | 0 | 0 | 0 | 0
| Load Plus Exports | GWh | 0 | 0 | 0 | 0 | 0 | 0 | 0 | 241565.9036 | 248786.8662 | 252172.9203 | 255753.6971 | 259322.0146 | 0 | 265015.6074 | 0 | 272199.6602 | 0 | 283822.0964 | 0 | 0 | 304891.6455 | 0 | 0 | 0 | 0 | 342839.1303 | 0 | 0 | 0 | 0 | 384887.8216 | 0 | 0 | 0 | 0 | 0
| Sum of Supply | GWh | 0 | 0 | 0 | 0 | 0 | 0 | 0 | 239976.6662 | 246119.6267 | 249996.3155 | 253164.8653 | 256092.3588 | 0 | 260969.2748 | 0 | 266445.0266 | 0 | 276584.1815 | 0 | 0 | 298647.021 | 0 | 0 | 0 | 0 | 334167.2746 | 0 | 0 | 0 | 0 | 367970.4757 | 0 | 0 | 0 | 0 | 0
| Sub-Hourly Imbalance | GWh | 0 | 0 | 0 | 0 | 0 | 0 | 0 | 331.7604 | 349.0824 | 366.4167 | 383.7633 | 401.1015 | 0 | 435.7845 | 0 | 470.4907 | 0 | 505.1707 | 0 | 0 | 557.2161 | 0 | 0 | 0 | 0 | 643.9539 | 0 | 0 | 0 | 0 | 730.7614 | 0 | 0 | 0 | 0 | 0
| Pipeline Biogas Generation (included in gas generation above) | GWh | 0 | 0 | 0 | 0 | 0 | 0 | 0 | 0 | 0 | 0 | 0 | 0 | 0 | 0 | 0 | 0 | 0 | 0 | 0 | 0 | 0 | 0 | 0 | 0 | 0 | 0 | 0 | 0 | 0 | 0 | 0 | 0 | 0 | 0 | 0 | 0
Aggregated Energy Balance
| CHP | GWh | 0 | 0 | 0 | 0 | 0 | 0 | 0 | 10401.3161 | 10215.3078 | 9986.8804 | 9465.8478 | 8966.8436 | 0 | 8966.8436 | 0 | 8966.8436 | 0 | 7173.4709 | 0 | 0 | 4483.4078 | 0 | 0 | 0 | 0 | 0 | 0 | 0 | 0 | 0 | 0 | 0 | 0 | 0 | 0 | 0
| Nuclear | GWh | 0 | 0 | 0 | 0 | 0 | 0 | 0 | 23611.1228 | 23611.1228 | 14359.7459 | 5108.369 | 5108.369 | 0 | 5108.369 | 0 | 5108.369 | 0 | 5108.369 | 0 | 0 | 5108.369 | 0 | 0 | 0 | 0 | 5108.369 | 0 | 0 | 0 | 0 | 5108.369 | 0 | 0 | 0 | 0 | 0
| Hydro | GWh | 0 | 0 | 0 | 0 | 0 | 0 | 0 | 18705.762 | 18705.7615 | 18705.7627 | 18705.7645 | 18705.7612 | 0 | 18705.7639 | 0 | 18704.197 | 0 | 18704.1995 | 0 | 0 | 18704.2007 | 0 | 0 | 0 | 0 | 18704.204 | 0 | 0 | 0 | 0 | 18704.1959 | 0 | 0 | 0 | 0 | 0
| Hydro_NW_CAISO | GWh | 0 | 0 | 0 | 0 | 0 | 0 | 0 | 11492.5068 | 11384.1718 | 11429.3951 | 11347.4712 | 11331.2296 | 0 | 11291.1304 | 0 | 11292.6104 | 0 | 11109.3281 | 0 | 0 | 11081.5292 | 0 | 0 | 0 | 0 | 10477.3456 | 0 | 0 | 0 | 0 | 8318.7177 | 0 | 0 | 0 | 0 | 0
| Gas | GWh | 0 | 0 | 0 | 0 | 0 | 0 | 0 | 50567.064 | 43452.0058 | 48246.6969 | 45889.5078 | 46272.8916 | 0 | 39849.0344 | 0 | 32125.061 | 0 | 30925.9654 | 0 | 0 | 31694.5928 | 0 | 0 | 0 | 0 | 31380.3104 | 0 | 0 | 0 | 0 | 27966.9782 | 0 | 0 | 0 | 0 | 0
| Coal | GWh | 0 | 0 | 0 | 0 | 0 | 0 | 0 | 2.0867 | 1.6818 | 1.9261 | 0 | 0 | 0 | 0 | 0 | 0 | 0 | 0 | 0 | 0 | 0 | 0 | 0 | 0 | 0 | 0 | 0 | 0 | 0 | 0 | 0 | 0 | 0 | 0 | 0 | 0
| Pipeline Biogas | GWh | 0 | 0 | 0 | 0 | 0 | 0 | 0 | 0 | 0 | 0 | 0 | 0 | 0 | 0 | 0 | 0 | 0 | 0 | 0 | 0 | 0 | 0 | 0 | 0 | 0 | 0 | 0 | 0 | 0 | 0 | 0 | 0 | 0 | 0 | 0 | 0
| Renewables | GWh | 0 | 0 | 0 | 0 | 0 | 0 | 0 | 110382.4746 | 123645.4503 | 131621.9329 | 146171.9407 | 149803.7445 | 0 | 162359.7099 | 0 | 178202.3466 | 0 | 195202.1394 | 0 | 0 | 225588.1093 | 0 | 0 | 0 | 0 | 279140.1447 | 0 | 0 | 0 | 0 | 346903.7758 | 0 | 0 | 0 | 0 | 0
| Storage Losses | GWh | 0 | 0 | 0 | 0 | 0 | 0 | 0 | -1555.4676 | -2452.8012 | -3272.7112 | -3976.7132 | -4129.9831 | 0 | -4811.4787 | 0 | -5554.8521 | 0 | -6272.4362 | 0 | 0 | -8864.0529 | 0 | 0 | 0 | 0 | -13911.5702 | 0 | 0 | 0 | 0 | -21270.8808 | 0 | 0 | 0 | 0 | 0
| Curtailment | GWh | 0 | 0 | 0 | 0 | 0 | 0 | 0 | -1470.8382 | -2838.1891 | -1307.5113 | -2532.5198 | -2206.143 | 0 | -2682.2518 | 0 | -4859.4368 | 0 | -7310.7398 | 0 | 0 | -10217.083 | 0 | 0 | 0 | 0 | -15489.7377 | 0 | 0 | 0 | 0 | -42655.1613 | 0 | 0 | 0 | 0 | 0
| Imports (unspecified) | GWh | 0 | 0 | 0 | 0 | 0 | 0 | 0 | 18936.6982 | 21262.8223 | 21689.0169 | 23722.1768 | 24011.4912 | 0 | 24402.5774 | 0 | 24668.2604 | 0 | 23535.7232 | 0 | 0 | 19890.8947 | 0 | 0 | 0 | 0 | 15369.1863 | 0 | 0 | 0 | 0 | 3631.8028 | 0 | 0 | 0 | 0 | 0
| Exports | GWh | 0 | 0 | 0 | 0 | 0 | 0 | 0 | -2566.8973 | -3705.8961 | -2772.33 | -3269.4993 | -3977.9887 | 0 | -4902.6751 | 0 | -7067.8092 | 0 | -8902.5777 | 0 | 0 | -9040.0296 | 0 | 0 | 0 | 0 | -12100.7151 | 0 | 0 | 0 | 0 | -21392.4829 | 0 | 0 | 0 | 0 | 0
| Load | GWh | 0 | 0 | 0 | 0 | 0 | 0 | 0 | 238999.0063 | 245080.9701 | 249400.5902 | 252484.1977 | 255344.0258 | 0 | 260112.9323 | 0 | 265131.851 | 0 | 274919.5186 | 0 | 0 | 295851.6159 | 0 | 0 | 0 | 0 | 330738.4153 | 0 | 0 | 0 | 0 | 363495.3387 | 0 | 0 | 0 | 0 | 0
Hourly and Sub-Hourly Generation Breakdown
| Technology | Unit | 2015 | 2016 | 2017 | 2018 | 2019 | 2020 | 2021 | 2022 | 2023 | 2024 | 2025 | 2026 | 2027 | 2028 | 2029 | 2030 | 2031 | 2032 | 2033 | 2034 | 2035 | 2036 | 2037 | 2038 | 2039 | 2040 | 2041 | 2042 | 2043 | 2044 | 2045 | 2046 | 2047 | 2048 | 2049 | 2050
| CAISO_CCGT1 | GWh | 0 | 0 | 0 | 0 | 0 | 0 | 0 | 49945.1823 | 43011.8008 | 48138.1358 | 45802.9662 | 46225.5604 | 0 | 39833.9815 | 0 | 32122.5 | 0 | 30917.2388 | 0 | 0 | 31646.8237 | 0 | 0 | 0 | 0 | 31367.124 | 0 | 0 | 0 | 0 | 24814.8831 | 0 | 0 | 0 | 0 | 0
| CAISO_CCGT2 | GWh | 0 | 0 | 0 | 0 | 0 | 0 | 0 | 2.3812 | 2.268 | 2.3327 | 2.3675 | 1.6759 | 0 | 1.2939 | 0 | 1.0166 | 0 | 0.68414 | 0 | 0 | 0.46012 | 0 | 0 | 0 | 0 | 0.40097 | 0 | 0 | 0 | 0 | 0.070554 | 0 | 0 | 0 | 0 | 0
| CAISO_Peaker1 | GWh | 0 | 0 | 0 | 0 | 0 | 0 | 0 | 369.7322 | 238.8829 | 3.3114 | 1.1359 | 0.85499 | 0 | 0.59889 | 0 | 0.50114 | 0 | 0.34697 | 0 | 0 | 0.23483 | 0 | 0 | 0 | 0 | 0.19014 | 0 | 0 | 0 | 0 | 0.028302 | 0 | 0 | 0 | 0 | 0
| CAISO_Peaker2 | GWh | 0 | 0 | 0 | 0 | 0 | 0 | 0 | 0.49731 | 0.50408 | 0.53276 | 0.55922 | 0.40014 | 0 | 0.31144 | 0 | 0.24918 | 0 | 0.16934 | 0 | 0 | 0.11758 | 0 | 0 | 0 | 0 | 0.099683 | 0 | 0 | 0 | 0 | 0.0085453 | 0 | 0 | 0 | 0 | 0
| CAISO_Advanced_CCGT | GWh | 0 | 0 | 0 | 0 | 0 | 0 | 0 | 0 | 0 | 0 | 0 | 0 | 0 | 1.6989 | 0 | 1.5929 | 0 | 1.5643 | 0 | 0 | 1.5593 | 0 | 0 | 0 | 0 | 1.4919 | 0 | 0 | 0 | 0 | 3127.1398 | 0 | 0 | 0 | 0 | 0
| CAISO_Aero_CT | GWh | 0 | 0 | 0 | 0 | 0 | 0 | 0 | 0 | 0 | 0 | 0 | 0 | 0 | 0.26473 | 0 | 0.23543 | 0 | 0.19067 | 0 | 0 | 0.14673 | 0 | 0 | 0 | 0 | 0.12569 | 0 | 0 | 0 | 0 | 0.020712 | 0 | 0 | 0 | 0 | 0
| CAISO_Reciprocating_Engine | GWh | 0 | 0 | 0 | 0 | 0 | 0 | 0 | 34.7592 | 28.2757 | 6.7825 | 7.2387 | 7.0493 | 0 | 6.4263 | 0 | 8.4439 | 0 | 7.6191 | 0 | 0 | 4.9085 | 0 | 0 | 0 | 0 | 5.8415 | 0 | 0 | 0 | 0 | 0.031817 | 0 | 0 | 0 | 0 | 0
| CAISO_ST | GWh | 0 | 0 | 0 | 0 | 0 | 0 | 0 | 1.1677 | 1.1175 | 0 | 0 | 0 | 0 | 0 | 0 | 0 | 0 | 0 | 0 | 0 | 0 | 0 | 0 | 0 | 0 | 0 | 0 | 0 | 0 | 0 | 0 | 0 | 0 | 0 | 0 | 0
| Li_Battery | GWh | 0 | 0 | 0 | 0 | 0 | 0 | 0 | -652.4288 | -1424.2492 | -2302.9824 | -2800.4515 | -2841.5585 | 0 | -3194.5336 | 0 | -3668.2947 | 0 | -4648.4531 | 0 | 0 | -8576.6424 | 0 | 0 | 0 | 0 | -14725.601 | 0 | 0 | 0 | 0 | -22729.4483 | 0 | 0 | 0 | 0 | 0
| BTM_Li_Battery | GWh | 0 | 0 | 0 | 0 | 0 | 0 | 0 | -127.4282 | -177.5458 | -189.4584 | -237.2406 | -267.4887 | 0 | -340.3653 | 0 | -435.4095 | 0 | -462.8576 | 0 | 0 | -484.5216 | 0 | 0 | 0 | 0 | -533.4859 | 0 | 0 | 0 | 0 | -698.6472 | 0 | 0 | 0 | 0 | 0
| Flow_Battery | GWh | 0 | 0 | 0 | 0 | 0 | 0 | 0 | -0.070196 | -0.082172 | -0.13805 | -0.14116 | -0.11587 | 0 | -0.10529 | 0 | -0.10862 | 0 | -0.10685 | 0 | 0 | -0.093483 | 0 | 0 | 0 | 0 | -0.092699 | 0 | 0 | 0 | 0 | -0.07789 | 0 | 0 | 0 | 0 | 0
| Pumped_Hydro | GWh | 0 | 0 | 0 | 0 | 0 | 0 | 0 | -613.5492 | -821.8742 | -499.5983 | -716.3712 | -870.0541 | 0 | -1309.2963 | 0 | -1911.7448 | 0 | -2036.6026 | 0 | 0 | -1926.2252 | 0 | 0 | 0 | 0 | -1587.3912 | 0 | 0 | 0 | 0 | -1885.2173 | 0 | 0 | 0 | 0 | 0
| Hydro | GWh | 0 | 0 | 0 | 0 | 0 | 0 | 0 | 17779.4606 | 17807.8086 | 17926.0268 | 17878.8895 | 17844.6309 | 0 | 17887.0916 | 0 | 17842.078 | 0 | 17913.002 | 0 | 0 | 18072.3574 | 0 | 0 | 0 | 0 | 18215.171 | 0 | 0 | 0 | 0 | 18296.2333 | 0 | 0 | 0 | 0 | 0
| CAISO_CCGT1 | GWh | 0 | 0 | 0 | 0 | 0 | 0 | 0 | 124.5295 | 117.5876 | 92.292 | 72.0651 | 34.111 | 0 | 1.3893 | 0 | -13.6344 | 0 | -6.2162 | 0 | 0 | 37.8761 | 0 | 0 | 0 | 0 | -0.21732 | 0 | 0 | 0 | 0 | 25.2403 | 0 | 0 | 0 | 0 | 0
| CAISO_CCGT2 | GWh | 0 | 0 | 0 | 0 | 0 | 0 | 0 | 0.0016053 | -0.0038796 | -0.0043837 | -0.0070249 | -0.0083173 | 0 | -0.0030074 | 0 | -0.0011792 | 0 | -0.0039235 | 0 | 0 | -0.0010013 | 0 | 0 | 0 | 0 | -0.0014665 | 0 | 0 | 0 | 0 | -0.00016318 | 0 | 0 | 0 | 0 | 0
| CAISO_Peaker1 | GWh | 0 | 0 | 0 | 0 | 0 | 0 | 0 | 62.5829 | 32.479 | 0.2039 | 0.01062 | 0.0081833 | 0 | 0.0015223 | 0 | 0.00045248 | 0 | 0.00059867 | 0 | 0 | 0.00072198 | 0 | 0 | 0 | 0 | 0.00011596 | 0 | 0 | 0 | 0 | 0 | 0 | 0 | 0 | 0 | 0
| CAISO_Peaker2 | GWh | 0 | 0 | 0 | 0 | 0 | 0 | 0 | 0.00068209 | 0.00074229 | 1.1029e-05 | 0.00012307 | 0.0004302 | 0 | 4.6774e-05 | 0 | 7.5233e-05 | 0 | -5.145e-05 | 0 | 0 | -5.1448e-05 | 0 | 0 | 0 | 0 | -1.4859e-05 | 0 | 0 | 0 | 0 | 0 | 0 | 0 | 0 | 0 | 0
| CAISO_Advanced_CCGT | GWh | 0 | 0 | 0 | 0 | 0 | 0 | 0 | 0 | 0 | 0 | 0 | 0 | 0 | -0.028649 | 0 | -0.01838 | 0 | -0.01078 | 0 | 0 | -0.010173 | 0 | 0 | 0 | 0 | -0.0052507 | 0 | 0 | 0 | 0 | -0.44845 | 0 | 0 | 0 | 0 | 0
| CAISO_Aero_CT | GWh | 0 | 0 | 0 | 0 | 0 | 0 | 0 | 0 | 0 | 0 | 0 | 0 | 0 | 0 | 0 | 0 | 0 | 0 | 0 | 0 | 0 | 0 | 0 | 0 | 0 | 0 | 0 | 0 | 0 | 0 | 0 | 0 | 0 | 0 | 0 | 0
| CAISO_Reciprocating_Engine | GWh | 0 | 0 | 0 | 0 | 0 | 0 | 0 | 26.231 | 19.0973 | 3.1102 | 3.1715 | 3.2396 | 0 | 3.0996 | 0 | 4.1754 | 0 | 4.3824 | 0 | 0 | 2.4765 | 0 | 0 | 0 | 0 | 5.2604 | 0 | 0 | 0 | 0 | 0.0036761 | 0 | 0 | 0 | 0 | 0
| CAISO_ST | GWh | 0 | 0 | 0 | 0 | 0 | 0 | 0 | -0.0015247 | -0.0039089 | 0 | 0 | 0 | 0 | 0 | 0 | 0 | 0 | 0 | 0 | 0 | 0 | 0 | 0 | 0 | 0 | 0 | 0 | 0 | 0 | 0 | 0 | 0 | 0 | 0 | 0 | 0
| Li_Battery | GWh | 0 | 0 | 0 | 0 | 0 | 0 | 0 | -257.6806 | -159.8072 | -325.7906 | -341.6861 | -310.3113 | 0 | -173.4126 | 0 | 70.0292 | 0 | 470.0893 | 0 | 0 | 1793.0651 | 0 | 0 | 0 | 0 | 2818.6417 | 0 | 0 | 0 | 0 | 3781.3104 | 0 | 0 | 0 | 0 | 0
| BTM_Li_Battery | GWh | 0 | 0 | 0 | 0 | 0 | 0 | 0 | 0 | 0 | 0 | 0 | 0 | 0 | 0 | 0 | 0 | 0 | 0 | 0 | 0 | 0 | 0 | 0 | 0 | 0 | 0 | 0 | 0 | 0 | 0 | 0 | 0 | 0 | 0 | 0 | 0
| Flow_Battery | GWh | 0 | 0 | 0 | 0 | 0 | 0 | 0 | -0.0052764 | -0.00028928 | -0.030455 | -0.030135 | -0.025295 | 0 | -0.028696 | 0 | -0.023427 | 0 | -0.018227 | 0 | 0 | -0.017808 | 0 | 0 | 0 | 0 | -0.0094863 | 0 | 0 | 0 | 0 | -0.014799 | 0 | 0 | 0 | 0 | 0
| Pumped_Hydro | GWh | 0 | 0 | 0 | 0 | 0 | 0 | 0 | 95.6946 | 130.7577 | 45.287 | 119.2074 | 159.5706 | 0 | 206.2631 | 0 | 390.6997 | 0 | 405.5129 | 0 | 0 | 330.3826 | 0 | 0 | 0 | 0 | 116.3684 | 0 | 0 | 0 | 0 | 261.2144 | 0 | 0 | 0 | 0 | 0
| Hydro | GWh | 0 | 0 | 0 | 0 | 0 | 0 | 0 | 926.3014 | 897.9529 | 779.7359 | 826.875 | 861.1303 | 0 | 818.6723 | 0 | 862.119 | 0 | 791.1974 | 0 | 0 | 631.8432 | 0 | 0 | 0 | 0 | 489.033 | 0 | 0 | 0 | 0 | 407.9626 | 0 | 0 | 0 | 0 | 0
| Subhourly Renewable Curtailment | GWh | 0 | 0 | 0 | 0 | 0 | 0 | 0 | -645.8939 | -688.9776 | -228.3868 | -295.8432 | -346.6136 | 0 | -420.1683 | 0 | -842.8558 | 0 | -1159.7628 | 0 | 0 | -2238.3991 | 0 | 0 | 0 | 0 | -2785.1162 | 0 | 0 | 0 | 0 | -3744.5065 | 0 | 0 | 0 | 0 | 0
| Wind and Solar Generation and Curtailment |  | 2046: 0; 2047: 0; 2048: 0; 2049: 0; 2050: 0
| Technology | Unit | 2015 | 2016 | 2017 | 2018 | 2019 | 2020 | 2021 | 2022 | 2023 | 2024 | 2025 | 2026 | 2027 | 2028 | 2029 | 2030 | 2031 | 2032 | 2033 | 2034 | 2035 | 2036 | 2037 | 2038 | 2039 | 2040 | 2041 | 2042 | 2043 | 2044 | 2045 | 2046 | 2047 | 2048 | 2049 | 2050
| Solar - Utility Scale Generation Potential (pre-curtailment) | GWh | 0 | 0 | 0 | 0 | 0 | 0 | 0 | 47959.5683 | 59110.5894 | 62112.9609 | 71293.0242 | 71328.4154 | 0 | 72470.3809 | 0 | 80846.4531 | 0 | 89735.3332 | 0 | 0 | 116763.6084 | 0 | 0 | 0 | 0 | 163856.8663 | 0 | 0 | 0 | 0 | 242284.2452 | 0 | 0 | 0 | 0 | 0
| Solar - Utility Scale Hourly Curtailment | GWh | 0 | 0 | 0 | 0 | 0 | 0 | 0 | -459.1578 | -1541.0252 | -722.59 | -1590.6449 | -1267.4197 | 0 | -1567.9647 | 0 | -2910.3514 | 0 | -4688.5141 | 0 | 0 | -6115.3026 | 0 | 0 | 0 | 0 | -10010.0153 | 0 | 0 | 0 | 0 | -33041.5181 | 0 | 0 | 0 | 0 | 0
| Solar - Utility Scale Sub-Hourly Curtailment | GWh | 0 | 0 | 0 | 0 | 0 | 0 | 0 | -440.6526 | -499.748 | -166.1057 | -213.7569 | -249.1371 | 0 | -302.3206 | 0 | -592.3159 | 0 | -797.3082 | 0 | 0 | -1655.5309 | 0 | 0 | 0 | 0 | -2206.9424 | 0 | 0 | 0 | 0 | -3136.6929 | 0 | 0 | 0 | 0 | 0
| Solar - Utility Scale Generation (post-curtailment) | GWh | 0 | 0 | 0 | 0 | 0 | 0 | 0 | 47059.7579 | 57069.8161 | 61224.2652 | 69488.6224 | 69811.8585 | 0 | 70600.0956 | 0 | 77343.7859 | 0 | 84249.5109 | 0 | 0 | 108992.7749 | 0 | 0 | 0 | 0 | 151639.9086 | 0 | 0 | 0 | 0 | 206106.0342 | 0 | 0 | 0 | 0 | 0
| Wind Generation Potential (pre-curtailment) | GWh | 0 | 0 | 0 | 0 | 0 | 0 | 0 | 22337.9609 | 22382.2211 | 23289.1647 | 27377.7501 | 27391.4132 | 0 | 27410.1757 | 0 | 33354.4973 | 0 | 33406.977 | 0 | 0 | 33586.3888 | 0 | 0 | 0 | 0 | 35409.6024 | 0 | 0 | 0 | 0 | 39435.1223 | 0 | 0 | 0 | 0 | 0
| Wind Hourly Curtailment | GWh | 0 | 0 | 0 | 0 | 0 | 0 | 0 | -365.7865 | -608.1863 | -356.5345 | -646.0317 | -571.9934 | 0 | -658.8388 | 0 | -1081.6027 | 0 | -1257.9922 | 0 | 0 | -1630.0753 | 0 | 0 | 0 | 0 | -2349.0066 | 0 | 0 | 0 | 0 | -5099.915 | 0 | 0 | 0 | 0 | 0
| Wind Sub-Hourly Curtailment | GWh | 0 | 0 | 0 | 0 | 0 | 0 | 0 | -205.2412 | -189.2296 | -62.2811 | -82.0863 | -95.6732 | 0 | -114.3455 | 0 | -244.3694 | 0 | -296.8246 | 0 | 0 | -476.2041 | 0 | 0 | 0 | 0 | -476.922 | 0 | 0 | 0 | 0 | -510.5403 | 0 | 0 | 0 | 0 | 0
| Wind Generation (post-curtailment) | GWh | 0 | 0 | 0 | 0 | 0 | 0 | 0 | 21766.9331 | 21584.8053 | 22870.3492 | 26649.6321 | 26723.7466 | 0 | 26636.9913 | 0 | 32028.5252 | 0 | 31852.1602 | 0 | 0 | 31480.1094 | 0 | 0 | 0 | 0 | 32583.6737 | 0 | 0 | 0 | 0 | 33824.667 | 0 | 0 | 0 | 0 | 0
| Offshore Wind Generation Potential (pre-curtailment) | GWh | 0 | 0 | 0 | 0 | 0 | 0 | 0 | 0 | 0 | 0 | 0 | 516.2889 | 0 | 839.5369 | 0 | 842.2283 | 0 | 7386.5112 | 0 | 0 | 7522.961 | 0 | 0 | 0 | 0 | 7517.55 | 0 | 0 | 0 | 0 | 7513.5742 | 0 | 0 | 0 | 0 | 0
| Offshore Wind Hourly Curtailment | GWh | 0 | 0 | 0 | 0 | 0 | 0 | 0 | 0 | 0 | 0 | 0 | -20.1163 | 0 | -35.2799 | 0 | -24.6269 | 0 | -204.4706 | 0 | 0 | -233.3059 | 0 | 0 | 0 | 0 | -345.5995 | 0 | 0 | 0 | 0 | -769.2216 | 0 | 0 | 0 | 0 | 0
| Offshore Wind Sub-Hourly Curtailment | GWh | 0 | 0 | 0 | 0 | 0 | 0 | 0 | 0 | 0 | 0 | 0 | -1.8033 | 0 | -3.5022 | 0 | -6.1705 | 0 | -65.63 | 0 | 0 | -106.6642 | 0 | 0 | 0 | 0 | -101.2518 | 0 | 0 | 0 | 0 | -97.2732 | 0 | 0 | 0 | 0 | 0
| Offshore Wind Generation (post-curtailment) | GWh | 0 | 0 | 0 | 0 | 0 | 0 | 0 | 0 | 0 | 0 | 0 | 494.3693 | 0 | 800.7547 | 0 | 811.4309 | 0 | 7116.4106 | 0 | 0 | 7182.9908 | 0 | 0 | 0 | 0 | 7070.6986 | 0 | 0 | 0 | 0 | 6647.0793 | 0 | 0 | 0 | 0 | 0
| Hourly Curtailment Total | GWh | 0 | 0 | 0 | 0 | 0 | 0 | 0 | -824.9443 | -2149.2115 | -1079.1245 | -2236.6766 | -1859.5294 | 0 | -2262.0834 | 0 | -4016.5809 | 0 | -6150.9769 | 0 | 0 | -7978.6839 | 0 | 0 | 0 | 0 | -12704.6215 | 0 | 0 | 0 | 0 | -38910.6548 | 0 | 0 | 0 | 0 | 0
| Total Curtailment (Hourly + Subhourly) | GWh | 0 | 0 | 0 | 0 | 0 | 0 | 0 | -1470.8382 | -2838.1891 | -1307.5113 | -2532.5198 | -2206.143 | 0 | -2682.2518 | 0 | -4859.4368 | 0 | -7310.7398 | 0 | 0 | -10217.083 | 0 | 0 | 0 | 0 | -15489.7377 | 0 | 0 | 0 | 0 | -42655.1613 | 0 | 0 | 0 | 0 | 0
| Total Post-Curtailment Generation | GWh | 0 | 0 | 0 | 0 | 0 | 0 | 0 | 68826.691 | 78654.6214 | 84094.6144 | 96138.2545 | 97029.9745 | 0 | 98037.8417 | 0 | 110183.742 | 0 | 123218.0817 | 0 | 0 | 147655.8751 | 0 | 0 | 0 | 0 | 191294.281 | 0 | 0 | 0 | 0 | 246577.7805 | 0 | 0 | 0 | 0 | 0
Storage Hourly and Subhourly Energy Balance
| Technology | Unit | 2015 | 2016 | 2017 | 2018 | 2019 | 2020 | 2021 | 2022 | 2023 | 2024 | 2025 | 2026 | 2027 | 2028 | 2029 | 2030 | 2031 | 2032 | 2033 | 2034 | 2035 | 2036 | 2037 | 2038 | 2039 | 2040 | 2041 | 2042 | 2043 | 2044 | 2045 | 2046 | 2047 | 2048 | 2049 | 2050
| Pumped_Hydro | net hourly GWh | 0 | 0 | 0 | 0 | 0 | 0 | 0 | -613.5492 | -821.8742 | -499.5983 | -716.3712 | -870.0541 | 0 | -1309.2963 | 0 | -1911.7448 | 0 | -2036.6026 | 0 | 0 | -1926.2252 | 0 | 0 | 0 | 0 | -1587.3912 | 0 | 0 | 0 | 0 | -1885.2173 | 0 | 0 | 0 | 0 | 0
| Li_Battery | net hourly GWh | 0 | 0 | 0 | 0 | 0 | 0 | 0 | -652.4288 | -1424.2492 | -2302.9824 | -2800.4515 | -2841.5585 | 0 | -3194.5336 | 0 | -3668.2947 | 0 | -4648.4531 | 0 | 0 | -8576.6424 | 0 | 0 | 0 | 0 | -14725.601 | 0 | 0 | 0 | 0 | -22729.4483 | 0 | 0 | 0 | 0 | 0
| BTM_Li_Battery | net hourly GWh | 0 | 0 | 0 | 0 | 0 | 0 | 0 | -127.4282 | -177.5458 | -189.4584 | -237.2406 | -267.4887 | 0 | -340.3653 | 0 | -435.4095 | 0 | -462.8576 | 0 | 0 | -484.5216 | 0 | 0 | 0 | 0 | -533.4859 | 0 | 0 | 0 | 0 | -698.6472 | 0 | 0 | 0 | 0 | 0
| Flow_Battery | net hourly GWh | 0 | 0 | 0 | 0 | 0 | 0 | 0 | -0.070196 | -0.082172 | -0.13805 | -0.14116 | -0.11587 | 0 | -0.10529 | 0 | -0.10862 | 0 | -0.10685 | 0 | 0 | -0.093483 | 0 | 0 | 0 | 0 | -0.092699 | 0 | 0 | 0 | 0 | -0.07789 | 0 | 0 | 0 | 0 | 0
| Pumped_Hydro | discharging hourly GWh | 0 | 0 | 0 | 0 | 0 | 0 | 0 | 90276.8293 | 120957.8312 | 74070.2206 | 99748.9577 | 110088.7744 | 0 | 125214.1427 | 0 | 250846.7073 | 0 | 356896.8568 | 0 | 0 | 361046.3083 | 0 | 0 | 0 | 0 | 309688.5873 | 0 | 0 | 0 | 0 | 628289.0239 | 0 | 0 | 0 | 0 | 0
| Li_Battery | discharging hourly GWh | 0 | 0 | 0 | 0 | 0 | 0 | 0 | 2494.438 | 4070.2607 | 5840.0852 | 6659.5353 | 6667.7361 | 0 | 6921.5823 | 0 | 7388.0881 | 0 | 8051.2324 | 0 | 0 | 11841.9106 | 0 | 0 | 0 | 0 | 23080.1664 | 0 | 0 | 0 | 0 | 28051.389 | 0 | 0 | 0 | 0 | 0
| BTM_Li_Battery | discharging hourly GWh | 0 | 0 | 0 | 0 | 0 | 0 | 0 | 722.1107 | 1006.102 | 1073.5963 | 1344.383 | 1515.766 | 0 | 1928.729 | 0 | 2467.3025 | 0 | 2622.8548 | 0 | 0 | 2745.6196 | 0 | 0 | 0 | 0 | 3023.0751 | 0 | 0 | 0 | 0 | 3958.9858 | 0 | 0 | 0 | 0 | 0
| Flow_Battery | discharging hourly GWh | 0 | 0 | 0 | 0 | 0 | 0 | 0 | 0.15709 | 0.20467 | 0.33479 | 0.33856 | 0.28912 | 0 | 0.26829 | 0 | 0.27451 | 0 | 0.26114 | 0 | 0 | 0.23005 | 0 | 0 | 0 | 0 | 0.22641 | 0 | 0 | 0 | 0 | 0.21243 | 0 | 0 | 0 | 0 | 0
| Pumped_Hydro | charging hourly GWh | 0 | 0 | 0 | 0 | 0 | 0 | 0 | 90890.3784 | 121779.7055 | 74569.8188 | 100465.3289 | 110958.8285 | 0 | 126523.439 | 0 | 252758.4521 | 0 | 358933.4593 | 0 | 0 | 362972.5335 | 0 | 0 | 0 | 0 | 311275.9785 | 0 | 0 | 0 | 0 | 630174.2412 | 0 | 0 | 0 | 0 | 0
| Li_Battery | charging hourly GWh | 0 | 0 | 0 | 0 | 0 | 0 | 0 | 3146.8668 | 5494.5099 | 8143.0676 | 9459.9868 | 9509.2946 | 0 | 10116.116 | 0 | 11056.3827 | 0 | 12699.6856 | 0 | 0 | 20418.5531 | 0 | 0 | 0 | 0 | 37805.7674 | 0 | 0 | 0 | 0 | 50780.8373 | 0 | 0 | 0 | 0 | 0
| BTM_Li_Battery | charging hourly GWh | 0 | 0 | 0 | 0 | 0 | 0 | 0 | 849.539 | 1183.6478 | 1263.0547 | 1581.6235 | 1783.2547 | 0 | 2269.0943 | 0 | 2902.7121 | 0 | 3085.7124 | 0 | 0 | 3230.1412 | 0 | 0 | 0 | 0 | 3556.561 | 0 | 0 | 0 | 0 | 4657.633 | 0 | 0 | 0 | 0 | 0
| Flow_Battery | charging hourly GWh | 0 | 0 | 0 | 0 | 0 | 0 | 0 | 0.22729 | 0.28684 | 0.47284 | 0.47972 | 0.405 | 0 | 0.37358 | 0 | 0.38313 | 0 | 0.36799 | 0 | 0 | 0.32354 | 0 | 0 | 0 | 0 | 0.31911 | 0 | 0 | 0 | 0 | 0.29032 | 0 | 0 | 0 | 0 | 0
| Pumped_Hydro | net subhourly GWh | 0 | 0 | 0 | 0 | 0 | 0 | 0 | 95.6946 | 130.7577 | 45.287 | 119.2074 | 159.5706 | 0 | 206.2631 | 0 | 390.6997 | 0 | 405.5129 | 0 | 0 | 330.3826 | 0 | 0 | 0 | 0 | 116.3684 | 0 | 0 | 0 | 0 | 261.2144 | 0 | 0 | 0 | 0 | 0
| Li_Battery | net subhourly GWh | 0 | 0 | 0 | 0 | 0 | 0 | 0 | -257.6806 | -159.8072 | -325.7906 | -341.6861 | -310.3113 | 0 | -173.4126 | 0 | 70.0292 | 0 | 470.0893 | 0 | 0 | 1793.0651 | 0 | 0 | 0 | 0 | 2818.6417 | 0 | 0 | 0 | 0 | 3781.3104 | 0 | 0 | 0 | 0 | 0
| BTM_Li_Battery | net subhourly GWh | 0 | 0 | 0 | 0 | 0 | 0 | 0 | 0 | 0 | 0 | 0 | 0 | 0 | 0 | 0 | 0 | 0 | 0 | 0 | 0 | 0 | 0 | 0 | 0 | 0 | 0 | 0 | 0 | 0 | 0 | 0 | 0 | 0 | 0 | 0 | 0
| Flow_Battery | net subhourly GWh | 0 | 0 | 0 | 0 | 0 | 0 | 0 | -0.0052764 | -0.00028928 | -0.030455 | -0.030135 | -0.025295 | 0 | -0.028696 | 0 | -0.023427 | 0 | -0.018227 | 0 | 0 | -0.017808 | 0 | 0 | 0 | 0 | -0.0094863 | 0 | 0 | 0 | 0 | -0.014799 | 0 | 0 | 0 | 0 | 0
| Pumped_Hydro | total GWh | 0 | 0 | 0 | 0 | 0 | 0 | 0 | -517.8546 | -691.1165 | -454.3113 | -597.1637 | -710.4835 | 0 | -1103.0331 | 0 | -1521.0451 | 0 | -1631.0897 | 0 | 0 | -1595.8426 | 0 | 0 | 0 | 0 | -1471.0228 | 0 | 0 | 0 | 0 | -1624.003 | 0 | 0 | 0 | 0 | 0
| Li_Battery | total GWh | 0 | 0 | 0 | 0 | 0 | 0 | 0 | -910.1094 | -1584.0564 | -2628.773 | -3142.1376 | -3151.8698 | 0 | -3367.9463 | 0 | -3598.2654 | 0 | -4178.3638 | 0 | 0 | -6783.5773 | 0 | 0 | 0 | 0 | -11906.9593 | 0 | 0 | 0 | 0 | -18948.138 | 0 | 0 | 0 | 0 | 0
| BTM_Li_Battery | total GWh | 0 | 0 | 0 | 0 | 0 | 0 | 0 | -127.4282 | -177.5458 | -189.4584 | -237.2406 | -267.4887 | 0 | -340.3653 | 0 | -435.4095 | 0 | -462.8576 |  |  | -484.5216 | 0 | 0 | 0 | 0 | -533.4859 | 0 | 0 | 0 | 0 | -698.6472 | 0 | 0 | 0 | 0 | 0
| Flow_Battery | total GWh | 0 | 0 | 0 | 0 | 0 | 0 | 0 | -0.075472 | -0.082461 | -0.1685 | -0.17129 | -0.14117 | 0 | -0.13398 | 0 | -0.13204 | 0 | -0.12508 | 0 | 0 | -0.11129 | 0 | 0 | 0 | 0 | -0.10219 | 0 | 0 | 0 | 0 | -0.092689 | 0 | 0 | 0 | 0 | 0
| Storage Losses Total | total GWh | 0 | 0 | 0 | 0 | 0 | 0 | 0 | -1555.4676 | -2452.8012 | -3272.7112 | -3976.7132 | -4129.9831 | 0 | -4811.4787 | 0 | -5554.8521 | 0 | -6272.4362 | 0 | 0 | -8864.0529 | 0 | 0 | 0 | 0 | -13911.5702 | 0 | 0 | 0 | 0 | -21270.8808 | 0 | 0 | 0 | 0 | 0
Capacity Not Retained
| Technology | Unit | 2015 | 2016 | 2017 | 2018 | 2019 | 2020 | 2021 | 2022 | 2023 | 2024 | 2025 | 2026 | 2027 | 2028 | 2029 | 2030 | 2031 | 2032 | 2033 | 2034 | 2035 | 2036 | 2037 | 2038 | 2039 | 2040 | 2041 | 2042 | 2043 | 2044 | 2045 | 2046 | 2047 | 2048 | 2049 | 2050
| CAISO_Coal | MW |  | 0 | 0 | 0 | 0 | 0 | 0 | 0 | 0 | 0 | 480 | 0 | 0 | 0 | 0 | 0 | 0 | 0 | 0 | 0 | 0 | 0 | 0 | 0 | 0 | 0 | 0 | 0 | 0 | 0 | 0 | 0 | 0 | 0 | 0 | 0
| CAISO_ST | MW |  | 0 | 0 | 0 | 0 | 0 | 0 | 0 | 0 | 0 | 0 | 0 | 0 | 0 | 0 | 0 | 0 | 0 | 0 | 0 | 0 | 0 | 0 | 0 | 0 | 0 | 0 | 0 | 0 | 0 | 0 | 0 | 0 | 0 | 0 | 0
| CAISO_CCGT1 | MW |  | 0 | 0 | 0 | 0 | 0 | 0 | 0 | 0 | 0 | 0 | 0 | 0 | 0 | 0 | 0 | 0 | 0 | 0 | 0 | 0 | 0 | 0 | 0 | 0 | 0 | 0 | 0 | 0 | 0 | 0 | 0 | 0 | 0 | 0 | 0
| CAISO_CCGT2 | MW |  | 0 | 0 | 0 | 0 | 0 | 0 | 0 | 0 | 0 | 0 | 0 | 0 | 0 | 0 | 0 | 0 | 0 | 0 | 0 | 0 | 0 | 0 | 0 | 0 | 0 | 0 | 0 | 0 | 0 | 0 | 0 | 0 | 0 | 0 | 0
| CAISO_Peaker1 | MW |  | 0 | 0 | 0 | 0 | 0 | 0 | 0 | 0 | 0 | 55.2 | 0 | 0 | 0 | 0 | 0 | 0 | 0 | 0 | 0 | 0 | 0 | 0 | 0 | 0 | 0 | 0 | 0 | 0 | 0 | 0 | 0 | 0 | 0 | 0 | 0
| CAISO_Peaker2 | MW |  | 0 | 0 | 0 | 0 | 0 | 0 | 0 | 0 | 0 | 237.52 | 99.75 | 0 | 0 | 0 | 0 | 0 | 0 | 0 | 0 | 0 | 0 | 0 | 0 | 0 | 0 | 0 | 0 | 0 | 0 | 0 | 0 | 0 | 0 | 0 | 0
| CAISO_Reciprocating_Engine | MW |  | 0 | 0 | 0 | 0 | 0 | 0 | 0 | 0 | 0 | 0 | 0 | 0 | 0 | 0 | 0 | 0 | 0 | 0 | 0 | 0 | 0 | 0 | 0 | 0 | 0 | 0 | 0 | 0 | 0 | 0 | 0 | 0 | 0 | 0 | 0
| Unretained Gas Capacity | MW |  | 0 | 0 | 0 | 0 | 0 | 0 | 0 | 0 | 0 | 292.72 | 99.75 | 0 | 0 | 0 | 0 | 0 | 0 | 0 | 0 | 0 | 0 | 0 | 0 | 0 | 0 | 0 | 0 | 0 | 0 | 0 | 0 | 0 | 0 | 0 | 0
| Total Unretained Capacity | MW |  | 0 | 0 | 0 | 0 | 0 | 0 | 0 | 0 | 0 | 772.72 | 99.75 | 0 | 0 | 0 | 0 | 0 | 0 | 0 | 0 | 0 | 0 | 0 | 0 | 0 | 0 | 0 | 0 | 0 | 0 | 0 | 0 | 0 | 0 | 0 | 0
Capacity Not Retained - Economic
| CAISO_Coal | MW |  | 0 | 0 | 0 | 0 | 0 | 0 | 0 | 0 | 0 | 0 | 0 | 0 | 0 | 0 | 0 | 0 | 0 | 0 | 0 | 0 | 0 | 0 | 0 | 0 | 0 | 0 | 0 | 0 | 0 | 0 | 0 | 0 | 0 | 0 | 0
| CAISO_ST | MW |  | 0 | 0 | 0 | 0 | 0 | 0 | 0 | 0 | 0 | 0 | 0 | 0 | 0 | 0 | 0 | 0 | 0 | 0 | 0 | 0 | 0 | 0 | 0 | 0 | 0 | 0 | 0 | 0 | 0 | 0 | 0 | 0 | 0 | 0 | 0
| CAISO_CCGT1 | MW |  | 0 | 0 | 0 | 0 | 0 | 0 | 0 | 0 | 0 | 0 | 0 | 0 | 0 | 0 | 0 | 0 | 0 | 0 | 0 | 0 | 0 | 0 | 0 | 0 | 0 | 0 | 0 | 0 | 0 | 0 | 0 | 0 | 0 | 0 | 0
| CAISO_CCGT2 | MW |  | 0 | 0 | 0 | 0 | 0 | 0 | 0 | 0 | 0 | 0 | 0 | 0 | 0 | 0 | 0 | 0 | 0 | 0 | 0 | 0 | 0 | 0 | 0 | 0 | 0 | 0 | 0 | 0 | 0 | 0 | 0 | 0 | 0 | 0 | 0
| CAISO_Peaker1 | MW |  | 0 | 0 | 0 | 0 | 0 | 0 | 0 | 0 | 0 | 0 | 0 | 0 | 0 | 0 | 0 | 0 | 0 | 0 | 0 | 0 | 0 | 0 | 0 | 0 | 0 | 0 | 0 | 0 | 0 | 0 | 0 | 0 | 0 | 0 | 0
| CAISO_Peaker2 | MW |  | 0 | 0 | 0 | 0 | 0 | 0 | 0 | 0 | 0 | 0 | 0 | 0 | 0 | 0 | 0 | 0 | 0 | 0 | 0 | 0 | 0 | 0 | 0 | 0 | 0 | 0 | 0 | 0 | 0 | 0 | 0 | 0 | 0 | 0 | 0
| CAISO_Reciprocating_Engine | MW |  | 0 | 0 | 0 | 0 | 0 | 0 | 0 | 0 | 0 | 0 | 0 | 0 | 0 | 0 | 0 | 0 | 0 | 0 | 0 | 0 | 0 | 0 | 0 | 0 | 0 | 0 | 0 | 0 | 0 | 0 | 0 | 0 | 0 | 0 | 0
| Unretained Gas Capacity - Economic | MW |  | 0 | 0 | 0 | 0 | 0 | 0 | 0 | 0 | 0 | 0 | 0 | 0 | 0 | 0 | 0 | 0 | 0 | 0 | 0 | 0 | 0 | 0 | 0 | 0 | 0 | 0 | 0 | 0 | 0 | 0 | 0 | 0 | 0 | 0 | 0
| Total Unretained Capacity - Economic | MW |  | 0 | 0 | 0 | 0 | 0 | 0 | 0 | 0 | 0 | 0 | 0 | 0 | 0 | 0 | 0 | 0 | 0 | 0 | 0 | 0 | 0 | 0 | 0 | 0 | 0 | 0 | 0 | 0 | 0 | 0 | 0 | 0 | 0 | 0 | 0
Capacity Not Retained - Planned
| CAISO_Coal | MW |  | 0 | 0 | 0 | 0 | 0 | 0 | 0 | 0 | 0 | 480 | 0 | 0 | 0 | 0 | 0 | 0 | 0 | 0 | 0 | 0 | 0 | 0 | 0 | 0 | 0 | 0 | 0 | 0 | 0 | 0 | 0 | 0 | 0 | 0 | 0
| CAISO_ST | MW |  | 0 | 0 | 0 | 0 | 0 | 0 | 0 | 0 | 0 | 0 | 0 | 0 | 0 | 0 | 0 | 0 | 0 | 0 | 0 | 0 | 0 | 0 | 0 | 0 | 0 | 0 | 0 | 0 | 0 | 0 | 0 | 0 | 0 | 0 | 0
| CAISO_CCGT1 | MW |  | 0 | 0 | 0 | 0 | 0 | 0 | 0 | 0 | 0 | 0 | 0 | 0 | 0 | 0 | 0 | 0 | 0 | 0 | 0 | 0 | 0 | 0 | 0 | 0 | 0 | 0 | 0 | 0 | 0 | 0 | 0 | 0 | 0 | 0 | 0
| CAISO_CCGT2 | MW |  | 0 | 0 | 0 | 0 | 0 | 0 | 0 | 0 | 0 | 0 | 0 | 0 | 0 | 0 | 0 | 0 | 0 | 0 | 0 | 0 | 0 | 0 | 0 | 0 | 0 | 0 | 0 | 0 | 0 | 0 | 0 | 0 | 0 | 0 | 0
| CAISO_Peaker1 | MW |  | 0 | 0 | 0 | 0 | 0 | 0 | 0 | 0 | 0 | 55.2 | 0 | 0 | 0 | 0 | 0 | 0 | 0 | 0 | 0 | 0 | 0 | 0 | 0 | 0 | 0 | 0 | 0 | 0 | 0 | 0 | 0 | 0 | 0 | 0 | 0
| CAISO_Peaker2 | MW |  | 0 | 0 | 0 | 0 | 0 | 0 | 0 | 0 | 0 | 237.52 | 99.75 | 0 | 0 | 0 | 0 | 0 | 0 | 0 | 0 | 0 | 0 | 0 | 0 | 0 | 0 | 0 | 0 | 0 | 0 | 0 | 0 | 0 | 0 | 0 | 0
| CAISO_Reciprocating_Engine | MW |  | 0 | 0 | 0 | 0 | 0 | 0 | 0 | 0 | 0 | 0 | 0 | 0 | 0 | 0 | 0 | 0 | 0 | 0 | 0 | 0 | 0 | 0 | 0 | 0 | 0 | 0 | 0 | 0 | 0 | 0 | 0 | 0 | 0 | 0 | 0
| Unretained Gas Capacity - Planned | MW |  | 0 | 0 | 0 | 0 | 0 | 0 | 0 | 0 | 0 | 292.72 | 99.75 | 0 | 0 | 0 | 0 | 0 | 0 | 0 | 0 | 0 | 0 | 0 | 0 | 0 | 0 | 0 | 0 | 0 | 0 | 0 | 0 | 0 | 0 | 0 | 0
| Planned Unretained Capacity - Planned | MW |  | 0 | 0 | 0 | 0 | 0 | 0 | 0 | 0 | 0 | 772.72 | 99.75 | 0 | 0 | 0 | 0 | 0 | 0 | 0 | 0 | 0 | 0 | 0 | 0 | 0 | 0 | 0 | 0 | 0 | 0 | 0 | 0 | 0 | 0 | 0 | 0
Capacity Not Retained - Plants without planned retirement only, cumulative
| CAISO_Coal | MW |  | 0 | 0 | 0 | 0 | 0 | 0 | 0 | 0 | 0 | 0 | 0 | 0 | 0 | 0 | 0 | 0 | 0 | 0 | 0 | 0 | 0 | 0 | 0 | 0 | 0 | 0 | 0 | 0 | 0 | 0 | 0 | 0 | 0 | 0 | 0
| CAISO_ST | MW |  | 0 | 0 | 0 | 0 | 0 | 0 | 0 | 0 | 0 | 0 | 0 | 0 | 0 | 0 | 0 | 0 | 0 | 0 | 0 | 0 | 0 | 0 | 0 | 0 | 0 | 0 | 0 | 0 | 0 | 0 | 0 | 0 | 0 | 0 | 0
| CAISO_CCGT1 | MW |  | 0 | 0 | 0 | 0 | 0 | 0 | 0 | 0 | 0 | 0 | 0 | 0 | 0 | 0 | 0 | 0 | 0 | 0 | 0 | 0 | 0 | 0 | 0 | 0 | 0 | 0 | 0 | 0 | 0 | 0 | 0 | 0 | 0 | 0 | 0
| CAISO_CCGT2 | MW |  | 0 | 0 | 0 | 0 | 0 | 0 | 0 | 0 | 0 | 0 | 0 | 0 | 0 | 0 | 0 | 0 | 0 | 0 | 0 | 0 | 0 | 0 | 0 | 0 | 0 | 0 | 0 | 0 | 0 | 0 | 0 | 0 | 0 | 0 | 0
| CAISO_Peaker1 | MW |  | 0 | 0 | 0 | 0 | 0 | 0 | 0 | 0 | 0 | 0 | 0 | 0 | 0 | 0 | 0 | 0 | 0 | 0 | 0 | 0 | 0 | 0 | 0 | 0 | 0 | 0 | 0 | 0 | 0 | 0 | 0 | 0 | 0 | 0 | 0
| CAISO_Peaker2 | MW |  | 0 | 0 | 0 | 0 | 0 | 0 | 0 | 0 | 0 | 0 | 0 | 0 | 0 | 0 | 0 | 0 | 0 | 0 | 0 | 0 | 0 | 0 | 0 | 0 | 0 | 0 | 0 | 0 | 0 | 0 | 0 | 0 | 0 | 0 | 0
| CAISO_Reciprocating_Engine | MW |  | 0 | 0 | 0 | 0 | 0 | 0 | 0 | 0 | 0 | 0 | 0 | 0 | 0 | 0 | 0 | 0 | 0 | 0 | 0 | 0 | 0 | 0 | 0 | 0 | 0 | 0 | 0 | 0 | 0 | 0 | 0 | 0 | 0 | 0 | 0
| Unretained Gas Capacity - Planned | MW |  | 0 | 0 | 0 | 0 | 0 | 0 | 0 | 0 | 0 | 0 | 0 | 0 | 0 | 0 | 0 | 0 | 0 | 0 | 0 | 0 | 0 | 0 | 0 | 0 | 0 | 0 | 0 | 0 | 0 | 0 | 0 | 0 | 0 | 0 | 0
| Planned Unretained Capacity - Planned | MW |  | 0 | 0 | 0 | 0 | 0 | 0 | 0 | 0 | 0 | 0 | 0 | 0 | 0 | 0 | 0 | 0 | 0 | 0 | 0 | 0 | 0 | 0 | 0 | 0 | 0 | 0 | 0 | 0 | 0 | 0 | 0 | 0 | 0 | 0 | 0
Thermal Fleet Capacity Factors
| Technology | Unit | 2015 | 2016 | 2017 | 2018 | 2019 | 2020 | 2021 | 2022 | 2023 | 2024 | 2025 | 2026 | 2027 | 2028 | 2029 | 2030 | 2031 | 2032 | 2033 | 2034 | 2035 | 2036 | 2037 | 2038 | 2039 | 2040 | 2041 | 2042 | 2043 | 2044 | 2045 | 2046 | 2047 | 2048 | 2049 | 2050
| CAISO_ST | % | 0% | 0% | 0% | 0% | 0% | 0% | 0% | 0.004618% | 0.004409% | 0% | 0% | 0% | 0% | 0% | 0% | 0% | 0% | 0% | 0% | 0% | 0% | 0% | 0% | 0% | 0% | 0% | 0% | 0% | 0% | 0% | 0% | 0% | 0% | 0% | 0% | 0%
| CAISO_CCGT1 | % | 0% | 0% | 0% | 0% | 0% | 0% | 0% | 42.5% | 36.61% | 40.94% | 38.94% | 39.12% | 0% | 33.69% | 0% | 27.15% | 0% | 26.14% | 0% | 0% | 26.79% | 0% | 0% | 0% | 0% | 26.52% | 0% | 0% | 0% | 0% | 21.01% | 0% | 0% | 0% | 0% | 0%
| CAISO_CCGT2 | % | 0% | 0% | 0% | 0% | 0% | 0% | 0% | 0.009311% | 0.008848% | 0.009099% | 0.009224% | 0.006517% | 0% | 0.005044% | 0% | 0.003968% | 0% | 0.002658% | 0% | 0% | 0.001794% | 0% | 0% | 0% | 0% | 0.001561% | 0% | 0% | 0% | 0% | 0.0002751% | 0% | 0% | 0% | 0% | 0%
| CAISO_Peaker1 | % | 0% | 0% | 0% | 0% | 0% | 0% | 0% | 0.9878% | 0.6201% | 0.008032% | 0.002649% | 0.001994% | 0% | 0.001387% | 0% | 0.001159% | 0% | 0.0008031% | 0% | 0% | 0.0005442% | 0% | 0% | 0% | 0% | 0.0004396% | 0% | 0% | 0% | 0% | 6.539e-05% | 0% | 0% | 0% | 0% | 0%
| CAISO_Peaker2 | % | 0% | 0% | 0% | 0% | 0% | 0% | 0% | 0.001642% | 0.001664% | 0.001756% | 0.00198% | 0.001463% | 0% | 0.001138% | 0% | 0.0009104% | 0% | 0.0006183% | 0% | 0% | 0.0004293% | 0% | 0% | 0% | 0% | 0.000364% | 0% | 0% | 0% | 0% | 3.121e-05% | 0% | 0% | 0% | 0% | 0%
| CAISO_Advanced_CCGT | % | 0% | 0% | 0% | 0% | 0% | 0% | 0% | 0% | 0% | 0% | 0% | 0% | 0% | 59.58% | 0% | 56.17% | 0% | 55.42% | 0% | 0% | 55.26% | 0% | 0% | 0% | 0% | 53.03% | 0% | 0% | 0% | 0% | 38.55% | 0% | 0% | 0% | 0% | 0%
| CAISO_Aero_CT | % | 0% | 0% | 0% | 0% | 0% | 0% | 0% | 0% | 0% | 0% | 0% | 0% | 0% | 43.17% | 0% | 38.39% | 0% | 31.09% | 0% | 0% | 23.93% | 0% | 0% | 0% | 0% | 20.5% | 0% | 0% | 0% | 0% | 3.378% | 0% | 0% | 0% | 0% | 0%
| CAISO_Reciprocating_Engine | % | 0% | 0% | 0% | 0% | 0% | 0% | 0% | 2.727% | 2.118% | 0.4423% | 0.4655% | 0.4601% | 0% | 0.4259% | 0% | 0.5643% | 0% | 0.5366% | 0% | 0% | 0.3302% | 0% | 0% | 0% | 0% | 0.4964% | 0% | 0% | 0% | 0% | 0.001587% | 0% | 0% | 0% | 0% | 0%
| CAISO_CHP | % | 0% | 0% | 0% | 0% | 0% | 0% | 0% | 54.1% | 54.1% | 54.1% | 54.1% | 54.1% | 0% | 54.1% | 0% | 54.1% | 0% | 54.1% | 0% | 0% | 54.1% | 0% | 0% | 0% | 0% | 0% | 0% | 0% | 0% | 0% | 0% | 0% | 0% | 0% | 0% | 0%
| CAISO_Coal | % | 0% | 0% | 0% | 0% | 0% | 0% | 0% | 0.04963% | 0.04% | 0.04581% | 0% | 0% | 0% | 0% | 0% | 0% | 0% | 0% | 0% | 0% | 0% | 0% | 0% | 0% | 0% | 0% | 0% | 0% | 0% | 0% | 0% | 0% | 0% | 0% | 0% | 0%
Thermal Fleet Number of Starts
| Technology | Unit | 2015 | 2016 | 2017 | 2018 | 2019 | 2020 | 2021 | 2022 | 2023 | 2024 | 2025 | 2026 | 2027 | 2028 | 2029 | 2030 | 2031 | 2032 | 2033 | 2034 | 2035 | 2036 | 2037 | 2038 | 2039 | 2040 | 2041 | 2042 | 2043 | 2044 | 2045 | 2046 | 2047 | 2048 | 2049 | 2050
| CAISO_ST | # starts per unit per day | 0 | 0 | 0 | 0 | 0 | 0 | 0 | 0.0089811 | 0.0093332 | 0 | 0 | 0 | 0 | 0 | 0 | 0 | 0 | 0 | 0 | 0 | 0 | 0 | 0 | 0 | 0 | 0 | 0 | 0 | 0 | 0 | 0 | 0 | 0 | 0 | 0 | 0
| CAISO_CCGT1 | # starts per unit per day | 0 | 0 | 0 | 0 | 0 | 0 | 0 | 0.43884 | 0.36468 | 0.19056 | 0.2851 | 0.43997 | 0 | 0.0032583 | 0 | 6.7361 | 0 | 33.7917 | 0 | 0 | 25.0517 | 0 | 0 | 0 | 0 | 12.6908 | 0 | 0 | 0 | 0 | 20.8656 | 0 | 0 | 0 | 0 | 0
| CAISO_CCGT2 | # starts per unit per day | 0 | 0 | 0 | 0 | 0 | 0 | 0 | 0.024293 | 0.025537 | 0.022241 | 0.0242 | 0.017279 | 0 | 0.013528 | 0 | 0.015096 | 0 | 0.012667 | 0 | 0 | 0.0086182 | 0 | 0 | 0 | 0 | 0.0069105 | 0 | 0 | 0 | 0 | 0.001656 | 0 | 0 | 0 | 0 | 0
| CAISO_Peaker1 | # starts per unit per day | 0 | 0 | 0 | 0 | 0 | 0 | 0 | 72.6894 | 48.2713 | 0.49373 | 0.043886 | 0.039209 | 0 | 0.018024 | 0 | 0.017992 | 0 | 0.013759 | 0 | 0 | 0.010018 | 0 | 0 | 0 | 0 | 0.0076662 | 0 | 0 | 0 | 0 | 0.0018764 | 0 | 0 | 0 | 0 | 0
| CAISO_Peaker2 | # starts per unit per day | 0 | 0 | 0 | 0 | 0 | 0 | 0 | 0.014033 | 0.014701 | 0.014652 | 0.016671 | 0.01236 | 0 | 0.0099958 | 0 | 0.010396 | 0 | 0.0085643 | 0 | 0 | 0.0061338 | 0 | 0 | 0 | 0 | 0.0057337 | 0 | 0 | 0 | 0 | 0.0017816 | 0 | 0 | 0 | 0 | 0
| CAISO_Advanced_CCGT | # starts per unit per day | 0 | 0 | 0 | 0 | 0 | 0 | 0 | 0 | 0 | 0 | 0 | 0 | 0 | 0 | 0 | 0 | 0 | 0 | 0 | 0 | 0 | 0 | 0 | 0 | 0 | 0 | 0 | 0 | 0 | 0 | 163.066 | 0 | 0 | 0 | 0 | 0
| CAISO_Aero_CT | # starts per unit per day | 0 | 0 | 0 | 0 | 0 | 0 | 0 | 0 | 0 | 0 | 0 | 0 | 0 | 0 | 0 | 0 | 0 | 0 | 0 | 0 | 0 | 0 | 0 | 0 | 0 | 0 | 0 | 0 | 0 | 0 | 0 | 0 | 0 | 0 | 0 | 0
| CAISO_Reciprocating_Engine | # starts per unit per day | 0 | 0 | 0 | 0 | 0 | 0 | 0 | 307.8766 | 291.1437 | 73.0757 | 78.4033 | 80.5121 | 0 | 77.8476 | 0 | 104.651 | 0 | 95.5425 | 0 | 0 | 61.4624 | 0 | 0 | 0 | 0 | 74.1157 | 0 | 0 | 0 | 0 | 0.13726 | 0 | 0 | 0 | 0 | 0
| CAISO_CHP | # starts per unit per day | 0 | 0 | 0 | 0 | 0 | 0 | 0 | 0 | 0 | 0 | 0 | 0 | 0 | 0 | 0 | 0 | 0 | 0 | 0 | 0 | 0 | 0 | 0 | 0 | 0 | 0 | 0 | 0 | 0 | 0 | 0 | 0 | 0 | 0 | 0 | 0
| CAISO_Coal | # starts per unit per day | 0 | 0 | 0 | 0 | 0 | 0 | 0 | 0.048823 | 0.049225 | 0.049414 | 0 | 0 | 0 | 0 | 0 | 0 | 0 | 0 | 0 | 0 | 0 | 0 | 0 | 0 | 0 | 0 | 0 | 0 | 0 | 0 | 0 | 0 | 0 | 0 | 0 | 0
Note: These are only the starts within the day. Since RESOLVE models each day independently, it does not capture any starts/stops in between days.
Selected Renewables Summary
Total Renewable Resource Summary
| Resource Type | Unit | 2015 | 2016 | 2017 | 2018 | 2019 | 2020 | 2021 | 2022 | 2023 | 2024 | 2025 | 2026 | 2027 | 2028 | 2029 | 2030 | 2031 | 2032 | 2033 | 2034 | 2035 | 2036 | 2037 | 2038 | 2039 | 2040 | 2041 | 2042 | 2043 | 2044 | 2045 | 2046 | 2047 | 2048 | 2049 | 2050
| Biomass | MW | 0 | 0 | 0 | 0 | 0 | 0 | 0 | 34.18 | 65.32 | 83.44 | 107.44 | 107.44 | 0 | 134.39 | 0 | 134.39 | 0 | 134.39 | 0 | 0 | 134.39 | 0 | 0 | 0 | 0 | 134.39 | 0 | 0 | 0 | 0 | 134.39 | 0 | 0 | 0 | 0 | 0
| Geothermal | MW | 0 | 0 | 0 | 0 | 0 | 0 | 0 | 14 | 114 | 114 | 114 | 184 | 0 | 1159.71 | 0 | 1159.71 | 0 | 1159.71 | 0 | 0 | 1159.71 | 0 | 0 | 0 | 0 | 1159.71 | 0 | 0 | 0 | 0 | 1521.41 | 0 | 0 | 0 | 0 | 0
| Solar | MW | 0 | 0 | 0 | 0 | 0 | 0 | 0 | 3074.93 | 6452.19 | 7644.56 | 10874.79 | 10874.79 | 0 | 11271.64 | 0 | 14216.4 | 0 | 17380.28 | 0 | 0 | 26851.92 | 0 | 0 | 0 | 0 | 43591.25 | 0 | 0 | 0 | 0 | 72215.05 | 0 | 0 | 0 | 0 | 0
| Wind | MW | 0 | 0 | 0 | 0 | 0 | 0 | 0 | 1696.74 | 1718.85 | 2048.7 | 3531.35 | 3531.35 | 0 | 3531.35 | 0 | 3531.35 | 0 | 3531.35 | 0 | 0 | 3531.35 | 0 | 0 | 0 | 0 | 3531.35 | 0 | 0 | 0 | 0 | 5031.27 | 0 | 0 | 0 | 0 | 0
| Wind OOS New Tx | MW | 0 | 0 | 0 | 0 | 0 | 0 | 0 | 0 | 0 | 0 | 0 | 0.03 | 0 | 0.06 | 0 | 1500.03 | 0 | 1500.03 | 0 | 0 | 1500.03 | 0 | 0 | 0 | 0 | 1970.2 | 0 | 0 | 0 | 0 | 1970.2 | 0 | 0 | 0 | 0 | 0
| Offshore_Wind | MW | 0 | 0 | 0 | 0 | 0 | 0 | 0 | 0 | 0 | 0 | 0 | 120 | 0 | 195 | 0 | 195.01 | 0 | 1707.57 | 0 | 0 | 1728.08 | 0 | 0 | 0 | 0 | 1728.08 | 0 | 0 | 0 | 0 | 1728.08 | 0 | 0 | 0 | 0 | 0
Fully Deliverable Renewable Resource Summary
| Resource Type | Unit | 2015 | 2016 | 2017 | 2018 | 2019 | 2020 | 2021 | 2022 | 2023 | 2024 | 2025 | 2026 | 2027 | 2028 | 2029 | 2030 | 2031 | 2032 | 2033 | 2034 | 2035 | 2036 | 2037 | 2038 | 2039 | 2040 | 2041 | 2042 | 2043 | 2044 | 2045 | 2046 | 2047 | 2048 | 2049 | 2050
| Geothermal | MW | 0 | 0 | 0 | 0 | 0 | 0 | 0 | 14 | 114 | 114 | 114 | 184 | 0 | 1159.71 | 0 | 1159.71 | 0 | 1159.71 | 0 | 0 | 1159.71 | 0 | 0 | 0 | 0 | 1159.71 | 0 | 0 | 0 | 0 | 1159.71 | 0 | 0 | 0 | 0 | 0
| Solar | MW | 0 | 0 | 0 | 0 | 0 | 0 | 0 | 231.09 | 354.78 | 430.67 | 430.67 | 430.67 | 0 | 430.67 | 0 | 430.67 | 0 | 430.67 | 0 | 0 | 430.67 | 0 | 0 | 0 | 0 | 430.67 | 0 | 0 | 0 | 0 | 430.68 | 0 | 0 | 0 | 0 | 0
| Wind | MW | 0 | 0 | 0 | 0 | 0 | 0 | 0 | 716.96 | 716.96 | 949.95 | 949.95 | 949.95 | 0 | 949.95 | 0 | 949.95 | 0 | 949.95 | 0 | 0 | 949.95 | 0 | 0 | 0 | 0 | 949.95 | 0 | 0 | 0 | 0 | 949.95 | 0 | 0 | 0 | 0 | 0
| Wind OOS New Tx | MW | 0 | 0 | 0 | 0 | 0 | 0 | 0 | 0 | 0 | 0 | 0 | 0.03 | 0 | 0.06 | 0 | 1500.03 | 0 | 1500.03 | 0 | 0 | 1500.03 | 0 | 0 | 0 | 0 | 1970.2 | 0 | 0 | 0 | 0 | 1970.2 | 0 | 0 | 0 | 0 | 0
| Offshore_Wind | MW | 0 | 0 | 0 | 0 | 0 | 0 | 0 | 0 | 0 | 0 | 0 | 120 | 0 | 195 | 0 | 195.01 | 0 | 1707.57 | 0 | 0 | 1728.08 | 0 | 0 | 0 | 0 | 1728.08 | 0 | 0 | 0 | 0 | 1728.08 | 0 | 0 | 0 | 0 | 0
Energy Only Renewable Resource Summary
| Resource Type | Unit | 2015 | 2016 | 2017 | 2018 | 2019 | 2020 | 2021 | 2022 | 2023 | 2024 | 2025 | 2026 | 2027 | 2028 | 2029 | 2030 | 2031 | 2032 | 2033 | 2034 | 2035 | 2036 | 2037 | 2038 | 2039 | 2040 | 2041 | 2042 | 2043 | 2044 | 2045 | 2046 | 2047 | 2048 | 2049 | 2050
| Geothermal | MW | 0 | 0 | 0 | 0 | 0 | 0 | 0 | 0 | 0 | 0 | 0 | 0 | 0 | 0 | 0 | 0 | 0 | 0 | 0 | 0 | 0 | 0 | 0 | 0 | 0 | 0 | 0 | 0 | 0 | 0 | 361.7 | 0 | 0 | 0 | 0 | 0
| Solar | MW | 0 | 0 | 0 | 0 | 0 | 0 | 0 | 2843.84 | 6097.41 | 7213.89 | 10444.12 | 10444.12 | 0 | 10840.97 | 0 | 13785.73 | 0 | 16949.61 | 0 | 0 | 26421.25 | 0 | 0 | 0 | 0 | 43160.58 | 0 | 0 | 0 | 0 | 71784.37 | 0 | 0 | 0 | 0 | 0
| Wind | MW | 0 | 0 | 0 | 0 | 0 | 0 | 0 | 979.78 | 1001.89 | 1098.75 | 2581.4 | 2581.4 | 0 | 2581.4 | 0 | 2581.4 | 0 | 2581.4 | 0 | 0 | 2581.4 | 0 | 0 | 0 | 0 | 2581.4 | 0 | 0 | 0 | 0 | 4081.32 | 0 | 0 | 0 | 0 | 0
| Wind OOS New Tx | MW | 0 | 0 | 0 | 0 | 0 | 0 | 0 | 0 | 0 | 0 | 0 | 0 | 0 | 0 | 0 | 0 | 0 | 0 | 0 | 0 | 0 | 0 | 0 | 0 | 0 | 0 | 0 | 0 | 0 | 0 | 0 | 0 | 0 | 0 | 0 | 0
| Offshore_Wind | MW | 0 | 0 | 0 | 0 | 0 | 0 | 0 | 0 | 0 | 0 | 0 | 0 | 0 | 0 | 0 | 0 | 0 | 0 | 0 | 0 | 0 | 0 | 0 | 0 | 0 | 0 | 0 | 0 | 0 | 0 | 0 | 0 | 0 | 0 | 0 | 0
Renewable Resource Build by Location (MW)
| RESOLVE Resource | Type of Wind | 2015 | 2016 | 2017 | 2018 | 2019 | 2020 | 2021 | 2022 | 2023 | 2024 | 2025 | 2026 | 2027 | 2028 | 2029 | 2030 | 2031 | 2032 | 2033 | 2034 | 2035 | 2036 | 2037 | 2038 | 2039 | 2040 | 2041 | 2042 | 2043 | 2044 | 2045 | 2046 | 2047 | 2048 | 2049 | 2050
| InState_Biomass | Non-Wind | 0 | 0 | 0 | 0 | 0 | 0 | 0 | 34.18 | 65.32 | 83.44 | 107.44 | 107.44 | 0 | 134.39 | 0 | 134.39 | 0 | 134.39 | 0 | 0 | 134.39 | 0 | 0 | 0 | 0 | 134.39 | 0 | 0 | 0 | 0 | 134.39 | 0 | 0 | 0 | 0 | 0
| Greater_Imperial_Geothermal | Non-Wind | 0 | 0 | 0 | 0 | 0 | 0 | 0 | 14 | 114 | 114 | 114 | 114 | 0 | 541.41 | 0 | 541.41 | 0 | 541.41 | 0 | 0 | 541.41 | 0 | 0 | 0 | 0 | 541.41 | 0 | 0 | 0 | 0 | 541.41 | 0 | 0 | 0 | 0 | 0
| Inyokern_North_Kramer_Geothermal | Non-Wind | 0 | 0 | 0 | 0 | 0 | 0 | 0 | 0 | 0 | 0 | 0 | 0.03 | 0 | 24 | 0 | 24 | 0 | 24 | 0 | 0 | 24 | 0 | 0 | 0 | 0 | 24 | 0 | 0 | 0 | 0 | 24 | 0 | 0 | 0 | 0 | 0
| Northern_California_Geothermal | Non-Wind | 0 | 0 | 0 | 0 | 0 | 0 | 0 | 0 | 0 | 0 | 0 | 0.03 | 0 | 107.3 | 0 | 107.3 | 0 | 107.3 | 0 | 0 | 107.3 | 0 | 0 | 0 | 0 | 107.3 | 0 | 0 | 0 | 0 | 469 | 0 | 0 | 0 | 0 | 0
| Pacific_Northwest_Geothermal | Non-Wind | 0 | 0 | 0 | 0 | 0 | 0 | 0 | 0 | 0 | 0 | 0 | 0 | 0 | 0 | 0 | 0 | 0 | 0 | 0 | 0 | 0 | 0 | 0 | 0 | 0 | 0 | 0 | 0 | 0 | 0 | 0 | 0 | 0 | 0 | 0 | 0
| Riverside_Palm_Springs_Geothermal | Non-Wind | 0 | 0 | 0 | 0 | 0 | 0 | 0 | 0 | 0 | 0 | 0 | 0.02 | 0 | 32 | 0 | 32 | 0 | 32 | 0 | 0 | 32 | 0 | 0 | 0 | 0 | 32 | 0 | 0 | 0 | 0 | 32 | 0 | 0 | 0 | 0 | 0
| Solano_Geothermal | Non-Wind | 0 | 0 | 0 | 0 | 0 | 0 | 0 | 0 | 0 | 0 | 0 | 69.83 | 0 | 135 | 0 | 135 | 0 | 135 | 0 | 0 | 135 | 0 | 0 | 0 | 0 | 135 | 0 | 0 | 0 | 0 | 135 | 0 | 0 | 0 | 0 | 0
| Southern_Nevada_Geothermal | Non-Wind | 0 | 0 | 0 | 0 | 0 | 0 | 0 | 0 | 0 | 0 | 0 | 0.09 | 0 | 320 | 0 | 320 | 0 | 320 | 0 | 0 | 320 | 0 | 0 | 0 | 0 | 320 | 0 | 0 | 0 | 0 | 320 | 0 | 0 | 0 | 0 | 0
| Carrizo_Wind | In-State | 0 | 0 | 0 | 0 | 0 | 0 | 0 | 1.8 | 23.91 | 51.69 | 287 | 287 | 0 | 287 | 0 | 287 | 0 | 287 | 0 | 0 | 287 | 0 | 0 | 0 | 0 | 287 | 0 | 0 | 0 | 0 | 287 | 0 | 0 | 0 | 0 | 0
| Central_Valley_North_Los_Banos_Wind | In-State | 0 | 0 | 0 | 0 | 0 | 0 | 0 | 173 | 173 | 173 | 173 | 173 | 0 | 173 | 0 | 173 | 0 | 173 | 0 | 0 | 173 | 0 | 0 | 0 | 0 | 173 | 0 | 0 | 0 | 0 | 173 | 0 | 0 | 0 | 0 | 0
| Distributed_Solar | Non-Wind | 0 | 0 | 0 | 0 | 0 | 0 | 0 | 18.8 | 96.82 | 105.82 | 125.19 | 125.19 | 0 | 125.19 | 0 | 125.19 | 0 | 125.19 | 0 | 0 | 125.19 | 0 | 0 | 0 | 0 | 125.19 | 0 | 0 | 0 | 0 | 125.19 | 0 | 0 | 0 | 0 | 0
| Distributed_Wind | In-State | 0 | 0 | 0 | 0 | 0 | 0 | 0 | 0 | 0 | 0 | 0 | 0 | 0 | 0 | 0 | 0 | 0 | 0 | 0 | 0 | 0 | 0 | 0 | 0 | 0 | 0 | 0 | 0 | 0 | 0 | 0 | 0 | 0 | 0 | 0 | 0
| Imperial_Solar | Non-Wind | 0 | 0 | 0 | 0 | 0 | 0 | 0 | 0.01 | 0.01 | 0.01 | 0.01 | 0.01 | 0 | 0.01 | 0 | 0.01 | 0 | 0.01 | 0 | 0 | 0.01 | 0 | 0 | 0 | 0 | 0.01 | 0 | 0 | 0 | 0 | 0.01 | 0 | 0 | 0 | 0 | 0
| Humboldt_Wind | In-State | 0 | 0 | 0 | 0 | 0 | 0 | 0 | 34 | 34 | 34 | 34 | 34 | 0 | 34 | 0 | 34 | 0 | 34 | 0 | 0 | 34 | 0 | 0 | 0 | 0 | 34 | 0 | 0 | 0 | 0 | 34 | 0 | 0 | 0 | 0 | 0
| Greater_Kramer_Solar | Non-Wind | 0 | 0 | 0 | 0 | 0 | 0 | 0 | 19.37 | 48.05 | 495.11 | 1847.01 | 1847.01 | 0 | 1847.01 | 0 | 1847.02 | 0 | 1847.12 | 0 | 0 | 4087 | 0 | 0 | 0 | 0 | 4834.55 | 0 | 0 | 0 | 0 | 5359.74 | 0 | 0 | 0 | 0 | 0
| Kern_Greater_Carrizo_Wind | In-State | 0 | 0 | 0 | 0 | 0 | 0 | 0 | 59.99 | 59.99 | 59.99 | 60 | 60 | 0 | 60 | 0 | 60 | 0 | 60 | 0 | 0 | 60 | 0 | 0 | 0 | 0 | 60 | 0 | 0 | 0 | 0 | 60 | 0 | 0 | 0 | 0 | 0
| Southern_NV_Eldorado_Solar | Non-Wind | 0 | 0 | 0 | 0 | 0 | 0 | 0 | 876.58 | 2464.77 | 2464.77 | 2464.77 | 2464.77 | 0 | 2464.77 | 0 | 4160.01 | 0 | 7323.78 | 0 | 0 | 7323.81 | 0 | 0 | 0 | 0 | 7323.81 | 0 | 0 | 0 | 0 | 7843.29 | 0 | 0 | 0 | 0 | 0
| Northern_California_Solar | Non-Wind | 0 | 0 | 0 | 0 | 0 | 0 | 0 | 0.02 | 0.02 | 0.02 | 0.02 | 0.02 | 0 | 0.02 | 0 | 0.02 | 0 | 0.02 | 0 | 0 | 0.02 | 0 | 0 | 0 | 0 | 0.02 | 0 | 0 | 0 | 0 | 0.02 | 0 | 0 | 0 | 0 | 0
| Northern_California_Wind | In-State | 0 | 0 | 0 | 0 | 0 | 0 | 0 | 1.09 | 1.09 | 1.09 | 865.9 | 865.9 | 0 | 865.9 | 0 | 865.9 | 0 | 865.9 | 0 | 0 | 865.9 | 0 | 0 | 0 | 0 | 865.9 | 0 | 0 | 0 | 0 | 865.9 | 0 | 0 | 0 | 0 | 0
| NW_Ext_Tx_Wind | In-State | 0 | 0 | 0 | 0 | 0 | 0 | 0 | 0.06 | 0.06 | 0.06 | 0.08 | 0.08 | 0 | 0.08 | 0 | 0.08 | 0 | 0.08 | 0 | 0 | 0.08 | 0 | 0 | 0 | 0 | 0.08 | 0 | 0 | 0 | 0 | 1500 | 0 | 0 | 0 | 0 | 0
| Riverside_Solar | Non-Wind | 0 | 0 | 0 | 0 | 0 | 0 | 0 | 1313.05 | 1989.86 | 2384.64 | 2665.87 | 2665.87 | 0 | 3053.41 | 0 | 4001.3 | 0 | 4001.3 | 0 | 0 | 11233.02 | 0 | 0 | 0 | 0 | 20905.87 | 0 | 0 | 0 | 0 | 25643.53 | 0 | 0 | 0 | 0 | 0
| Solano_Wind | In-State | 0 | 0 | 0 | 0 | 0 | 0 | 0 | 294.34 | 294.34 | 294.34 | 294.34 | 294.34 | 0 | 294.34 | 0 | 294.34 | 0 | 294.34 | 0 | 0 | 294.34 | 0 | 0 | 0 | 0 | 294.34 | 0 | 0 | 0 | 0 | 294.34 | 0 | 0 | 0 | 0 | 0
| Southern_Nevada_Wind | In-State | 0 | 0 | 0 | 0 | 0 | 0 | 0 | 441.96 | 441.96 | 441.96 | 442.03 | 442.03 | 0 | 442.03 | 0 | 442.03 | 0 | 442.03 | 0 | 0 | 442.03 | 0 | 0 | 0 | 0 | 442.03 | 0 | 0 | 0 | 0 | 442.03 | 0 | 0 | 0 | 0 | 0
| SW_Ext_Tx_Wind | In-State | 0 | 0 | 0 | 0 | 0 | 0 | 0 | 415.51 | 415.51 | 415.51 | 500 | 500 | 0 | 500 | 0 | 500 | 0 | 500 | 0 | 0 | 500 | 0 | 0 | 0 | 0 | 500 | 0 | 0 | 0 | 0 | 500 | 0 | 0 | 0 | 0 | 0
| Tehachapi_Solar | Non-Wind | 0 | 0 | 0 | 0 | 0 | 0 | 0 | 457.51 | 1099.99 | 1316.34 | 2833.58 | 2833.58 | 0 | 2833.58 | 0 | 2969.53 | 0 | 2969.53 | 0 | 0 | 2969.53 | 0 | 0 | 0 | 0 | 6288.99 | 0 | 0 | 0 | 0 | 6289 | 0 | 0 | 0 | 0 | 0
| Tehachapi_Wind | In-State | 0 | 0 | 0 | 0 | 0 | 0 | 0 | 275 | 275 | 275 | 275 | 275 | 0 | 275 | 0 | 275 | 0 | 275 | 0 | 0 | 275 | 0 | 0 | 0 | 0 | 275 | 0 | 0 | 0 | 0 | 275 | 0 | 0 | 0 | 0 | 0
| Southern_PGAE_Solar | Non-Wind | 0 | 0 | 0 | 0 | 0 | 0 | 0 | 407.86 | 848.97 | 983.13 | 1063.01 | 1063.01 | 0 | 1072.3 | 0 | 1238 | 0 | 1238 | 0 | 0 | 1238 | 0 | 0 | 0 | 0 | 1238.01 | 0 | 0 | 0 | 0 | 24079.45 | 0 | 0 | 0 | 0 | 0
| Greater_LA_Solar | Non-Wind | 0 | 0 | 0 | 0 | 0 | 0 | 0 | 0.52 | 0.53 | 0.53 | 0.53 | 0.53 | 0 | 0.53 | 0 | 0.53 | 0 | 0.54 | 0 | 0 | 0.54 | 0 | 0 | 0 | 0 | 2999.99 | 0 | 0 | 0 | 0 | 3000 | 0 | 0 | 0 | 0 | 0
| Cape_Mendocino_Offshore_Wind | Non-Wind | 0 | 0 | 0 | 0 | 0 | 0 | 0 | 0 | 0 | 0 | 0 | 0 | 0 | 0 | 0 | 0 | 0 | 0 | 0 | 0 | 0 | 0 | 0 | 0 | 0 | 0 | 0 | 0 | 0 | 0 | 0 | 0 | 0 | 0 | 0 | 0
| Del_Norte_Offshore_Wind | Non-Wind | 0 | 0 | 0 | 0 | 0 | 0 | 0 | 0 | 0 | 0 | 0 | 0 | 0 | 0 | 0 | 0 | 0 | 0 | 0 | 0 | 0 | 0 | 0 | 0 | 0 | 0 | 0 | 0 | 0 | 0 | 0 | 0 | 0 | 0 | 0 | 0
| Diablo_Canyon_Offshore_Wind | Non-Wind | 0 | 0 | 0 | 0 | 0 | 0 | 0 | 0 | 0 | 0 | 0 | 0 | 0 | 0 | 0 | 0 | 0 | 0 | 0 | 0 | 0 | 0 | 0 | 0 | 0 | 0 | 0 | 0 | 0 | 0 | 0 | 0 | 0 | 0 | 0 | 0
| Humboldt_Bay_Offshore_Wind | Non-Wind | 0 | 0 | 0 | 0 | 0 | 0 | 0 | 0 | 0 | 0 | 0 | 0 | 0 | 0 | 0 | 0.01 | 0 | 0.01 | 0 | 0 | 20.52 | 0 | 0 | 0 | 0 | 20.52 | 0 | 0 | 0 | 0 | 20.52 | 0 | 0 | 0 | 0 | 0
| Morro_Bay_Offshore_Wind | Non-Wind | 0 | 0 | 0 | 0 | 0 | 0 | 0 | 0 | 0 | 0 | 0 | 120 | 0 | 195 | 0 | 195 | 0 | 1707.56 | 0 | 0 | 1707.56 | 0 | 0 | 0 | 0 | 1707.56 | 0 | 0 | 0 | 0 | 1707.56 | 0 | 0 | 0 | 0 | 0
| Arizona_Solar | Non-Wind | 0 | 0 | 0 | 0 | 0 | 0 | 0 | 0.02 | 0.02 | 0.02 | 0.02 | 0.02 | 0 | 0.02 | 0 | 0.02 | 0 | 0.02 | 0 | 0 | 0.02 | 0 | 0 | 0 | 0 | 0.02 | 0 | 0 | 0 | 0 | 0.02 | 0 | 0 | 0 | 0 | 0
| Riverside_Palm_Springs_Wind | In-State | 0 | 0 | 0 | 0 | 0 | 0 | 0 | 0 | 0 | 0 | 0 | 0 | 0 | 0 | 0 | 0 | 0 | 0 | 0 | 0 | 0 | 0 | 0 | 0 | 0 | 0 | 0 | 0 | 0 | 0 | 0 | 0 | 0 | 0 | 0 | 0
| Baja_California_Wind | In-State | 0 | 0 | 0 | 0 | 0 | 0 | 0 | 0 | 0 | 302.06 | 600 | 600 | 0 | 600 | 0 | 600 | 0 | 600 | 0 | 0 | 600 | 0 | 0 | 0 | 0 | 600 | 0 | 0 | 0 | 0 | 600 | 0 | 0 | 0 | 0 | 0
| Pacific_Northwest_Wind | Out-Of-State | 0 | 0 | 0 | 0 | 0 | 0 | 0 | 0 | 0 | 0 | 0 | 0 | 0 | 0 | 0 | 0 | 0 | 0 | 0 | 0 | 0 | 0 | 0 | 0 | 0 | 0 | 0 | 0 | 0 | 0 | 0 | 0 | 0 | 0 | 0 | 0
| Idaho_Wind | Out-Of-State | 0 | 0 | 0 | 0 | 0 | 0 | 0 | 0 | 0 | 0 | 0 | 0 | 0 | 0 | 0 | 0 | 0 | 0 | 0 | 0 | 0 | 0 | 0 | 0 | 0 | 0 | 0 | 0 | 0 | 0 | 0 | 0 | 0 | 0 | 0 | 0
| Utah_Wind | Out-Of-State | 0 | 0 | 0 | 0 | 0 | 0 | 0 | 0 | 0 | 0 | 0 | 0 | 0 | 0 | 0 | 0 | 0 | 0 | 0 | 0 | 0 | 0 | 0 | 0 | 0 | 0 | 0 | 0 | 0 | 0 | 0 | 0 | 0 | 0 | 0 | 0
| Wyoming_Wind | Out-Of-State | 0 | 0 | 0 | 0 | 0 | 0 | 0 | 0 | 0 | 0 | 0 | 0.01 | 0 | 0.03 | 0 | 1500 | 0 | 1500 | 0 | 0 | 1500 | 0 | 0 | 0 | 0 | 1970.17 | 0 | 0 | 0 | 0 | 1970.17 | 0 | 0 | 0 | 0 | 0
| Arizona_Wind | Out-Of-State | 0 | 0 | 0 | 0 | 0 | 0 | 0 | 0 | 0 | 0 | 0 | 0 | 0 | 0 | 0 | 0 | 0 | 0 | 0 | 0 | 0 | 0 | 0 | 0 | 0 | 0 | 0 | 0 | 0 | 0 | 0 | 0 | 0 | 0 | 0 | 0
| New_Mexico_Wind | Out-Of-State | 0 | 0 | 0 | 0 | 0 | 0 | 0 | 0 | 0 | 0 | 0 | 0.02 | 0 | 0.03 | 0 | 0.03 | 0 | 0.03 | 0 | 0 | 0.03 | 0 | 0 | 0 | 0 | 0.03 | 0 | 0 | 0 | 0 | 0.03 | 0 | 0 | 0 | 0 | 0
Note: Resources with #N/A as transmission zone were not made available to the model for this scenario
Selected Resource Under Transmission Constraints
| Total Capacity in Portfolio (MW) | Note: only newly built capacity; no planned capacity included
| Transmission Constraint |  | 2015 | 2016 | 2017 | 2018 | 2019 | 2020 | 2021 | 2022 | 2023 | 2024 | 2025 | 2026 | 2027 | 2028 | 2029 | 2030 | 2031 | 2032 | 2033 | 2034 | 2035 | 2036 | 2037 | 2038 | 2039 | 2040 | 2041 | 2042 | 2043 | 2044 | 2045 | 2046 | 2047 | 2048 | 2049 | 2050
| Solano_Geothermal | Geothermal | 0 | 0 | 0 | 0 | 0 | 0 | 0 | 0 | 0 | 0 | 0 | 69.83 | 0 | 135 | 0 | 135 | 0 | 135 | 0 | 0 | 135 | 0 | 0 | 0 | 0 | 135 | 0 | 0 | 0 | 0 | 135 | 0 | 0 | 0 | 0 | 0
| Northern_California_Geothermal | Geothermal | 0 | 0 | 0 | 0 | 0 | 0 | 0 | 0 | 0 | 0 | 0 | 0.03 | 0 | 107.3 | 0 | 107.3 | 0 | 107.3 | 0 | 0 | 107.3 | 0 | 0 | 0 | 0 | 107.3 | 0 | 0 | 0 | 0 | 469 | 0 | 0 | 0 | 0 | 0
| Inyokern_North_Kramer_Geothermal | Geothermal | 0 | 0 | 0 | 0 | 0 | 0 | 0 | 0 | 0 | 0 | 0 | 0.03 | 0 | 24 | 0 | 24 | 0 | 24 | 0 | 0 | 24 | 0 | 0 | 0 | 0 | 24 | 0 | 0 | 0 | 0 | 24 | 0 | 0 | 0 | 0 | 0
| Southern_Nevada_Geothermal | Geothermal | 0 | 0 | 0 | 0 | 0 | 0 | 0 | 0 | 0 | 0 | 0 | 0.09 | 0 | 320 | 0 | 320 | 0 | 320 | 0 | 0 | 320 | 0 | 0 | 0 | 0 | 320 | 0 | 0 | 0 | 0 | 320 | 0 | 0 | 0 | 0 | 0
| Riverside_Palm_Springs_Geothermal | Geothermal | 0 | 0 | 0 | 0 | 0 | 0 | 0 | 0 | 0 | 0 | 0 | 0.02 | 0 | 32 | 0 | 32 | 0 | 32 | 0 | 0 | 32 | 0 | 0 | 0 | 0 | 32 | 0 | 0 | 0 | 0 | 32 | 0 | 0 | 0 | 0 | 0
| Greater_Imperial_Geothermal | Geothermal | 0 | 0 | 0 | 0 | 0 | 0 | 0 | 14 | 114 | 114 | 114 | 114 | 0 | 541.41 | 0 | 541.41 | 0 | 541.41 | 0 | 0 | 541.41 | 0 | 0 | 0 | 0 | 541.41 | 0 | 0 | 0 | 0 | 541.41 | 0 | 0 | 0 | 0 | 0
| Greater_LA_Solar | Solar | 0 | 0 | 0 | 0 | 0 | 0 | 0 | 0.52 | 0.53 | 0.53 | 0.53 | 0.53 | 0 | 0.53 | 0 | 0.53 | 0 | 0.54 | 0 | 0 | 0.54 | 0 | 0 | 0 | 0 | 2999.99 | 0 | 0 | 0 | 0 | 3000 | 0 | 0 | 0 | 0 | 0
| Northern_California_Solar | Solar | 0 | 0 | 0 | 0 | 0 | 0 | 0 | 0.02 | 0.02 | 0.02 | 0.02 | 0.02 | 0 | 0.02 | 0 | 0.02 | 0 | 0.02 | 0 | 0 | 0.02 | 0 | 0 | 0 | 0 | 0.02 | 0 | 0 | 0 | 0 | 0.02 | 0 | 0 | 0 | 0 | 0
| Southern_PGAE_Solar | Solar | 0 | 0 | 0 | 0 | 0 | 0 | 0 | 407.86 | 848.97 | 983.13 | 1063.01 | 1063.01 | 0 | 1072.3 | 0 | 1238 | 0 | 1238 | 0 | 0 | 1238 | 0 | 0 | 0 | 0 | 1238.01 | 0 | 0 | 0 | 0 | 24079.45 | 0 | 0 | 0 | 0 | 0
| Tehachapi_Solar | Solar | 0 | 0 | 0 | 0 | 0 | 0 | 0 | 457.51 | 1099.99 | 1316.34 | 2833.58 | 2833.58 | 0 | 2833.58 | 0 | 2969.53 | 0 | 2969.53 | 0 | 0 | 2969.53 | 0 | 0 | 0 | 0 | 6288.99 | 0 | 0 | 0 | 0 | 6289 | 0 | 0 | 0 | 0 | 0
| Greater_Kramer_Solar | Solar | 0 | 0 | 0 | 0 | 0 | 0 | 0 | 19.37 | 48.05 | 495.11 | 1847.01 | 1847.01 | 0 | 1847.01 | 0 | 1847.02 | 0 | 1847.12 | 0 | 0 | 4087 | 0 | 0 | 0 | 0 | 4834.55 | 0 | 0 | 0 | 0 | 5359.74 | 0 | 0 | 0 | 0 | 0
| Southern_NV_Eldorado_Solar | Solar | 0 | 0 | 0 | 0 | 0 | 0 | 0 | 876.58 | 2464.77 | 2464.77 | 2464.77 | 2464.77 | 0 | 2464.77 | 0 | 4160.01 | 0 | 7323.78 | 0 | 0 | 7323.81 | 0 | 0 | 0 | 0 | 7323.81 | 0 | 0 | 0 | 0 | 7843.29 | 0 | 0 | 0 | 0 | 0
| Riverside_Solar | Solar | 0 | 0 | 0 | 0 | 0 | 0 | 0 | 1313.05 | 1989.86 | 2384.64 | 2665.87 | 2665.87 | 0 | 3053.41 | 0 | 4001.3 | 0 | 4001.3 | 0 | 0 | 11233.02 | 0 | 0 | 0 | 0 | 20905.87 | 0 | 0 | 0 | 0 | 25643.53 | 0 | 0 | 0 | 0 | 0
| Arizona_Solar | Solar | 0 | 0 | 0 | 0 | 0 | 0 | 0 | 0.02 | 0.02 | 0.02 | 0.02 | 0.02 | 0 | 0.02 | 0 | 0.02 | 0 | 0.02 | 0 | 0 | 0.02 | 0 | 0 | 0 | 0 | 0.02 | 0 | 0 | 0 | 0 | 0.02 | 0 | 0 | 0 | 0 | 0
| Imperial_Solar | Solar | 0 | 0 | 0 | 0 | 0 | 0 | 0 | 0.01 | 0.01 | 0.01 | 0.01 | 0.01 | 0 | 0.01 | 0 | 0.01 | 0 | 0.01 | 0 | 0 | 0.01 | 0 | 0 | 0 | 0 | 0.01 | 0 | 0 | 0 | 0 | 0.01 | 0 | 0 | 0 | 0 | 0
| Northern_California_Wind | Wind | 0 | 0 | 0 | 0 | 0 | 0 | 0 | 1.09 | 1.09 | 1.09 | 865.9 | 865.9 | 0 | 865.9 | 0 | 865.9 | 0 | 865.9 | 0 | 0 | 865.9 | 0 | 0 | 0 | 0 | 865.9 | 0 | 0 | 0 | 0 | 865.9 | 0 | 0 | 0 | 0 | 0
| Solano_Wind | Wind | 0 | 0 | 0 | 0 | 0 | 0 | 0 | 294.34 | 294.34 | 294.34 | 294.34 | 294.34 | 0 | 294.34 | 0 | 294.34 | 0 | 294.34 | 0 | 0 | 294.34 | 0 | 0 | 0 | 0 | 294.34 | 0 | 0 | 0 | 0 | 294.34 | 0 | 0 | 0 | 0 | 0
| Humboldt_Wind | Wind | 0 | 0 | 0 | 0 | 0 | 0 | 0 | 34 | 34 | 34 | 34 | 34 | 0 | 34 | 0 | 34 | 0 | 34 | 0 | 0 | 34 | 0 | 0 | 0 | 0 | 34 | 0 | 0 | 0 | 0 | 34 | 0 | 0 | 0 | 0 | 0
| NW_Ext_Tx_Wind | Wind | 0 | 0 | 0 | 0 | 0 | 0 | 0 | 0.06 | 0.06 | 0.06 | 0.08 | 0.08 | 0 | 0.08 | 0 | 0.08 | 0 | 0.08 | 0 | 0 | 0.08 | 0 | 0 | 0 | 0 | 0.08 | 0 | 0 | 0 | 0 | 1500 | 0 | 0 | 0 | 0 | 0
| Kern_Greater_Carrizo_Wind | Wind | 0 | 0 | 0 | 0 | 0 | 0 | 0 | 59.99 | 59.99 | 59.99 | 60 | 60 | 0 | 60 | 0 | 60 | 0 | 60 | 0 | 0 | 60 | 0 | 0 | 0 | 0 | 60 | 0 | 0 | 0 | 0 | 60 | 0 | 0 | 0 | 0 | 0
| Carrizo_Wind | Wind | 0 | 0 | 0 | 0 | 0 | 0 | 0 | 1.8 | 23.91 | 51.69 | 287 | 287 | 0 | 287 | 0 | 287 | 0 | 287 | 0 | 0 | 287 | 0 | 0 | 0 | 0 | 287 | 0 | 0 | 0 | 0 | 287 | 0 | 0 | 0 | 0 | 0
| Central_Valley_North_Los_Banos_Wind | Wind | 0 | 0 | 0 | 0 | 0 | 0 | 0 | 173 | 173 | 173 | 173 | 173 | 0 | 173 | 0 | 173 | 0 | 173 | 0 | 0 | 173 | 0 | 0 | 0 | 0 | 173 | 0 | 0 | 0 | 0 | 173 | 0 | 0 | 0 | 0 | 0
| Tehachapi_Wind | Wind | 0 | 0 | 0 | 0 | 0 | 0 | 0 | 275 | 275 | 275 | 275 | 275 | 0 | 275 | 0 | 275 | 0 | 275 | 0 | 0 | 275 | 0 | 0 | 0 | 0 | 275 | 0 | 0 | 0 | 0 | 275 | 0 | 0 | 0 | 0 | 0
| Southern_Nevada_Wind | Wind | 0 | 0 | 0 | 0 | 0 | 0 | 0 | 441.96 | 441.96 | 441.96 | 442.03 | 442.03 | 0 | 442.03 | 0 | 442.03 | 0 | 442.03 | 0 | 0 | 442.03 | 0 | 0 | 0 | 0 | 442.03 | 0 | 0 | 0 | 0 | 442.03 | 0 | 0 | 0 | 0 | 0
| Wyoming_Wind | Wind | 0 | 0 | 0 | 0 | 0 | 0 | 0 | 0 | 0 | 0 | 0 | 0.01 | 0 | 0.03 | 0 | 1500 | 0 | 1500 | 0 | 0 | 1500 | 0 | 0 | 0 | 0 | 1970.17 | 0 | 0 | 0 | 0 | 1970.17 | 0 | 0 | 0 | 0 | 0
| Riverside_Palm_Springs_Wind | Wind | 0 | 0 | 0 | 0 | 0 | 0 | 0 | 0 | 0 | 0 | 0 | 0 | 0 | 0 | 0 | 0 | 0 | 0 | 0 | 0 | 0 | 0 | 0 | 0 | 0 | 0 | 0 | 0 | 0 | 0 | 0 | 0 | 0 | 0 | 0 | 0
| New_Mexico_Wind | Wind | 0 | 0 | 0 | 0 | 0 | 0 | 0 | 0 | 0 | 0 | 0 | 0.02 | 0 | 0.03 | 0 | 0.03 | 0 | 0.03 | 0 | 0 | 0.03 | 0 | 0 | 0 | 0 | 0.03 | 0 | 0 | 0 | 0 | 0.03 | 0 | 0 | 0 | 0 | 0
| SW_Ext_Tx_Wind | Wind | 0 | 0 | 0 | 0 | 0 | 0 | 0 | 415.51 | 415.51 | 415.51 | 500 | 500 | 0 | 500 | 0 | 500 | 0 | 500 | 0 | 0 | 500 | 0 | 0 | 0 | 0 | 500 | 0 | 0 | 0 | 0 | 500 | 0 | 0 | 0 | 0 | 0
| Baja_California_Wind | Wind | 0 | 0 | 0 | 0 | 0 | 0 | 0 | 0 | 0 | 302.06 | 600 | 600 | 0 | 600 | 0 | 600 | 0 | 600 | 0 | 0 | 600 | 0 | 0 | 0 | 0 | 600 | 0 | 0 | 0 | 0 | 600 | 0 | 0 | 0 | 0 | 0
| Humboldt_Bay_Offshore_Wind | Offshore_Wind | 0 | 0 | 0 | 0 | 0 | 0 | 0 | 0 | 0 | 0 | 0 | 0 | 0 | 0 | 0 | 0.01 | 0 | 0.01 | 0 | 0 | 20.52 | 0 | 0 | 0 | 0 | 20.52 | 0 | 0 | 0 | 0 | 20.52 | 0 | 0 | 0 | 0 | 0
| Morro_Bay_Offshore_Wind | Offshore_Wind | 0 | 0 | 0 | 0 | 0 | 0 | 0 | 0 | 0 | 0 | 0 | 120 | 0 | 195 | 0 | 195 | 0 | 1707.56 | 0 | 0 | 1707.56 | 0 | 0 | 0 | 0 | 1707.56 | 0 | 0 | 0 | 0 | 1707.56 | 0 | 0 | 0 | 0 | 0
| Diablo_Canyon_Offshore_Wind | Offshore_Wind | 0 | 0 | 0 | 0 | 0 | 0 | 0 | 0 | 0 | 0 | 0 | 0 | 0 | 0 | 0 | 0 | 0 | 0 | 0 | 0 | 0 | 0 | 0 | 0 | 0 | 0 | 0 | 0 | 0 | 0 | 0 | 0 | 0 | 0 | 0 | 0
| Greater_LA_Li_Battery | Li_Battery | 0 | 0 | 0 | 0 | 0 | 0 | 0 | 270.47 | 616.95 | 1476.38 | 1781.15 | 1781.15 | 0 | 1854.48 | 0 | 1981.3 | 0 | 2047.55 | 0 | 0 | 3103.07 | 0 | 0 | 0 | 0 | 7075.21 | 0 | 0 | 0 | 0 | 7240.86 | 0 | 0 | 0 | 0 | 0
| Northern_California_Li_Battery | Li_Battery | 0 | 0 | 0 | 0 | 0 | 0 | 0 | 206 | 206.83 | 207.22 | 209.99 | 209.99 | 0 | 211.68 | 0 | 211.69 | 0 | 211.69 | 0 | 0 | 232.2 | 0 | 0 | 0 | 0 | 232.2 | 0 | 0 | 0 | 0 | 1530.83 | 0 | 0 | 0 | 0 | 0
| Southern_PGAE_Li_Battery | Li_Battery | 0 | 0 | 0 | 0 | 0 | 0 | 0 | 291.17 | 626.06 | 1511.82 | 1761.3 | 1761.3 | 0 | 1946.49 | 0 | 2061.15 | 0 | 2198.94 | 0 | 0 | 3207.15 | 0 | 0 | 0 | 0 | 7864.31 | 0 | 0 | 0 | 0 | 9500.36 | 0 | 0 | 0 | 0 | 0
| Tehachapi_Li_Battery | Li_Battery | 0 | 0 | 0 | 0 | 0 | 0 | 0 | 299.66 | 640.8 | 1522.59 | 1802.22 | 1802.22 | 0 | 2002.36 | 0 | 2033.68 | 0 | 2097.8 | 0 | 0 | 3033.75 | 0 | 0 | 0 | 0 | 3350.52 | 0 | 0 | 0 | 0 | 6056.43 | 0 | 0 | 0 | 0 | 0
| Greater_Kramer_Li_Battery | Li_Battery | 0 | 0 | 0 | 0 | 0 | 0 | 0 | 304.7 | 625.7 | 1424.34 | 1457.4 | 1457.4 | 0 | 1526.1 | 0 | 1530.86 | 0 | 1533.31 | 0 | 0 | 1551.99 | 0 | 0 | 0 | 0 | 2127.6 | 0 | 0 | 0 | 0 | 2532 | 0 | 0 | 0 | 0 | 0
| Southern_NV_Eldorado_Li_Battery | Li_Battery | 0 | 0 | 0 | 0 | 0 | 0 | 0 | 305.73 | 639.14 | 1547.92 | 1799.59 | 1799.59 | 0 | 1998.9 | 0 | 2021.55 | 0 | 2793.81 | 0 | 0 | 2793.83 | 0 | 0 | 0 | 0 | 2793.83 | 0 | 0 | 0 | 0 | 3193.83 | 0 | 0 | 0 | 0 | 0
| Riverside_Li_Battery | Li_Battery | 0 | 0 | 0 | 0 | 0 | 0 | 0 | 462.38 | 645.85 | 1511.5 | 1893.28 | 1893.29 | 0 | 1924.1 | 0 | 1940.27 | 0 | 2073.53 | 0 | 0 | 3111.82 | 0 | 0 | 0 | 0 | 4470.63 | 0 | 0 | 0 | 0 | 8118.63 | 0 | 0 | 0 | 0 | 0
| Arizona_Li_Battery | Li_Battery | 0 | 0 | 0 | 0 | 0 | 0 | 0 | 108.91 | 109.36 | 109.37 | 110.12 | 110.12 | 0 | 110.16 | 0 | 110.17 | 0 | 110.17 | 0 | 0 | 110.17 | 0 | 0 | 0 | 0 | 110.17 | 0 | 0 | 0 | 0 | 110.17 | 0 | 0 | 0 | 0 | 0
| Imperial_Li_Battery | Li_Battery | 0 | 0 | 0 | 0 | 0 | 0 | 0 | 0.87 | 0.87 | 0.87 | 0.88 | 0.88 | 0 | 0.88 | 0 | 0.88 | 0 | 0.88 | 0 | 0 | 0.88 | 0 | 0 | 0 | 0 | 0.88 | 0 | 0 | 0 | 0 | 0.88 | 0 | 0 | 0 | 0 | 0
| San_Diego_Li_Battery | Li_Battery | 0 | 0 | 0 | 0 | 0 | 0 | 0 | 306.71 | 483.97 | 491.38 | 493.17 | 493.17 | 0 | 494.95 | 0 | 494.95 | 0 | 494.96 | 0 | 0 | 494.96 | 0 | 0 | 0 | 0 | 494.96 | 0 | 0 | 0 | 0 | 2414.05 | 0 | 0 | 0 | 0 | 0
| Riverside_West_Pumped_Storage | Pumped_Hydro | 0 | 0 | 0 | 0 | 0 | 0 | 0 | 0 | 0 | 0 | 0 | 0 | 0 | 0 | 0 | 0.14 | 0 | 0.14 | 0 | 0 | 0.14 | 0 | 0 | 0 | 0 | 0.14 | 0 | 0 | 0 | 0 | 0.14 | 0 | 0 | 0 | 0 | 0
| Tehachapi_Pumped_Storage | Pumped_Hydro | 0 | 0 | 0 | 0 | 0 | 0 | 0 | 0 | 0 | 0 | 0 | 196 | 0 | 455.11 | 0 | 455.11 | 0 | 455.11 | 0 | 0 | 455.11 | 0 | 0 | 0 | 0 | 455.11 | 0 | 0 | 0 | 0 | 455.11 | 0 | 0 | 0 | 0 | 0
| Riverside_East_Pumped_Storage | Pumped_Hydro | 0 | 0 | 0 | 0 | 0 | 0 | 0 | 0 | 0 | 0 | 0 | 0 | 0 | 544.89 | 0 | 544.89 | 0 | 544.89 | 0 | 0 | 544.89 | 0 | 0 | 0 | 0 | 544.89 | 0 | 0 | 0 | 0 | 544.89 | 0 | 0 | 0 | 0 | 0
| San_Diego_Pumped_Storage | Pumped_Hydro | 0 | 0 | 0 | 0 | 0 | 0 | 0 | 0 | 0 | 0 | 0 | 0 | 0 | 0 | 0 | 0.14 | 0 | 0.14 | 0 | 0 | 0.14 | 0 | 0 | 0 | 0 | 0.14 | 0 | 0 | 0 | 0 | 0.14 | 0 | 0 | 0 | 0 | 0
| - | - | 0 | 0 | 0 | 0 | 0 | 0 | 0 | 0 | 0 | 0 | 0 | 0 | 0 | 0 | 0 | 0 | 0 | 0 | 0 | 0 | 0 | 0 | 0 | 0 | 0 | 0 | 0 | 0 | 0 | 0 | 0 | 0 | 0 | 0 | 0 | 0
| - | - | 0 | 0 | 0 | 0 | 0 | 0 | 0 | 0 | 0 | 0 | 0 | 0 | 0 | 0 | 0 | 0 | 0 | 0 | 0 | 0 | 0 | 0 | 0 | 0 | 0 | 0 | 0 | 0 | 0 | 0 | 0 | 0 | 0 | 0 | 0 | 0
| - | - | 0 | 0 | 0 | 0 | 0 | 0 | 0 | 0 | 0 | 0 | 0 | 0 | 0 | 0 | 0 | 0 | 0 | 0 | 0 | 0 | 0 | 0 | 0 | 0 | 0 | 0 | 0 | 0 | 0 | 0 | 0 | 0 | 0 | 0 | 0 | 0
| - | - | 0 | 0 | 0 | 0 | 0 | 0 | 0 | 0 | 0 | 0 | 0 | 0 | 0 | 0 | 0 | 0 | 0 | 0 | 0 | 0 | 0 | 0 | 0 | 0 | 0 | 0 | 0 | 0 | 0 | 0 | 0 | 0 | 0 | 0 | 0 | 0
| - | - | 0 | 0 | 0 | 0 | 0 | 0 | 0 | 0 | 0 | 0 | 0 | 0 | 0 | 0 | 0 | 0 | 0 | 0 | 0 | 0 | 0 | 0 | 0 | 0 | 0 | 0 | 0 | 0 | 0 | 0 | 0 | 0 | 0 | 0 | 0 | 0
| - | - | 0 | 0 | 0 | 0 | 0 | 0 | 0 | 0 | 0 | 0 | 0 | 0 | 0 | 0 | 0 | 0 | 0 | 0 | 0 | 0 | 0 | 0 | 0 | 0 | 0 | 0 | 0 | 0 | 0 | 0 | 0 | 0 | 0 | 0 | 0 | 0
| - | - | 0 | 0 | 0 | 0 | 0 | 0 | 0 | 0 | 0 | 0 | 0 | 0 | 0 | 0 | 0 | 0 | 0 | 0 | 0 | 0 | 0 | 0 | 0 | 0 | 0 | 0 | 0 | 0 | 0 | 0 | 0 | 0 | 0 | 0 | 0 | 0
| - | - | 0 | 0 | 0 | 0 | 0 | 0 | 0 | 0 | 0 | 0 | 0 | 0 | 0 | 0 | 0 | 0 | 0 | 0 | 0 | 0 | 0 | 0 | 0 | 0 | 0 | 0 | 0 | 0 | 0 | 0 | 0 | 0 | 0 | 0 | 0 | 0
| - | - | 0 | 0 | 0 | 0 | 0 | 0 | 0 | 0 | 0 | 0 | 0 | 0 | 0 | 0 | 0 | 0 | 0 | 0 | 0 | 0 | 0 | 0 | 0 | 0 | 0 | 0 | 0 | 0 | 0 | 0 | 0 | 0 | 0 | 0 | 0 | 0
| - | - | 0 | 0 | 0 | 0 | 0 | 0 | 0 | 0 | 0 | 0 | 0 | 0 | 0 | 0 | 0 | 0 | 0 | 0 | 0 | 0 | 0 | 0 | 0 | 0 | 0 | 0 | 0 | 0 | 0 | 0 | 0 | 0 | 0 | 0 | 0 | 0
| - | - | 0 | 0 | 0 | 0 | 0 | 0 | 0 | 0 | 0 | 0 | 0 | 0 | 0 | 0 | 0 | 0 | 0 | 0 | 0 | 0 | 0 | 0 | 0 | 0 | 0 | 0 | 0 | 0 | 0 | 0 | 0 | 0 | 0 | 0 | 0 | 0
| - | - | 0 | 0 | 0 | 0 | 0 | 0 | 0 | 0 | 0 | 0 | 0 | 0 | 0 | 0 | 0 | 0 | 0 | 0 | 0 | 0 | 0 | 0 | 0 | 0 | 0 | 0 | 0 | 0 | 0 | 0 | 0 | 0 | 0 | 0 | 0 | 0
| - | - | 0 | 0 | 0 | 0 | 0 | 0 | 0 | 0 | 0 | 0 | 0 | 0 | 0 | 0 | 0 | 0 | 0 | 0 | 0 | 0 | 0 | 0 | 0 | 0 | 0 | 0 | 0 | 0 | 0 | 0 | 0 | 0 | 0 | 0 | 0 | 0
| - | - | 0 | 0 | 0 | 0 | 0 | 0 | 0 | 0 | 0 | 0 | 0 | 0 | 0 | 0 | 0 | 0 | 0 | 0 | 0 | 0 | 0 | 0 | 0 | 0 | 0 | 0 | 0 | 0 | 0 | 0 | 0 | 0 | 0 | 0 | 0 | 0
Delivered Capacity (MW) (Excluded Storage Resources)
| Transmission Constraint |  | 2015 | 2016 | 2017 | 2018 | 2019 | 2020 | 2021 | 2022 | 2023 | 2024 | 2025 | 2026 | 2027 | 2028 | 2029 | 2030 | 2031 | 2032 | 2033 | 2034 | 2035 | 2036 | 2037 | 2038 | 2039 | 2040 | 2041 | 2042 | 2043 | 2044 | 2045 | 2046 | 2047 | 2048 | 2049 | 2050
| Solano_Geothermal | Geothermal | 0 | 0 | 0 | 0 | 0 | 0 | 0 | 0 | 0 | 0 | 0 | 69.83 | 0 | 135 | 0 | 135 | 0 | 135 | 0 | 0 | 135 | 0 | 0 | 0 | 0 | 135 | 0 | 0 | 0 | 0 | 135 | 0 | 0 | 0 | 0 | 0
| Northern_California_Geothermal | Geothermal | 0 | 0 | 0 | 0 | 0 | 0 | 0 | 0 | 0 | 0 | 0 | 0.03 | 0 | 107.3 | 0 | 107.3 | 0 | 107.3 | 0 | 0 | 107.3 | 0 | 0 | 0 | 0 | 107.3 | 0 | 0 | 0 | 0 | 107.3 | 0 | 0 | 0 | 0 | 0
| Inyokern_North_Kramer_Geothermal | Geothermal | 0 | 0 | 0 | 0 | 0 | 0 | 0 | 0 | 0 | 0 | 0 | 0.03 | 0 | 24 | 0 | 24 | 0 | 24 | 0 | 0 | 24 | 0 | 0 | 0 | 0 | 24 | 0 | 0 | 0 | 0 | 24 | 0 | 0 | 0 | 0 | 0
| Southern_Nevada_Geothermal | Geothermal | 0 | 0 | 0 | 0 | 0 | 0 | 0 | 0 | 0 | 0 | 0 | 0.09 | 0 | 320 | 0 | 320 | 0 | 320 | 0 | 0 | 320 | 0 | 0 | 0 | 0 | 320 | 0 | 0 | 0 | 0 | 320 | 0 | 0 | 0 | 0 | 0
| Riverside_Palm_Springs_Geothermal | Geothermal | 0 | 0 | 0 | 0 | 0 | 0 | 0 | 0 | 0 | 0 | 0 | 0.02 | 0 | 32 | 0 | 32 | 0 | 32 | 0 | 0 | 32 | 0 | 0 | 0 | 0 | 32 | 0 | 0 | 0 | 0 | 32 | 0 | 0 | 0 | 0 | 0
| Greater_Imperial_Geothermal | Geothermal | 0 | 0 | 0 | 0 | 0 | 0 | 0 | 14 | 114 | 114 | 114 | 114 | 0 | 541.41 | 0 | 541.41 | 0 | 541.41 | 0 | 0 | 541.41 | 0 | 0 | 0 | 0 | 541.41 | 0 | 0 | 0 | 0 | 541.41 | 0 | 0 | 0 | 0 | 0
| Greater_LA_Solar | Solar | 0 | 0 | 0 | 0 | 0 | 0 | 0 | 0 | 0 | 0 | 0 | 0 | 0 | 0 | 0 | 0 | 0 | 0 | 0 | 0 | 0 | 0 | 0 | 0 | 0 | 0 | 0 | 0 | 0 | 0 | 0 | 0 | 0 | 0 | 0 | 0
| Northern_California_Solar | Solar | 0 | 0 | 0 | 0 | 0 | 0 | 0 | 0.01 | 0.01 | 0.01 | 0.01 | 0.01 | 0 | 0.01 | 0 | 0.01 | 0 | 0.01 | 0 | 0 | 0.01 | 0 | 0 | 0 | 0 | 0.01 | 0 | 0 | 0 | 0 | 0.01 | 0 | 0 | 0 | 0 | 0
| Southern_PGAE_Solar | Solar | 0 | 0 | 0 | 0 | 0 | 0 | 0 | 0.35 | 0.5 | 0.6 | 0.6 | 0.6 | 0 | 0.6 | 0 | 0.6 | 0 | 0.6 | 0 | 0 | 0.6 | 0 | 0 | 0 | 0 | 0.6 | 0 | 0 | 0 | 0 | 0.6 | 0 | 0 | 0 | 0 | 0
| Tehachapi_Solar | Solar | 0 | 0 | 0 | 0 | 0 | 0 | 0 | 230.73 | 354.27 | 430.06 | 430.06 | 430.06 | 0 | 430.06 | 0 | 430.06 | 0 | 430.06 | 0 | 0 | 430.06 | 0 | 0 | 0 | 0 | 430.06 | 0 | 0 | 0 | 0 | 430.06 | 0 | 0 | 0 | 0 | 0
| Greater_Kramer_Solar | Solar | 0 | 0 | 0 | 0 | 0 | 0 | 0 | 0 | 0 | 0 | 0 | 0 | 0 | 0 | 0 | 0 | 0 | 0 | 0 | 0 | 0 | 0 | 0 | 0 | 0 | 0 | 0 | 0 | 0 | 0 | 0 | 0 | 0 | 0 | 0 | 0
| Southern_NV_Eldorado_Solar | Solar | 0 | 0 | 0 | 0 | 0 | 0 | 0 | 0 | 0 | 0 | 0 | 0 | 0 | 0 | 0 | 0 | 0 | 0 | 0 | 0 | 0 | 0 | 0 | 0 | 0 | 0 | 0 | 0 | 0 | 0 | 0 | 0 | 0 | 0 | 0 | 0
| Riverside_Solar | Solar | 0 | 0 | 0 | 0 | 0 | 0 | 0 | 0 | 0 | 0 | 0 | 0 | 0 | 0 | 0 | 0 | 0 | 0 | 0 | 0 | 0 | 0 | 0 | 0 | 0 | 0 | 0 | 0 | 0 | 0 | 0.01 | 0 | 0 | 0 | 0 | 0
| Arizona_Solar | Solar | 0 | 0 | 0 | 0 | 0 | 0 | 0 | 0 | 0 | 0 | 0 | 0 | 0 | 0 | 0 | 0 | 0 | 0 | 0 | 0 | 0 | 0 | 0 | 0 | 0 | 0 | 0 | 0 | 0 | 0 | 0 | 0 | 0 | 0 | 0 | 0
Type of Wind | Imperial_Solar | Solar | 0 | 0 | 0 | 0 | 0 | 0 | 0 | 0 | 0 | 0 | 0 | 0 | 0 | 0 | 0 | 0 | 0 | 0 | 0 | 0 | 0 | 0 | 0 | 0 | 0 | 0 | 0 | 0 | 0 | 0 | 0 | 0 | 0 | 0 | 0 | 0
In-State | Northern_California_Wind | Wind | 0 | 0 | 0 | 0 | 0 | 0 | 0 | 0 | 0 | 0 | 0 | 0 | 0 | 0 | 0 | 0 | 0 | 0 | 0 | 0 | 0 | 0 | 0 | 0 | 0 | 0 | 0 | 0 | 0 | 0 | 0 | 0 | 0 | 0 | 0 | 0
In-State | Solano_Wind | Wind | 0 | 0 | 0 | 0 | 0 | 0 | 0 | 0 | 0 | 0 | 0 | 0 | 0 | 0 | 0 | 0 | 0 | 0 | 0 | 0 | 0 | 0 | 0 | 0 | 0 | 0 | 0 | 0 | 0 | 0 | 0 | 0 | 0 | 0 | 0 | 0
In-State | Humboldt_Wind | Wind | 0 | 0 | 0 | 0 | 0 | 0 | 0 | 0 | 0 | 0 | 0 | 0 | 0 | 0 | 0 | 0 | 0 | 0 | 0 | 0 | 0 | 0 | 0 | 0 | 0 | 0 | 0 | 0 | 0 | 0 | 0 | 0 | 0 | 0 | 0 | 0
In-State | NW_Ext_Tx_Wind | Wind | 0 | 0 | 0 | 0 | 0 | 0 | 0 | 0 | 0 | 0 | 0 | 0 | 0 | 0 | 0 | 0 | 0 | 0 | 0 | 0 | 0 | 0 | 0 | 0 | 0 | 0 | 0 | 0 | 0 | 0 | 0 | 0 | 0 | 0 | 0 | 0
In-State | Kern_Greater_Carrizo_Wind | Wind | 0 | 0 | 0 | 0 | 0 | 0 | 0 | 0 | 0 | 0 | 0 | 0 | 0 | 0 | 0 | 0 | 0 | 0 | 0 | 0 | 0 | 0 | 0 | 0 | 0 | 0 | 0 | 0 | 0 | 0 | 0 | 0 | 0 | 0 | 0 | 0
In-State | Carrizo_Wind | Wind | 0 | 0 | 0 | 0 | 0 | 0 | 0 | 0 | 0 | 0 | 0 | 0 | 0 | 0 | 0 | 0 | 0 | 0 | 0 | 0 | 0 | 0 | 0 | 0 | 0 | 0 | 0 | 0 | 0 | 0 | 0 | 0 | 0 | 0 | 0 | 0
In-State | Central_Valley_North_Los_Banos_Wind | Wind | 0 | 0 | 0 | 0 | 0 | 0 | 0 | 0 | 0 | 0 | 0 | 0 | 0 | 0 | 0 | 0 | 0 | 0 | 0 | 0 | 0 | 0 | 0 | 0 | 0 | 0 | 0 | 0 | 0 | 0 | 0 | 0 | 0 | 0 | 0 | 0
In-State | Tehachapi_Wind | Wind | 0 | 0 | 0 | 0 | 0 | 0 | 0 | 275 | 275 | 275 | 275 | 275 | 0 | 275 | 0 | 275 | 0 | 275 | 0 | 0 | 275 | 0 | 0 | 0 | 0 | 275 | 0 | 0 | 0 | 0 | 275 | 0 | 0 | 0 | 0 | 0
In-State | Southern_Nevada_Wind | Wind | 0 | 0 | 0 | 0 | 0 | 0 | 0 | 441.96 | 441.96 | 441.96 | 441.96 | 441.96 | 0 | 441.96 | 0 | 441.96 | 0 | 441.96 | 0 | 0 | 441.96 | 0 | 0 | 0 | 0 | 441.96 | 0 | 0 | 0 | 0 | 441.96 | 0 | 0 | 0 | 0 | 0
Out-Of-State | Wyoming_Wind | Wind | 0 | 0 | 0 | 0 | 0 | 0 | 0 | 0 | 0 | 0 | 0 | 0.01 | 0 | 0.03 | 0 | 1500 | 0 | 1500 | 0 | 0 | 1500 | 0 | 0 | 0 | 0 | 1970.17 | 0 | 0 | 0 | 0 | 1970.17 | 0 | 0 | 0 | 0 | 0
In-State | Riverside_Palm_Springs_Wind | Wind | 0 | 0 | 0 | 0 | 0 | 0 | 0 | 0 | 0 | 0 | 0 | 0 | 0 | 0 | 0 | 0 | 0 | 0 | 0 | 0 | 0 | 0 | 0 | 0 | 0 | 0 | 0 | 0 | 0 | 0 | 0 | 0 | 0 | 0 | 0 | 0
Out-Of-State | New_Mexico_Wind | Wind | 0 | 0 | 0 | 0 | 0 | 0 | 0 | 0 | 0 | 0 | 0 | 0.02 | 0 | 0.03 | 0 | 0.03 | 0 | 0.03 | 0 | 0 | 0.03 | 0 | 0 | 0 | 0 | 0.03 | 0 | 0 | 0 | 0 | 0.03 | 0 | 0 | 0 | 0 | 0
In-State | SW_Ext_Tx_Wind | Wind | 0 | 0 | 0 | 0 | 0 | 0 | 0 | 0 | 0 | 0 | 0 | 0 | 0 | 0 | 0 | 0 | 0 | 0 | 0 | 0 | 0 | 0 | 0 | 0 | 0 | 0 | 0 | 0 | 0 | 0 | 0 | 0 | 0 | 0 | 0 | 0
In-State | Baja_California_Wind | Wind | 0 | 0 | 0 | 0 | 0 | 0 | 0 | 0 | 0 | 232.99 | 232.99 | 232.99 | 0 | 232.99 | 0 | 232.99 | 0 | 232.99 | 0 | 0 | 232.99 | 0 | 0 | 0 | 0 | 232.99 | 0 | 0 | 0 | 0 | 232.99 | 0 | 0 | 0 | 0 | 0
| Humboldt_Bay_Offshore_Wind | Offshore_Wind | 0 | 0 | 0 | 0 | 0 | 0 | 0 | 0 | 0 | 0 | 0 | 0 | 0 | 0 | 0 | 0.01 | 0 | 0.01 | 0 | 0 | 20.52 | 0 | 0 | 0 | 0 | 20.52 | 0 | 0 | 0 | 0 | 20.52 | 0 | 0 | 0 | 0 | 0
| Morro_Bay_Offshore_Wind | Offshore_Wind | 0 | 0 | 0 | 0 | 0 | 0 | 0 | 0 | 0 | 0 | 0 | 120 | 0 | 195 | 0 | 195 | 0 | 1707.56 | 0 | 0 | 1707.56 | 0 | 0 | 0 | 0 | 1707.56 | 0 | 0 | 0 | 0 | 1707.56 | 0 | 0 | 0 | 0 | 0
| Diablo_Canyon_Offshore_Wind | Offshore_Wind | 0 | 0 | 0 | 0 | 0 | 0 | 0 | 0 | 0 | 0 | 0 | 0 | 0 | 0 | 0 | 0 | 0 | 0 | 0 | 0 | 0 | 0 | 0 | 0 | 0 | 0 | 0 | 0 | 0 | 0 | 0 | 0 | 0 | 0 | 0 | 0
| - | - | 0 | 0 | 0 | 0 | 0 | 0 | 0 | 0 | 0 | 0 | 0 | 0 | 0 | 0 | 0 | 0 | 0 | 0 | 0 | 0 | 0 | 0 | 0 | 0 | 0 | 0 | 0 | 0 | 0 | 0 | 0 | 0 | 0 | 0 | 0 | 0
| - | - | 0 | 0 | 0 | 0 | 0 | 0 | 0 | 0 | 0 | 0 | 0 | 0 | 0 | 0 | 0 | 0 | 0 | 0 | 0 | 0 | 0 | 0 | 0 | 0 | 0 | 0 | 0 | 0 | 0 | 0 | 0 | 0 | 0 | 0 | 0 | 0
| - | - | 0 | 0 | 0 | 0 | 0 | 0 | 0 | 0 | 0 | 0 | 0 | 0 | 0 | 0 | 0 | 0 | 0 | 0 | 0 | 0 | 0 | 0 | 0 | 0 | 0 | 0 | 0 | 0 | 0 | 0 | 0 | 0 | 0 | 0 | 0 | 0
| - | - | 0 | 0 | 0 | 0 | 0 | 0 | 0 | 0 | 0 | 0 | 0 | 0 | 0 | 0 | 0 | 0 | 0 | 0 | 0 | 0 | 0 | 0 | 0 | 0 | 0 | 0 | 0 | 0 | 0 | 0 | 0 | 0 | 0 | 0 | 0 | 0
| - | - | 0 | 0 | 0 | 0 | 0 | 0 | 0 | 0 | 0 | 0 | 0 | 0 | 0 | 0 | 0 | 0 | 0 | 0 | 0 | 0 | 0 | 0 | 0 | 0 | 0 | 0 | 0 | 0 | 0 | 0 | 0 | 0 | 0 | 0 | 0 | 0
| - | - | 0 | 0 | 0 | 0 | 0 | 0 | 0 | 0 | 0 | 0 | 0 | 0 | 0 | 0 | 0 | 0 | 0 | 0 | 0 | 0 | 0 | 0 | 0 | 0 | 0 | 0 | 0 | 0 | 0 | 0 | 0 | 0 | 0 | 0 | 0 | 0
| - | - | 0 | 0 | 0 | 0 | 0 | 0 | 0 | 0 | 0 | 0 | 0 | 0 | 0 | 0 | 0 | 0 | 0 | 0 | 0 | 0 | 0 | 0 | 0 | 0 | 0 | 0 | 0 | 0 | 0 | 0 | 0 | 0 | 0 | 0 | 0 | 0
| - | - | 0 | 0 | 0 | 0 | 0 | 0 | 0 | 0 | 0 | 0 | 0 | 0 | 0 | 0 | 0 | 0 | 0 | 0 | 0 | 0 | 0 | 0 | 0 | 0 | 0 | 0 | 0 | 0 | 0 | 0 | 0 | 0 | 0 | 0 | 0 | 0
| - | - | 0 | 0 | 0 | 0 | 0 | 0 | 0 | 0 | 0 | 0 | 0 | 0 | 0 | 0 | 0 | 0 | 0 | 0 | 0 | 0 | 0 | 0 | 0 | 0 | 0 | 0 | 0 | 0 | 0 | 0 | 0 | 0 | 0 | 0 | 0 | 0
| - | - | 0 | 0 | 0 | 0 | 0 | 0 | 0 | 0 | 0 | 0 | 0 | 0 | 0 | 0 | 0 | 0 | 0 | 0 | 0 | 0 | 0 | 0 | 0 | 0 | 0 | 0 | 0 | 0 | 0 | 0 | 0 | 0 | 0 | 0 | 0 | 0
| - | - | 0 | 0 | 0 | 0 | 0 | 0 | 0 | 0 | 0 | 0 | 0 | 0 | 0 | 0 | 0 | 0 | 0 | 0 | 0 | 0 | 0 | 0 | 0 | 0 | 0 | 0 | 0 | 0 | 0 | 0 | 0 | 0 | 0 | 0 | 0 | 0
| - | - | 0 | 0 | 0 | 0 | 0 | 0 | 0 | 0 | 0 | 0 | 0 | 0 | 0 | 0 | 0 | 0 | 0 | 0 | 0 | 0 | 0 | 0 | 0 | 0 | 0 | 0 | 0 | 0 | 0 | 0 | 0 | 0 | 0 | 0 | 0 | 0
| - | - | 0 | 0 | 0 | 0 | 0 | 0 | 0 | 0 | 0 | 0 | 0 | 0 | 0 | 0 | 0 | 0 | 0 | 0 | 0 | 0 | 0 | 0 | 0 | 0 | 0 | 0 | 0 | 0 | 0 | 0 | 0 | 0 | 0 | 0 | 0 | 0
| - | - | 0 | 0 | 0 | 0 | 0 | 0 | 0 | 0 | 0 | 0 | 0 | 0 | 0 | 0 | 0 | 0 | 0 | 0 | 0 | 0 | 0 | 0 | 0 | 0 | 0 | 0 | 0 | 0 | 0 | 0 | 0 | 0 | 0 | 0 | 0 | 0
| - | - | 0 | 0 | 0 | 0 | 0 | 0 | 0 | 0 | 0 | 0 | 0 | 0 | 0 | 0 | 0 | 0 | 0 | 0 | 0 | 0 | 0 | 0 | 0 | 0 | 0 | 0 | 0 | 0 | 0 | 0 | 0 | 0 | 0 | 0 | 0 | 0
| - | - | 0 | 0 | 0 | 0 | 0 | 0 | 0 | 0 | 0 | 0 | 0 | 0 | 0 | 0 | 0 | 0 | 0 | 0 | 0 | 0 | 0 | 0 | 0 | 0 | 0 | 0 | 0 | 0 | 0 | 0 | 0 | 0 | 0 | 0 | 0 | 0
| - | - | 0 | 0 | 0 | 0 | 0 | 0 | 0 | 0 | 0 | 0 | 0 | 0 | 0 | 0 | 0 | 0 | 0 | 0 | 0 | 0 | 0 | 0 | 0 | 0 | 0 | 0 | 0 | 0 | 0 | 0 | 0 | 0 | 0 | 0 | 0 | 0
| - | - | 0 | 0 | 0 | 0 | 0 | 0 | 0 | 0 | 0 | 0 | 0 | 0 | 0 | 0 | 0 | 0 | 0 | 0 | 0 | 0 | 0 | 0 | 0 | 0 | 0 | 0 | 0 | 0 | 0 | 0 | 0 | 0 | 0 | 0 | 0 | 0
| - | - | 0 | 0 | 0 | 0 | 0 | 0 | 0 | 0 | 0 | 0 | 0 | 0 | 0 | 0 | 0 | 0 | 0 | 0 | 0 | 0 | 0 | 0 | 0 | 0 | 0 | 0 | 0 | 0 | 0 | 0 | 0 | 0 | 0 | 0 | 0 | 0
| - | - | 0 | 0 | 0 | 0 | 0 | 0 | 0 | 0 | 0 | 0 | 0 | 0 | 0 | 0 | 0 | 0 | 0 | 0 | 0 | 0 | 0 | 0 | 0 | 0 | 0 | 0 | 0 | 0 | 0 | 0 | 0 | 0 | 0 | 0 | 0 | 0
| - | - | 0 | 0 | 0 | 0 | 0 | 0 | 0 | 0 | 0 | 0 | 0 | 0 | 0 | 0 | 0 | 0 | 0 | 0 | 0 | 0 | 0 | 0 | 0 | 0 | 0 | 0 | 0 | 0 | 0 | 0 | 0 | 0 | 0 | 0 | 0 | 0
| - | - | 0 | 0 | 0 | 0 | 0 | 0 | 0 | 0 | 0 | 0 | 0 | 0 | 0 | 0 | 0 | 0 | 0 | 0 | 0 | 0 | 0 | 0 | 0 | 0 | 0 | 0 | 0 | 0 | 0 | 0 | 0 | 0 | 0 | 0 | 0 | 0
| - | - | 0 | 0 | 0 | 0 | 0 | 0 | 0 | 0 | 0 | 0 | 0 | 0 | 0 | 0 | 0 | 0 | 0 | 0 | 0 | 0 | 0 | 0 | 0 | 0 | 0 | 0 | 0 | 0 | 0 | 0 | 0 | 0 | 0 | 0 | 0 | 0
| - | - | 0 | 0 | 0 | 0 | 0 | 0 | 0 | 0 | 0 | 0 | 0 | 0 | 0 | 0 | 0 | 0 | 0 | 0 | 0 | 0 | 0 | 0 | 0 | 0 | 0 | 0 | 0 | 0 | 0 | 0 | 0 | 0 | 0 | 0 | 0 | 0
| - | - | 0 | 0 | 0 | 0 | 0 | 0 | 0 | 0 | 0 | 0 | 0 | 0 | 0 | 0 | 0 | 0 | 0 | 0 | 0 | 0 | 0 | 0 | 0 | 0 | 0 | 0 | 0 | 0 | 0 | 0 | 0 | 0 | 0 | 0 | 0 | 0
| - | - | 0 | 0 | 0 | 0 | 0 | 0 | 0 | 0 | 0 | 0 | 0 | 0 | 0 | 0 | 0 | 0 | 0 | 0 | 0 | 0 | 0 | 0 | 0 | 0 | 0 | 0 | 0 | 0 | 0 | 0 | 0 | 0 | 0 | 0 | 0 | 0
| - | - | 0 | 0 | 0 | 0 | 0 | 0 | 0 | 0 | 0 | 0 | 0 | 0 | 0 | 0 | 0 | 0 | 0 | 0 | 0 | 0 | 0 | 0 | 0 | 0 | 0 | 0 | 0 | 0 | 0 | 0 | 0 | 0 | 0 | 0 | 0 | 0
| - | - | 0 | 0 | 0 | 0 | 0 | 0 | 0 | 0 | 0 | 0 | 0 | 0 | 0 | 0 | 0 | 0 | 0 | 0 | 0 | 0 | 0 | 0 | 0 | 0 | 0 | 0 | 0 | 0 | 0 | 0 | 0 | 0 | 0 | 0 | 0 | 0
Undelivered Capacity (MW) (Excluded Storage Reesources)
| Transmission Constraint |  | 2015 | 2016 | 2017 | 2018 | 2019 | 2020 | 2021 | 2022 | 2023 | 2024 | 2025 | 2026 | 2027 | 2028 | 2029 | 2030 | 2031 | 2032 | 2033 | 2034 | 2035 | 2036 | 2037 | 2038 | 2039 | 2040 | 2041 | 2042 | 2043 | 2044 | 2045 | 2046 | 2047 | 2048 | 2049 | 2050
| Solano_Geothermal | Geothermal | 0 | 0 | 0 | 0 | 0 | 0 | 0 | 0 | 0 | 0 | 0 | 0 | 0 | 0 | 0 | 0 | 0 | 0 | 0 | 0 | 0 | 0 | 0 | 0 | 0 | 0 | 0 | 0 | 0 | 0 | 0 | 0 | 0 | 0 | 0 | 0
| Northern_California_Geothermal | Geothermal | 0 | 0 | 0 | 0 | 0 | 0 | 0 | 0 | 0 | 0 | 0 | 0 | 0 | 0 | 0 | 0 | 0 | 0 | 0 | 0 | 0 | 0 | 0 | 0 | 0 | 0 | 0 | 0 | 0 | 0 | 361.7 | 0 | 0 | 0 | 0 | 0
| Inyokern_North_Kramer_Geothermal | Geothermal | 0 | 0 | 0 | 0 | 0 | 0 | 0 | 0 | 0 | 0 | 0 | 0 | 0 | 0 | 0 | 0 | 0 | 0 | 0 | 0 | 0 | 0 | 0 | 0 | 0 | 0 | 0 | 0 | 0 | 0 | 0 | 0 | 0 | 0 | 0 | 0
| Southern_Nevada_Geothermal | Geothermal | 0 | 0 | 0 | 0 | 0 | 0 | 0 | 0 | 0 | 0 | 0 | 0 | 0 | 0 | 0 | 0 | 0 | 0 | 0 | 0 | 0 | 0 | 0 | 0 | 0 | 0 | 0 | 0 | 0 | 0 | 0 | 0 | 0 | 0 | 0 | 0
| Riverside_Palm_Springs_Geothermal | Geothermal | 0 | 0 | 0 | 0 | 0 | 0 | 0 | 0 | 0 | 0 | 0 | 0 | 0 | 0 | 0 | 0 | 0 | 0 | 0 | 0 | 0 | 0 | 0 | 0 | 0 | 0 | 0 | 0 | 0 | 0 | 0 | 0 | 0 | 0 | 0 | 0
| Greater_Imperial_Geothermal | Geothermal | 0 | 0 | 0 | 0 | 0 | 0 | 0 | 0 | 0 | 0 | 0 | 0 | 0 | 0 | 0 | 0 | 0 | 0 | 0 | 0 | 0 | 0 | 0 | 0 | 0 | 0 | 0 | 0 | 0 | 0 | 0 | 0 | 0 | 0 | 0 | 0
| Greater_LA_Solar | Solar | 0 | 0 | 0 | 0 | 0 | 0 | 0 | 0.52 | 0.53 | 0.53 | 0.53 | 0.53 | 0 | 0.53 | 0 | 0.53 | 0 | 0.53 | 0 | 0 | 0.54 | 0 | 0 | 0 | 0 | 2999.99 | 0 | 0 | 0 | 0 | 3000 | 0 | 0 | 0 | 0 | 0
| Northern_California_Solar | Solar | 0 | 0 | 0 | 0 | 0 | 0 | 0 | 0.01 | 0.01 | 0.01 | 0.01 | 0.01 | 0 | 0.01 | 0 | 0.01 | 0 | 0.01 | 0 | 0 | 0.01 | 0 | 0 | 0 | 0 | 0.01 | 0 | 0 | 0 | 0 | 0.01 | 0 | 0 | 0 | 0 | 0
| Southern_PGAE_Solar | Solar | 0 | 0 | 0 | 0 | 0 | 0 | 0 | 407.51 | 848.47 | 982.53 | 1062.41 | 1062.41 | 0 | 1071.7 | 0 | 1237.4 | 0 | 1237.4 | 0 | 0 | 1237.4 | 0 | 0 | 0 | 0 | 1237.41 | 0 | 0 | 0 | 0 | 24078.84 | 0 | 0 | 0 | 0 | 0
| Tehachapi_Solar | Solar | 0 | 0 | 0 | 0 | 0 | 0 | 0 | 226.78 | 745.71 | 886.28 | 2403.51 | 2403.51 | 0 | 2403.52 | 0 | 2539.46 | 0 | 2539.47 | 0 | 0 | 2539.47 | 0 | 0 | 0 | 0 | 5858.93 | 0 | 0 | 0 | 0 | 5858.94 | 0 | 0 | 0 | 0 | 0
| Greater_Kramer_Solar | Solar | 0 | 0 | 0 | 0 | 0 | 0 | 0 | 19.37 | 48.05 | 495.11 | 1847.01 | 1847.01 | 0 | 1847.01 | 0 | 1847.02 | 0 | 1847.12 | 0 | 0 | 4087 | 0 | 0 | 0 | 0 | 4834.55 | 0 | 0 | 0 | 0 | 5359.74 | 0 | 0 | 0 | 0 | 0
| Southern_NV_Eldorado_Solar | Solar | 0 | 0 | 0 | 0 | 0 | 0 | 0 | 876.58 | 2464.76 | 2464.77 | 2464.77 | 2464.77 | 0 | 2464.77 | 0 | 4160 | 0 | 7323.77 | 0 | 0 | 7323.8 | 0 | 0 | 0 | 0 | 7323.81 | 0 | 0 | 0 | 0 | 7843.29 | 0 | 0 | 0 | 0 | 0
| Riverside_Solar | Solar | 0 | 0 | 0 | 0 | 0 | 0 | 0 | 1313.05 | 1989.86 | 2384.64 | 2665.86 | 2665.86 | 0 | 3053.41 | 0 | 4001.29 | 0 | 4001.29 | 0 | 0 | 11233.01 | 0 | 0 | 0 | 0 | 20905.86 | 0 | 0 | 0 | 0 | 25643.53 | 0 | 0 | 0 | 0 | 0
| Arizona_Solar | Solar | 0 | 0 | 0 | 0 | 0 | 0 | 0 | 0.01 | 0.01 | 0.01 | 0.01 | 0.01 | 0 | 0.01 | 0 | 0.01 | 0 | 0.01 | 0 | 0 | 0.01 | 0 | 0 | 0 | 0 | 0.01 | 0 | 0 | 0 | 0 | 0.01 | 0 | 0 | 0 | 0 | 0
Type of Wind | Imperial_Solar | Solar | 0 | 0 | 0 | 0 | 0 | 0 | 0 | 0.01 | 0.01 | 0.01 | 0.01 | 0.01 | 0 | 0.01 | 0 | 0.01 | 0 | 0.01 | 0 | 0 | 0.01 | 0 | 0 | 0 | 0 | 0.01 | 0 | 0 | 0 | 0 | 0.01 | 0 | 0 | 0 | 0 | 0
In-State | Northern_California_Wind | Wind | 0 | 0 | 0 | 0 | 0 | 0 | 0 | 1.09 | 1.09 | 1.09 | 865.9 | 865.9 | 0 | 865.9 | 0 | 865.9 | 0 | 865.9 | 0 | 0 | 865.9 | 0 | 0 | 0 | 0 | 865.9 | 0 | 0 | 0 | 0 | 865.9 | 0 | 0 | 0 | 0 | 0
In-State | Solano_Wind | Wind | 0 | 0 | 0 | 0 | 0 | 0 | 0 | 294.34 | 294.34 | 294.34 | 294.34 | 294.34 | 0 | 294.34 | 0 | 294.34 | 0 | 294.34 | 0 | 0 | 294.34 | 0 | 0 | 0 | 0 | 294.34 | 0 | 0 | 0 | 0 | 294.34 | 0 | 0 | 0 | 0 | 0
In-State | Humboldt_Wind | Wind | 0 | 0 | 0 | 0 | 0 | 0 | 0 | 34 | 34 | 34 | 34 | 34 | 0 | 34 | 0 | 34 | 0 | 34 | 0 | 0 | 34 | 0 | 0 | 0 | 0 | 34 | 0 | 0 | 0 | 0 | 34 | 0 | 0 | 0 | 0 | 0
In-State | NW_Ext_Tx_Wind | Wind | 0 | 0 | 0 | 0 | 0 | 0 | 0 | 0.06 | 0.06 | 0.06 | 0.08 | 0.08 | 0 | 0.08 | 0 | 0.08 | 0 | 0.08 | 0 | 0 | 0.08 | 0 | 0 | 0 | 0 | 0.08 | 0 | 0 | 0 | 0 | 1500 | 0 | 0 | 0 | 0 | 0
In-State | Kern_Greater_Carrizo_Wind | Wind | 0 | 0 | 0 | 0 | 0 | 0 | 0 | 59.99 | 59.99 | 59.99 | 60 | 60 | 0 | 60 | 0 | 60 | 0 | 60 | 0 | 0 | 60 | 0 | 0 | 0 | 0 | 60 | 0 | 0 | 0 | 0 | 60 | 0 | 0 | 0 | 0 | 0
In-State | Carrizo_Wind | Wind | 0 | 0 | 0 | 0 | 0 | 0 | 0 | 1.8 | 23.9 | 51.69 | 287 | 287 | 0 | 287 | 0 | 287 | 0 | 287 | 0 | 0 | 287 | 0 | 0 | 0 | 0 | 287 | 0 | 0 | 0 | 0 | 287 | 0 | 0 | 0 | 0 | 0
In-State | Central_Valley_North_Los_Banos_Wind | Wind | 0 | 0 | 0 | 0 | 0 | 0 | 0 | 173 | 173 | 173 | 173 | 173 | 0 | 173 | 0 | 173 | 0 | 173 | 0 | 0 | 173 | 0 | 0 | 0 | 0 | 173 | 0 | 0 | 0 | 0 | 173 | 0 | 0 | 0 | 0 | 0
In-State | Tehachapi_Wind | Wind | 0 | 0 | 0 | 0 | 0 | 0 | 0 | 0 | 0 | 0 | 0 | 0 | 0 | 0 | 0 | 0 | 0 | 0 | 0 | 0 | 0 | 0 | 0 | 0 | 0 | 0 | 0 | 0 | 0 | 0 | 0 | 0 | 0 | 0 | 0 | 0
In-State | Southern_Nevada_Wind | Wind | 0 | 0 | 0 | 0 | 0 | 0 | 0 | 0 | 0 | 0 | 0.07 | 0.07 | 0 | 0.07 | 0 | 0.07 | 0 | 0.07 | 0 | 0 | 0.07 | 0 | 0 | 0 | 0 | 0.07 | 0 | 0 | 0 | 0 | 0.07 | 0 | 0 | 0 | 0 | 0
Out-Of-State | Wyoming_Wind | Wind | 0 | 0 | 0 | 0 | 0 | 0 | 0 | 0 | 0 | 0 | 0 | 0 | 0 | 0 | 0 | 0 | 0 | 0 | 0 | 0 | 0 | 0 | 0 | 0 | 0 | 0 | 0 | 0 | 0 | 0 | 0 | 0 | 0 | 0 | 0 | 0
In-State | Riverside_Palm_Springs_Wind | Wind | 0 | 0 | 0 | 0 | 0 | 0 | 0 | 0 | 0 | 0 | 0 | 0 | 0 | 0 | 0 | 0 | 0 | 0 | 0 | 0 | 0 | 0 | 0 | 0 | 0 | 0 | 0 | 0 | 0 | 0 | 0 | 0 | 0 | 0 | 0 | 0
Out-Of-State | New_Mexico_Wind | Wind | 0 | 0 | 0 | 0 | 0 | 0 | 0 | 0 | 0 | 0 | 0 | 0 | 0 | 0 | 0 | 0 | 0 | 0 | 0 | 0 | 0 | 0 | 0 | 0 | 0 | 0 | 0 | 0 | 0 | 0 | 0 | 0 | 0 | 0 | 0 | 0
In-State | SW_Ext_Tx_Wind | Wind | 0 | 0 | 0 | 0 | 0 | 0 | 0 | 415.5 | 415.51 | 415.51 | 500 | 500 | 0 | 500 | 0 | 500 | 0 | 500 | 0 | 0 | 500 | 0 | 0 | 0 | 0 | 500 | 0 | 0 | 0 | 0 | 500 | 0 | 0 | 0 | 0 | 0
In-State | Baja_California_Wind | Wind | 0 | 0 | 0 | 0 | 0 | 0 | 0 | 0 | 0 | 69.07 | 367.01 | 367.01 | 0 | 367.01 | 0 | 367.01 | 0 | 367.01 | 0 | 0 | 367.01 | 0 | 0 | 0 | 0 | 367.01 | 0 | 0 | 0 | 0 | 367.01 | 0 | 0 | 0 | 0 | 0
| Humboldt_Bay_Offshore_Wind | Offshore_Wind | 0 | 0 | 0 | 0 | 0 | 0 | 0 | 0 | 0 | 0 | 0 | 0 | 0 | 0 | 0 | 0 | 0 | 0 | 0 | 0 | 0 | 0 | 0 | 0 | 0 | 0 | 0 | 0 | 0 | 0 | 0 | 0 | 0 | 0 | 0 | 0
| Morro_Bay_Offshore_Wind | Offshore_Wind | 0 | 0 | 0 | 0 | 0 | 0 | 0 | 0 | 0 | 0 | 0 | 0 | 0 | 0 | 0 | 0 | 0 | 0 | 0 | 0 | 0 | 0 | 0 | 0 | 0 | 0 | 0 | 0 | 0 | 0 | 0 | 0 | 0 | 0 | 0 | 0
| Diablo_Canyon_Offshore_Wind | Offshore_Wind | 0 | 0 | 0 | 0 | 0 | 0 | 0 | 0 | 0 | 0 | 0 | 0 | 0 | 0 | 0 | 0 | 0 | 0 | 0 | 0 | 0 | 0 | 0 | 0 | 0 | 0 | 0 | 0 | 0 | 0 | 0 | 0 | 0 | 0 | 0 | 0
| - | - | 0 | 0 | 0 | 0 | 0 | 0 | 0 | 0 | 0 | 0 | 0 | 0 | 0 | 0 | 0 | 0 | 0 | 0 | 0 | 0 | 0 | 0 | 0 | 0 | 0 | 0 | 0 | 0 | 0 | 0 | 0 | 0 | 0 | 0 | 0 | 0
| - | - | 0 | 0 | 0 | 0 | 0 | 0 | 0 | 0 | 0 | 0 | 0 | 0 | 0 | 0 | 0 | 0 | 0 | 0 | 0 | 0 | 0 | 0 | 0 | 0 | 0 | 0 | 0 | 0 | 0 | 0 | 0 | 0 | 0 | 0 | 0 | 0
| - | - | 0 | 0 | 0 | 0 | 0 | 0 | 0 | 0 | 0 | 0 | 0 | 0 | 0 | 0 | 0 | 0 | 0 | 0 | 0 | 0 | 0 | 0 | 0 | 0 | 0 | 0 | 0 | 0 | 0 | 0 | 0 | 0 | 0 | 0 | 0 | 0
| - | - | 0 | 0 | 0 | 0 | 0 | 0 | 0 | 0 | 0 | 0 | 0 | 0 | 0 | 0 | 0 | 0 | 0 | 0 | 0 | 0 | 0 | 0 | 0 | 0 | 0 | 0 | 0 | 0 | 0 | 0 | 0 | 0 | 0 | 0 | 0 | 0
| - | - | 0 | 0 | 0 | 0 | 0 | 0 | 0 | 0 | 0 | 0 | 0 | 0 | 0 | 0 | 0 | 0 | 0 | 0 | 0 | 0 | 0 | 0 | 0 | 0 | 0 | 0 | 0 | 0 | 0 | 0 | 0 | 0 | 0 | 0 | 0 | 0
| - | - | 0 | 0 | 0 | 0 | 0 | 0 | 0 | 0 | 0 | 0 | 0 | 0 | 0 | 0 | 0 | 0 | 0 | 0 | 0 | 0 | 0 | 0 | 0 | 0 | 0 | 0 | 0 | 0 | 0 | 0 | 0 | 0 | 0 | 0 | 0 | 0
| - | - | 0 | 0 | 0 | 0 | 0 | 0 | 0 | 0 | 0 | 0 | 0 | 0 | 0 | 0 | 0 | 0 | 0 | 0 | 0 | 0 | 0 | 0 | 0 | 0 | 0 | 0 | 0 | 0 | 0 | 0 | 0 | 0 | 0 | 0 | 0 | 0
| - | - | 0 | 0 | 0 | 0 | 0 | 0 | 0 | 0 | 0 | 0 | 0 | 0 | 0 | 0 | 0 | 0 | 0 | 0 | 0 | 0 | 0 | 0 | 0 | 0 | 0 | 0 | 0 | 0 | 0 | 0 | 0 | 0 | 0 | 0 | 0 | 0
| - | - | 0 | 0 | 0 | 0 | 0 | 0 | 0 | 0 | 0 | 0 | 0 | 0 | 0 | 0 | 0 | 0 | 0 | 0 | 0 | 0 | 0 | 0 | 0 | 0 | 0 | 0 | 0 | 0 | 0 | 0 | 0 | 0 | 0 | 0 | 0 | 0
| - | - | 0 | 0 | 0 | 0 | 0 | 0 | 0 | 0 | 0 | 0 | 0 | 0 | 0 | 0 | 0 | 0 | 0 | 0 | 0 | 0 | 0 | 0 | 0 | 0 | 0 | 0 | 0 | 0 | 0 | 0 | 0 | 0 | 0 | 0 | 0 | 0
| - | - | 0 | 0 | 0 | 0 | 0 | 0 | 0 | 0 | 0 | 0 | 0 | 0 | 0 | 0 | 0 | 0 | 0 | 0 | 0 | 0 | 0 | 0 | 0 | 0 | 0 | 0 | 0 | 0 | 0 | 0 | 0 | 0 | 0 | 0 | 0 | 0
| - | - | 0 | 0 | 0 | 0 | 0 | 0 | 0 | 0 | 0 | 0 | 0 | 0 | 0 | 0 | 0 | 0 | 0 | 0 | 0 | 0 | 0 | 0 | 0 | 0 | 0 | 0 | 0 | 0 | 0 | 0 | 0 | 0 | 0 | 0 | 0 | 0
| - | - | 0 | 0 | 0 | 0 | 0 | 0 | 0 | 0 | 0 | 0 | 0 | 0 | 0 | 0 | 0 | 0 | 0 | 0 | 0 | 0 | 0 | 0 | 0 | 0 | 0 | 0 | 0 | 0 | 0 | 0 | 0 | 0 | 0 | 0 | 0 | 0
| - | - | 0 | 0 | 0 | 0 | 0 | 0 | 0 | 0 | 0 | 0 | 0 | 0 | 0 | 0 | 0 | 0 | 0 | 0 | 0 | 0 | 0 | 0 | 0 | 0 | 0 | 0 | 0 | 0 | 0 | 0 | 0 | 0 | 0 | 0 | 0 | 0
| - | - | 0 | 0 | 0 | 0 | 0 | 0 | 0 | 0 | 0 | 0 | 0 | 0 | 0 | 0 | 0 | 0 | 0 | 0 | 0 | 0 | 0 | 0 | 0 | 0 | 0 | 0 | 0 | 0 | 0 | 0 | 0 | 0 | 0 | 0 | 0 | 0
| - | - | 0 | 0 | 0 | 0 | 0 | 0 | 0 | 0 | 0 | 0 | 0 | 0 | 0 | 0 | 0 | 0 | 0 | 0 | 0 | 0 | 0 | 0 | 0 | 0 | 0 | 0 | 0 | 0 | 0 | 0 | 0 | 0 | 0 | 0 | 0 | 0
| - | - | 0 | 0 | 0 | 0 | 0 | 0 | 0 | 0 | 0 | 0 | 0 | 0 | 0 | 0 | 0 | 0 | 0 | 0 | 0 | 0 | 0 | 0 | 0 | 0 | 0 | 0 | 0 | 0 | 0 | 0 | 0 | 0 | 0 | 0 | 0 | 0
| - | - | 0 | 0 | 0 | 0 | 0 | 0 | 0 | 0 | 0 | 0 | 0 | 0 | 0 | 0 | 0 | 0 | 0 | 0 | 0 | 0 | 0 | 0 | 0 | 0 | 0 | 0 | 0 | 0 | 0 | 0 | 0 | 0 | 0 | 0 | 0 | 0
| - | - | 0 | 0 | 0 | 0 | 0 | 0 | 0 | 0 | 0 | 0 | 0 | 0 | 0 | 0 | 0 | 0 | 0 | 0 | 0 | 0 | 0 | 0 | 0 | 0 | 0 | 0 | 0 | 0 | 0 | 0 | 0 | 0 | 0 | 0 | 0 | 0
| - | - | 0 | 0 | 0 | 0 | 0 | 0 | 0 | 0 | 0 | 0 | 0 | 0 | 0 | 0 | 0 | 0 | 0 | 0 | 0 | 0 | 0 | 0 | 0 | 0 | 0 | 0 | 0 | 0 | 0 | 0 | 0 | 0 | 0 | 0 | 0 | 0
| - | - | 0 | 0 | 0 | 0 | 0 | 0 | 0 | 0 | 0 | 0 | 0 | 0 | 0 | 0 | 0 | 0 | 0 | 0 | 0 | 0 | 0 | 0 | 0 | 0 | 0 | 0 | 0 | 0 | 0 | 0 | 0 | 0 | 0 | 0 | 0 | 0
| - | - | 0 | 0 | 0 | 0 | 0 | 0 | 0 | 0 | 0 | 0 | 0 | 0 | 0 | 0 | 0 | 0 | 0 | 0 | 0 | 0 | 0 | 0 | 0 | 0 | 0 | 0 | 0 | 0 | 0 | 0 | 0 | 0 | 0 | 0 | 0 | 0
| - | - | 0 | 0 | 0 | 0 | 0 | 0 | 0 | 0 | 0 | 0 | 0 | 0 | 0 | 0 | 0 | 0 | 0 | 0 | 0 | 0 | 0 | 0 | 0 | 0 | 0 | 0 | 0 | 0 | 0 | 0 | 0 | 0 | 0 | 0 | 0 | 0
| - | - | 0 | 0 | 0 | 0 | 0 | 0 | 0 | 0 | 0 | 0 | 0 | 0 | 0 | 0 | 0 | 0 | 0 | 0 | 0 | 0 | 0 | 0 | 0 | 0 | 0 | 0 | 0 | 0 | 0 | 0 | 0 | 0 | 0 | 0 | 0 | 0
| - | - | 0 | 0 | 0 | 0 | 0 | 0 | 0 | 0 | 0 | 0 | 0 | 0 | 0 | 0 | 0 | 0 | 0 | 0 | 0 | 0 | 0 | 0 | 0 | 0 | 0 | 0 | 0 | 0 | 0 | 0 | 0 | 0 | 0 | 0 | 0 | 0
| - | - | 0 | 0 | 0 | 0 | 0 | 0 | 0 | 0 | 0 | 0 | 0 | 0 | 0 | 0 | 0 | 0 | 0 | 0 | 0 | 0 | 0 | 0 | 0 | 0 | 0 | 0 | 0 | 0 | 0 | 0 | 0 | 0 | 0 | 0 | 0 | 0
| - | - | 0 | 0 | 0 | 0 | 0 | 0 | 0 | 0 | 0 | 0 | 0 | 0 | 0 | 0 | 0 | 0 | 0 | 0 | 0 | 0 | 0 | 0 | 0 | 0 | 0 | 0 | 0 | 0 | 0 | 0 | 0 | 0 | 0 | 0 | 0 | 0
| - | - | 0 | 0 | 0 | 0 | 0 | 0 | 0 | 0 | 0 | 0 | 0 | 0 | 0 | 0 | 0 | 0 | 0 | 0 | 0 | 0 | 0 | 0 | 0 | 0 | 0 | 0 | 0 | 0 | 0 | 0 | 0 | 0 | 0 | 0 | 0 | 0
Transmission Constraints
Cumulative Transmission Upgrades (MW)
| Transmission Constraint |  | 2015 | 2016 | 2017 | 2018 | 2019 | 2020 | 2021 | 2022 | 2023 | 2024 | 2025 | 2026 | 2027 | 2028 | 2029 | 2030 | 2031 | 2032 | 2033 | 2034 | 2035 | 2036 | 2037 | 2038 | 2039 | 2040 | 2041 | 2042 | 2043 | 2044 | 2045 | 2046 | 2047 | 2048 | 2049 | 2050
1 | Colorado_River_500_230_group | MW | 0 | 0 | 0 | 0 | 0 | 0 | 0 | 0 | 0 | 0 | 0 | 0 | 0 | 0 | 0 | 0 | 0 | 0 | 0 | 0 | 0 | 0 | 0 | 0 | 0 | 0 | 0 | 0 | 0 | 0 | 0 | 0 | 0 | 0 | 0 | 0
2 | Contra_Costa_Delta_Switchyard_230_group | MW | 0 | 0 | 0 | 0 | 0 | 0 | 0 | 0 | 0 | 0 | 0 | 0 | 0 | 0 | 0 | 0 | 0 | 0 | 0 | 0 | 0 | 0 | 0 | 0 | 0 | 0 | 0 | 0 | 0 | 0 | 0 | 0 | 0 | 0 | 0 | 0
3 | Delevan_Cortina_230_group | MW | 0 | 0 | 0 | 0 | 0 | 0 | 0 | 0 | 0 | 0 | 0 | 0 | 0 | 0 | 0 | 0 | 0 | 0 | 0 | 0 | 41.02 | 0 | 0 | 0 | 0 | 41.02 | 0 | 0 | 0 | 0 | 1339.65 | 0 | 0 | 0 | 0 | 0
4 | Devers_Red_Bluff_group | MW | 0 | 0 | 0 | 0 | 0 | 0 | 0 | 0 | 0 | 0 | 0 | 0 | 0 | 0 | 0 | 0 | 0 | 0 | 0 | 0 | 0 | 0 | 0 | 0 | 0 | 0 | 0 | 0 | 0 | 0 | 0 | 0 | 0 | 0 | 0 | 0
5 | East_of_Miguel_group | MW | 0 | 0 | 0 | 0 | 0 | 0 | 0 | 0 | 0 | 0 | 0 | 0 | 0 | 0 | 0 | 0 | 0 | 0 | 0 | 0 | 0 | 0 | 0 | 0 | 0 | 0 | 0 | 0 | 0 | 0 | 0 | 0 | 0 | 0 | 0 | 0
6 | Eldorado_500_230_group | MW | 0 | 0 | 0 | 0 | 0 | 0 | 0 | 0 | 0 | 0 | 0 | 0 | 0 | 0 | 0 | 0 | 0 | 0 | 0 | 0 | 0 | 0 | 0 | 0 | 0 | 0 | 0 | 0 | 0 | 0 | 400 | 0 | 0 | 0 | 0 | 0
7 | Encina_San_Luis_Rey_group | MW | 0 | 0 | 0 | 0 | 0 | 0 | 0 | 0 | 0 | 0 | 0 | 0 | 0 | 0 | 0 | 0 | 0 | 0 | 0 | 0 | 0 | 0 | 0 | 0 | 0 | 0 | 0 | 0 | 0 | 0 | 134 | 0 | 0 | 0 | 0 | 0
8 | GLW_VEA_group | MW | 0 | 0 | 0 | 0 | 0 | 0 | 0 | 0 | 0 | 0 | 0 | 0 | 0 | 266.17 | 0 | 266.17 | 0 | 266.17 | 0 | 0 | 266.17 | 0 | 0 | 0 | 0 | 266.17 | 0 | 0 | 0 | 0 | 266.17 | 0 | 0 | 0 | 0 | 0
9 | Gates_500_230_Transformer_group | MW | 0 | 0 | 0 | 0 | 0 | 0 | 0 | 0 | 0 | 0 | 0 | 0 | 0 | 0 | 0 | 0 | 0 | 0 | 0 | 0 | 0 | 0 | 0 | 0 | 0 | 0 | 0 | 0 | 0 | 0 | 0 | 0 | 0 | 0 | 0 | 0
10 | Gates_Arco_Midway_230_group | MW | 0 | 0 | 0 | 0 | 0 | 0 | 0 | 0 | 0 | 0 | 0 | 0 | 0 | 0 | 0 | 0 | 0 | 276.56 | 0 | 0 | 276.56 | 0 | 0 | 0 | 0 | 276.56 | 0 | 0 | 0 | 0 | 276.56 | 0 | 0 | 0 | 0 | 0
11 | Gates_Panoche_230_group | MW | 0 | 0 | 0 | 0 | 0 | 0 | 0 | 0 | 0 | 0 | 0 | 0 | 0 | 0 | 0 | 0 | 0 | 0 | 0 | 0 | 0 | 0 | 0 | 0 | 0 | 0 | 0 | 0 | 0 | 0 | 377.98 | 0 | 0 | 0 | 0 | 0
12 | Greater_LA_group | MW | 0 | 0 | 0 | 0 | 0 | 0 | 0 | 0 | 0 | 0 | 0 | 0 | 0 | 0 | 0 | 0 | 0 | 0 | 0 | 0 | 0 | 0 | 0 | 0 | 0 | 0 | 0 | 0 | 0 | 0 | 0 | 0 | 0 | 0 | 0 | 0
13 | Humboldt_Trinity_115_group | MW | 0 | 0 | 0 | 0 | 0 | 0 | 0 | 0 | 0 | 0 | 0 | 0 | 0 | 0 | 0 | 0 | 0 | 0 | 0 | 0 | 0 | 0 | 0 | 0 | 0 | 0 | 0 | 0 | 0 | 0 | 0 | 0 | 0 | 0 | 0 | 0
14 | Imperial_Valley_group | MW | 0 | 0 | 0 | 0 | 0 | 0 | 0 | 0 | 0 | 0 | 0 | 0 | 0 | 0 | 0 | 0 | 0 | 0 | 0 | 0 | 0 | 0 | 0 | 0 | 0 | 0 | 0 | 0 | 0 | 0 | 0 | 0 | 0 | 0 | 0 | 0
15 | Internal_San_Diego_group | MW | 0 | 0 | 0 | 0 | 0 | 0 | 0 | 0 | 0 | 0 | 0 | 0 | 0 | 147.76 | 0 | 147.9 | 0 | 147.9 | 0 | 0 | 147.9 | 0 | 0 | 0 | 0 | 147.91 | 0 | 0 | 0 | 0 | 2067 | 0 | 0 | 0 | 0 | 0
16 | Los_Banos_500_230_Transformer_group | MW | 0 | 0 | 0 | 0 | 0 | 0 | 0 | 0 | 0 | 0 | 0 | 0 | 0 | 0 | 0 | 0 | 0 | 0 | 0 | 0 | 0 | 0 | 0 | 0 | 0 | 0 | 0 | 0 | 0 | 0 | 0 | 0 | 0 | 0 | 0 | 0
17 | Los_Banos_Gates_500_OPDS_group | MW | 0 | 0 | 0 | 0 | 0 | 0 | 0 | 0 | 0 | 0 | 0 | 0 | 0 | 0 | 0 | 0 | 0 | 0 | 0 | 0 | 0 | 0 | 0 | 0 | 0 | 0 | 0 | 0 | 0 | 0 | 0 | 0 | 0 | 0 | 0 | 0
18 | Lugo_Transformer_group | MW | 0 | 0 | 0 | 0 | 0 | 0 | 0 | 0 | 0 | 0 | 0 | 0 | 0 | 0 | 0 | 0 | 0 | 0 | 0 | 0 | 0 | 0 | 0 | 0 | 0 | 575.6 | 0 | 0 | 0 | 0 | 980 | 0 | 0 | 0 | 0 | 0
19 | Mohave_Eldorado_500_group | MW | 0 | 0 | 0 | 0 | 0 | 0 | 0 | 0 | 0 | 0 | 0 | 0 | 0 | 0 | 0 | 0 | 0 | 0 | 0 | 0 | 0 | 0 | 0 | 0 | 0 | 0 | 0 | 0 | 0 | 0 | 0 | 0 | 0 | 0 | 0 | 0
20 | Morro_Bay_Templeton_230_group | MW | 0 | 0 | 0 | 0 | 0 | 0 | 0 | 0 | 0 | 0 | 0 | 0 | 0 | 0 | 0 | 0 | 0 | 0 | 0 | 0 | 0 | 0 | 0 | 0 | 0 | 0 | 0 | 0 | 0 | 0 | 0 | 0 | 0 | 0 | 0 | 0
21 | Moss_Landing_Los_Banos_230_OPDS_group | MW | 0 | 0 | 0 | 0 | 0 | 0 | 0 | 0 | 0 | 0 | 0 | 0 | 0 | 0 | 0 | 0 | 0 | 0 | 0 | 0 | 0 | 0 | 0 | 0 | 0 | 0 | 0 | 0 | 0 | 0 | 0 | 0 | 0 | 0 | 0 | 0
22 | San_Luis_Rey_San_Onofre_group | MW | 0 | 0 | 0 | 0 | 0 | 0 | 0 | 0 | 0 | 0 | 0 | 0 | 0 | 0 | 0 | 0 | 0 | 0 | 0 | 0 | 0 | 0 | 0 | 0 | 0 | 0 | 0 | 0 | 0 | 0 | 1287 | 0 | 0 | 0 | 0 | 0
23 | Serrano_Alberhill_group | MW | 0 | 0 | 0 | 0 | 0 | 0 | 0 | 0 | 0 | 0 | 0 | 0 | 0 | 0 | 0 | 0 | 0 | 0 | 0 | 0 | 0 | 0 | 0 | 0 | 0 | 0 | 0 | 0 | 0 | 0 | 3648 | 0 | 0 | 0 | 0 | 0
24 | Silvergate_Bay_Boulevard_group | MW | 0 | 0 | 0 | 0 | 0 | 0 | 0 | 0 | 0 | 0 | 0 | 0 | 0 | 0 | 0 | 0 | 0 | 0 | 0 | 0 | 0 | 0 | 0 | 0 | 0 | 0 | 0 | 0 | 0 | 0 | 1832.86 | 0 | 0 | 0 | 0 | 0
25 | South_Kramer_Victor_Lugo_group | MW | 0 | 0 | 0 | 0 | 0 | 0 | 0 | 0 | 0 | 0 | 0 | 0 | 0 | 0 | 0 | 0 | 0 | 0 | 0 | 0 | 0 | 0 | 0 | 0 | 0 | 0 | 0 | 0 | 0 | 0 | 0 | 0 | 0 | 0 | 0 | 0
26 | South_Kramer_Victor_group | MW | 0 | 0 | 0 | 0 | 0 | 0 | 0 | 0 | 0 | 0 | 0 | 0 | 0 | 0 | 0 | 0 | 0 | 0 | 0 | 0 | 0 | 0 | 0 | 0 | 0 | 0 | 0 | 0 | 0 | 0 | 0 | 0 | 0 | 0 | 0 | 0
27 | Tehachapi_Antelope_group | MW | 0 | 0 | 0 | 0 | 0 | 0 | 0 | 0 | 0 | 0 | 0 | 0 | 0 | 0 | 0 | 0.01 | 0 | 0.01 | 0 | 0 | 0.01 | 0 | 0 | 0 | 0 | 0.02 | 0 | 0 | 0 | 0 | 2700 | 0 | 0 | 0 | 0 | 0
28 | Tesla_Westley_230_group | MW | 0 | 0 | 0 | 0 | 0 | 0 | 0 | 0 | 0 | 0 | 0 | 0 | 0 | 0 | 0 | 0 | 0 | 0 | 0 | 0 | 0 | 0 | 0 | 0 | 0 | 0 | 0 | 0 | 0 | 0 | 0 | 0 | 0 | 0 | 0 | 0
29 | - | MW | 0 | 0 | 0 | 0 | 0 | 0 | 0 | 0 | 0 | 0 | 0 | 0 | 0 | 0 | 0 | 0 | 0 | 0 | 0 | 0 | 0 | 0 | 0 | 0 | 0 | 0 | 0 | 0 | 0 | 0 | 0 | 0 | 0 | 0 | 0 | 0
30 | - | MW | 0 | 0 | 0 | 0 | 0 | 0 | 0 | 0 | 0 | 0 | 0 | 0 | 0 | 0 | 0 | 0 | 0 | 0 | 0 | 0 | 0 | 0 | 0 | 0 | 0 | 0 | 0 | 0 | 0 | 0 | 0 | 0 | 0 | 0 | 0 | 0
31 | - | MW | 0 | 0 | 0 | 0 | 0 | 0 | 0 | 0 | 0 | 0 | 0 | 0 | 0 | 0 | 0 | 0 | 0 | 0 | 0 | 0 | 0 | 0 | 0 | 0 | 0 | 0 | 0 | 0 | 0 | 0 | 0 | 0 | 0 | 0 | 0 | 0
32 | - | MW | 0 | 0 | 0 | 0 | 0 | 0 | 0 | 0 | 0 | 0 | 0 | 0 | 0 | 0 | 0 | 0 | 0 | 0 | 0 | 0 | 0 | 0 | 0 | 0 | 0 | 0 | 0 | 0 | 0 | 0 | 0 | 0 | 0 | 0 | 0 | 0
33 | - | MW | 0 | 0 | 0 | 0 | 0 | 0 | 0 | 0 | 0 | 0 | 0 | 0 | 0 | 0 | 0 | 0 | 0 | 0 | 0 | 0 | 0 | 0 | 0 | 0 | 0 | 0 | 0 | 0 | 0 | 0 | 0 | 0 | 0 | 0 | 0 | 0
34 | - | MW | 0 | 0 | 0 | 0 | 0 | 0 | 0 | 0 | 0 | 0 | 0 | 0 | 0 | 0 | 0 | 0 | 0 | 0 | 0 | 0 | 0 | 0 | 0 | 0 | 0 | 0 | 0 | 0 | 0 | 0 | 0 | 0 | 0 | 0 | 0 | 0
35 | - | MW | 0 | 0 | 0 | 0 | 0 | 0 | 0 | 0 | 0 | 0 | 0 | 0 | 0 | 0 | 0 | 0 | 0 | 0 | 0 | 0 | 0 | 0 | 0 | 0 | 0 | 0 | 0 | 0 | 0 | 0 | 0 | 0 | 0 | 0 | 0 | 0
36 | - | MW | 0 | 0 | 0 | 0 | 0 | 0 | 0 | 0 | 0 | 0 | 0 | 0 | 0 | 0 | 0 | 0 | 0 | 0 | 0 | 0 | 0 | 0 | 0 | 0 | 0 | 0 | 0 | 0 | 0 | 0 | 0 | 0 | 0 | 0 | 0 | 0
37 | - | MW | 0 | 0 | 0 | 0 | 0 | 0 | 0 | 0 | 0 | 0 | 0 | 0 | 0 | 0 | 0 | 0 | 0 | 0 | 0 | 0 | 0 | 0 | 0 | 0 | 0 | 0 | 0 | 0 | 0 | 0 | 0 | 0 | 0 | 0 | 0 | 0
38 | - | MW | 0 | 0 | 0 | 0 | 0 | 0 | 0 | 0 | 0 | 0 | 0 | 0 | 0 | 0 | 0 | 0 | 0 | 0 | 0 | 0 | 0 | 0 | 0 | 0 | 0 | 0 | 0 | 0 | 0 | 0 | 0 | 0 | 0 | 0 | 0 | 0
39 | - | MW | 0 | 0 | 0 | 0 | 0 | 0 | 0 | 0 | 0 | 0 | 0 | 0 | 0 | 0 | 0 | 0 | 0 | 0 | 0 | 0 | 0 | 0 | 0 | 0 | 0 | 0 | 0 | 0 | 0 | 0 | 0 | 0 | 0 | 0 | 0 | 0
40 | - | MW | 0 | 0 | 0 | 0 | 0 | 0 | 0 | 0 | 0 | 0 | 0 | 0 | 0 | 0 | 0 | 0 | 0 | 0 | 0 | 0 | 0 | 0 | 0 | 0 | 0 | 0 | 0 | 0 | 0 | 0 | 0 | 0 | 0 | 0 | 0 | 0
| Total | MW | 0 | 0 | 0 | 0 | 0 | 0 | 0 | 0 | 0 | 0 | 0 | 0 | 0 | 413.93 | 0 | 414.08 | 0 | 690.64 | 0 | 0 | 731.66 | 0 | 0 | 0 | 0 | 1307.28 | 0 | 0 | 0 | 0 | 15309.22 | 0 | 0 | 0 | 0 | 0
| Cumulative Transmission Upgrades (% of Upgrade Limit) | _period_upgrade_limit
| Transmission Constraint |  | 2015 | 2016 | 2017 | 2018 | 2019 | 2020 | 2021 | 2022 | 2023 | 2024 | 2025 | 2026 | 2027 | 2028 | 2029 | 2030 | 2031 | 2032 | 2033 | 2034 | 2035 | 2036 | 2037 | 2038 | 2039 | 2040 | 2041 | 2042 | 2043 | 2044 | 2045 | 2046 | 2047 | 2048 | 2049 | 2050
| Colorado_River_500_230_group | MW | bar: 2015 to 2050
| Contra_Costa_Delta_Switchyard_230_group | MW | bar: 2015 to 2050
| Delevan_Cortina_230_group | MW | 0% | 0% | 0% | 0% | 0% | 0% | 0% | 0% | 0% | 0% | 0% | 0% | 0% | 0% | 0% | 0% | 0% | 0% | 0% | 0% | 1.445% | 0% | 0% | 0% | 0% | 1.445% | 0% | 0% | 0% | 0% | 47.18% | 0% | 0% | 0% | 0% | 0%
| Devers_Red_Bluff_group | MW | bar: 2015 to 2050
| East_of_Miguel_group | MW | bar: 2015 to 2050
| Eldorado_500_230_group | MW | 0% | 0% | 0% | 0% | 0% | 0% | 0% | 0% | 0% | 0% | 0% | 0% | 0% | 0% | 0% | 0% | 0% | 0% | 0% | 0% | 0% | 0% | 0% | 0% | 0% | 0% | 0% | 0% | 0% | 0% | 99.75% | 0% | 0% | 0% | 0% | 0%
| Encina_San_Luis_Rey_group | MW | 0% | 0% | 0% | 0% | 0% | 0% | 0% | 0% | 0% | 0% | 0% | 0% | 0% | 0% | 0% | 0% | 0% | 0% | 0% | 0% | 0% | 0% | 0% | 0% | 0% | 0% | 0% | 0% | 0% | 0% | 3.603% | 0% | 0% | 0% | 0% | 0%
| GLW_VEA_group | MW | 0% | 0% | 0% | 0% | 0% | 0% | 0% | 0% | 0% | 0% | 0% | 0% | 0% | 26.59% | 0% | 26.59% | 0% | 26.59% | 0% | 0% | 26.59% | 0% | 0% | 0% | 0% | 26.59% | 0% | 0% | 0% | 0% | 26.59% | 0% | 0% | 0% | 0% | 0%
| Gates_500_230_Transformer_group | MW | bar: 2015 to 2050
| Gates_Arco_Midway_230_group | MW | 0% | 0% | 0% | 0% | 0% | 0% | 0% | 0% | 0% | 0% | 0% | 0% | 0% | 0% | 0% | 0% | 0% | 8.814% | 0% | 0% | 8.814% | 0% | 0% | 0% | 0% | 8.814% | 0% | 0% | 0% | 0% | 8.814% | 0% | 0% | 0% | 0% | 0%
| Gates_Panoche_230_group | MW | 0% | 0% | 0% | 0% | 0% | 0% | 0% | 0% | 0% | 0% | 0% | 0% | 0% | 0% | 0% | 0% | 0% | 0% | 0% | 0% | 0% | 0% | 0% | 0% | 0% | 0% | 0% | 0% | 0% | 0% | 99.73% | 0% | 0% | 0% | 0% | 0%
| Greater_LA_group | MW | bar: 2015 to 2050
| Humboldt_Trinity_115_group | MW | bar: 2015 to 2050
| Imperial_Valley_group | MW | bar: 2015 to 2050
| Internal_San_Diego_group | MW | 0% | 0% | 0% | 0% | 0% | 0% | 0% | 0% | 0% | 0% | 0% | 0% | 0% | 7.145% | 0% | 7.152% | 0% | 7.152% | 0% | 0% | 7.152% | 0% | 0% | 0% | 0% | 7.152% | 0% | 0% | 0% | 0% | 99.95% | 0% | 0% | 0% | 0% | 0%
| Los_Banos_500_230_Transformer_group | MW | bar: 2015 to 2050
| Los_Banos_Gates_500_OPDS_group | MW | bar: 2015 to 2050
| Lugo_Transformer_group | MW | 0% | 0% | 0% | 0% | 0% | 0% | 0% | 0% | 0% | 0% | 0% | 0% | 0% | 0% | 0% | 0% | 0% | 0% | 0% | 0% | 0% | 0% | 0% | 0% | 0% | 58.67% | 0% | 0% | 0% | 0% | 99.9% | 0% | 0% | 0% | 0% | 0%
| Mohave_Eldorado_500_group | MW | bar: 2015 to 2050
| Morro_Bay_Templeton_230_group | MW | bar: 2015 to 2050
| Moss_Landing_Los_Banos_230_OPDS_group | MW | bar: 2015 to 2050
| San_Luis_Rey_San_Onofre_group | MW | 0% | 0% | 0% | 0% | 0% | 0% | 0% | 0% | 0% | 0% | 0% | 0% | 0% | 0% | 0% | 0% | 0% | 0% | 0% | 0% | 0% | 0% | 0% | 0% | 0% | 0% | 0% | 0% | 0% | 0% | 30.14% | 0% | 0% | 0% | 0% | 0%
| Serrano_Alberhill_group | MW | 0% | 0% | 0% | 0% | 0% | 0% | 0% | 0% | 0% | 0% | 0% | 0% | 0% | 0% | 0% | 0% | 0% | 0% | 0% | 0% | 0% | 0% | 0% | 0% | 0% | 0% | 0% | 0% | 0% | 0% | 99.97% | 0% | 0% | 0% | 0% | 0%
| Silvergate_Bay_Boulevard_group | MW | 0% | 0% | 0% | 0% | 0% | 0% | 0% | 0% | 0% | 0% | 0% | 0% | 0% | 0% | 0% | 0% | 0% | 0% | 0% | 0% | 0% | 0% | 0% | 0% | 0% | 0% | 0% | 0% | 0% | 0% | 86.46% | 0% | 0% | 0% | 0% | 0%
| South_Kramer_Victor_Lugo_group | MW | bar: 2015 to 2050
| South_Kramer_Victor_group | MW | bar: 2015 to 2050
| Tehachapi_Antelope_group | MW | 0% | 0% | 0% | 0% | 0% | 0% | 0% | 0% | 0% | 0% | 0% | 0% | 0% | 0% | 0% | 0.0003702% | 0% | 0.0003702% | 0% | 0% | 0.0003702% | 0% | 0% | 0% | 0% | 0.0007405% | 0% | 0% | 0% | 0% | 99.96% | 0% | 0% | 0% | 0% | 0%
| Tesla_Westley_230_group | MW | bar: 2015 to 2050
| - | MW | bar: 2015 to 2050
| - | MW | bar: 2015 to 2050
| - | MW | bar: 2015 to 2050
| - | MW | bar: 2015 to 2050
| - | MW | bar: 2015 to 2050
| - | MW | bar: 2015 to 2050
| - | MW | bar: 2015 to 2050
| - | MW | bar: 2015 to 2050
| - | MW | bar: 2015 to 2050
| - | MW | bar: 2015 to 2050
| - | MW | bar: 2015 to 2050
| - | MW | bar: 2015 to 2050
Transmission Costs ($MM/yr)
| Transmission Constraint |  | 2015 | 2016 | 2017 | 2018 | 2019 | 2020 | 2021 | 2022 | 2023 | 2024 | 2025 | 2026 | 2027 | 2028 | 2029 | 2030 | 2031 | 2032 | 2033 | 2034 | 2035 | 2036 | 2037 | 2038 | 2039 | 2040 | 2041 | 2042 | 2043 | 2044 | 2045 | 2046 | 2047 | 2048 | 2049 | 2050
| Colorado_River_500_230_group | $MM | 0 | 0 | 0 | 0 | 0 | 0 | 0 | 0 | 0 | 0 | 0 | 0 | 0 | 0 | 0 | 0 | 0 | 0 | 0 | 0 | 0 | 0 | 0 | 0 | 0 | 0 | 0 | 0 | 0 | 0 | 0 | 0 | 0 | 0 | 0 | 0
| Contra_Costa_Delta_Switchyard_230_group | $MM | 0 | 0 | 0 | 0 | 0 | 0 | 0 | 0 | 0 | 0 | 0 | 0 | 0 | 0 | 0 | 0 | 0 | 0 | 0 | 0 | 2.5e-07 | 0 | 0 | 0 | 0 | 5.4e-07 | 0 | 0 | 0 | 0 | 9.3e-07 | 0 | 0 | 0 | 0 | 0
| Delevan_Cortina_230_group | $MM | 0 | 0 | 0 | 0 | 0 | 0 | 0 | 0 | 0 | 0 | 0 | 0 | 0 | 0 | 0 | 0 | 0 | 0 | 0 | 0 | 3.5838 | 0 | 0 | 0 | 0 | 3.5839 | 0 | 0 | 0 | 0 | 117.0377 | 0 | 0 | 0 | 0 | 0
| Devers_Red_Bluff_group | $MM | 0 | 0 | 0 | 0 | 0 | 0 | 0 | 0 | 0 | 0 | 0 | 0 | 0 | 0 | 0 | 0 | 0 | 2.3e-07 | 0 | 0 | 4.8e-07 | 0 | 0 | 0 | 0 | 8e-07 | 0 | 0 | 0 | 0 | 1.21e-06 | 0 | 0 | 0 | 0 | 0
| East_of_Miguel_group | $MM | 0 | 0 | 0 | 0 | 0 | 0 | 0 | 0 | 0 | 0 | 0 | 0 | 0 | 0 | 0 | 0 | 0 | 8.8e-07 | 0 | 0 | 1.396e-05 | 0 | 0 | 0 | 0 | 1.784e-05 | 0 | 0 | 0 | 0 | 6.465e-05 | 0 | 0 | 0 | 0 | 0
| Eldorado_500_230_group | $MM | 0 | 0 | 0 | 0 | 0 | 0 | 0 | 0 | 0 | 0 | 0 | 3.6e-07 | 0 | 1.613e-05 | 0 | 1.999e-05 | 0 | 2.277e-05 | 0 | 0 | 2.771e-05 | 0 | 0 | 0 | 0 | 3.813e-05 | 0 | 0 | 0 | 0 | 6.7679 | 0 | 0 | 0 | 0 | 0
| Encina_San_Luis_Rey_group | $MM | 0 | 0 | 0 | 0 | 0 | 0 | 0 | 0 | 0 | 0 | 0 | 0 | 0 | 0 | 0 | 0 | 0 | 1.1e-07 | 0 | 0 | 1.8e-07 | 0 | 0 | 0 | 0 | 4.6e-07 | 0 | 0 | 0 | 0 | 0.31561 | 0 | 0 | 0 | 0 | 0
| GLW_VEA_group | $MM | 0 | 0 | 0 | 0 | 0 | 0 | 0 | 0 | 0 | 0 | 0 | 0 | 0 | 3.7577 | 0 | 3.7577 | 0 | 3.7577 | 0 | 0 | 3.7577 | 0 | 0 | 0 | 0 | 3.7577 | 0 | 0 | 0 | 0 | 3.7577 | 0 | 0 | 0 | 0 | 0
| Gates_500_230_Transformer_group | $MM | 0 | 0 | 0 | 0 | 0 | 0 | 0 | 0 | 0 | 0 | 0 | 0 | 0 | 0 | 0 | 1e-07 | 0 | 2e-07 | 0 | 0 | 3.3e-07 | 0 | 0 | 0 | 0 | 4.9e-07 | 0 | 0 | 0 | 0 | 7.1e-07 | 0 | 0 | 0 | 0 | 0
| Gates_Arco_Midway_230_group | $MM | 0 | 0 | 0 | 0 | 0 | 0 | 0 | 0 | 0 | 0 | 0 | 0 | 0 | 0 | 0 | 0 | 0 | 0.9331 | 0 | 0 | 0.93311 | 0 | 0 | 0 | 0 | 0.93311 | 0 | 0 | 0 | 0 | 0.93311 | 0 | 0 | 0 | 0 | 0
| Gates_Panoche_230_group | $MM | 0 | 0 | 0 | 0 | 0 | 0 | 0 | 0 | 0 | 0 | 0 | 0 | 0 | 2.3e-07 | 0 | 5.9e-07 | 0 | 9.7e-07 | 0 | 0 | 1.65e-06 | 0 | 0 | 0 | 0 | 2.84e-06 | 0 | 0 | 0 | 0 | 20.893 | 0 | 0 | 0 | 0 | 0
| Greater_LA_group | $MM | 0 | 0 | 0 | 0 | 0 | 0 | 0 | 3.19e-06 | 1.539e-05 | 1.541e-05 | 1.556e-05 | 1.572e-05 | 0 | 1.591e-05 | 0 | 7.935e-05 | 0 | 7.954e-05 | 0 | 0 | 7.981e-05 | 0 | 0 | 0 | 0 | 8.015e-05 | 0 | 0 | 0 | 0 | 8.075e-05 | 0 | 0 | 0 | 0 | 0
| Humboldt_Trinity_115_group | $MM | 0 | 0 | 0 | 0 | 0 | 0 | 0 | 0 | 0 | 0 | 0 | 0 | 0 | 0 | 0 | 0 | 0 | 3.3e-07 | 0 | 0 | 9.4e-07 | 0 | 0 | 0 | 0 | 1.48e-06 | 0 | 0 | 0 | 0 | 2.36e-06 | 0 | 0 | 0 | 0 | 0
| Imperial_Valley_group | $MM | 0 | 0 | 0 | 0 | 0 | 0 | 0 | 0 | 0 | 0 | 0 | 0 | 0 | 0 | 0 | 0 | 0 | 2.3e-07 | 0 | 0 | 5e-07 | 0 | 0 | 0 | 0 | 8.4e-07 | 0 | 0 | 0 | 0 | 1.3e-06 | 0 | 0 | 0 | 0 | 0
| Internal_San_Diego_group | $MM | 0 | 0 | 0 | 0 | 0 | 0 | 0 | 0 | 0 | 8e-08 | 1.15e-06 | 2.78e-06 | 0 | 0.63999 | 0 | 0.64059 | 0 | 0.6406 | 0 | 0 | 0.6406 | 0 | 0 | 0 | 0 | 0.64061 | 0 | 0 | 0 | 0 | 8.9526 | 0 | 0 | 0 | 0 | 0
| Los_Banos_500_230_Transformer_group | $MM | 0 | 0 | 0 | 0 | 0 | 0 | 0 | 0 | 0 | 0 | 0 | 0 | 0 | 0 | 0 | 0 | 0 | 2.3e-07 | 0 | 0 | 5.1e-07 | 0 | 0 | 0 | 0 | 8.5e-07 | 0 | 0 | 0 | 0 | 1.33e-06 | 0 | 0 | 0 | 0 | 0
| Los_Banos_Gates_500_OPDS_group | $MM | 0 | 0 | 0 | 0 | 0 | 0 | 0 | 0 | 0 | 0 | 0 | 0 | 0 | 0 | 0 | 0 | 0 | 0 | 0 | 0 | 0 | 0 | 0 | 0 | 0 | 0 | 0 | 0 | 0 | 0 | 0 | 0 | 0 | 0 | 0 | 0
| Lugo_Transformer_group | $MM | 0 | 0 | 0 | 0 | 0 | 0 | 0 | 0 | 0 | 0 | 0 | 4.9e-07 | 0 | 2.18e-06 | 0 | 4.4e-06 | 0 | 5.35e-06 | 0 | 0 | 9.58e-06 | 0 | 0 | 0 | 0 | 3.9752 | 0 | 0 | 0 | 0 | 6.7679 | 0 | 0 | 0 | 0 | 0
| Mohave_Eldorado_500_group | $MM | 0 | 0 | 0 | 0 | 0 | 0 | 0 | 0 | 0 | 0 | 0 | 0 | 0 | 0 | 0 | 0 | 0 | 0 | 0 | 0 | 0 | 0 | 0 | 0 | 0 | 0 | 0 | 0 | 0 | 0 | 0 | 0 | 0 | 0 | 0 | 0
| Morro_Bay_Templeton_230_group | $MM | 0 | 0 | 0 | 0 | 0 | 0 | 0 | 0 | 0 | 0 | 0 | 0 | 0 | 0 | 0 | 0 | 0 | 1.05e-06 | 0 | 0 | 1.21e-06 | 0 | 0 | 0 | 0 | 3.4e-06 | 0 | 0 | 0 | 0 | 7.15e-06 | 0 | 0 | 0 | 0 | 0
| Moss_Landing_Los_Banos_230_OPDS_group | $MM | 0 | 0 | 0 | 0 | 0 | 0 | 0 | 0 | 0 | 0 | 0 | 0 | 0 | 0 | 0 | 0 | 0 | 0 | 0 | 0 | 0 | 0 | 0 | 0 | 0 | 0 | 0 | 0 | 0 | 0 | 0 | 0 | 0 | 0 | 0 | 0
| San_Luis_Rey_San_Onofre_group | $MM | 0 | 0 | 0 | 0 | 0 | 0 | 0 | 0 | 0 | 0 | 0 | 0 | 0 | 0 | 0 | 0 | 0 | 1e-07 | 0 | 0 | 1.6e-07 | 0 | 0 | 0 | 0 | 6.47e-06 | 0 | 0 | 0 | 0 | 6.1342 | 0 | 0 | 0 | 0 | 0
| Serrano_Alberhill_group | $MM | 0 | 0 | 0 | 0 | 0 | 0 | 0 | 0 | 0 | 0 | 0 | 0 | 0 | 0 | 0 | 0 | 0 | 4.6e-07 | 0 | 0 | 9.2e-07 | 0 | 0 | 0 | 0 | 4.545e-05 | 0 | 0 | 0 | 0 | 129.6044 | 0 | 0 | 0 | 0 | 0
| Silvergate_Bay_Boulevard_group | $MM | 0 | 0 | 0 | 0 | 0 | 0 | 0 | 0 | 0 | 0 | 0 | 0 | 0 | 2.5e-07 | 0 | 3.4e-07 | 0 | 4e-07 | 0 | 0 | 9.6e-07 | 0 | 0 | 0 | 0 | 1.77e-06 | 0 | 0 | 0 | 0 | 2.4918 | 0 | 0 | 0 | 0 | 0
| South_Kramer_Victor_Lugo_group | $MM | 0 | 0 | 0 | 0 | 0 | 0 | 0 | 0 | 0 | 0 | 0 | 0 | 0 | 0 | 0 | 0 | 0 | 0 | 0 | 0 | 0 | 0 | 0 | 0 | 0 | 0 | 0 | 0 | 0 | 0 | 0 | 0 | 0 | 0 | 0 | 0
| South_Kramer_Victor_group | $MM | 0 | 0 | 0 | 0 | 0 | 0 | 0 | 0 | 0 | 0 | 0 | 0 | 0 | 0 | 0 | 0 | 0 | 0 | 0 | 0 | 0 | 0 | 0 | 0 | 0 | 0 | 0 | 0 | 0 | 0 | 0 | 0 | 0 | 0 | 0 | 0
| Tehachapi_Antelope_group | $MM | 0 | 0 | 0 | 0 | 0 | 0 | 0 | 0 | 0 | 3.4e-07 | 4.3e-07 | 6.9e-07 | 0 | 1.57e-06 | 0 | 3.18e-06 | 0 | 4.2e-06 | 0 | 0 | 5.68e-06 | 0 | 0 | 0 | 0 | 9.61e-06 | 0 | 0 | 0 | 0 | 1.2841 | 0 | 0 | 0 | 0 | 0
| Tesla_Westley_230_group | $MM | 0 | 0 | 0 | 0 | 0 | 0 | 0 | 0 | 0 | 0 | 0 | 0 | 0 | 0 | 0 | 0 | 0 | 2.4e-07 | 0 | 0 | 5.1e-07 | 0 | 0 | 0 | 0 | 8.7e-07 | 0 | 0 | 0 | 0 | 1.36e-06 | 0 | 0 | 0 | 0 | 0
| - | $MM | 0 | 0 | 0 | 0 | 0 | 0 | 0 | 0 | 0 | 0 | 0 | 0 | 0 | 0 | 0 | 0 | 0 | 0 | 0 | 0 | 0 | 0 | 0 | 0 | 0 | 0 | 0 | 0 | 0 | 0 | 0 | 0 | 0 | 0 | 0 | 0
| - | $MM | 0 | 0 | 0 | 0 | 0 | 0 | 0 | 0 | 0 | 0 | 0 | 0 | 0 | 0 | 0 | 0 | 0 | 0 | 0 | 0 | 0 | 0 | 0 | 0 | 0 | 0 | 0 | 0 | 0 | 0 | 0 | 0 | 0 | 0 | 0 | 0
| - | $MM | 0 | 0 | 0 | 0 | 0 | 0 | 0 | 0 | 0 | 0 | 0 | 0 | 0 | 0 | 0 | 0 | 0 | 0 | 0 | 0 | 0 | 0 | 0 | 0 | 0 | 0 | 0 | 0 | 0 | 0 | 0 | 0 | 0 | 0 | 0 | 0
| - | $MM | 0 | 0 | 0 | 0 | 0 | 0 | 0 | 0 | 0 | 0 | 0 | 0 | 0 | 0 | 0 | 0 | 0 | 0 | 0 | 0 | 0 | 0 | 0 | 0 | 0 | 0 | 0 | 0 | 0 | 0 | 0 | 0 | 0 | 0 | 0 | 0
| - | $MM | 0 | 0 | 0 | 0 | 0 | 0 | 0 | 0 | 0 | 0 | 0 | 0 | 0 | 0 | 0 | 0 | 0 | 0 | 0 | 0 | 0 | 0 | 0 | 0 | 0 | 0 | 0 | 0 | 0 | 0 | 0 | 0 | 0 | 0 | 0 | 0
| - | $MM | 0 | 0 | 0 | 0 | 0 | 0 | 0 | 0 | 0 | 0 | 0 | 0 | 0 | 0 | 0 | 0 | 0 | 0 | 0 | 0 | 0 | 0 | 0 | 0 | 0 | 0 | 0 | 0 | 0 | 0 | 0 | 0 | 0 | 0 | 0 | 0
| - | $MM | 0 | 0 | 0 | 0 | 0 | 0 | 0 | 0 | 0 | 0 | 0 | 0 | 0 | 0 | 0 | 0 | 0 | 0 | 0 | 0 | 0 | 0 | 0 | 0 | 0 | 0 | 0 | 0 | 0 | 0 | 0 | 0 | 0 | 0 | 0 | 0
| - | $MM | 0 | 0 | 0 | 0 | 0 | 0 | 0 | 0 | 0 | 0 | 0 | 0 | 0 | 0 | 0 | 0 | 0 | 0 | 0 | 0 | 0 | 0 | 0 | 0 | 0 | 0 | 0 | 0 | 0 | 0 | 0 | 0 | 0 | 0 | 0 | 0
| - | $MM | 0 | 0 | 0 | 0 | 0 | 0 | 0 | 0 | 0 | 0 | 0 | 0 | 0 | 0 | 0 | 0 | 0 | 0 | 0 | 0 | 0 | 0 | 0 | 0 | 0 | 0 | 0 | 0 | 0 | 0 | 0 | 0 | 0 | 0 | 0 | 0
| - | $MM | 0 | 0 | 0 | 0 | 0 | 0 | 0 | 0 | 0 | 0 | 0 | 0 | 0 | 0 | 0 | 0 | 0 | 0 | 0 | 0 | 0 | 0 | 0 | 0 | 0 | 0 | 0 | 0 | 0 | 0 | 0 | 0 | 0 | 0 | 0 | 0
| - | $MM | 0 | 0 | 0 | 0 | 0 | 0 | 0 | 0 | 0 | 0 | 0 | 0 | 0 | 0 | 0 | 0 | 0 | 0 | 0 | 0 | 0 | 0 | 0 | 0 | 0 | 0 | 0 | 0 | 0 | 0 | 0 | 0 | 0 | 0 | 0 | 0
| - | $MM | 0 | 0 | 0 | 0 | 0 | 0 | 0 | 0 | 0 | 0 | 0 | 0 | 0 | 0 | 0 | 0 | 0 | 0 | 0 | 0 | 0 | 0 | 0 | 0 | 0 | 0 | 0 | 0 | 0 | 0 | 0 | 0 | 0 | 0 | 0 | 0
| Total | $MM | 0 | 0 | 0 | 0 | 0 | 0 | 0 | 3.19e-06 | 1.539e-05 | 1.583e-05 | 1.714e-05 | 2.004e-05 | 0 | 4.3977 | 0 | 4.3984 | 0 | 5.3315 | 0 | 0 | 8.9154 | 0 | 0 | 0 | 0 | 12.8907 | 0 | 0 | 0 | 0 | 304.9404 | 0 | 0 | 0 | 0 | 0
| On-Peak Available Transmission Capacity (Existing + Upgrades) | _deliverable_peak_highest
| Transmission Constraint |  | 2015 | 2016 | 2017 | 2018 | 2019 | 2020 | 2021 | 2022 | 2023 | 2024 | 2025 | 2026 | 2027 | 2028 | 2029 | 2030 | 2031 | 2032 | 2033 | 2034 | 2035 | 2036 | 2037 | 2038 | 2039 | 2040 | 2041 | 2042 | 2043 | 2044 | 2045 | 2046 | 2047 | 2048 | 2049 | 2050
| Colorado_River_500_230_group | MW | 0 | 0 | 0 | 0 | 0 | 0 | 0 | 1490 | 1490 | 1490 | 1490 | 1490 | 0 | 1490 | 0 | 1490 | 0 | 1490 | 0 | 0 | 1490 | 0 | 0 | 0 | 0 | 1490 | 0 | 0 | 0 | 0 | 1490 | 0 | 0 | 0 | 0 | 0
| Contra_Costa_Delta_Switchyard_230_group | MW | 0 | 0 | 0 | 0 | 0 | 0 | 0 | 1523 | 1523 | 1523 | 1523 | 1523 | 0 | 1523 | 0 | 1523 | 0 | 1523 | 0 | 0 | 1523 | 0 | 0 | 0 | 0 | 1523 | 0 | 0 | 0 | 0 | 1523 | 0 | 0 | 0 | 0 | 0
| Delevan_Cortina_230_group | MW | 0 | 0 | 0 | 0 | 0 | 0 | 0 | 454 | 454 | 454 | 454 | 454 | 0 | 454 | 0 | 454 | 0 | 454 | 0 | 0 | 495.02 | 0 | 0 | 0 | 0 | 495.02 | 0 | 0 | 0 | 0 | 1793.65 | 0 | 0 | 0 | 0 | 0
| Devers_Red_Bluff_group | MW | 0 | 0 | 0 | 0 | 0 | 0 | 0 | 5400 | 5400 | 5400 | 5400 | 5400 | 0 | 5400 | 0 | 5400 | 0 | 5400 | 0 | 0 | 5400 | 0 | 0 | 0 | 0 | 5400 | 0 | 0 | 0 | 0 | 5400 | 0 | 0 | 0 | 0 | 0
| East_of_Miguel_group | MW | 0 | 0 | 0 | 0 | 0 | 0 | 0 | 731 | 731 | 731 | 731 | 731 | 0 | 731 | 0 | 731 | 0 | 731 | 0 | 0 | 731 | 0 | 0 | 0 | 0 | 731 | 0 | 0 | 0 | 0 | 731 | 0 | 0 | 0 | 0 | 0
| Eldorado_500_230_group | MW | 0 | 0 | 0 | 0 | 0 | 0 | 0 | 3360 | 3360 | 3360 | 3360 | 3360 | 0 | 3360 | 0 | 3360 | 0 | 3360 | 0 | 0 | 3360 | 0 | 0 | 0 | 0 | 3360 | 0 | 0 | 0 | 0 | 3760 | 0 | 0 | 0 | 0 | 0
| Encina_San_Luis_Rey_group | MW | 0 | 0 | 0 | 0 | 0 | 0 | 0 | 2901 | 2901 | 2901 | 2901 | 2901 | 0 | 2901 | 0 | 2901 | 0 | 2901 | 0 | 0 | 2901 | 0 | 0 | 0 | 0 | 2901 | 0 | 0 | 0 | 0 | 3035 | 0 | 0 | 0 | 0 | 0
| GLW_VEA_group | MW | 0 | 0 | 0 | 0 | 0 | 0 | 0 | 300 | 300 | 300 | 300 | 300 | 0 | 566.17 | 0 | 566.17 | 0 | 566.17 | 0 | 0 | 566.17 | 0 | 0 | 0 | 0 | 566.17 | 0 | 0 | 0 | 0 | 566.17 | 0 | 0 | 0 | 0 | 0
| Gates_500_230_Transformer_group | MW | 0 | 0 | 0 | 0 | 0 | 0 | 0 | 3151 | 3151 | 3151 | 3151 | 3151 | 0 | 3151 | 0 | 3151 | 0 | 3151 | 0 | 0 | 3151 | 0 | 0 | 0 | 0 | 3151 | 0 | 0 | 0 | 0 | 3151 | 0 | 0 | 0 | 0 | 0
| Gates_Arco_Midway_230_group | MW | 0 | 0 | 0 | 0 | 0 | 0 | 0 | 1431 | 1431 | 1431 | 1431 | 1431 | 0 | 1431 | 0 | 1431 | 0 | 1707.56 | 0 | 0 | 1707.56 | 0 | 0 | 0 | 0 | 1707.56 | 0 | 0 | 0 | 0 | 1707.56 | 0 | 0 | 0 | 0 | 0
| Gates_Panoche_230_group | MW | 0 | 0 | 0 | 0 | 0 | 0 | 0 | 10830 | 10830 | 10830 | 10830 | 10830 | 0 | 10830 | 0 | 10830 | 0 | 10830 | 0 | 0 | 10830 | 0 | 0 | 0 | 0 | 10830 | 0 | 0 | 0 | 0 | 11207.98 | 0 | 0 | 0 | 0 | 0
| Greater_LA_group | MW | 0 | 0 | 0 | 0 | 0 | 0 | 0 | 7241 | 7241 | 7241 | 7241 | 7241 | 0 | 7241 | 0 | 7241 | 0 | 7241 | 0 | 0 | 7241 | 0 | 0 | 0 | 0 | 7241 | 0 | 0 | 0 | 0 | 7241 | 0 | 0 | 0 | 0 | 0
| Humboldt_Trinity_115_group | MW | 0 | 0 | 0 | 0 | 0 | 0 | 0 | 20.52 | 20.52 | 20.52 | 20.52 | 20.52 | 0 | 20.52 | 0 | 20.52 | 0 | 20.52 | 0 | 0 | 20.52 | 0 | 0 | 0 | 0 | 20.52 | 0 | 0 | 0 | 0 | 20.52 | 0 | 0 | 0 | 0 | 0
| Imperial_Valley_group | MW | 0 | 0 | 0 | 0 | 0 | 0 | 0 | 1959 | 1959 | 1959 | 1959 | 1959 | 0 | 1959 | 0 | 1959 | 0 | 1959 | 0 | 0 | 1959 | 0 | 0 | 0 | 0 | 1959 | 0 | 0 | 0 | 0 | 1959 | 0 | 0 | 0 | 0 | 0
| Internal_San_Diego_group | MW | 0 | 0 | 0 | 0 | 0 | 0 | 0 | 968 | 968 | 968 | 968 | 968 | 0 | 1115.76 | 0 | 1115.9 | 0 | 1115.9 | 0 | 0 | 1115.9 | 0 | 0 | 0 | 0 | 1115.91 | 0 | 0 | 0 | 0 | 3035 | 0 | 0 | 0 | 0 | 0
| Los_Banos_500_230_Transformer_group | MW | 0 | 0 | 0 | 0 | 0 | 0 | 0 | 1127 | 1127 | 1127 | 1127 | 1127 | 0 | 1127 | 0 | 1127 | 0 | 1127 | 0 | 0 | 1127 | 0 | 0 | 0 | 0 | 1127 | 0 | 0 | 0 | 0 | 1127 | 0 | 0 | 0 | 0 | 0
| Los_Banos_Gates_500_OPDS_group | MW | 0 | 0 | 0 | 0 | 0 | 0 | 0 | 1273 | 1273 | 1273 | 1273 | 1273 | 0 | 1273 | 0 | 1273 | 0 | 1273 | 0 | 0 | 1273 | 0 | 0 | 0 | 0 | 1273 | 0 | 0 | 0 | 0 | 1273 | 0 | 0 | 0 | 0 | 0
| Lugo_Transformer_group | MW | 0 | 0 | 0 | 0 | 0 | 0 | 0 | 1576 | 1576 | 1576 | 1576 | 1576 | 0 | 1576 | 0 | 1576 | 0 | 1576 | 0 | 0 | 1576 | 0 | 0 | 0 | 0 | 2151.6 | 0 | 0 | 0 | 0 | 2556 | 0 | 0 | 0 | 0 | 0
| Mohave_Eldorado_500_group | MW | 0 | 0 | 0 | 0 | 0 | 0 | 0 | 1560 | 1560 | 1560 | 1560 | 1560 | 0 | 1560 | 0 | 1560 | 0 | 1560 | 0 | 0 | 1560 | 0 | 0 | 0 | 0 | 1560 | 0 | 0 | 0 | 0 | 1560 | 0 | 0 | 0 | 0 | 0
| Morro_Bay_Templeton_230_group | MW | 0 | 0 | 0 | 0 | 0 | 0 | 0 | 1707.56 | 1707.56 | 1707.56 | 1707.56 | 1707.56 | 0 | 1707.56 | 0 | 1707.56 | 0 | 1707.56 | 0 | 0 | 1707.56 | 0 | 0 | 0 | 0 | 1707.56 | 0 | 0 | 0 | 0 | 1707.56 | 0 | 0 | 0 | 0 | 0
| Moss_Landing_Los_Banos_230_OPDS_group | MW | 0 | 0 | 0 | 0 | 0 | 0 | 0 | 1611 | 1611 | 1611 | 1611 | 1611 | 0 | 1611 | 0 | 1611 | 0 | 1611 | 0 | 0 | 1611 | 0 | 0 | 0 | 0 | 1611 | 0 | 0 | 0 | 0 | 1611 | 0 | 0 | 0 | 0 | 0
| San_Luis_Rey_San_Onofre_group | MW | 0 | 0 | 0 | 0 | 0 | 0 | 0 | 1748 | 1748 | 1748 | 1748 | 1748 | 0 | 1748 | 0 | 1748 | 0 | 1748 | 0 | 0 | 1748 | 0 | 0 | 0 | 0 | 1748 | 0 | 0 | 0 | 0 | 3035 | 0 | 0 | 0 | 0 | 0
| Serrano_Alberhill_group | MW | 0 | 0 | 0 | 0 | 0 | 0 | 0 | 5700 | 5700 | 5700 | 5700 | 5700 | 0 | 5700 | 0 | 5700 | 0 | 5700 | 0 | 0 | 5700 | 0 | 0 | 0 | 0 | 5700 | 0 | 0 | 0 | 0 | 9348 | 0 | 0 | 0 | 0 | 0
| Silvergate_Bay_Boulevard_group | MW | 0 | 0 | 0 | 0 | 0 | 0 | 0 | 1202 | 1202 | 1202 | 1202 | 1202 | 0 | 1202 | 0 | 1202 | 0 | 1202 | 0 | 0 | 1202 | 0 | 0 | 0 | 0 | 1202 | 0 | 0 | 0 | 0 | 3034.86 | 0 | 0 | 0 | 0 | 0
| South_Kramer_Victor_Lugo_group | MW | 0 | 0 | 0 | 0 | 0 | 0 | 0 | 1156 | 1156 | 1156 | 1156 | 1156 | 0 | 1156 | 0 | 1156 | 0 | 1156 | 0 | 0 | 1156 | 0 | 0 | 0 | 0 | 1156 | 0 | 0 | 0 | 0 | 1156 | 0 | 0 | 0 | 0 | 0
| South_Kramer_Victor_group | MW | 0 | 0 | 0 | 0 | 0 | 0 | 0 | 826 | 826 | 826 | 826 | 826 | 0 | 826 | 0 | 826 | 0 | 826 | 0 | 0 | 826 | 0 | 0 | 0 | 0 | 826 | 0 | 0 | 0 | 0 | 826 | 0 | 0 | 0 | 0 | 0
| Tehachapi_Antelope_group | MW | 0 | 0 | 0 | 0 | 0 | 0 | 0 | 4040 | 4040 | 4040 | 4040 | 4040 | 0 | 4040 | 0 | 4040.01 | 0 | 4040.01 | 0 | 0 | 4040.01 | 0 | 0 | 0 | 0 | 4040.02 | 0 | 0 | 0 | 0 | 6740 | 0 | 0 | 0 | 0 | 0
| Tesla_Westley_230_group | MW | 0 | 0 | 0 | 0 | 0 | 0 | 0 | 1098 | 1098 | 1098 | 1098 | 1098 | 0 | 1098 | 0 | 1098 | 0 | 1098 | 0 | 0 | 1098 | 0 | 0 | 0 | 0 | 1098 | 0 | 0 | 0 | 0 | 1098 | 0 | 0 | 0 | 0 | 0
| - | MW | 0 | 0 | 0 | 0 | 0 | 0 | 0 | 0 | 0 | 0 | 0 | 0 | 0 | 0 | 0 | 0 | 0 | 0 | 0 | 0 | 0 | 0 | 0 | 0 | 0 | 0 | 0 | 0 | 0 | 0 | 0 | 0 | 0 | 0 | 0 | 0
| - | MW | 0 | 0 | 0 | 0 | 0 | 0 | 0 | 0 | 0 | 0 | 0 | 0 | 0 | 0 | 0 | 0 | 0 | 0 | 0 | 0 | 0 | 0 | 0 | 0 | 0 | 0 | 0 | 0 | 0 | 0 | 0 | 0 | 0 | 0 | 0 | 0
| - | MW | 0 | 0 | 0 | 0 | 0 | 0 | 0 | 0 | 0 | 0 | 0 | 0 | 0 | 0 | 0 | 0 | 0 | 0 | 0 | 0 | 0 | 0 | 0 | 0 | 0 | 0 | 0 | 0 | 0 | 0 | 0 | 0 | 0 | 0 | 0 | 0
| - | MW | 0 | 0 | 0 | 0 | 0 | 0 | 0 | 0 | 0 | 0 | 0 | 0 | 0 | 0 | 0 | 0 | 0 | 0 | 0 | 0 | 0 | 0 | 0 | 0 | 0 | 0 | 0 | 0 | 0 | 0 | 0 | 0 | 0 | 0 | 0 | 0
| - | MW | 0 | 0 | 0 | 0 | 0 | 0 | 0 | 0 | 0 | 0 | 0 | 0 | 0 | 0 | 0 | 0 | 0 | 0 | 0 | 0 | 0 | 0 | 0 | 0 | 0 | 0 | 0 | 0 | 0 | 0 | 0 | 0 | 0 | 0 | 0 | 0
| - | MW | 0 | 0 | 0 | 0 | 0 | 0 | 0 | 0 | 0 | 0 | 0 | 0 | 0 | 0 | 0 | 0 | 0 | 0 | 0 | 0 | 0 | 0 | 0 | 0 | 0 | 0 | 0 | 0 | 0 | 0 | 0 | 0 | 0 | 0 | 0 | 0
| - | MW | 0 | 0 | 0 | 0 | 0 | 0 | 0 | 0 | 0 | 0 | 0 | 0 | 0 | 0 | 0 | 0 | 0 | 0 | 0 | 0 | 0 | 0 | 0 | 0 | 0 | 0 | 0 | 0 | 0 | 0 | 0 | 0 | 0 | 0 | 0 | 0
| - | MW | 0 | 0 | 0 | 0 | 0 | 0 | 0 | 0 | 0 | 0 | 0 | 0 | 0 | 0 | 0 | 0 | 0 | 0 | 0 | 0 | 0 | 0 | 0 | 0 | 0 | 0 | 0 | 0 | 0 | 0 | 0 | 0 | 0 | 0 | 0 | 0
| - | MW | 0 | 0 | 0 | 0 | 0 | 0 | 0 | 0 | 0 | 0 | 0 | 0 | 0 | 0 | 0 | 0 | 0 | 0 | 0 | 0 | 0 | 0 | 0 | 0 | 0 | 0 | 0 | 0 | 0 | 0 | 0 | 0 | 0 | 0 | 0 | 0
| - | MW | 0 | 0 | 0 | 0 | 0 | 0 | 0 | 0 | 0 | 0 | 0 | 0 | 0 | 0 | 0 | 0 | 0 | 0 | 0 | 0 | 0 | 0 | 0 | 0 | 0 | 0 | 0 | 0 | 0 | 0 | 0 | 0 | 0 | 0 | 0 | 0
| - | MW | 0 | 0 | 0 | 0 | 0 | 0 | 0 | 0 | 0 | 0 | 0 | 0 | 0 | 0 | 0 | 0 | 0 | 0 | 0 | 0 | 0 | 0 | 0 | 0 | 0 | 0 | 0 | 0 | 0 | 0 | 0 | 0 | 0 | 0 | 0 | 0
| - | MW | 0 | 0 | 0 | 0 | 0 | 0 | 0 | 0 | 0 | 0 | 0 | 0 | 0 | 0 | 0 | 0 | 0 | 0 | 0 | 0 | 0 | 0 | 0 | 0 | 0 | 0 | 0 | 0 | 0 | 0 | 0 | 0 | 0 | 0 | 0 | 0
| Off-Peak Available Transmission Capacity (Existing + Upgrades) | _offpeak
| Transmission Constraint |  | 2015 | 2016 | 2017 | 2018 | 2019 | 2020 | 2021 | 2022 | 2023 | 2024 | 2025 | 2026 | 2027 | 2028 | 2029 | 2030 | 2031 | 2032 | 2033 | 2034 | 2035 | 2036 | 2037 | 2038 | 2039 | 2040 | 2041 | 2042 | 2043 | 2044 | 2045 | 2046 | 2047 | 2048 | 2049 | 2050
| Colorado_River_500_230_group | MW | 0 | 0 | 0 | 0 | 0 | 0 | 0 | 1739 | 1739 | 1739 | 1739 | 1739 | 0 | 1739 | 0 | 1739 | 0 | 1739 | 0 | 0 | 1739 | 0 | 0 | 0 | 0 | 1739 | 0 | 0 | 0 | 0 | 1739 | 0 | 0 | 0 | 0 | 0
| Contra_Costa_Delta_Switchyard_230_group | MW | 0 | 0 | 0 | 0 | 0 | 0 | 0 | 1523 | 1523 | 1523 | 1523 | 1523 | 0 | 1523 | 0 | 1523 | 0 | 1523 | 0 | 0 | 1523 | 0 | 0 | 0 | 0 | 1523 | 0 | 0 | 0 | 0 | 1523 | 0 | 0 | 0 | 0 | 0
| Delevan_Cortina_230_group | MW | 0 | 0 | 0 | 0 | 0 | 0 | 0 | 795 | 795 | 795 | 795 | 795 | 0 | 795 | 0 | 795 | 0 | 795 | 0 | 0 | 795 | 0 | 0 | 0 | 0 | 795 | 0 | 0 | 0 | 0 | 795 | 0 | 0 | 0 | 0 | 0
| Devers_Red_Bluff_group | MW | 0 | 0 | 0 | 0 | 0 | 0 | 0 | 5820 | 5820 | 5820 | 5820 | 5820 | 0 | 5820 | 0 | 5820 | 0 | 5820 | 0 | 0 | 5820 | 0 | 0 | 0 | 0 | 5820 | 0 | 0 | 0 | 0 | 5820 | 0 | 0 | 0 | 0 | 0
| East_of_Miguel_group | MW | 0 | 0 | 0 | 0 | 0 | 0 | 0 | 950 | 950 | 950 | 950 | 950 | 0 | 950 | 0 | 950 | 0 | 950 | 0 | 0 | 950 | 0 | 0 | 0 | 0 | 950 | 0 | 0 | 0 | 0 | 950 | 0 | 0 | 0 | 0 | 0
| Eldorado_500_230_group | MW | 0 | 0 | 0 | 0 | 0 | 0 | 0 | 3360 | 3360 | 3360 | 3360 | 3360 | 0 | 3360 | 0 | 3360 | 0 | 3360 | 0 | 0 | 3360 | 0 | 0 | 0 | 0 | 3360 | 0 | 0 | 0 | 0 | 3360 | 0 | 0 | 0 | 0 | 0
| Encina_San_Luis_Rey_group | MW | 0 | 0 | 0 | 0 | 0 | 0 | 0 | 3035 | 3035 | 3035 | 3035 | 3035 | 0 | 3035 | 0 | 3035 | 0 | 3035 | 0 | 0 | 3035 | 0 | 0 | 0 | 0 | 3035 | 0 | 0 | 0 | 0 | 3035 | 0 | 0 | 0 | 0 | 0
| GLW_VEA_group | MW | 0 | 0 | 0 | 0 | 0 | 0 | 0 | 269 | 269 | 269 | 269 | 269 | 0 | 564.4487 | 0 | 564.4487 | 0 | 564.4487 | 0 | 0 | 564.4487 | 0 | 0 | 0 | 0 | 564.4487 | 0 | 0 | 0 | 0 | 564.4487 | 0 | 0 | 0 | 0 | 0
| Gates_500_230_Transformer_group | MW | 0 | 0 | 0 | 0 | 0 | 0 | 0 | 3279 | 3279 | 3279 | 3279 | 3279 | 0 | 3279 | 0 | 3279 | 0 | 3279 | 0 | 0 | 3279 | 0 | 0 | 0 | 0 | 3279 | 0 | 0 | 0 | 0 | 3279 | 0 | 0 | 0 | 0 | 0
| Gates_Arco_Midway_230_group | MW | 0 | 0 | 0 | 0 | 0 | 0 | 0 | 2568 | 2568 | 2568 | 2568 | 2568 | 0 | 2568 | 0 | 2568 | 0 | 2568 | 0 | 0 | 2568 | 0 | 0 | 0 | 0 | 2568 | 0 | 0 | 0 | 0 | 2568 | 0 | 0 | 0 | 0 | 0
| Gates_Panoche_230_group | MW | 0 | 0 | 0 | 0 | 0 | 0 | 0 | 10830 | 10830 | 10830 | 10830 | 10830 | 0 | 10830 | 0 | 10830 | 0 | 10830 | 0 | 0 | 10830 | 0 | 0 | 0 | 0 | 10830 | 0 | 0 | 0 | 0 | 10830 | 0 | 0 | 0 | 0 | 0
| Greater_LA_group | MW | 0 | 0 | 0 | 0 | 0 | 0 | 0 | 7241 | 7241 | 7241 | 7241 | 7241 | 0 | 7241 | 0 | 7241 | 0 | 7241 | 0 | 0 | 7241 | 0 | 0 | 0 | 0 | 7241 | 0 | 0 | 0 | 0 | 7241 | 0 | 0 | 0 | 0 | 0
| Humboldt_Trinity_115_group | MW | 0 | 0 | 0 | 0 | 0 | 0 | 0 | 63 | 63 | 63 | 63 | 63 | 0 | 63 | 0 | 63 | 0 | 63 | 0 | 0 | 63 | 0 | 0 | 0 | 0 | 63 | 0 | 0 | 0 | 0 | 63 | 0 | 0 | 0 | 0 | 0
| Imperial_Valley_group | MW | 0 | 0 | 0 | 0 | 0 | 0 | 0 | 1959 | 1959 | 1959 | 1959 | 1959 | 0 | 1959 | 0 | 1959 | 0 | 1959 | 0 | 0 | 1959 | 0 | 0 | 0 | 0 | 1959 | 0 | 0 | 0 | 0 | 1959 | 0 | 0 | 0 | 0 | 0
| Internal_San_Diego_group | MW | 0 | 0 | 0 | 0 | 0 | 0 | 0 | 290 | 290 | 290 | 290 | 290 | 0 | 309.587 | 0 | 309.6055 | 0 | 309.6055 | 0 | 0 | 309.6055 | 0 | 0 | 0 | 0 | 309.6068 | 0 | 0 | 0 | 0 | 564 | 0 | 0 | 0 | 0 | 0
| Los_Banos_500_230_Transformer_group | MW | 0 | 0 | 0 | 0 | 0 | 0 | 0 | 2534 | 2534 | 2534 | 2534 | 2534 | 0 | 2534 | 0 | 2534 | 0 | 2534 | 0 | 0 | 2534 | 0 | 0 | 0 | 0 | 2534 | 0 | 0 | 0 | 0 | 2534 | 0 | 0 | 0 | 0 | 0
| Los_Banos_Gates_500_OPDS_group | MW | 0 | 0 | 0 | 0 | 0 | 0 | 0 | 2425 | 2425 | 2425 | 2425 | 2425 | 0 | 2425 | 0 | 2425 | 0 | 2425 | 0 | 0 | 2425 | 0 | 0 | 0 | 0 | 2425 | 0 | 0 | 0 | 0 | 2425 | 0 | 0 | 0 | 0 | 0
| Lugo_Transformer_group | MW | 0 | 0 | 0 | 0 | 0 | 0 | 0 | 1619 | 1619 | 1619 | 1619 | 1619 | 0 | 1619 | 0 | 1619 | 0 | 1619 | 0 | 0 | 1619 | 0 | 0 | 0 | 0 | 1619 | 0 | 0 | 0 | 0 | 1619 | 0 | 0 | 0 | 0 | 0
| Mohave_Eldorado_500_group | MW | 0 | 0 | 0 | 0 | 0 | 0 | 0 | 1560 | 1560 | 1560 | 1560 | 1560 | 0 | 1560 | 0 | 1560 | 0 | 1560 | 0 | 0 | 1560 | 0 | 0 | 0 | 0 | 1560 | 0 | 0 | 0 | 0 | 1560 | 0 | 0 | 0 | 0 | 0
| Morro_Bay_Templeton_230_group | MW | 0 | 0 | 0 | 0 | 0 | 0 | 0 | 1903 | 1903 | 1903 | 1903 | 1903 | 0 | 1903 | 0 | 1903 | 0 | 1903 | 0 | 0 | 1903 | 0 | 0 | 0 | 0 | 1903 | 0 | 0 | 0 | 0 | 1903 | 0 | 0 | 0 | 0 | 0
| Moss_Landing_Los_Banos_230_OPDS_group | MW | 0 | 0 | 0 | 0 | 0 | 0 | 0 | 3102 | 3102 | 3102 | 3102 | 3102 | 0 | 3102 | 0 | 3102 | 0 | 3102 | 0 | 0 | 3102 | 0 | 0 | 0 | 0 | 3102 | 0 | 0 | 0 | 0 | 3102 | 0 | 0 | 0 | 0 | 0
| San_Luis_Rey_San_Onofre_group | MW | 0 | 0 | 0 | 0 | 0 | 0 | 0 | 3281 | 3281 | 3281 | 3281 | 3281 | 0 | 3281 | 0 | 3281 | 0 | 3281 | 0 | 0 | 3281 | 0 | 0 | 0 | 0 | 3281 | 0 | 0 | 0 | 0 | 3281 | 0 | 0 | 0 | 0 | 0
| Serrano_Alberhill_group | MW | 0 | 0 | 0 | 0 | 0 | 0 | 0 | 11800 | 11800 | 11800 | 11800 | 11800 | 0 | 11800 | 0 | 11800 | 0 | 11800 | 0 | 0 | 11800 | 0 | 0 | 0 | 0 | 11800 | 0 | 0 | 0 | 0 | 11800 | 0 | 0 | 0 | 0 | 0
| Silvergate_Bay_Boulevard_group | MW | 0 | 0 | 0 | 0 | 0 | 0 | 0 | 2163 | 2163 | 2163 | 2163 | 2163 | 0 | 2163 | 0 | 2163 | 0 | 2163 | 0 | 0 | 2163 | 0 | 0 | 0 | 0 | 2163 | 0 | 0 | 0 | 0 | 2163 | 0 | 0 | 0 | 0 | 0
| South_Kramer_Victor_Lugo_group | MW | 0 | 0 | 0 | 0 | 0 | 0 | 0 | 1311 | 1311 | 1311 | 1311 | 1311 | 0 | 1311 | 0 | 1311 | 0 | 1311 | 0 | 0 | 1311 | 0 | 0 | 0 | 0 | 1311 | 0 | 0 | 0 | 0 | 1311 | 0 | 0 | 0 | 0 | 0
| South_Kramer_Victor_group | MW | 0 | 0 | 0 | 0 | 0 | 0 | 0 | 1237.02 | 1237.02 | 1237.02 | 1237.02 | 1237.02 | 0 | 1237.02 | 0 | 1237.02 | 0 | 1237.02 | 0 | 0 | 1237.02 | 0 | 0 | 0 | 0 | 1237.02 | 0 | 0 | 0 | 0 | 1237.02 | 0 | 0 | 0 | 0 | 0
| Tehachapi_Antelope_group | MW | 0 | 0 | 0 | 0 | 0 | 0 | 0 | 5171 | 5171 | 5171 | 5171 | 5171 | 0 | 5171 | 0 | 5171 | 0 | 5171 | 0 | 0 | 5171 | 0 | 0 | 0 | 0 | 5171 | 0 | 0 | 0 | 0 | 5171 | 0 | 0 | 0 | 0 | 0
| Tesla_Westley_230_group | MW | 0 | 0 | 0 | 0 | 0 | 0 | 0 | 1098 | 1098 | 1098 | 1098 | 1098 | 0 | 1098 | 0 | 1098 | 0 | 1098 | 0 | 0 | 1098 | 0 | 0 | 0 | 0 | 1098 | 0 | 0 | 0 | 0 | 1098 | 0 | 0 | 0 | 0 | 0
| - | MW | 0 | 0 | 0 | 0 | 0 | 0 | 0 | 0 | 0 | 0 | 0 | 0 | 0 | 0 | 0 | 0 | 0 | 0 | 0 | 0 | 0 | 0 | 0 | 0 | 0 | 0 | 0 | 0 | 0 | 0 | 0 | 0 | 0 | 0 | 0 | 0
| - | MW | 0 | 0 | 0 | 0 | 0 | 0 | 0 | 0 | 0 | 0 | 0 | 0 | 0 | 0 | 0 | 0 | 0 | 0 | 0 | 0 | 0 | 0 | 0 | 0 | 0 | 0 | 0 | 0 | 0 | 0 | 0 | 0 | 0 | 0 | 0 | 0
| - | MW | 0 | 0 | 0 | 0 | 0 | 0 | 0 | 0 | 0 | 0 | 0 | 0 | 0 | 0 | 0 | 0 | 0 | 0 | 0 | 0 | 0 | 0 | 0 | 0 | 0 | 0 | 0 | 0 | 0 | 0 | 0 | 0 | 0 | 0 | 0 | 0
| - | MW | 0 | 0 | 0 | 0 | 0 | 0 | 0 | 0 | 0 | 0 | 0 | 0 | 0 | 0 | 0 | 0 | 0 | 0 | 0 | 0 | 0 | 0 | 0 | 0 | 0 | 0 | 0 | 0 | 0 | 0 | 0 | 0 | 0 | 0 | 0 | 0
| - | MW | 0 | 0 | 0 | 0 | 0 | 0 | 0 | 0 | 0 | 0 | 0 | 0 | 0 | 0 | 0 | 0 | 0 | 0 | 0 | 0 | 0 | 0 | 0 | 0 | 0 | 0 | 0 | 0 | 0 | 0 | 0 | 0 | 0 | 0 | 0 | 0
| - | MW | 0 | 0 | 0 | 0 | 0 | 0 | 0 | 0 | 0 | 0 | 0 | 0 | 0 | 0 | 0 | 0 | 0 | 0 | 0 | 0 | 0 | 0 | 0 | 0 | 0 | 0 | 0 | 0 | 0 | 0 | 0 | 0 | 0 | 0 | 0 | 0
| - | MW | 0 | 0 | 0 | 0 | 0 | 0 | 0 | 0 | 0 | 0 | 0 | 0 | 0 | 0 | 0 | 0 | 0 | 0 | 0 | 0 | 0 | 0 | 0 | 0 | 0 | 0 | 0 | 0 | 0 | 0 | 0 | 0 | 0 | 0 | 0 | 0
| - | MW | 0 | 0 | 0 | 0 | 0 | 0 | 0 | 0 | 0 | 0 | 0 | 0 | 0 | 0 | 0 | 0 | 0 | 0 | 0 | 0 | 0 | 0 | 0 | 0 | 0 | 0 | 0 | 0 | 0 | 0 | 0 | 0 | 0 | 0 | 0 | 0
| - | MW | 0 | 0 | 0 | 0 | 0 | 0 | 0 | 0 | 0 | 0 | 0 | 0 | 0 | 0 | 0 | 0 | 0 | 0 | 0 | 0 | 0 | 0 | 0 | 0 | 0 | 0 | 0 | 0 | 0 | 0 | 0 | 0 | 0 | 0 | 0 | 0
| - | MW | 0 | 0 | 0 | 0 | 0 | 0 | 0 | 0 | 0 | 0 | 0 | 0 | 0 | 0 | 0 | 0 | 0 | 0 | 0 | 0 | 0 | 0 | 0 | 0 | 0 | 0 | 0 | 0 | 0 | 0 | 0 | 0 | 0 | 0 | 0 | 0
| - | MW | 0 | 0 | 0 | 0 | 0 | 0 | 0 | 0 | 0 | 0 | 0 | 0 | 0 | 0 | 0 | 0 | 0 | 0 | 0 | 0 | 0 | 0 | 0 | 0 | 0 | 0 | 0 | 0 | 0 | 0 | 0 | 0 | 0 | 0 | 0 | 0
| - | MW | 0 | 0 | 0 | 0 | 0 | 0 | 0 | 0 | 0 | 0 | 0 | 0 | 0 | 0 | 0 | 0 | 0 | 0 | 0 | 0 | 0 | 0 | 0 | 0 | 0 | 0 | 0 | 0 | 0 | 0 | 0 | 0 | 0 | 0 | 0 | 0
| On-Peak Available Existing Transmission Capacity | _deliverable_peak_highest
| Transmission Constraint |  | 2015 | 2016 | 2017 | 2018 | 2019 | 2020 | 2021 | 2022 | 2023 | 2024 | 2025 | 2026 | 2027 | 2028 | 2029 | 2030 | 2031 | 2032 | 2033 | 2034 | 2035 | 2036 | 2037 | 2038 | 2039 | 2040 | 2041 | 2042 | 2043 | 2044 | 2045 | 2046 | 2047 | 2048 | 2049 | 2050
| Colorado_River_500_230_group | MW | 0 | 0 | 0 | 0 | 0 | 0 | 0 | 1490 | 1490 | 1490 | 1490 | 1490 | 0 | 1490 | 0 | 1490 | 0 | 1490 | 0 | 0 | 1490 | 0 | 0 | 0 | 0 | 1490 | 0 | 0 | 0 | 0 | 1490 | 0 | 0 | 0 | 0 | 0
| Contra_Costa_Delta_Switchyard_230_group | MW | 0 | 0 | 0 | 0 | 0 | 0 | 0 | 1523 | 1523 | 1523 | 1523 | 1523 | 0 | 1523 | 0 | 1523 | 0 | 1523 | 0 | 0 | 1523 | 0 | 0 | 0 | 0 | 1523 | 0 | 0 | 0 | 0 | 1523 | 0 | 0 | 0 | 0 | 0
| Delevan_Cortina_230_group | MW | 0 | 0 | 0 | 0 | 0 | 0 | 0 | 454 | 454 | 454 | 454 | 454 | 0 | 454 | 0 | 454 | 0 | 454 | 0 | 0 | 454 | 0 | 0 | 0 | 0 | 454 | 0 | 0 | 0 | 0 | 454 | 0 | 0 | 0 | 0 | 0
| Devers_Red_Bluff_group | MW | 0 | 0 | 0 | 0 | 0 | 0 | 0 | 5400 | 5400 | 5400 | 5400 | 5400 | 0 | 5400 | 0 | 5400 | 0 | 5400 | 0 | 0 | 5400 | 0 | 0 | 0 | 0 | 5400 | 0 | 0 | 0 | 0 | 5400 | 0 | 0 | 0 | 0 | 0
| East_of_Miguel_group | MW | 0 | 0 | 0 | 0 | 0 | 0 | 0 | 731 | 731 | 731 | 731 | 731 | 0 | 731 | 0 | 731 | 0 | 731 | 0 | 0 | 731 | 0 | 0 | 0 | 0 | 731 | 0 | 0 | 0 | 0 | 731 | 0 | 0 | 0 | 0 | 0
| Eldorado_500_230_group | MW | 0 | 0 | 0 | 0 | 0 | 0 | 0 | 3360 | 3360 | 3360 | 3360 | 3360 | 0 | 3360 | 0 | 3360 | 0 | 3360 | 0 | 0 | 3360 | 0 | 0 | 0 | 0 | 3360 | 0 | 0 | 0 | 0 | 3360 | 0 | 0 | 0 | 0 | 0
| Encina_San_Luis_Rey_group | MW | 0 | 0 | 0 | 0 | 0 | 0 | 0 | 2901 | 2901 | 2901 | 2901 | 2901 | 0 | 2901 | 0 | 2901 | 0 | 2901 | 0 | 0 | 2901 | 0 | 0 | 0 | 0 | 2901 | 0 | 0 | 0 | 0 | 2901 | 0 | 0 | 0 | 0 | 0
| GLW_VEA_group | MW | 0 | 0 | 0 | 0 | 0 | 0 | 0 | 300 | 300 | 300 | 300 | 300 | 0 | 300 | 0 | 300 | 0 | 300 | 0 | 0 | 300 | 0 | 0 | 0 | 0 | 300 | 0 | 0 | 0 | 0 | 300 | 0 | 0 | 0 | 0 | 0
| Gates_500_230_Transformer_group | MW | 0 | 0 | 0 | 0 | 0 | 0 | 0 | 3151 | 3151 | 3151 | 3151 | 3151 | 0 | 3151 | 0 | 3151 | 0 | 3151 | 0 | 0 | 3151 | 0 | 0 | 0 | 0 | 3151 | 0 | 0 | 0 | 0 | 3151 | 0 | 0 | 0 | 0 | 0
| Gates_Arco_Midway_230_group | MW | 0 | 0 | 0 | 0 | 0 | 0 | 0 | 1431 | 1431 | 1431 | 1431 | 1431 | 0 | 1431 | 0 | 1431 | 0 | 1431 | 0 | 0 | 1431 | 0 | 0 | 0 | 0 | 1431 | 0 | 0 | 0 | 0 | 1431 | 0 | 0 | 0 | 0 | 0
| Gates_Panoche_230_group | MW | 0 | 0 | 0 | 0 | 0 | 0 | 0 | 10830 | 10830 | 10830 | 10830 | 10830 | 0 | 10830 | 0 | 10830 | 0 | 10830 | 0 | 0 | 10830 | 0 | 0 | 0 | 0 | 10830 | 0 | 0 | 0 | 0 | 10830 | 0 | 0 | 0 | 0 | 0
| Greater_LA_group | MW | 0 | 0 | 0 | 0 | 0 | 0 | 0 | 7241 | 7241 | 7241 | 7241 | 7241 | 0 | 7241 | 0 | 7241 | 0 | 7241 | 0 | 0 | 7241 | 0 | 0 | 0 | 0 | 7241 | 0 | 0 | 0 | 0 | 7241 | 0 | 0 | 0 | 0 | 0
| Humboldt_Trinity_115_group | MW | 0 | 0 | 0 | 0 | 0 | 0 | 0 | 20.52 | 20.52 | 20.52 | 20.52 | 20.52 | 0 | 20.52 | 0 | 20.52 | 0 | 20.52 | 0 | 0 | 20.52 | 0 | 0 | 0 | 0 | 20.52 | 0 | 0 | 0 | 0 | 20.52 | 0 | 0 | 0 | 0 | 0
| Imperial_Valley_group | MW | 0 | 0 | 0 | 0 | 0 | 0 | 0 | 1959 | 1959 | 1959 | 1959 | 1959 | 0 | 1959 | 0 | 1959 | 0 | 1959 | 0 | 0 | 1959 | 0 | 0 | 0 | 0 | 1959 | 0 | 0 | 0 | 0 | 1959 | 0 | 0 | 0 | 0 | 0
| Internal_San_Diego_group | MW | 0 | 0 | 0 | 0 | 0 | 0 | 0 | 968 | 968 | 968 | 968 | 968 | 0 | 968 | 0 | 968 | 0 | 968 | 0 | 0 | 968 | 0 | 0 | 0 | 0 | 968 | 0 | 0 | 0 | 0 | 968 | 0 | 0 | 0 | 0 | 0
| Los_Banos_500_230_Transformer_group | MW | 0 | 0 | 0 | 0 | 0 | 0 | 0 | 1127 | 1127 | 1127 | 1127 | 1127 | 0 | 1127 | 0 | 1127 | 0 | 1127 | 0 | 0 | 1127 | 0 | 0 | 0 | 0 | 1127 | 0 | 0 | 0 | 0 | 1127 | 0 | 0 | 0 | 0 | 0
| Los_Banos_Gates_500_OPDS_group | MW | 0 | 0 | 0 | 0 | 0 | 0 | 0 | 1273 | 1273 | 1273 | 1273 | 1273 | 0 | 1273 | 0 | 1273 | 0 | 1273 | 0 | 0 | 1273 | 0 | 0 | 0 | 0 | 1273 | 0 | 0 | 0 | 0 | 1273 | 0 | 0 | 0 | 0 | 0
| Lugo_Transformer_group | MW | 0 | 0 | 0 | 0 | 0 | 0 | 0 | 1576 | 1576 | 1576 | 1576 | 1576 | 0 | 1576 | 0 | 1576 | 0 | 1576 | 0 | 0 | 1576 | 0 | 0 | 0 | 0 | 1576 | 0 | 0 | 0 | 0 | 1576 | 0 | 0 | 0 | 0 | 0
| Mohave_Eldorado_500_group | MW | 0 | 0 | 0 | 0 | 0 | 0 | 0 | 1560 | 1560 | 1560 | 1560 | 1560 | 0 | 1560 | 0 | 1560 | 0 | 1560 | 0 | 0 | 1560 | 0 | 0 | 0 | 0 | 1560 | 0 | 0 | 0 | 0 | 1560 | 0 | 0 | 0 | 0 | 0
| Morro_Bay_Templeton_230_group | MW | 0 | 0 | 0 | 0 | 0 | 0 | 0 | 1707.56 | 1707.56 | 1707.56 | 1707.56 | 1707.56 | 0 | 1707.56 | 0 | 1707.56 | 0 | 1707.56 | 0 | 0 | 1707.56 | 0 | 0 | 0 | 0 | 1707.56 | 0 | 0 | 0 | 0 | 1707.56 | 0 | 0 | 0 | 0 | 0
| Moss_Landing_Los_Banos_230_OPDS_group | MW | 0 | 0 | 0 | 0 | 0 | 0 | 0 | 1611 | 1611 | 1611 | 1611 | 1611 | 0 | 1611 | 0 | 1611 | 0 | 1611 | 0 | 0 | 1611 | 0 | 0 | 0 | 0 | 1611 | 0 | 0 | 0 | 0 | 1611 | 0 | 0 | 0 | 0 | 0
| San_Luis_Rey_San_Onofre_group | MW | 0 | 0 | 0 | 0 | 0 | 0 | 0 | 1748 | 1748 | 1748 | 1748 | 1748 | 0 | 1748 | 0 | 1748 | 0 | 1748 | 0 | 0 | 1748 | 0 | 0 | 0 | 0 | 1748 | 0 | 0 | 0 | 0 | 1748 | 0 | 0 | 0 | 0 | 0
| Serrano_Alberhill_group | MW | 0 | 0 | 0 | 0 | 0 | 0 | 0 | 5700 | 5700 | 5700 | 5700 | 5700 | 0 | 5700 | 0 | 5700 | 0 | 5700 | 0 | 0 | 5700 | 0 | 0 | 0 | 0 | 5700 | 0 | 0 | 0 | 0 | 5700 | 0 | 0 | 0 | 0 | 0
| Silvergate_Bay_Boulevard_group | MW | 0 | 0 | 0 | 0 | 0 | 0 | 0 | 1202 | 1202 | 1202 | 1202 | 1202 | 0 | 1202 | 0 | 1202 | 0 | 1202 | 0 | 0 | 1202 | 0 | 0 | 0 | 0 | 1202 | 0 | 0 | 0 | 0 | 1202 | 0 | 0 | 0 | 0 | 0
| South_Kramer_Victor_Lugo_group | MW | 0 | 0 | 0 | 0 | 0 | 0 | 0 | 1156 | 1156 | 1156 | 1156 | 1156 | 0 | 1156 | 0 | 1156 | 0 | 1156 | 0 | 0 | 1156 | 0 | 0 | 0 | 0 | 1156 | 0 | 0 | 0 | 0 | 1156 | 0 | 0 | 0 | 0 | 0
| South_Kramer_Victor_group | MW | 0 | 0 | 0 | 0 | 0 | 0 | 0 | 826 | 826 | 826 | 826 | 826 | 0 | 826 | 0 | 826 | 0 | 826 | 0 | 0 | 826 | 0 | 0 | 0 | 0 | 826 | 0 | 0 | 0 | 0 | 826 | 0 | 0 | 0 | 0 | 0
| Tehachapi_Antelope_group | MW | 0 | 0 | 0 | 0 | 0 | 0 | 0 | 4040 | 4040 | 4040 | 4040 | 4040 | 0 | 4040 | 0 | 4040 | 0 | 4040 | 0 | 0 | 4040 | 0 | 0 | 0 | 0 | 4040 | 0 | 0 | 0 | 0 | 4040 | 0 | 0 | 0 | 0 | 0
| Tesla_Westley_230_group | MW | 0 | 0 | 0 | 0 | 0 | 0 | 0 | 1098 | 1098 | 1098 | 1098 | 1098 | 0 | 1098 | 0 | 1098 | 0 | 1098 | 0 | 0 | 1098 | 0 | 0 | 0 | 0 | 1098 | 0 | 0 | 0 | 0 | 1098 | 0 | 0 | 0 | 0 | 0
| - | MW | 0 | 0 | 0 | 0 | 0 | 0 | 0 | 0 | 0 | 0 | 0 | 0 | 0 | 0 | 0 | 0 | 0 | 0 | 0 | 0 | 0 | 0 | 0 | 0 | 0 | 0 | 0 | 0 | 0 | 0 | 0 | 0 | 0 | 0 | 0 | 0
| - | MW | 0 | 0 | 0 | 0 | 0 | 0 | 0 | 0 | 0 | 0 | 0 | 0 | 0 | 0 | 0 | 0 | 0 | 0 | 0 | 0 | 0 | 0 | 0 | 0 | 0 | 0 | 0 | 0 | 0 | 0 | 0 | 0 | 0 | 0 | 0 | 0
| - | MW | 0 | 0 | 0 | 0 | 0 | 0 | 0 | 0 | 0 | 0 | 0 | 0 | 0 | 0 | 0 | 0 | 0 | 0 | 0 | 0 | 0 | 0 | 0 | 0 | 0 | 0 | 0 | 0 | 0 | 0 | 0 | 0 | 0 | 0 | 0 | 0
| - | MW | 0 | 0 | 0 | 0 | 0 | 0 | 0 | 0 | 0 | 0 | 0 | 0 | 0 | 0 | 0 | 0 | 0 | 0 | 0 | 0 | 0 | 0 | 0 | 0 | 0 | 0 | 0 | 0 | 0 | 0 | 0 | 0 | 0 | 0 | 0 | 0
| - | MW | 0 | 0 | 0 | 0 | 0 | 0 | 0 | 0 | 0 | 0 | 0 | 0 | 0 | 0 | 0 | 0 | 0 | 0 | 0 | 0 | 0 | 0 | 0 | 0 | 0 | 0 | 0 | 0 | 0 | 0 | 0 | 0 | 0 | 0 | 0 | 0
| - | MW | 0 | 0 | 0 | 0 | 0 | 0 | 0 | 0 | 0 | 0 | 0 | 0 | 0 | 0 | 0 | 0 | 0 | 0 | 0 | 0 | 0 | 0 | 0 | 0 | 0 | 0 | 0 | 0 | 0 | 0 | 0 | 0 | 0 | 0 | 0 | 0
| - | MW | 0 | 0 | 0 | 0 | 0 | 0 | 0 | 0 | 0 | 0 | 0 | 0 | 0 | 0 | 0 | 0 | 0 | 0 | 0 | 0 | 0 | 0 | 0 | 0 | 0 | 0 | 0 | 0 | 0 | 0 | 0 | 0 | 0 | 0 | 0 | 0
| - | MW | 0 | 0 | 0 | 0 | 0 | 0 | 0 | 0 | 0 | 0 | 0 | 0 | 0 | 0 | 0 | 0 | 0 | 0 | 0 | 0 | 0 | 0 | 0 | 0 | 0 | 0 | 0 | 0 | 0 | 0 | 0 | 0 | 0 | 0 | 0 | 0
| - | MW | 0 | 0 | 0 | 0 | 0 | 0 | 0 | 0 | 0 | 0 | 0 | 0 | 0 | 0 | 0 | 0 | 0 | 0 | 0 | 0 | 0 | 0 | 0 | 0 | 0 | 0 | 0 | 0 | 0 | 0 | 0 | 0 | 0 | 0 | 0 | 0
| - | MW | 0 | 0 | 0 | 0 | 0 | 0 | 0 | 0 | 0 | 0 | 0 | 0 | 0 | 0 | 0 | 0 | 0 | 0 | 0 | 0 | 0 | 0 | 0 | 0 | 0 | 0 | 0 | 0 | 0 | 0 | 0 | 0 | 0 | 0 | 0 | 0
| - | MW | 0 | 0 | 0 | 0 | 0 | 0 | 0 | 0 | 0 | 0 | 0 | 0 | 0 | 0 | 0 | 0 | 0 | 0 | 0 | 0 | 0 | 0 | 0 | 0 | 0 | 0 | 0 | 0 | 0 | 0 | 0 | 0 | 0 | 0 | 0 | 0
| - | MW | 0 | 0 | 0 | 0 | 0 | 0 | 0 | 0 | 0 | 0 | 0 | 0 | 0 | 0 | 0 | 0 | 0 | 0 | 0 | 0 | 0 | 0 | 0 | 0 | 0 | 0 | 0 | 0 | 0 | 0 | 0 | 0 | 0 | 0 | 0 | 0
| Off-Peak Available Existing Transmission Capacity | _offpeak
| Transmission Constraint |  | 2015 | 2016 | 2017 | 2018 | 2019 | 2020 | 2021 | 2022 | 2023 | 2024 | 2025 | 2026 | 2027 | 2028 | 2029 | 2030 | 2031 | 2032 | 2033 | 2034 | 2035 | 2036 | 2037 | 2038 | 2039 | 2040 | 2041 | 2042 | 2043 | 2044 | 2045 | 2046 | 2047 | 2048 | 2049 | 2050
| Colorado_River_500_230_group | MW | 0 | 0 | 0 | 0 | 0 | 0 | 0 | 1739 | 1739 | 1739 | 1739 | 1739 | 0 | 1739 | 0 | 1739 | 0 | 1739 | 0 | 0 | 1739 | 0 | 0 | 0 | 0 | 1739 | 0 | 0 | 0 | 0 | 1739 | 0 | 0 | 0 | 0 | 0
| Contra_Costa_Delta_Switchyard_230_group | MW | 0 | 0 | 0 | 0 | 0 | 0 | 0 | 1523 | 1523 | 1523 | 1523 | 1523 | 0 | 1523 | 0 | 1523 | 0 | 1523 | 0 | 0 | 1523 | 0 | 0 | 0 | 0 | 1523 | 0 | 0 | 0 | 0 | 1523 | 0 | 0 | 0 | 0 | 0
| Delevan_Cortina_230_group | MW | 0 | 0 | 0 | 0 | 0 | 0 | 0 | 795 | 795 | 795 | 795 | 795 | 0 | 795 | 0 | 795 | 0 | 795 | 0 | 0 | 795 | 0 | 0 | 0 | 0 | 795 | 0 | 0 | 0 | 0 | 795 | 0 | 0 | 0 | 0 | 0
| Devers_Red_Bluff_group | MW | 0 | 0 | 0 | 0 | 0 | 0 | 0 | 5820 | 5820 | 5820 | 5820 | 5820 | 0 | 5820 | 0 | 5820 | 0 | 5820 | 0 | 0 | 5820 | 0 | 0 | 0 | 0 | 5820 | 0 | 0 | 0 | 0 | 5820 | 0 | 0 | 0 | 0 | 0
| East_of_Miguel_group | MW | 0 | 0 | 0 | 0 | 0 | 0 | 0 | 950 | 950 | 950 | 950 | 950 | 0 | 950 | 0 | 950 | 0 | 950 | 0 | 0 | 950 | 0 | 0 | 0 | 0 | 950 | 0 | 0 | 0 | 0 | 950 | 0 | 0 | 0 | 0 | 0
| Eldorado_500_230_group | MW | 0 | 0 | 0 | 0 | 0 | 0 | 0 | 3360 | 3360 | 3360 | 3360 | 3360 | 0 | 3360 | 0 | 3360 | 0 | 3360 | 0 | 0 | 3360 | 0 | 0 | 0 | 0 | 3360 | 0 | 0 | 0 | 0 | 3360 | 0 | 0 | 0 | 0 | 0
| Encina_San_Luis_Rey_group | MW | 0 | 0 | 0 | 0 | 0 | 0 | 0 | 3035 | 3035 | 3035 | 3035 | 3035 | 0 | 3035 | 0 | 3035 | 0 | 3035 | 0 | 0 | 3035 | 0 | 0 | 0 | 0 | 3035 | 0 | 0 | 0 | 0 | 3035 | 0 | 0 | 0 | 0 | 0
| GLW_VEA_group | MW | 0 | 0 | 0 | 0 | 0 | 0 | 0 | 269 | 269 | 269 | 269 | 269 | 0 | 269 | 0 | 269 | 0 | 269 | 0 | 0 | 269 | 0 | 0 | 0 | 0 | 269 | 0 | 0 | 0 | 0 | 269 | 0 | 0 | 0 | 0 | 0
| Gates_500_230_Transformer_group | MW | 0 | 0 | 0 | 0 | 0 | 0 | 0 | 3279 | 3279 | 3279 | 3279 | 3279 | 0 | 3279 | 0 | 3279 | 0 | 3279 | 0 | 0 | 3279 | 0 | 0 | 0 | 0 | 3279 | 0 | 0 | 0 | 0 | 3279 | 0 | 0 | 0 | 0 | 0
| Gates_Arco_Midway_230_group | MW | 0 | 0 | 0 | 0 | 0 | 0 | 0 | 2568 | 2568 | 2568 | 2568 | 2568 | 0 | 2568 | 0 | 2568 | 0 | 2568 | 0 | 0 | 2568 | 0 | 0 | 0 | 0 | 2568 | 0 | 0 | 0 | 0 | 2568 | 0 | 0 | 0 | 0 | 0
| Gates_Panoche_230_group | MW | 0 | 0 | 0 | 0 | 0 | 0 | 0 | 10830 | 10830 | 10830 | 10830 | 10830 | 0 | 10830 | 0 | 10830 | 0 | 10830 | 0 | 0 | 10830 | 0 | 0 | 0 | 0 | 10830 | 0 | 0 | 0 | 0 | 10830 | 0 | 0 | 0 | 0 | 0
| Greater_LA_group | MW | 0 | 0 | 0 | 0 | 0 | 0 | 0 | 7241 | 7241 | 7241 | 7241 | 7241 | 0 | 7241 | 0 | 7241 | 0 | 7241 | 0 | 0 | 7241 | 0 | 0 | 0 | 0 | 7241 | 0 | 0 | 0 | 0 | 7241 | 0 | 0 | 0 | 0 | 0
| Humboldt_Trinity_115_group | MW | 0 | 0 | 0 | 0 | 0 | 0 | 0 | 63 | 63 | 63 | 63 | 63 | 0 | 63 | 0 | 63 | 0 | 63 | 0 | 0 | 63 | 0 | 0 | 0 | 0 | 63 | 0 | 0 | 0 | 0 | 63 | 0 | 0 | 0 | 0 | 0
| Imperial_Valley_group | MW | 0 | 0 | 0 | 0 | 0 | 0 | 0 | 1959 | 1959 | 1959 | 1959 | 1959 | 0 | 1959 | 0 | 1959 | 0 | 1959 | 0 | 0 | 1959 | 0 | 0 | 0 | 0 | 1959 | 0 | 0 | 0 | 0 | 1959 | 0 | 0 | 0 | 0 | 0
| Internal_San_Diego_group | MW | 0 | 0 | 0 | 0 | 0 | 0 | 0 | 290 | 290 | 290 | 290 | 290 | 0 | 290 | 0 | 290 | 0 | 290 | 0 | 0 | 290 | 0 | 0 | 0 | 0 | 290 | 0 | 0 | 0 | 0 | 290 | 0 | 0 | 0 | 0 | 0
| Los_Banos_500_230_Transformer_group | MW | 0 | 0 | 0 | 0 | 0 | 0 | 0 | 2534 | 2534 | 2534 | 2534 | 2534 | 0 | 2534 | 0 | 2534 | 0 | 2534 | 0 | 0 | 2534 | 0 | 0 | 0 | 0 | 2534 | 0 | 0 | 0 | 0 | 2534 | 0 | 0 | 0 | 0 | 0
| Los_Banos_Gates_500_OPDS_group | MW | 0 | 0 | 0 | 0 | 0 | 0 | 0 | 2425 | 2425 | 2425 | 2425 | 2425 | 0 | 2425 | 0 | 2425 | 0 | 2425 | 0 | 0 | 2425 | 0 | 0 | 0 | 0 | 2425 | 0 | 0 | 0 | 0 | 2425 | 0 | 0 | 0 | 0 | 0
| Lugo_Transformer_group | MW | 0 | 0 | 0 | 0 | 0 | 0 | 0 | 1619 | 1619 | 1619 | 1619 | 1619 | 0 | 1619 | 0 | 1619 | 0 | 1619 | 0 | 0 | 1619 | 0 | 0 | 0 | 0 | 1619 | 0 | 0 | 0 | 0 | 1619 | 0 | 0 | 0 | 0 | 0
| Mohave_Eldorado_500_group | MW | 0 | 0 | 0 | 0 | 0 | 0 | 0 | 1560 | 1560 | 1560 | 1560 | 1560 | 0 | 1560 | 0 | 1560 | 0 | 1560 | 0 | 0 | 1560 | 0 | 0 | 0 | 0 | 1560 | 0 | 0 | 0 | 0 | 1560 | 0 | 0 | 0 | 0 | 0
| Morro_Bay_Templeton_230_group | MW | 0 | 0 | 0 | 0 | 0 | 0 | 0 | 1903 | 1903 | 1903 | 1903 | 1903 | 0 | 1903 | 0 | 1903 | 0 | 1903 | 0 | 0 | 1903 | 0 | 0 | 0 | 0 | 1903 | 0 | 0 | 0 | 0 | 1903 | 0 | 0 | 0 | 0 | 0
| Moss_Landing_Los_Banos_230_OPDS_group | MW | 0 | 0 | 0 | 0 | 0 | 0 | 0 | 3102 | 3102 | 3102 | 3102 | 3102 | 0 | 3102 | 0 | 3102 | 0 | 3102 | 0 | 0 | 3102 | 0 | 0 | 0 | 0 | 3102 | 0 | 0 | 0 | 0 | 3102 | 0 | 0 | 0 | 0 | 0
| San_Luis_Rey_San_Onofre_group | MW | 0 | 0 | 0 | 0 | 0 | 0 | 0 | 3281 | 3281 | 3281 | 3281 | 3281 | 0 | 3281 | 0 | 3281 | 0 | 3281 | 0 | 0 | 3281 | 0 | 0 | 0 | 0 | 3281 | 0 | 0 | 0 | 0 | 3281 | 0 | 0 | 0 | 0 | 0
| Serrano_Alberhill_group | MW | 0 | 0 | 0 | 0 | 0 | 0 | 0 | 11800 | 11800 | 11800 | 11800 | 11800 | 0 | 11800 | 0 | 11800 | 0 | 11800 | 0 | 0 | 11800 | 0 | 0 | 0 | 0 | 11800 | 0 | 0 | 0 | 0 | 11800 | 0 | 0 | 0 | 0 | 0
| Silvergate_Bay_Boulevard_group | MW | 0 | 0 | 0 | 0 | 0 | 0 | 0 | 2163 | 2163 | 2163 | 2163 | 2163 | 0 | 2163 | 0 | 2163 | 0 | 2163 | 0 | 0 | 2163 | 0 | 0 | 0 | 0 | 2163 | 0 | 0 | 0 | 0 | 2163 | 0 | 0 | 0 | 0 | 0
| South_Kramer_Victor_Lugo_group | MW | 0 | 0 | 0 | 0 | 0 | 0 | 0 | 1311 | 1311 | 1311 | 1311 | 1311 | 0 | 1311 | 0 | 1311 | 0 | 1311 | 0 | 0 | 1311 | 0 | 0 | 0 | 0 | 1311 | 0 | 0 | 0 | 0 | 1311 | 0 | 0 | 0 | 0 | 0
| South_Kramer_Victor_group | MW | 0 | 0 | 0 | 0 | 0 | 0 | 0 | 1237.02 | 1237.02 | 1237.02 | 1237.02 | 1237.02 | 0 | 1237.02 | 0 | 1237.02 | 0 | 1237.02 | 0 | 0 | 1237.02 | 0 | 0 | 0 | 0 | 1237.02 | 0 | 0 | 0 | 0 | 1237.02 | 0 | 0 | 0 | 0 | 0
| Tehachapi_Antelope_group | MW | 0 | 0 | 0 | 0 | 0 | 0 | 0 | 5171 | 5171 | 5171 | 5171 | 5171 | 0 | 5171 | 0 | 5171 | 0 | 5171 | 0 | 0 | 5171 | 0 | 0 | 0 | 0 | 5171 | 0 | 0 | 0 | 0 | 5171 | 0 | 0 | 0 | 0 | 0
| Tesla_Westley_230_group | MW | 0 | 0 | 0 | 0 | 0 | 0 | 0 | 1098 | 1098 | 1098 | 1098 | 1098 | 0 | 1098 | 0 | 1098 | 0 | 1098 | 0 | 0 | 1098 | 0 | 0 | 0 | 0 | 1098 | 0 | 0 | 0 | 0 | 1098 | 0 | 0 | 0 | 0 | 0
| - | MW | 0 | 0 | 0 | 0 | 0 | 0 | 0 | 0 | 0 | 0 | 0 | 0 | 0 | 0 | 0 | 0 | 0 | 0 | 0 | 0 | 0 | 0 | 0 | 0 | 0 | 0 | 0 | 0 | 0 | 0 | 0 | 0 | 0 | 0 | 0 | 0
| - | MW | 0 | 0 | 0 | 0 | 0 | 0 | 0 | 0 | 0 | 0 | 0 | 0 | 0 | 0 | 0 | 0 | 0 | 0 | 0 | 0 | 0 | 0 | 0 | 0 | 0 | 0 | 0 | 0 | 0 | 0 | 0 | 0 | 0 | 0 | 0 | 0
| - | MW | 0 | 0 | 0 | 0 | 0 | 0 | 0 | 0 | 0 | 0 | 0 | 0 | 0 | 0 | 0 | 0 | 0 | 0 | 0 | 0 | 0 | 0 | 0 | 0 | 0 | 0 | 0 | 0 | 0 | 0 | 0 | 0 | 0 | 0 | 0 | 0
| - | MW | 0 | 0 | 0 | 0 | 0 | 0 | 0 | 0 | 0 | 0 | 0 | 0 | 0 | 0 | 0 | 0 | 0 | 0 | 0 | 0 | 0 | 0 | 0 | 0 | 0 | 0 | 0 | 0 | 0 | 0 | 0 | 0 | 0 | 0 | 0 | 0
| - | MW | 0 | 0 | 0 | 0 | 0 | 0 | 0 | 0 | 0 | 0 | 0 | 0 | 0 | 0 | 0 | 0 | 0 | 0 | 0 | 0 | 0 | 0 | 0 | 0 | 0 | 0 | 0 | 0 | 0 | 0 | 0 | 0 | 0 | 0 | 0 | 0
| - | MW | 0 | 0 | 0 | 0 | 0 | 0 | 0 | 0 | 0 | 0 | 0 | 0 | 0 | 0 | 0 | 0 | 0 | 0 | 0 | 0 | 0 | 0 | 0 | 0 | 0 | 0 | 0 | 0 | 0 | 0 | 0 | 0 | 0 | 0 | 0 | 0
| - | MW | 0 | 0 | 0 | 0 | 0 | 0 | 0 | 0 | 0 | 0 | 0 | 0 | 0 | 0 | 0 | 0 | 0 | 0 | 0 | 0 | 0 | 0 | 0 | 0 | 0 | 0 | 0 | 0 | 0 | 0 | 0 | 0 | 0 | 0 | 0 | 0
| - | MW | 0 | 0 | 0 | 0 | 0 | 0 | 0 | 0 | 0 | 0 | 0 | 0 | 0 | 0 | 0 | 0 | 0 | 0 | 0 | 0 | 0 | 0 | 0 | 0 | 0 | 0 | 0 | 0 | 0 | 0 | 0 | 0 | 0 | 0 | 0 | 0
| - | MW | 0 | 0 | 0 | 0 | 0 | 0 | 0 | 0 | 0 | 0 | 0 | 0 | 0 | 0 | 0 | 0 | 0 | 0 | 0 | 0 | 0 | 0 | 0 | 0 | 0 | 0 | 0 | 0 | 0 | 0 | 0 | 0 | 0 | 0 | 0 | 0
| - | MW | 0 | 0 | 0 | 0 | 0 | 0 | 0 | 0 | 0 | 0 | 0 | 0 | 0 | 0 | 0 | 0 | 0 | 0 | 0 | 0 | 0 | 0 | 0 | 0 | 0 | 0 | 0 | 0 | 0 | 0 | 0 | 0 | 0 | 0 | 0 | 0
| - | MW | 0 | 0 | 0 | 0 | 0 | 0 | 0 | 0 | 0 | 0 | 0 | 0 | 0 | 0 | 0 | 0 | 0 | 0 | 0 | 0 | 0 | 0 | 0 | 0 | 0 | 0 | 0 | 0 | 0 | 0 | 0 | 0 | 0 | 0 | 0 | 0
| - | MW | 0 | 0 | 0 | 0 | 0 | 0 | 0 | 0 | 0 | 0 | 0 | 0 | 0 | 0 | 0 | 0 | 0 | 0 | 0 | 0 | 0 | 0 | 0 | 0 | 0 | 0 | 0 | 0 | 0 | 0 | 0 | 0 | 0 | 0 | 0 | 0
| On-Peak Available Transmission Upgrade Capacity Impact | _deliverable_peak_highest
| Transmission Constraint |  | 2015 | 2016 | 2017 | 2018 | 2019 | 2020 | 2021 | 2022 | 2023 | 2024 | 2025 | 2026 | 2027 | 2028 | 2029 | 2030 | 2031 | 2032 | 2033 | 2034 | 2035 | 2036 | 2037 | 2038 | 2039 | 2040 | 2041 | 2042 | 2043 | 2044 | 2045 | 2046 | 2047 | 2048 | 2049 | 2050
| Colorado_River_500_230_group | MW | 0 | 0 | 0 | 0 | 0 | 0 | 0 | 0 | 0 | 0 | 0 | 0 | 0 | 0 | 0 | 0 | 0 | 0 | 0 | 0 | 0 | 0 | 0 | 0 | 0 | 0 | 0 | 0 | 0 | 0 | 0 | 0 | 0 | 0 | 0 | 0
| Contra_Costa_Delta_Switchyard_230_group | MW | 0 | 0 | 0 | 0 | 0 | 0 | 0 | 0 | 0 | 0 | 0 | 0 | 0 | 0 | 0 | 0 | 0 | 0 | 0 | 0 | 0 | 0 | 0 | 0 | 0 | 0 | 0 | 0 | 0 | 0 | 0 | 0 | 0 | 0 | 0 | 0
| Delevan_Cortina_230_group | MW | 0 | 0 | 0 | 0 | 0 | 0 | 0 | 0 | 0 | 0 | 0 | 0 | 0 | 0 | 0 | 0 | 0 | 0 | 0 | 0 | 41.02 | 0 | 0 | 0 | 0 | 41.02 | 0 | 0 | 0 | 0 | 1339.65 | 0 | 0 | 0 | 0 | 0
| Devers_Red_Bluff_group | MW | 0 | 0 | 0 | 0 | 0 | 0 | 0 | 0 | 0 | 0 | 0 | 0 | 0 | 0 | 0 | 0 | 0 | 0 | 0 | 0 | 0 | 0 | 0 | 0 | 0 | 0 | 0 | 0 | 0 | 0 | 0 | 0 | 0 | 0 | 0 | 0
| East_of_Miguel_group | MW | 0 | 0 | 0 | 0 | 0 | 0 | 0 | 0 | 0 | 0 | 0 | 0 | 0 | 0 | 0 | 0 | 0 | 0 | 0 | 0 | 0 | 0 | 0 | 0 | 0 | 0 | 0 | 0 | 0 | 0 | 0 | 0 | 0 | 0 | 0 | 0
| Eldorado_500_230_group | MW | 0 | 0 | 0 | 0 | 0 | 0 | 0 | 0 | 0 | 0 | 0 | 0 | 0 | 0 | 0 | 0 | 0 | 0 | 0 | 0 | 0 | 0 | 0 | 0 | 0 | 0 | 0 | 0 | 0 | 0 | 400 | 0 | 0 | 0 | 0 | 0
| Encina_San_Luis_Rey_group | MW | 0 | 0 | 0 | 0 | 0 | 0 | 0 | 0 | 0 | 0 | 0 | 0 | 0 | 0 | 0 | 0 | 0 | 0 | 0 | 0 | 0 | 0 | 0 | 0 | 0 | 0 | 0 | 0 | 0 | 0 | 134 | 0 | 0 | 0 | 0 | 0
| GLW_VEA_group | MW | 0 | 0 | 0 | 0 | 0 | 0 | 0 | 0 | 0 | 0 | 0 | 0 | 0 | 266.17 | 0 | 266.17 | 0 | 266.17 | 0 | 0 | 266.17 | 0 | 0 | 0 | 0 | 266.17 | 0 | 0 | 0 | 0 | 266.17 | 0 | 0 | 0 | 0 | 0
| Gates_500_230_Transformer_group | MW | 0 | 0 | 0 | 0 | 0 | 0 | 0 | 0 | 0 | 0 | 0 | 0 | 0 | 0 | 0 | 0 | 0 | 0 | 0 | 0 | 0 | 0 | 0 | 0 | 0 | 0 | 0 | 0 | 0 | 0 | 0 | 0 | 0 | 0 | 0 | 0
| Gates_Arco_Midway_230_group | MW | 0 | 0 | 0 | 0 | 0 | 0 | 0 | 0 | 0 | 0 | 0 | 0 | 0 | 0 | 0 | 0 | 0 | 276.56 | 0 | 0 | 276.56 | 0 | 0 | 0 | 0 | 276.56 | 0 | 0 | 0 | 0 | 276.56 | 0 | 0 | 0 | 0 | 0
| Gates_Panoche_230_group | MW | 0 | 0 | 0 | 0 | 0 | 0 | 0 | 0 | 0 | 0 | 0 | 0 | 0 | 0 | 0 | 0 | 0 | 0 | 0 | 0 | 0 | 0 | 0 | 0 | 0 | 0 | 0 | 0 | 0 | 0 | 377.98 | 0 | 0 | 0 | 0 | 0
| Greater_LA_group | MW | 0 | 0 | 0 | 0 | 0 | 0 | 0 | 0 | 0 | 0 | 0 | 0 | 0 | 0 | 0 | 0 | 0 | 0 | 0 | 0 | 0 | 0 | 0 | 0 | 0 | 0 | 0 | 0 | 0 | 0 | 0 | 0 | 0 | 0 | 0 | 0
| Humboldt_Trinity_115_group | MW | 0 | 0 | 0 | 0 | 0 | 0 | 0 | 0 | 0 | 0 | 0 | 0 | 0 | 0 | 0 | 0 | 0 | 0 | 0 | 0 | 0 | 0 | 0 | 0 | 0 | 0 | 0 | 0 | 0 | 0 | 0 | 0 | 0 | 0 | 0 | 0
| Imperial_Valley_group | MW | 0 | 0 | 0 | 0 | 0 | 0 | 0 | 0 | 0 | 0 | 0 | 0 | 0 | 0 | 0 | 0 | 0 | 0 | 0 | 0 | 0 | 0 | 0 | 0 | 0 | 0 | 0 | 0 | 0 | 0 | 0 | 0 | 0 | 0 | 0 | 0
| Internal_San_Diego_group | MW | 0 | 0 | 0 | 0 | 0 | 0 | 0 | 0 | 0 | 0 | 0 | 0 | 0 | 147.76 | 0 | 147.9 | 0 | 147.9 | 0 | 0 | 147.9 | 0 | 0 | 0 | 0 | 147.91 | 0 | 0 | 0 | 0 | 2067 | 0 | 0 | 0 | 0 | 0
| Los_Banos_500_230_Transformer_group | MW | 0 | 0 | 0 | 0 | 0 | 0 | 0 | 0 | 0 | 0 | 0 | 0 | 0 | 0 | 0 | 0 | 0 | 0 | 0 | 0 | 0 | 0 | 0 | 0 | 0 | 0 | 0 | 0 | 0 | 0 | 0 | 0 | 0 | 0 | 0 | 0
| Los_Banos_Gates_500_OPDS_group | MW | 0 | 0 | 0 | 0 | 0 | 0 | 0 | 0 | 0 | 0 | 0 | 0 | 0 | 0 | 0 | 0 | 0 | 0 | 0 | 0 | 0 | 0 | 0 | 0 | 0 | 0 | 0 | 0 | 0 | 0 | 0 | 0 | 0 | 0 | 0 | 0
| Lugo_Transformer_group | MW | 0 | 0 | 0 | 0 | 0 | 0 | 0 | 0 | 0 | 0 | 0 | 0 | 0 | 0 | 0 | 0 | 0 | 0 | 0 | 0 | 0 | 0 | 0 | 0 | 0 | 575.6 | 0 | 0 | 0 | 0 | 980 | 0 | 0 | 0 | 0 | 0
| Mohave_Eldorado_500_group | MW | 0 | 0 | 0 | 0 | 0 | 0 | 0 | 0 | 0 | 0 | 0 | 0 | 0 | 0 | 0 | 0 | 0 | 0 | 0 | 0 | 0 | 0 | 0 | 0 | 0 | 0 | 0 | 0 | 0 | 0 | 0 | 0 | 0 | 0 | 0 | 0
| Morro_Bay_Templeton_230_group | MW | 0 | 0 | 0 | 0 | 0 | 0 | 0 | 0 | 0 | 0 | 0 | 0 | 0 | 0 | 0 | 0 | 0 | 0 | 0 | 0 | 0 | 0 | 0 | 0 | 0 | 0 | 0 | 0 | 0 | 0 | 0 | 0 | 0 | 0 | 0 | 0
| Moss_Landing_Los_Banos_230_OPDS_group | MW | 0 | 0 | 0 | 0 | 0 | 0 | 0 | 0 | 0 | 0 | 0 | 0 | 0 | 0 | 0 | 0 | 0 | 0 | 0 | 0 | 0 | 0 | 0 | 0 | 0 | 0 | 0 | 0 | 0 | 0 | 0 | 0 | 0 | 0 | 0 | 0
| San_Luis_Rey_San_Onofre_group | MW | 0 | 0 | 0 | 0 | 0 | 0 | 0 | 0 | 0 | 0 | 0 | 0 | 0 | 0 | 0 | 0 | 0 | 0 | 0 | 0 | 0 | 0 | 0 | 0 | 0 | 0 | 0 | 0 | 0 | 0 | 1287 | 0 | 0 | 0 | 0 | 0
| Serrano_Alberhill_group | MW | 0 | 0 | 0 | 0 | 0 | 0 | 0 | 0 | 0 | 0 | 0 | 0 | 0 | 0 | 0 | 0 | 0 | 0 | 0 | 0 | 0 | 0 | 0 | 0 | 0 | 0 | 0 | 0 | 0 | 0 | 3648 | 0 | 0 | 0 | 0 | 0
| Silvergate_Bay_Boulevard_group | MW | 0 | 0 | 0 | 0 | 0 | 0 | 0 | 0 | 0 | 0 | 0 | 0 | 0 | 0 | 0 | 0 | 0 | 0 | 0 | 0 | 0 | 0 | 0 | 0 | 0 | 0 | 0 | 0 | 0 | 0 | 1832.86 | 0 | 0 | 0 | 0 | 0
| South_Kramer_Victor_Lugo_group | MW | 0 | 0 | 0 | 0 | 0 | 0 | 0 | 0 | 0 | 0 | 0 | 0 | 0 | 0 | 0 | 0 | 0 | 0 | 0 | 0 | 0 | 0 | 0 | 0 | 0 | 0 | 0 | 0 | 0 | 0 | 0 | 0 | 0 | 0 | 0 | 0
| South_Kramer_Victor_group | MW | 0 | 0 | 0 | 0 | 0 | 0 | 0 | 0 | 0 | 0 | 0 | 0 | 0 | 0 | 0 | 0 | 0 | 0 | 0 | 0 | 0 | 0 | 0 | 0 | 0 | 0 | 0 | 0 | 0 | 0 | 0 | 0 | 0 | 0 | 0 | 0
| Tehachapi_Antelope_group | MW | 0 | 0 | 0 | 0 | 0 | 0 | 0 | 0 | 0 | 0 | 0 | 0 | 0 | 0 | 0 | 0.01 | 0 | 0.01 | 0 | 0 | 0.01 | 0 | 0 | 0 | 0 | 0.02 | 0 | 0 | 0 | 0 | 2700 | 0 | 0 | 0 | 0 | 0
| Tesla_Westley_230_group | MW | 0 | 0 | 0 | 0 | 0 | 0 | 0 | 0 | 0 | 0 | 0 | 0 | 0 | 0 | 0 | 0 | 0 | 0 | 0 | 0 | 0 | 0 | 0 | 0 | 0 | 0 | 0 | 0 | 0 | 0 | 0 | 0 | 0 | 0 | 0 | 0
| - | MW | 0 | 0 | 0 | 0 | 0 | 0 | 0 | 0 | 0 | 0 | 0 | 0 | 0 | 0 | 0 | 0 | 0 | 0 | 0 | 0 | 0 | 0 | 0 | 0 | 0 | 0 | 0 | 0 | 0 | 0 | 0 | 0 | 0 | 0 | 0 | 0
| - | MW | 0 | 0 | 0 | 0 | 0 | 0 | 0 | 0 | 0 | 0 | 0 | 0 | 0 | 0 | 0 | 0 | 0 | 0 | 0 | 0 | 0 | 0 | 0 | 0 | 0 | 0 | 0 | 0 | 0 | 0 | 0 | 0 | 0 | 0 | 0 | 0
| - | MW | 0 | 0 | 0 | 0 | 0 | 0 | 0 | 0 | 0 | 0 | 0 | 0 | 0 | 0 | 0 | 0 | 0 | 0 | 0 | 0 | 0 | 0 | 0 | 0 | 0 | 0 | 0 | 0 | 0 | 0 | 0 | 0 | 0 | 0 | 0 | 0
| - | MW | 0 | 0 | 0 | 0 | 0 | 0 | 0 | 0 | 0 | 0 | 0 | 0 | 0 | 0 | 0 | 0 | 0 | 0 | 0 | 0 | 0 | 0 | 0 | 0 | 0 | 0 | 0 | 0 | 0 | 0 | 0 | 0 | 0 | 0 | 0 | 0
| - | MW | 0 | 0 | 0 | 0 | 0 | 0 | 0 | 0 | 0 | 0 | 0 | 0 | 0 | 0 | 0 | 0 | 0 | 0 | 0 | 0 | 0 | 0 | 0 | 0 | 0 | 0 | 0 | 0 | 0 | 0 | 0 | 0 | 0 | 0 | 0 | 0
| - | MW | 0 | 0 | 0 | 0 | 0 | 0 | 0 | 0 | 0 | 0 | 0 | 0 | 0 | 0 | 0 | 0 | 0 | 0 | 0 | 0 | 0 | 0 | 0 | 0 | 0 | 0 | 0 | 0 | 0 | 0 | 0 | 0 | 0 | 0 | 0 | 0
| - | MW | 0 | 0 | 0 | 0 | 0 | 0 | 0 | 0 | 0 | 0 | 0 | 0 | 0 | 0 | 0 | 0 | 0 | 0 | 0 | 0 | 0 | 0 | 0 | 0 | 0 | 0 | 0 | 0 | 0 | 0 | 0 | 0 | 0 | 0 | 0 | 0
| - | MW | 0 | 0 | 0 | 0 | 0 | 0 | 0 | 0 | 0 | 0 | 0 | 0 | 0 | 0 | 0 | 0 | 0 | 0 | 0 | 0 | 0 | 0 | 0 | 0 | 0 | 0 | 0 | 0 | 0 | 0 | 0 | 0 | 0 | 0 | 0 | 0
| - | MW | 0 | 0 | 0 | 0 | 0 | 0 | 0 | 0 | 0 | 0 | 0 | 0 | 0 | 0 | 0 | 0 | 0 | 0 | 0 | 0 | 0 | 0 | 0 | 0 | 0 | 0 | 0 | 0 | 0 | 0 | 0 | 0 | 0 | 0 | 0 | 0
| - | MW | 0 | 0 | 0 | 0 | 0 | 0 | 0 | 0 | 0 | 0 | 0 | 0 | 0 | 0 | 0 | 0 | 0 | 0 | 0 | 0 | 0 | 0 | 0 | 0 | 0 | 0 | 0 | 0 | 0 | 0 | 0 | 0 | 0 | 0 | 0 | 0
| - | MW | 0 | 0 | 0 | 0 | 0 | 0 | 0 | 0 | 0 | 0 | 0 | 0 | 0 | 0 | 0 | 0 | 0 | 0 | 0 | 0 | 0 | 0 | 0 | 0 | 0 | 0 | 0 | 0 | 0 | 0 | 0 | 0 | 0 | 0 | 0 | 0
| - | MW | 0 | 0 | 0 | 0 | 0 | 0 | 0 | 0 | 0 | 0 | 0 | 0 | 0 | 0 | 0 | 0 | 0 | 0 | 0 | 0 | 0 | 0 | 0 | 0 | 0 | 0 | 0 | 0 | 0 | 0 | 0 | 0 | 0 | 0 | 0 | 0
| Off-Peak Available Transmission Upgrade Capacity Impact | _offpeak
| Transmission Constraint |  | 2015 | 2016 | 2017 | 2018 | 2019 | 2020 | 2021 | 2022 | 2023 | 2024 | 2025 | 2026 | 2027 | 2028 | 2029 | 2030 | 2031 | 2032 | 2033 | 2034 | 2035 | 2036 | 2037 | 2038 | 2039 | 2040 | 2041 | 2042 | 2043 | 2044 | 2045 | 2046 | 2047 | 2048 | 2049 | 2050
| Colorado_River_500_230_group | MW | 0 | 0 | 0 | 0 | 0 | 0 | 0 | 0 | 0 | 0 | 0 | 0 | 0 | 0 | 0 | 0 | 0 | 0 | 0 | 0 | 0 | 0 | 0 | 0 | 0 | 0 | 0 | 0 | 0 | 0 | 0 | 0 | 0 | 0 | 0 | 0
| Contra_Costa_Delta_Switchyard_230_group | MW | 0 | 0 | 0 | 0 | 0 | 0 | 0 | 0 | 0 | 0 | 0 | 0 | 0 | 0 | 0 | 0 | 0 | 0 | 0 | 0 | 0 | 0 | 0 | 0 | 0 | 0 | 0 | 0 | 0 | 0 | 0 | 0 | 0 | 0 | 0 | 0
| Delevan_Cortina_230_group | MW | 0 | 0 | 0 | 0 | 0 | 0 | 0 | 0 | 0 | 0 | 0 | 0 | 0 | 0 | 0 | 0 | 0 | 0 | 0 | 0 | 0 | 0 | 0 | 0 | 0 | 0 | 0 | 0 | 0 | 0 | 0 | 0 | 0 | 0 | 0 | 0
| Devers_Red_Bluff_group | MW | 0 | 0 | 0 | 0 | 0 | 0 | 0 | 0 | 0 | 0 | 0 | 0 | 0 | 0 | 0 | 0 | 0 | 0 | 0 | 0 | 0 | 0 | 0 | 0 | 0 | 0 | 0 | 0 | 0 | 0 | 0 | 0 | 0 | 0 | 0 | 0
| East_of_Miguel_group | MW | 0 | 0 | 0 | 0 | 0 | 0 | 0 | 0 | 0 | 0 | 0 | 0 | 0 | 0 | 0 | 0 | 0 | 0 | 0 | 0 | 0 | 0 | 0 | 0 | 0 | 0 | 0 | 0 | 0 | 0 | 0 | 0 | 0 | 0 | 0 | 0
| Eldorado_500_230_group | MW | 0 | 0 | 0 | 0 | 0 | 0 | 0 | 0 | 0 | 0 | 0 | 0 | 0 | 0 | 0 | 0 | 0 | 0 | 0 | 0 | 0 | 0 | 0 | 0 | 0 | 0 | 0 | 0 | 0 | 0 | 0 | 0 | 0 | 0 | 0 | 0
| Encina_San_Luis_Rey_group | MW | 0 | 0 | 0 | 0 | 0 | 0 | 0 | 0 | 0 | 0 | 0 | 0 | 0 | 0 | 0 | 0 | 0 | 0 | 0 | 0 | 0 | 0 | 0 | 0 | 0 | 0 | 0 | 0 | 0 | 0 | 0 | 0 | 0 | 0 | 0 | 0
| GLW_VEA_group | MW | 0 | 0 | 0 | 0 | 0 | 0 | 0 | 0 | 0 | 0 | 0 | 0 | 0 | 295.4487 | 0 | 295.4487 | 0 | 295.4487 | 0 | 0 | 295.4487 | 0 | 0 | 0 | 0 | 295.4487 | 0 | 0 | 0 | 0 | 295.4487 | 0 | 0 | 0 | 0 | 0
| Gates_500_230_Transformer_group | MW | 0 | 0 | 0 | 0 | 0 | 0 | 0 | 0 | 0 | 0 | 0 | 0 | 0 | 0 | 0 | 0 | 0 | 0 | 0 | 0 | 0 | 0 | 0 | 0 | 0 | 0 | 0 | 0 | 0 | 0 | 0 | 0 | 0 | 0 | 0 | 0
| Gates_Arco_Midway_230_group | MW | 0 | 0 | 0 | 0 | 0 | 0 | 0 | 0 | 0 | 0 | 0 | 0 | 0 | 0 | 0 | 0 | 0 | 0 | 0 | 0 | 0 | 0 | 0 | 0 | 0 | 0 | 0 | 0 | 0 | 0 | 0 | 0 | 0 | 0 | 0 | 0
| Gates_Panoche_230_group | MW | 0 | 0 | 0 | 0 | 0 | 0 | 0 | 0 | 0 | 0 | 0 | 0 | 0 | 0 | 0 | 0 | 0 | 0 | 0 | 0 | 0 | 0 | 0 | 0 | 0 | 0 | 0 | 0 | 0 | 0 | 0 | 0 | 0 | 0 | 0 | 0
| Greater_LA_group | MW | 0 | 0 | 0 | 0 | 0 | 0 | 0 | 0 | 0 | 0 | 0 | 0 | 0 | 0 | 0 | 0 | 0 | 0 | 0 | 0 | 0 | 0 | 0 | 0 | 0 | 0 | 0 | 0 | 0 | 0 | 0 | 0 | 0 | 0 | 0 | 0
| Humboldt_Trinity_115_group | MW | 0 | 0 | 0 | 0 | 0 | 0 | 0 | 0 | 0 | 0 | 0 | 0 | 0 | 0 | 0 | 0 | 0 | 0 | 0 | 0 | 0 | 0 | 0 | 0 | 0 | 0 | 0 | 0 | 0 | 0 | 0 | 0 | 0 | 0 | 0 | 0
| Imperial_Valley_group | MW | 0 | 0 | 0 | 0 | 0 | 0 | 0 | 0 | 0 | 0 | 0 | 0 | 0 | 0 | 0 | 0 | 0 | 0 | 0 | 0 | 0 | 0 | 0 | 0 | 0 | 0 | 0 | 0 | 0 | 0 | 0 | 0 | 0 | 0 | 0 | 0
| Internal_San_Diego_group | MW | 0 | 0 | 0 | 0 | 0 | 0 | 0 | 0 | 0 | 0 | 0 | 0 | 0 | 19.587 | 0 | 19.6055 | 0 | 19.6055 | 0 | 0 | 19.6055 | 0 | 0 | 0 | 0 | 19.6068 | 0 | 0 | 0 | 0 | 274 | 0 | 0 | 0 | 0 | 0
| Los_Banos_500_230_Transformer_group | MW | 0 | 0 | 0 | 0 | 0 | 0 | 0 | 0 | 0 | 0 | 0 | 0 | 0 | 0 | 0 | 0 | 0 | 0 | 0 | 0 | 0 | 0 | 0 | 0 | 0 | 0 | 0 | 0 | 0 | 0 | 0 | 0 | 0 | 0 | 0 | 0
| Los_Banos_Gates_500_OPDS_group | MW | 0 | 0 | 0 | 0 | 0 | 0 | 0 | 0 | 0 | 0 | 0 | 0 | 0 | 0 | 0 | 0 | 0 | 0 | 0 | 0 | 0 | 0 | 0 | 0 | 0 | 0 | 0 | 0 | 0 | 0 | 0 | 0 | 0 | 0 | 0 | 0
| Lugo_Transformer_group | MW | 0 | 0 | 0 | 0 | 0 | 0 | 0 | 0 | 0 | 0 | 0 | 0 | 0 | 0 | 0 | 0 | 0 | 0 | 0 | 0 | 0 | 0 | 0 | 0 | 0 | 0 | 0 | 0 | 0 | 0 | 0 | 0 | 0 | 0 | 0 | 0
| Mohave_Eldorado_500_group | MW | 0 | 0 | 0 | 0 | 0 | 0 | 0 | 0 | 0 | 0 | 0 | 0 | 0 | 0 | 0 | 0 | 0 | 0 | 0 | 0 | 0 | 0 | 0 | 0 | 0 | 0 | 0 | 0 | 0 | 0 | 0 | 0 | 0 | 0 | 0 | 0
| Morro_Bay_Templeton_230_group | MW | 0 | 0 | 0 | 0 | 0 | 0 | 0 | 0 | 0 | 0 | 0 | 0 | 0 | 0 | 0 | 0 | 0 | 0 | 0 | 0 | 0 | 0 | 0 | 0 | 0 | 0 | 0 | 0 | 0 | 0 | 0 | 0 | 0 | 0 | 0 | 0
| Moss_Landing_Los_Banos_230_OPDS_group | MW | 0 | 0 | 0 | 0 | 0 | 0 | 0 | 0 | 0 | 0 | 0 | 0 | 0 | 0 | 0 | 0 | 0 | 0 | 0 | 0 | 0 | 0 | 0 | 0 | 0 | 0 | 0 | 0 | 0 | 0 | 0 | 0 | 0 | 0 | 0 | 0
| San_Luis_Rey_San_Onofre_group | MW | 0 | 0 | 0 | 0 | 0 | 0 | 0 | 0 | 0 | 0 | 0 | 0 | 0 | 0 | 0 | 0 | 0 | 0 | 0 | 0 | 0 | 0 | 0 | 0 | 0 | 0 | 0 | 0 | 0 | 0 | 0 | 0 | 0 | 0 | 0 | 0
| Serrano_Alberhill_group | MW | 0 | 0 | 0 | 0 | 0 | 0 | 0 | 0 | 0 | 0 | 0 | 0 | 0 | 0 | 0 | 0 | 0 | 0 | 0 | 0 | 0 | 0 | 0 | 0 | 0 | 0 | 0 | 0 | 0 | 0 | 0 | 0 | 0 | 0 | 0 | 0
| Silvergate_Bay_Boulevard_group | MW | 0 | 0 | 0 | 0 | 0 | 0 | 0 | 0 | 0 | 0 | 0 | 0 | 0 | 0 | 0 | 0 | 0 | 0 | 0 | 0 | 0 | 0 | 0 | 0 | 0 | 0 | 0 | 0 | 0 | 0 | 0 | 0 | 0 | 0 | 0 | 0
| South_Kramer_Victor_Lugo_group | MW | 0 | 0 | 0 | 0 | 0 | 0 | 0 | 0 | 0 | 0 | 0 | 0 | 0 | 0 | 0 | 0 | 0 | 0 | 0 | 0 | 0 | 0 | 0 | 0 | 0 | 0 | 0 | 0 | 0 | 0 | 0 | 0 | 0 | 0 | 0 | 0
| South_Kramer_Victor_group | MW | 0 | 0 | 0 | 0 | 0 | 0 | 0 | 0 | 0 | 0 | 0 | 0 | 0 | 0 | 0 | 0 | 0 | 0 | 0 | 0 | 0 | 0 | 0 | 0 | 0 | 0 | 0 | 0 | 0 | 0 | 0 | 0 | 0 | 0 | 0 | 0
| Tehachapi_Antelope_group | MW | 0 | 0 | 0 | 0 | 0 | 0 | 0 | 0 | 0 | 0 | 0 | 0 | 0 | 0 | 0 | 0 | 0 | 0 | 0 | 0 | 0 | 0 | 0 | 0 | 0 | 0 | 0 | 0 | 0 | 0 | 0 | 0 | 0 | 0 | 0 | 0
| Tesla_Westley_230_group | MW | 0 | 0 | 0 | 0 | 0 | 0 | 0 | 0 | 0 | 0 | 0 | 0 | 0 | 0 | 0 | 0 | 0 | 0 | 0 | 0 | 0 | 0 | 0 | 0 | 0 | 0 | 0 | 0 | 0 | 0 | 0 | 0 | 0 | 0 | 0 | 0
| - | MW | 0 | 0 | 0 | 0 | 0 | 0 | 0 | 0 | 0 | 0 | 0 | 0 | 0 | 0 | 0 | 0 | 0 | 0 | 0 | 0 | 0 | 0 | 0 | 0 | 0 | 0 | 0 | 0 | 0 | 0 | 0 | 0 | 0 | 0 | 0 | 0
| - | MW | 0 | 0 | 0 | 0 | 0 | 0 | 0 | 0 | 0 | 0 | 0 | 0 | 0 | 0 | 0 | 0 | 0 | 0 | 0 | 0 | 0 | 0 | 0 | 0 | 0 | 0 | 0 | 0 | 0 | 0 | 0 | 0 | 0 | 0 | 0 | 0
| - | MW | 0 | 0 | 0 | 0 | 0 | 0 | 0 | 0 | 0 | 0 | 0 | 0 | 0 | 0 | 0 | 0 | 0 | 0 | 0 | 0 | 0 | 0 | 0 | 0 | 0 | 0 | 0 | 0 | 0 | 0 | 0 | 0 | 0 | 0 | 0 | 0
| - | MW | 0 | 0 | 0 | 0 | 0 | 0 | 0 | 0 | 0 | 0 | 0 | 0 | 0 | 0 | 0 | 0 | 0 | 0 | 0 | 0 | 0 | 0 | 0 | 0 | 0 | 0 | 0 | 0 | 0 | 0 | 0 | 0 | 0 | 0 | 0 | 0
| - | MW | 0 | 0 | 0 | 0 | 0 | 0 | 0 | 0 | 0 | 0 | 0 | 0 | 0 | 0 | 0 | 0 | 0 | 0 | 0 | 0 | 0 | 0 | 0 | 0 | 0 | 0 | 0 | 0 | 0 | 0 | 0 | 0 | 0 | 0 | 0 | 0
| - | MW | 0 | 0 | 0 | 0 | 0 | 0 | 0 | 0 | 0 | 0 | 0 | 0 | 0 | 0 | 0 | 0 | 0 | 0 | 0 | 0 | 0 | 0 | 0 | 0 | 0 | 0 | 0 | 0 | 0 | 0 | 0 | 0 | 0 | 0 | 0 | 0
| - | MW | 0 | 0 | 0 | 0 | 0 | 0 | 0 | 0 | 0 | 0 | 0 | 0 | 0 | 0 | 0 | 0 | 0 | 0 | 0 | 0 | 0 | 0 | 0 | 0 | 0 | 0 | 0 | 0 | 0 | 0 | 0 | 0 | 0 | 0 | 0 | 0
| - | MW | 0 | 0 | 0 | 0 | 0 | 0 | 0 | 0 | 0 | 0 | 0 | 0 | 0 | 0 | 0 | 0 | 0 | 0 | 0 | 0 | 0 | 0 | 0 | 0 | 0 | 0 | 0 | 0 | 0 | 0 | 0 | 0 | 0 | 0 | 0 | 0
| - | MW | 0 | 0 | 0 | 0 | 0 | 0 | 0 | 0 | 0 | 0 | 0 | 0 | 0 | 0 | 0 | 0 | 0 | 0 | 0 | 0 | 0 | 0 | 0 | 0 | 0 | 0 | 0 | 0 | 0 | 0 | 0 | 0 | 0 | 0 | 0 | 0
| - | MW | 0 | 0 | 0 | 0 | 0 | 0 | 0 | 0 | 0 | 0 | 0 | 0 | 0 | 0 | 0 | 0 | 0 | 0 | 0 | 0 | 0 | 0 | 0 | 0 | 0 | 0 | 0 | 0 | 0 | 0 | 0 | 0 | 0 | 0 | 0 | 0
| - | MW | 0 | 0 | 0 | 0 | 0 | 0 | 0 | 0 | 0 | 0 | 0 | 0 | 0 | 0 | 0 | 0 | 0 | 0 | 0 | 0 | 0 | 0 | 0 | 0 | 0 | 0 | 0 | 0 | 0 | 0 | 0 | 0 | 0 | 0 | 0 | 0
| - | MW | 0 | 0 | 0 | 0 | 0 | 0 | 0 | 0 | 0 | 0 | 0 | 0 | 0 | 0 | 0 | 0 | 0 | 0 | 0 | 0 | 0 | 0 | 0 | 0 | 0 | 0 | 0 | 0 | 0 | 0 | 0 | 0 | 0 | 0 | 0 | 0
| On-Peak Transmission Capacity Utilized (MW) | _deliverable_peak_highest
| Transmission Constraint |  | 2015 | 2016 | 2017 | 2018 | 2019 | 2020 | 2021 | 2022 | 2023 | 2024 | 2025 | 2026 | 2027 | 2028 | 2029 | 2030 | 2031 | 2032 | 2033 | 2034 | 2035 | 2036 | 2037 | 2038 | 2039 | 2040 | 2041 | 2042 | 2043 | 2044 | 2045 | 2046 | 2047 | 2048 | 2049 | 2050
| Colorado_River_500_230_group | MW | 0 | 0 | 0 | 0 | 0 | 0 | 0 | 0 | 0 | 0 | 0 | 0.02 | 0 | 32 | 0 | 32 | 0 | 32 | 0 | 0 | 32 | 0 | 0 | 0 | 0 | 32 | 0 | 0 | 0 | 0 | 32 | 0 | 0 | 0 | 0 | 0
| Contra_Costa_Delta_Switchyard_230_group | MW | 0 | 0 | 0 | 0 | 0 | 0 | 0 | 0 | 0 | 0 | 0 | 69.83 | 0 | 135 | 0 | 135 | 0 | 135 | 0 | 0 | 135 | 0 | 0 | 0 | 0 | 135 | 0 | 0 | 0 | 0 | 135 | 0 | 0 | 0 | 0 | 0
| Delevan_Cortina_230_group | MW | 0 | 0 | 0 | 0 | 0 | 0 | 0 | 206 | 206.83 | 207.22 | 209.99 | 279.85 | 0 | 453.98 | 0 | 454 | 0 | 454 | 0 | 0 | 495.02 | 0 | 0 | 0 | 0 | 495.02 | 0 | 0 | 0 | 0 | 1793.65 | 0 | 0 | 0 | 0 | 0
| Devers_Red_Bluff_group | MW | 0 | 0 | 0 | 0 | 0 | 0 | 0 | 108.91 | 109.36 | 109.37 | 110.13 | 110.17 | 0 | 687.08 | 0 | 687.08 | 0 | 687.08 | 0 | 0 | 687.08 | 0 | 0 | 0 | 0 | 687.08 | 0 | 0 | 0 | 0 | 687.08 | 0 | 0 | 0 | 0 | 0
| East_of_Miguel_group | MW | 0 | 0 | 0 | 0 | 0 | 0 | 0 | 123.78 | 224.23 | 302.77 | 303.52 | 303.55 | 0 | 731 | 0 | 731 | 0 | 731 | 0 | 0 | 731 | 0 | 0 | 0 | 0 | 731 | 0 | 0 | 0 | 0 | 731 | 0 | 0 | 0 | 0 | 0
| Eldorado_500_230_group | MW | 0 | 0 | 0 | 0 | 0 | 0 | 0 | 551.9 | 885.31 | 1794.09 | 2045.77 | 2045.85 | 0 | 2565.07 | 0 | 2587.72 | 0 | 3359.98 | 0 | 0 | 3360 | 0 | 0 | 0 | 0 | 3360 | 0 | 0 | 0 | 0 | 3760 | 0 | 0 | 0 | 0 | 0
| Encina_San_Luis_Rey_group | MW | 0 | 0 | 0 | 0 | 0 | 0 | 0 | 321.58 | 598.84 | 684.77 | 686.56 | 686.57 | 0 | 1115.76 | 0 | 1115.9 | 0 | 1115.9 | 0 | 0 | 1115.9 | 0 | 0 | 0 | 0 | 1115.9 | 0 | 0 | 0 | 0 | 3035 | 0 | 0 | 0 | 0 | 0
| GLW_VEA_group | MW | 0 | 0 | 0 | 0 | 0 | 0 | 0 | 246.17 | 246.17 | 246.17 | 246.17 | 246.26 | 0 | 566.17 | 0 | 566.17 | 0 | 566.17 | 0 | 0 | 566.17 | 0 | 0 | 0 | 0 | 566.17 | 0 | 0 | 0 | 0 | 566.17 | 0 | 0 | 0 | 0 | 0
| Gates_500_230_Transformer_group | MW | 0 | 0 | 0 | 0 | 0 | 0 | 0 | 0 | 0 | 0 | 0 | 120 | 0 | 195 | 0 | 195 | 0 | 1707.56 | 0 | 0 | 1707.56 | 0 | 0 | 0 | 0 | 1707.56 | 0 | 0 | 0 | 0 | 1707.56 | 0 | 0 | 0 | 0 | 0
| Gates_Arco_Midway_230_group | MW | 0 | 0 | 0 | 0 | 0 | 0 | 0 | 0 | 0 | 0 | 0 | 120 | 0 | 195 | 0 | 195 | 0 | 1707.56 | 0 | 0 | 1707.56 | 0 | 0 | 0 | 0 | 1707.56 | 0 | 0 | 0 | 0 | 1707.56 | 0 | 0 | 0 | 0 | 0
| Gates_Panoche_230_group | MW | 0 | 0 | 0 | 0 | 0 | 0 | 0 | 291.2 | 626.11 | 1511.88 | 1761.36 | 1881.36 | 0 | 2141.55 | 0 | 2256.21 | 0 | 3906.55 | 0 | 0 | 4914.77 | 0 | 0 | 0 | 0 | 9571.93 | 0 | 0 | 0 | 0 | 11207.98 | 0 | 0 | 0 | 0 | 0
| Greater_LA_group | MW | 0 | 0 | 0 | 0 | 0 | 0 | 0 | 270.47 | 616.95 | 1476.38 | 1781.15 | 1781.15 | 0 | 1854.48 | 0 | 1981.44 | 0 | 2047.7 | 0 | 0 | 3103.21 | 0 | 0 | 0 | 0 | 7075.35 | 0 | 0 | 0 | 0 | 7241 | 0 | 0 | 0 | 0 | 0
| Humboldt_Trinity_115_group | MW | 0 | 0 | 0 | 0 | 0 | 0 | 0 | 0 | 0 | 0 | 0 | 0 | 0 | 0 | 0 | 0.01 | 0 | 0.01 | 0 | 0 | 20.52 | 0 | 0 | 0 | 0 | 20.52 | 0 | 0 | 0 | 0 | 20.52 | 0 | 0 | 0 | 0 | 0
| Imperial_Valley_group | MW | 0 | 0 | 0 | 0 | 0 | 0 | 0 | 14.87 | 114.87 | 114.88 | 114.88 | 114.88 | 0 | 542.29 | 0 | 542.29 | 0 | 542.29 | 0 | 0 | 542.29 | 0 | 0 | 0 | 0 | 542.29 | 0 | 0 | 0 | 0 | 542.29 | 0 | 0 | 0 | 0 | 0
| Internal_San_Diego_group | MW | 0 | 0 | 0 | 0 | 0 | 0 | 0 | 321.58 | 598.84 | 684.77 | 686.56 | 686.57 | 0 | 1115.76 | 0 | 1115.9 | 0 | 1115.9 | 0 | 0 | 1115.9 | 0 | 0 | 0 | 0 | 1115.91 | 0 | 0 | 0 | 0 | 3035 | 0 | 0 | 0 | 0 | 0
| Los_Banos_500_230_Transformer_group | MW | 0 | 0 | 0 | 0 | 0 | 0 | 0 | 0 | 0 | 0 | 0 | 0 | 0 | 0 | 0 | 0 | 0 | 0 | 0 | 0 | 0 | 0 | 0 | 0 | 0 | 0 | 0 | 0 | 0 | 0 | 0 | 0 | 0 | 0 | 0 | 0
| Los_Banos_Gates_500_OPDS_group | MW | 0 | 0 | 0 | 0 | 0 | 0 | 0 | 0 | 0 | 0 | 0 | 0 | 0 | 0 | 0 | 0 | 0 | 0 | 0 | 0 | 0 | 0 | 0 | 0 | 0 | 0 | 0 | 0 | 0 | 0 | 0 | 0 | 0 | 0 | 0 | 0
| Lugo_Transformer_group | MW | 0 | 0 | 0 | 0 | 0 | 0 | 0 | 304.7 | 625.7 | 1424.34 | 1457.4 | 1457.43 | 0 | 1550.1 | 0 | 1554.86 | 0 | 1557.31 | 0 | 0 | 1575.99 | 0 | 0 | 0 | 0 | 2151.6 | 0 | 0 | 0 | 0 | 2556 | 0 | 0 | 0 | 0 | 0
| Mohave_Eldorado_500_group | MW | 0 | 0 | 0 | 0 | 0 | 0 | 0 | 0 | 0 | 0 | 0 | 0.01 | 0 | 0.02 | 0 | 1187.71 | 0 | 1187.71 | 0 | 0 | 1187.72 | 0 | 0 | 0 | 0 | 1560 | 0 | 0 | 0 | 0 | 1560 | 0 | 0 | 0 | 0 | 0
| Morro_Bay_Templeton_230_group | MW | 0 | 0 | 0 | 0 | 0 | 0 | 0 | 0 | 0 | 0 | 0 | 120 | 0 | 195 | 0 | 195 | 0 | 1707.56 | 0 | 0 | 1707.56 | 0 | 0 | 0 | 0 | 1707.56 | 0 | 0 | 0 | 0 | 1707.56 | 0 | 0 | 0 | 0 | 0
| Moss_Landing_Los_Banos_230_OPDS_group | MW | 0 | 0 | 0 | 0 | 0 | 0 | 0 | 0 | 0 | 0 | 0 | 0 | 0 | 0 | 0 | 0 | 0 | 0 | 0 | 0 | 0 | 0 | 0 | 0 | 0 | 0 | 0 | 0 | 0 | 0 | 0 | 0 | 0 | 0 | 0 | 0
| San_Luis_Rey_San_Onofre_group | MW | 0 | 0 | 0 | 0 | 0 | 0 | 0 | 321.58 | 598.84 | 684.77 | 686.56 | 686.57 | 0 | 1115.76 | 0 | 1115.9 | 0 | 1115.9 | 0 | 0 | 1115.9 | 0 | 0 | 0 | 0 | 1115.9 | 0 | 0 | 0 | 0 | 3035 | 0 | 0 | 0 | 0 | 0
| Serrano_Alberhill_group | MW | 0 | 0 | 0 | 0 | 0 | 0 | 0 | 586.16 | 870.08 | 1735.74 | 2118.28 | 2118.34 | 0 | 3153.46 | 0 | 3169.64 | 0 | 3302.9 | 0 | 0 | 4341.19 | 0 | 0 | 0 | 0 | 5700 | 0 | 0 | 0 | 0 | 9348 | 0 | 0 | 0 | 0 | 0
| Silvergate_Bay_Boulevard_group | MW | 0 | 0 | 0 | 0 | 0 | 0 | 0 | 321.58 | 598.84 | 684.77 | 686.56 | 686.57 | 0 | 1115.76 | 0 | 1115.76 | 0 | 1115.76 | 0 | 0 | 1115.76 | 0 | 0 | 0 | 0 | 1115.76 | 0 | 0 | 0 | 0 | 3034.86 | 0 | 0 | 0 | 0 | 0
| South_Kramer_Victor_Lugo_group | MW | 0 | 0 | 0 | 0 | 0 | 0 | 0 | 0 | 0 | 0 | 0 | 0.03 | 0 | 24 | 0 | 24 | 0 | 24 | 0 | 0 | 24 | 0 | 0 | 0 | 0 | 24 | 0 | 0 | 0 | 0 | 24 | 0 | 0 | 0 | 0 | 0
| South_Kramer_Victor_group | MW | 0 | 0 | 0 | 0 | 0 | 0 | 0 | 0 | 0 | 0 | 0 | 0.03 | 0 | 24 | 0 | 24 | 0 | 24 | 0 | 0 | 24 | 0 | 0 | 0 | 0 | 24 | 0 | 0 | 0 | 0 | 24 | 0 | 0 | 0 | 0 | 0
| Tehachapi_Antelope_group | MW | 0 | 0 | 0 | 0 | 0 | 0 | 0 | 506.99 | 861.23 | 1751.05 | 2030.68 | 2226.68 | 0 | 2685.93 | 0 | 2717.26 | 0 | 2781.37 | 0 | 0 | 3717.32 | 0 | 0 | 0 | 0 | 4034.09 | 0 | 0 | 0 | 0 | 6740 | 0 | 0 | 0 | 0 | 0
| Tesla_Westley_230_group | MW | 0 | 0 | 0 | 0 | 0 | 0 | 0 | 0 | 0 | 0 | 0 | 0 | 0 | 0 | 0 | 0 | 0 | 0 | 0 | 0 | 0 | 0 | 0 | 0 | 0 | 0 | 0 | 0 | 0 | 0 | 0 | 0 | 0 | 0 | 0 | 0
| - | MW | 0 | 0 | 0 | 0 | 0 | 0 | 0 | 0 | 0 | 0 | 0 | 0 | 0 | 0 | 0 | 0 | 0 | 0 | 0 | 0 | 0 | 0 | 0 | 0 | 0 | 0 | 0 | 0 | 0 | 0 | 0 | 0 | 0 | 0 | 0 | 0
| - | MW | 0 | 0 | 0 | 0 | 0 | 0 | 0 | 0 | 0 | 0 | 0 | 0 | 0 | 0 | 0 | 0 | 0 | 0 | 0 | 0 | 0 | 0 | 0 | 0 | 0 | 0 | 0 | 0 | 0 | 0 | 0 | 0 | 0 | 0 | 0 | 0
| - | MW | 0 | 0 | 0 | 0 | 0 | 0 | 0 | 0 | 0 | 0 | 0 | 0 | 0 | 0 | 0 | 0 | 0 | 0 | 0 | 0 | 0 | 0 | 0 | 0 | 0 | 0 | 0 | 0 | 0 | 0 | 0 | 0 | 0 | 0 | 0 | 0
| - | MW | 0 | 0 | 0 | 0 | 0 | 0 | 0 | 0 | 0 | 0 | 0 | 0 | 0 | 0 | 0 | 0 | 0 | 0 | 0 | 0 | 0 | 0 | 0 | 0 | 0 | 0 | 0 | 0 | 0 | 0 | 0 | 0 | 0 | 0 | 0 | 0
| - | MW | 0 | 0 | 0 | 0 | 0 | 0 | 0 | 0 | 0 | 0 | 0 | 0 | 0 | 0 | 0 | 0 | 0 | 0 | 0 | 0 | 0 | 0 | 0 | 0 | 0 | 0 | 0 | 0 | 0 | 0 | 0 | 0 | 0 | 0 | 0 | 0
| - | MW | 0 | 0 | 0 | 0 | 0 | 0 | 0 | 0 | 0 | 0 | 0 | 0 | 0 | 0 | 0 | 0 | 0 | 0 | 0 | 0 | 0 | 0 | 0 | 0 | 0 | 0 | 0 | 0 | 0 | 0 | 0 | 0 | 0 | 0 | 0 | 0
| - | MW | 0 | 0 | 0 | 0 | 0 | 0 | 0 | 0 | 0 | 0 | 0 | 0 | 0 | 0 | 0 | 0 | 0 | 0 | 0 | 0 | 0 | 0 | 0 | 0 | 0 | 0 | 0 | 0 | 0 | 0 | 0 | 0 | 0 | 0 | 0 | 0
| - | MW | 0 | 0 | 0 | 0 | 0 | 0 | 0 | 0 | 0 | 0 | 0 | 0 | 0 | 0 | 0 | 0 | 0 | 0 | 0 | 0 | 0 | 0 | 0 | 0 | 0 | 0 | 0 | 0 | 0 | 0 | 0 | 0 | 0 | 0 | 0 | 0
| - | MW | 0 | 0 | 0 | 0 | 0 | 0 | 0 | 0 | 0 | 0 | 0 | 0 | 0 | 0 | 0 | 0 | 0 | 0 | 0 | 0 | 0 | 0 | 0 | 0 | 0 | 0 | 0 | 0 | 0 | 0 | 0 | 0 | 0 | 0 | 0 | 0
| - | MW | 0 | 0 | 0 | 0 | 0 | 0 | 0 | 0 | 0 | 0 | 0 | 0 | 0 | 0 | 0 | 0 | 0 | 0 | 0 | 0 | 0 | 0 | 0 | 0 | 0 | 0 | 0 | 0 | 0 | 0 | 0 | 0 | 0 | 0 | 0 | 0
| - | MW | 0 | 0 | 0 | 0 | 0 | 0 | 0 | 0 | 0 | 0 | 0 | 0 | 0 | 0 | 0 | 0 | 0 | 0 | 0 | 0 | 0 | 0 | 0 | 0 | 0 | 0 | 0 | 0 | 0 | 0 | 0 | 0 | 0 | 0 | 0 | 0
| - | MW | 0 | 0 | 0 | 0 | 0 | 0 | 0 | 0 | 0 | 0 | 0 | 0 | 0 | 0 | 0 | 0 | 0 | 0 | 0 | 0 | 0 | 0 | 0 | 0 | 0 | 0 | 0 | 0 | 0 | 0 | 0 | 0 | 0 | 0 | 0 | 0
| Secondary On-Peak Transmission Capacity Utilized (MW) | _deliverable_peak_secondary
| Transmission Constraint |  | 2015 | 2016 | 2017 | 2018 | 2019 | 2020 | 2021 | 2022 | 2023 | 2024 | 2025 | 2026 | 2027 | 2028 | 2029 | 2030 | 2031 | 2032 | 2033 | 2034 | 2035 | 2036 | 2037 | 2038 | 2039 | 2040 | 2041 | 2042 | 2043 | 2044 | 2045 | 2046 | 2047 | 2048 | 2049 | 2050
| Colorado_River_500_230_group | MW | 0 | 0 | 0 | 0 | 0 | 0 | 0 | 0 | 0 | 0 | 0 | 0.02 | 0 | 32 | 0 | 32 | 0 | 32 | 0 | 0 | 32 | 0 | 0 | 0 | 0 | 32 | 0 | 0 | 0 | 0 | 32 | 0 | 0 | 0 | 0 | 0
| Contra_Costa_Delta_Switchyard_230_group | MW | 0 | 0 | 0 | 0 | 0 | 0 | 0 | 0 | 0 | 0 | 0 | 69.83 | 0 | 135 | 0 | 135 | 0 | 135 | 0 | 0 | 135 | 0 | 0 | 0 | 0 | 135 | 0 | 0 | 0 | 0 | 135 | 0 | 0 | 0 | 0 | 0
| Delevan_Cortina_230_group | MW | 0 | 0 | 0 | 0 | 0 | 0 | 0 | 206.01 | 206.84 | 207.23 | 210 | 279.86 | 0 | 453.99 | 0 | 454 | 0 | 454 | 0 | 0 | 480.58 | 0 | 0 | 0 | 0 | 480.58 | 0 | 0 | 0 | 0 | 1779.21 | 0 | 0 | 0 | 0 | 0
| Devers_Red_Bluff_group | MW | 0 | 0 | 0 | 0 | 0 | 0 | 0 | 108.91 | 109.36 | 109.37 | 110.13 | 110.16 | 0 | 687.06 | 0 | 687.06 | 0 | 687.06 | 0 | 0 | 687.06 | 0 | 0 | 0 | 0 | 687.06 | 0 | 0 | 0 | 0 | 687.06 | 0 | 0 | 0 | 0 | 0
| East_of_Miguel_group | MW | 0 | 0 | 0 | 0 | 0 | 0 | 0 | 123.78 | 224.23 | 250.34 | 251.1 | 251.11 | 0 | 678.56 | 0 | 678.56 | 0 | 678.56 | 0 | 0 | 678.56 | 0 | 0 | 0 | 0 | 678.56 | 0 | 0 | 0 | 0 | 678.56 | 0 | 0 | 0 | 0 | 0
| Eldorado_500_230_group | MW | 0 | 0 | 0 | 0 | 0 | 0 | 0 | 397.65 | 731.07 | 1639.85 | 1891.52 | 1891.61 | 0 | 2410.83 | 0 | 2433.48 | 0 | 3205.73 | 0 | 0 | 3205.76 | 0 | 0 | 0 | 0 | 3205.76 | 0 | 0 | 0 | 0 | 3605.76 | 0 | 0 | 0 | 0 | 0
| Encina_San_Luis_Rey_group | MW | 0 | 0 | 0 | 0 | 0 | 0 | 0 | 321.58 | 598.84 | 632.35 | 634.14 | 634.15 | 0 | 1063.34 | 0 | 1063.48 | 0 | 1063.48 | 0 | 0 | 1063.48 | 0 | 0 | 0 | 0 | 1063.48 | 0 | 0 | 0 | 0 | 2982.58 | 0 | 0 | 0 | 0 | 0
| GLW_VEA_group | MW | 0 | 0 | 0 | 0 | 0 | 0 | 0 | 91.93 | 91.93 | 91.93 | 91.93 | 92.01 | 0 | 411.93 | 0 | 411.93 | 0 | 411.93 | 0 | 0 | 411.93 | 0 | 0 | 0 | 0 | 411.93 | 0 | 0 | 0 | 0 | 411.93 | 0 | 0 | 0 | 0 | 0
| Gates_500_230_Transformer_group | MW | 0 | 0 | 0 | 0 | 0 | 0 | 0 | 0 | 0 | 0 | 0 | 30.75 | 0 | 49.98 | 0 | 49.98 | 0 | 437.62 | 0 | 0 | 437.63 | 0 | 0 | 0 | 0 | 437.63 | 0 | 0 | 0 | 0 | 437.63 | 0 | 0 | 0 | 0 | 0
| Gates_Arco_Midway_230_group | MW | 0 | 0 | 0 | 0 | 0 | 0 | 0 | 0 | 0 | 0 | 0 | 30.75 | 0 | 49.98 | 0 | 49.98 | 0 | 437.63 | 0 | 0 | 437.63 | 0 | 0 | 0 | 0 | 437.63 | 0 | 0 | 0 | 0 | 437.63 | 0 | 0 | 0 | 0 | 0
| Gates_Panoche_230_group | MW | 0 | 0 | 0 | 0 | 0 | 0 | 0 | 291.36 | 626.34 | 1512.15 | 1761.63 | 1792.38 | 0 | 1996.8 | 0 | 2111.46 | 0 | 2636.9 | 0 | 0 | 3645.11 | 0 | 0 | 0 | 0 | 8302.27 | 0 | 0 | 0 | 0 | 9938.32 | 0 | 0 | 0 | 0 | 0
| Greater_LA_group | MW | 0 | 0 | 0 | 0 | 0 | 0 | 0 | 270.47 | 616.95 | 1476.38 | 1781.15 | 1781.15 | 0 | 1854.48 | 0 | 1981.44 | 0 | 2047.7 | 0 | 0 | 3103.21 | 0 | 0 | 0 | 0 | 7075.35 | 0 | 0 | 0 | 0 | 7241 | 0 | 0 | 0 | 0 | 0
| Humboldt_Trinity_115_group | MW | 0 | 0 | 0 | 0 | 0 | 0 | 0 | 0 | 0 | 0 | 0 | 0 | 0 | 0 | 0 | 0 | 0 | 0 | 0 | 0 | 6.08 | 0 | 0 | 0 | 0 | 6.08 | 0 | 0 | 0 | 0 | 6.08 | 0 | 0 | 0 | 0 | 0
| Imperial_Valley_group | MW | 0 | 0 | 0 | 0 | 0 | 0 | 0 | 14.87 | 114.87 | 114.88 | 114.88 | 114.88 | 0 | 542.29 | 0 | 542.29 | 0 | 542.29 | 0 | 0 | 542.29 | 0 | 0 | 0 | 0 | 542.29 | 0 | 0 | 0 | 0 | 542.29 | 0 | 0 | 0 | 0 | 0
| Internal_San_Diego_group | MW | 0 | 0 | 0 | 0 | 0 | 0 | 0 | 321.58 | 598.84 | 632.35 | 634.14 | 634.14 | 0 | 1063.34 | 0 | 1063.48 | 0 | 1063.48 | 0 | 0 | 1063.48 | 0 | 0 | 0 | 0 | 1063.49 | 0 | 0 | 0 | 0 | 2982.58 | 0 | 0 | 0 | 0 | 0
| Los_Banos_500_230_Transformer_group | MW | 0 | 0 | 0 | 0 | 0 | 0 | 0 | 0 | 0 | 0 | 0 | 0 | 0 | 0 | 0 | 0 | 0 | 0 | 0 | 0 | 0 | 0 | 0 | 0 | 0 | 0 | 0 | 0 | 0 | 0 | 0 | 0 | 0 | 0 | 0 | 0
| Los_Banos_Gates_500_OPDS_group | MW | 0 | 0 | 0 | 0 | 0 | 0 | 0 | 0 | 0 | 0 | 0 | 0 | 0 | 0 | 0 | 0 | 0 | 0 | 0 | 0 | 0 | 0 | 0 | 0 | 0 | 0 | 0 | 0 | 0 | 0 | 0 | 0 | 0 | 0 | 0 | 0
| Lugo_Transformer_group | MW | 0 | 0 | 0 | 0 | 0 | 0 | 0 | 304.7 | 625.7 | 1424.34 | 1457.4 | 1457.43 | 0 | 1550.1 | 0 | 1554.86 | 0 | 1557.31 | 0 | 0 | 1575.99 | 0 | 0 | 0 | 0 | 2151.6 | 0 | 0 | 0 | 0 | 2556 | 0 | 0 | 0 | 0 | 0
| Mohave_Eldorado_500_group | MW | 0 | 0 | 0 | 0 | 0 | 0 | 0 | 0 | 0 | 0 | 0 | 0 | 0 | 0.01 | 0 | 443.53 | 0 | 443.53 | 0 | 0 | 443.53 | 0 | 0 | 0 | 0 | 582.55 | 0 | 0 | 0 | 0 | 582.55 | 0 | 0 | 0 | 0 | 0
| Morro_Bay_Templeton_230_group | MW | 0 | 0 | 0 | 0 | 0 | 0 | 0 | 0 | 0 | 0 | 0 | 30.75 | 0 | 49.98 | 0 | 49.98 | 0 | 437.63 | 0 | 0 | 437.63 | 0 | 0 | 0 | 0 | 437.63 | 0 | 0 | 0 | 0 | 437.63 | 0 | 0 | 0 | 0 | 0
| Moss_Landing_Los_Banos_230_OPDS_group | MW | 0 | 0 | 0 | 0 | 0 | 0 | 0 | 0 | 0 | 0 | 0 | 0 | 0 | 0 | 0 | 0 | 0 | 0 | 0 | 0 | 0 | 0 | 0 | 0 | 0 | 0 | 0 | 0 | 0 | 0 | 0 | 0 | 0 | 0 | 0 | 0
| San_Luis_Rey_San_Onofre_group | MW | 0 | 0 | 0 | 0 | 0 | 0 | 0 | 321.58 | 598.84 | 632.35 | 634.14 | 634.15 | 0 | 1063.34 | 0 | 1063.48 | 0 | 1063.48 | 0 | 0 | 1063.48 | 0 | 0 | 0 | 0 | 1063.48 | 0 | 0 | 0 | 0 | 2982.58 | 0 | 0 | 0 | 0 | 0
| Serrano_Alberhill_group | MW | 0 | 0 | 0 | 0 | 0 | 0 | 0 | 586.16 | 870.08 | 1735.74 | 2118.28 | 2118.33 | 0 | 3153.45 | 0 | 3169.63 | 0 | 3302.89 | 0 | 0 | 4341.18 | 0 | 0 | 0 | 0 | 5699.98 | 0 | 0 | 0 | 0 | 9347.99 | 0 | 0 | 0 | 0 | 0
| Silvergate_Bay_Boulevard_group | MW | 0 | 0 | 0 | 0 | 0 | 0 | 0 | 321.58 | 598.84 | 632.35 | 634.14 | 634.15 | 0 | 1063.34 | 0 | 1063.34 | 0 | 1063.34 | 0 | 0 | 1063.34 | 0 | 0 | 0 | 0 | 1063.34 | 0 | 0 | 0 | 0 | 2982.44 | 0 | 0 | 0 | 0 | 0
| South_Kramer_Victor_Lugo_group | MW | 0 | 0 | 0 | 0 | 0 | 0 | 0 | 0 | 0 | 0 | 0 | 0.03 | 0 | 24 | 0 | 24 | 0 | 24 | 0 | 0 | 24 | 0 | 0 | 0 | 0 | 24 | 0 | 0 | 0 | 0 | 24 | 0 | 0 | 0 | 0 | 0
| South_Kramer_Victor_group | MW | 0 | 0 | 0 | 0 | 0 | 0 | 0 | 0 | 0 | 0 | 0 | 0.03 | 0 | 24 | 0 | 24 | 0 | 24 | 0 | 0 | 24 | 0 | 0 | 0 | 0 | 24 | 0 | 0 | 0 | 0 | 24 | 0 | 0 | 0 | 0 | 0
| Tehachapi_Antelope_group | MW | 0 | 0 | 0 | 0 | 0 | 0 | 0 | 443.01 | 836.9 | 1751.05 | 2030.68 | 2226.68 | 0 | 2685.93 | 0 | 2717.26 | 0 | 2781.37 | 0 | 0 | 3717.32 | 0 | 0 | 0 | 0 | 4034.09 | 0 | 0 | 0 | 0 | 6740 | 0 | 0 | 0 | 0 | 0
| Tesla_Westley_230_group | MW | 0 | 0 | 0 | 0 | 0 | 0 | 0 | 0 | 0 | 0 | 0 | 0 | 0 | 0 | 0 | 0 | 0 | 0 | 0 | 0 | 0 | 0 | 0 | 0 | 0 | 0 | 0 | 0 | 0 | 0 | 0 | 0 | 0 | 0 | 0 | 0
| - | MW | 0 | 0 | 0 | 0 | 0 | 0 | 0 | 0 | 0 | 0 | 0 | 0 | 0 | 0 | 0 | 0 | 0 | 0 | 0 | 0 | 0 | 0 | 0 | 0 | 0 | 0 | 0 | 0 | 0 | 0 | 0 | 0 | 0 | 0 | 0 | 0
| - | MW | 0 | 0 | 0 | 0 | 0 | 0 | 0 | 0 | 0 | 0 | 0 | 0 | 0 | 0 | 0 | 0 | 0 | 0 | 0 | 0 | 0 | 0 | 0 | 0 | 0 | 0 | 0 | 0 | 0 | 0 | 0 | 0 | 0 | 0 | 0 | 0
| - | MW | 0 | 0 | 0 | 0 | 0 | 0 | 0 | 0 | 0 | 0 | 0 | 0 | 0 | 0 | 0 | 0 | 0 | 0 | 0 | 0 | 0 | 0 | 0 | 0 | 0 | 0 | 0 | 0 | 0 | 0 | 0 | 0 | 0 | 0 | 0 | 0
| - | MW | 0 | 0 | 0 | 0 | 0 | 0 | 0 | 0 | 0 | 0 | 0 | 0 | 0 | 0 | 0 | 0 | 0 | 0 | 0 | 0 | 0 | 0 | 0 | 0 | 0 | 0 | 0 | 0 | 0 | 0 | 0 | 0 | 0 | 0 | 0 | 0
| - | MW | 0 | 0 | 0 | 0 | 0 | 0 | 0 | 0 | 0 | 0 | 0 | 0 | 0 | 0 | 0 | 0 | 0 | 0 | 0 | 0 | 0 | 0 | 0 | 0 | 0 | 0 | 0 | 0 | 0 | 0 | 0 | 0 | 0 | 0 | 0 | 0
| - | MW | 0 | 0 | 0 | 0 | 0 | 0 | 0 | 0 | 0 | 0 | 0 | 0 | 0 | 0 | 0 | 0 | 0 | 0 | 0 | 0 | 0 | 0 | 0 | 0 | 0 | 0 | 0 | 0 | 0 | 0 | 0 | 0 | 0 | 0 | 0 | 0
| - | MW | 0 | 0 | 0 | 0 | 0 | 0 | 0 | 0 | 0 | 0 | 0 | 0 | 0 | 0 | 0 | 0 | 0 | 0 | 0 | 0 | 0 | 0 | 0 | 0 | 0 | 0 | 0 | 0 | 0 | 0 | 0 | 0 | 0 | 0 | 0 | 0
| - | MW | 0 | 0 | 0 | 0 | 0 | 0 | 0 | 0 | 0 | 0 | 0 | 0 | 0 | 0 | 0 | 0 | 0 | 0 | 0 | 0 | 0 | 0 | 0 | 0 | 0 | 0 | 0 | 0 | 0 | 0 | 0 | 0 | 0 | 0 | 0 | 0
| - | MW | 0 | 0 | 0 | 0 | 0 | 0 | 0 | 0 | 0 | 0 | 0 | 0 | 0 | 0 | 0 | 0 | 0 | 0 | 0 | 0 | 0 | 0 | 0 | 0 | 0 | 0 | 0 | 0 | 0 | 0 | 0 | 0 | 0 | 0 | 0 | 0
| - | MW | 0 | 0 | 0 | 0 | 0 | 0 | 0 | 0 | 0 | 0 | 0 | 0 | 0 | 0 | 0 | 0 | 0 | 0 | 0 | 0 | 0 | 0 | 0 | 0 | 0 | 0 | 0 | 0 | 0 | 0 | 0 | 0 | 0 | 0 | 0 | 0
| - | MW | 0 | 0 | 0 | 0 | 0 | 0 | 0 | 0 | 0 | 0 | 0 | 0 | 0 | 0 | 0 | 0 | 0 | 0 | 0 | 0 | 0 | 0 | 0 | 0 | 0 | 0 | 0 | 0 | 0 | 0 | 0 | 0 | 0 | 0 | 0 | 0
| - | MW | 0 | 0 | 0 | 0 | 0 | 0 | 0 | 0 | 0 | 0 | 0 | 0 | 0 | 0 | 0 | 0 | 0 | 0 | 0 | 0 | 0 | 0 | 0 | 0 | 0 | 0 | 0 | 0 | 0 | 0 | 0 | 0 | 0 | 0 | 0 | 0
| Off-Peak Transmission Capacity Utilized (MW) | _offpeak
| Transmission Constraint |  | 2015 | 2016 | 2017 | 2018 | 2019 | 2020 | 2021 | 2022 | 2023 | 2024 | 2025 | 2026 | 2027 | 2028 | 2029 | 2030 | 2031 | 2032 | 2033 | 2034 | 2035 | 2036 | 2037 | 2038 | 2039 | 2040 | 2041 | 2042 | 2043 | 2044 | 2045 | 2046 | 2047 | 2048 | 2049 | 2050
| Colorado_River_500_230_group | MW | 0 | 0 | 0 | 0 | 0 | 0 | 0 | 0 | 0 | 0 | 0 | 0.02 | 0 | 32 | 0 | 32 | 0 | 32 | 0 | 0 | 32 | 0 | 0 | 0 | 0 | 32 | 0 | 0 | 0 | 0 | 32 | 0 | 0 | 0 | 0 | 0
| Contra_Costa_Delta_Switchyard_230_group | MW | 0 | 0 | 0 | 0 | 0 | 0 | 0 | 188.41 | 188.41 | 188.41 | 188.42 | 258.26 | 0 | 323.42 | 0 | 323.42 | 0 | 323.42 | 0 | 0 | 323.43 | 0 | 0 | 0 | 0 | 323.43 | 0 | 0 | 0 | 0 | 1260.36 | 0 | 0 | 0 | 0 | 0
| Delevan_Cortina_230_group | MW | 0 | 0 | 0 | 0 | 0 | 0 | 0 | 4.88 | 4.05 | 3.66 | 554.38 | 624.24 | 0 | 795 | 0 | 795 | 0 | 795 | 0 | 0 | 795 | 0 | 0 | 0 | 0 | 795 | 0 | 0 | 0 | 0 | 795 | 0 | 0 | 0 | 0 | 0
| Devers_Red_Bluff_group | MW | 0 | 0 | 0 | 0 | 0 | 0 | 0 | 103.5 | 103.06 | 103.05 | 145.48 | 145.52 | 0 | -367.43 | 0 | -367.43 | 0 | -367.43 | 0 | 0 | -367.43 | 0 | 0 | 0 | 0 | -367.43 | 0 | 0 | 0 | 0 | -367.43 | 0 | 0 | 0 | 0 | 0
| East_of_Miguel_group | MW | 0 | 0 | 0 | 0 | 0 | 0 | 0 | 116.64 | 216.2 | 349.09 | 522.62 | 522.63 | 0 | 950 | 0 | 950 | 0 | 950 | 0 | 0 | 950 | 0 | 0 | 0 | 0 | 950 | 0 | 0 | 0 | 0 | 950 | 0 | 0 | 0 | 0 | 0
| Eldorado_500_230_group | MW | 0 | 0 | 0 | 0 | 0 | 0 | 0 | 563.71 | 1453.2 | 544.42 | 292.78 | 292.86 | 0 | 413.47 | 0 | 1696.15 | 0 | 3360 | 0 | 0 | 3360 | 0 | 0 | 0 | 0 | 3360 | 0 | 0 | 0 | 0 | 3360 | 0 | 0 | 0 | 0 | 0
| Encina_San_Luis_Rey_group | MW | 0 | 0 | 0 | 0 | 0 | 0 | 0 | -293.56 | -370.83 | -245.33 | -116.03 | -116.03 | 0 | 309.58 | 0 | 309.44 | 0 | 309.44 | 0 | 0 | 309.44 | 0 | 0 | 0 | 0 | 309.44 | 0 | 0 | 0 | 0 | -1609.65 | 0 | 0 | 0 | 0 | 0
| GLW_VEA_group | MW | 0 | 0 | 0 | 0 | 0 | 0 | 0 | 194.46 | 194.46 | 194.46 | 194.49 | 194.58 | 0 | 514.4887 | 0 | 514.4887 | 0 | 514.4887 | 0 | 0 | 514.4887 | 0 | 0 | 0 | 0 | 514.4887 | 0 | 0 | 0 | 0 | 514.4887 | 0 | 0 | 0 | 0 | 0
| Gates_500_230_Transformer_group | MW | 0 | 0 | 0 | 0 | 0 | 0 | 0 | 103.31 | 113.03 | 125.26 | 228.8 | 311.82 | 0 | 363.7 | 0 | 363.7 | 0 | 1410.12 | 0 | 0 | 1410.12 | 0 | 0 | 0 | 0 | 1410.12 | 0 | 0 | 0 | 0 | 1410.12 | 0 | 0 | 0 | 0 | 0
| Gates_Arco_Midway_230_group | MW | 0 | 0 | 0 | 0 | 0 | 0 | 0 | 27.19 | 36.91 | 49.14 | 152.68 | 235.7 | 0 | 287.58 | 0 | 287.58 | 0 | 1334 | 0 | 0 | 1334 | 0 | 0 | 0 | 0 | 1334 | 0 | 0 | 0 | 0 | 1334 | 0 | 0 | 0 | 0 | 0
| Gates_Panoche_230_group | MW | 0 | 0 | 0 | 0 | 0 | 0 | 0 | 31.84 | 55.15 | -712.4 | -795.24 | -712.22 | 0 | -838.18 | 0 | -821.94 | 0 | 86.69 | 0 | 0 | -921.52 | 0 | 0 | 0 | 0 | -5578.68 | 0 | 0 | 0 | 0 | 10830 | 0 | 0 | 0 | 0 | 0
| Greater_LA_group | MW | 0 | 0 | 0 | 0 | 0 | 0 | 0 | -270.07 | -616.54 | -1475.97 | -1780.74 | -1780.74 | 0 | -1854.06 | 0 | -1981.03 | 0 | -2047.28 | 0 | 0 | -3102.8 | 0 | 0 | 0 | 0 | -4765.35 | 0 | 0 | 0 | 0 | -4931 | 0 | 0 | 0 | 0 | 0
| Humboldt_Trinity_115_group | MW | 0 | 0 | 0 | 0 | 0 | 0 | 0 | 21.76 | 21.76 | 21.76 | 21.76 | 21.76 | 0 | 21.76 | 0 | 21.77 | 0 | 21.77 | 0 | 0 | 42.28 | 0 | 0 | 0 | 0 | 42.28 | 0 | 0 | 0 | 0 | 42.28 | 0 | 0 | 0 | 0 | 0
| Imperial_Valley_group | MW | 0 | 0 | 0 | 0 | 0 | 0 | 0 | 13.14 | 113.14 | 113.14 | 113.13 | 113.13 | 0 | 540.54 | 0 | 540.54 | 0 | 540.54 | 0 | 0 | 540.54 | 0 | 0 | 0 | 0 | 540.54 | 0 | 0 | 0 | 0 | 540.54 | 0 | 0 | 0 | 0 | 0
| Internal_San_Diego_group | MW | 0 | 0 | 0 | 0 | 0 | 0 | 0 | -293.56 | -370.83 | -245.33 | -116.03 | -116.03 | 0 | 309.587 | 0 | 309.4455 | 0 | 309.4455 | 0 | 0 | 309.4455 | 0 | 0 | 0 | 0 | 309.4468 | 0 | 0 | 0 | 0 | -1609.65 | 0 | 0 | 0 | 0 | 0
| Los_Banos_500_230_Transformer_group | MW | 0 | 0 | 0 | 0 | 0 | 0 | 0 | 76.12 | 76.12 | 76.12 | 76.12 | 76.12 | 0 | 76.12 | 0 | 76.12 | 0 | 76.12 | 0 | 0 | 76.12 | 0 | 0 | 0 | 0 | 76.12 | 0 | 0 | 0 | 0 | 76.12 | 0 | 0 | 0 | 0 | 0
| Los_Banos_Gates_500_OPDS_group | MW | 0 | 0 | 0 | 0 | 0 | 0 | 0 | 27.19 | 36.91 | 49.14 | 152.68 | 152.68 | 0 | 152.68 | 0 | 152.68 | 0 | 152.68 | 0 | 0 | 152.68 | 0 | 0 | 0 | 0 | 152.68 | 0 | 0 | 0 | 0 | 152.68 | 0 | 0 | 0 | 0 | 0
| Lugo_Transformer_group | MW | 0 | 0 | 0 | 0 | 0 | 0 | 0 | -289.78 | -588.71 | -1043.1 | -35.21 | -35.18 | 0 | -79.9 | 0 | -84.65 | 0 | -87.03 | 0 | 0 | 1619 | 0 | 0 | 0 | 0 | 1619 | 0 | 0 | 0 | 0 | 1619 | 0 | 0 | 0 | 0 | 0
| Mohave_Eldorado_500_group | MW | 0 | 0 | 0 | 0 | 0 | 0 | 0 | 0 | 0 | 0 | 0 | 0.01 | 0 | 0.02 | 0 | 938.23 | 0 | 938.23 | 0 | 0 | 938.23 | 0 | 0 | 0 | 0 | 1232.32 | 0 | 0 | 0 | 0 | 1232.32 | 0 | 0 | 0 | 0 | 0
| Morro_Bay_Templeton_230_group | MW | 0 | 0 | 0 | 0 | 0 | 0 | 0 | 103.31 | 113.03 | 125.26 | 228.8 | 311.82 | 0 | 363.7 | 0 | 363.7 | 0 | 1410.12 | 0 | 0 | 1410.12 | 0 | 0 | 0 | 0 | 1410.12 | 0 | 0 | 0 | 0 | 1410.12 | 0 | 0 | 0 | 0 | 0
| Moss_Landing_Los_Banos_230_OPDS_group | MW | 0 | 0 | 0 | 0 | 0 | 0 | 0 | 103.31 | 113.03 | 125.26 | 228.8 | 228.8 | 0 | 228.8 | 0 | 228.8 | 0 | 228.8 | 0 | 0 | 228.8 | 0 | 0 | 0 | 0 | 228.8 | 0 | 0 | 0 | 0 | 228.8 | 0 | 0 | 0 | 0 | 0
| San_Luis_Rey_San_Onofre_group | MW | 0 | 0 | 0 | 0 | 0 | 0 | 0 | -293.56 | -370.83 | -245.33 | -116.03 | -116.03 | 0 | 309.58 | 0 | 309.44 | 0 | 309.44 | 0 | 0 | 309.44 | 0 | 0 | 0 | 0 | 309.44 | 0 | 0 | 0 | 0 | -1609.65 | 0 | 0 | 0 | 0 | 0
| Serrano_Alberhill_group | MW | 0 | 0 | 0 | 0 | 0 | 0 | 0 | 665.31 | 1102.54 | 540.86 | 418.06 | 418.08 | 0 | 600.14 | 0 | 1313.83 | 0 | 1180.57 | 0 | 0 | 5710.71 | 0 | 0 | 0 | 0 | 11800 | 0 | 0 | 0 | 0 | 11800 | 0 | 0 | 0 | 0 | 0
| Silvergate_Bay_Boulevard_group | MW | 0 | 0 | 0 | 0 | 0 | 0 | 0 | -293.57 | -370.83 | -169.82 | 33.97 | 33.97 | 0 | 459.58 | 0 | 459.58 | 0 | 459.58 | 0 | 0 | 459.58 | 0 | 0 | 0 | 0 | 459.58 | 0 | 0 | 0 | 0 | -1459.51 | 0 | 0 | 0 | 0 | 0
| South_Kramer_Victor_Lugo_group | MW | 0 | 0 | 0 | 0 | 0 | 0 | 0 | 0 | 0 | 0 | 0 | 0.03 | 0 | 24 | 0 | 24 | 0 | 24 | 0 | 0 | 24 | 0 | 0 | 0 | 0 | 24 | 0 | 0 | 0 | 0 | 24 | 0 | 0 | 0 | 0 | 0
| South_Kramer_Victor_group | MW | 0 | 0 | 0 | 0 | 0 | 0 | 0 | 0 | 0 | 0 | 0 | 0.03 | 0 | 24 | 0 | 24 | 0 | 24 | 0 | 0 | 24 | 0 | 0 | 0 | 0 | 24 | 0 | 0 | 0 | 0 | 24 | 0 | 0 | 0 | 0 | 0
| Tehachapi_Antelope_group | MW | 0 | 0 | 0 | 0 | 0 | 0 | 0 | 173.63 | 327.18 | -388.01 | 500.64 | 304.63 | 0 | -154.62 | 0 | -81.26 | 0 | -145.37 | 0 | 0 | -1081.32 | 0 | 0 | 0 | 0 | 1157.9 | 0 | 0 | 0 | 0 | -1548.01 | 0 | 0 | 0 | 0 | 0
| Tesla_Westley_230_group | MW | 0 | 0 | 0 | 0 | 0 | 0 | 0 | 76.12 | 76.12 | 76.12 | 76.12 | 76.12 | 0 | 76.12 | 0 | 76.12 | 0 | 76.12 | 0 | 0 | 76.12 | 0 | 0 | 0 | 0 | 76.12 | 0 | 0 | 0 | 0 | 76.12 | 0 | 0 | 0 | 0 | 0
| - | MW | 0 | 0 | 0 | 0 | 0 | 0 | 0 | 0 | 0 | 0 | 0 | 0 | 0 | 0 | 0 | 0 | 0 | 0 | 0 | 0 | 0 | 0 | 0 | 0 | 0 | 0 | 0 | 0 | 0 | 0 | 0 | 0 | 0 | 0 | 0 | 0
| - | MW | 0 | 0 | 0 | 0 | 0 | 0 | 0 | 0 | 0 | 0 | 0 | 0 | 0 | 0 | 0 | 0 | 0 | 0 | 0 | 0 | 0 | 0 | 0 | 0 | 0 | 0 | 0 | 0 | 0 | 0 | 0 | 0 | 0 | 0 | 0 | 0
| - | MW | 0 | 0 | 0 | 0 | 0 | 0 | 0 | 0 | 0 | 0 | 0 | 0 | 0 | 0 | 0 | 0 | 0 | 0 | 0 | 0 | 0 | 0 | 0 | 0 | 0 | 0 | 0 | 0 | 0 | 0 | 0 | 0 | 0 | 0 | 0 | 0
| - | MW | 0 | 0 | 0 | 0 | 0 | 0 | 0 | 0 | 0 | 0 | 0 | 0 | 0 | 0 | 0 | 0 | 0 | 0 | 0 | 0 | 0 | 0 | 0 | 0 | 0 | 0 | 0 | 0 | 0 | 0 | 0 | 0 | 0 | 0 | 0 | 0
| - | MW | 0 | 0 | 0 | 0 | 0 | 0 | 0 | 0 | 0 | 0 | 0 | 0 | 0 | 0 | 0 | 0 | 0 | 0 | 0 | 0 | 0 | 0 | 0 | 0 | 0 | 0 | 0 | 0 | 0 | 0 | 0 | 0 | 0 | 0 | 0 | 0
| - | MW | 0 | 0 | 0 | 0 | 0 | 0 | 0 | 0 | 0 | 0 | 0 | 0 | 0 | 0 | 0 | 0 | 0 | 0 | 0 | 0 | 0 | 0 | 0 | 0 | 0 | 0 | 0 | 0 | 0 | 0 | 0 | 0 | 0 | 0 | 0 | 0
| - | MW | 0 | 0 | 0 | 0 | 0 | 0 | 0 | 0 | 0 | 0 | 0 | 0 | 0 | 0 | 0 | 0 | 0 | 0 | 0 | 0 | 0 | 0 | 0 | 0 | 0 | 0 | 0 | 0 | 0 | 0 | 0 | 0 | 0 | 0 | 0 | 0
| - | MW | 0 | 0 | 0 | 0 | 0 | 0 | 0 | 0 | 0 | 0 | 0 | 0 | 0 | 0 | 0 | 0 | 0 | 0 | 0 | 0 | 0 | 0 | 0 | 0 | 0 | 0 | 0 | 0 | 0 | 0 | 0 | 0 | 0 | 0 | 0 | 0
| - | MW | 0 | 0 | 0 | 0 | 0 | 0 | 0 | 0 | 0 | 0 | 0 | 0 | 0 | 0 | 0 | 0 | 0 | 0 | 0 | 0 | 0 | 0 | 0 | 0 | 0 | 0 | 0 | 0 | 0 | 0 | 0 | 0 | 0 | 0 | 0 | 0
| - | MW | 0 | 0 | 0 | 0 | 0 | 0 | 0 | 0 | 0 | 0 | 0 | 0 | 0 | 0 | 0 | 0 | 0 | 0 | 0 | 0 | 0 | 0 | 0 | 0 | 0 | 0 | 0 | 0 | 0 | 0 | 0 | 0 | 0 | 0 | 0 | 0
| - | MW | 0 | 0 | 0 | 0 | 0 | 0 | 0 | 0 | 0 | 0 | 0 | 0 | 0 | 0 | 0 | 0 | 0 | 0 | 0 | 0 | 0 | 0 | 0 | 0 | 0 | 0 | 0 | 0 | 0 | 0 | 0 | 0 | 0 | 0 | 0 | 0
| - | MW | 0 | 0 | 0 | 0 | 0 | 0 | 0 | 0 | 0 | 0 | 0 | 0 | 0 | 0 | 0 | 0 | 0 | 0 | 0 | 0 | 0 | 0 | 0 | 0 | 0 | 0 | 0 | 0 | 0 | 0 | 0 | 0 | 0 | 0 | 0 | 0
RPS and Renewable Curtailment Summary
| Metric | Unit | 2015 | 2016 | 2017 | 2018 | 2019 | 2020 | 2021 | 2022 | 2023 | 2024 | 2025 | 2026 | 2027 | 2028 | 2029 | 2030 | 2031 | 2032 | 2033 | 2034 | 2035 | 2036 | 2037 | 2038 | 2039 | 2040 | 2041 | 2042 | 2043 | 2044 | 2045 | 2046 | 2047 | 2048 | 2049 | 2050
| T&D Losses | % | 0% | 0% | 0% | 0% | 0% | 7.348% | 7.348% | 7.348% | 7.348% | 7.348% | 7.348% | 7.348% | 7.348% | 7.348% | 7.348% | 7.348% | 7.348% | 7.348% | 7.348% | 7.348% | 7.348% | 7.348% | 7.348% | 7.348% | 7.348% | 7.348% | 7.348% | 7.348% | 7.348% | 7.348% | 7.348% | 7.348% | 7.348% | 7.348% | 7.348% | 7.348%
| Pumping Loads - not grossed up for losses | GWh | 0 | 0 | 0 | 0 | 0 | 8418.7899 | 8528.5262 | 8528.5262 | 8528.5262 | 8528.5262 | 8528.5262 | 8528.5262 | 8528.5262 | 8528.5262 | 8528.5262 | 8528.5262 | 8528.5262 | 8528.5262 | 8528.5262 | 8528.5262 | 8528.5262 | 8528.5262 | 8528.5262 | 8528.5262 | 8528.5262 | 8528.5262 | 8528.5262 | 8528.5262 | 8528.5262 | 8528.5262 | 8528.5262 | 8528.5262 | 8528.5262 | 8528.5262 | 8528.5262 | 8528.5262
| Metric | Unit | 2015 | 2016 | 2017 | 2018 | 2019 | 2020 | 2021 | 2022 | 2023 | 2024 | 2025 | 2026 | 2027 | 2028 | 2029 | 2030 | 2031 | 2032 | 2033 | 2034 | 2035 | 2036 | 2037 | 2038 | 2039 | 2040 | 2041 | 2042 | 2043 | 2044 | 2045 | 2046 | 2047 | 2048 | 2049 | 2050
| RPS Target | GWh | 0 | 0 | 0 | 0 | 0 | 0 | 0 | 73440.0617 | 80018.3675 | 86057.1171 | 91687.6001 | 97309.392 | 0 | 108391.3045 | 0 | 119923.5284 | 0 | 127189.9551 | 0 | 0 | 148871.1565 | 0 | 0 | 0 | 0 | 188079.4218 | 0 | 0 | 0 | 0 | 229164.2385 | 0 | 0 | 0 | 0 | 0
| Delivered RPS Renewables, excl. Pipeline Biogas and Scheduled Curtailment | GWh | 0 | 0 | 0 | 0 | 0 | 0 | 0 | 89508.993 | 100354.1249 | 105897.2325 | 118141.0672 | 119581.1408 | 0 | 128101.1766 | 0 | 140189.4669 | 0 | 153268.9768 | 0 | 0 | 177660.6633 | 0 | 0 | 0 | 0 | 221299.7454 | 0 | 0 | 0 | 0 | 279227.434 | 0 | 0 | 0 | 0 | 0
| Pipeline Biogas | GWh | 0 | 0 | 0 | 0 | 0 | 0 | 0 | 0 | 0 | 0 | 0 | 0 | 0 | 0 | 0 | 0 | 0 | 0 | 0 | 0 | 0 | 0 | 0 | 0 | 0 | 0 | 0 | 0 | 0 | 0 | 0 | 0 | 0 | 0 | 0 | 0
| Non-Modeled RPS Renewables (AESO wind mainly) | GWh | 0 | 0 | 0 | 0 | 0 | 0 | 0 | 2847.6088 | 2847.6088 | 2847.6088 | 2847.6088 | 2847.6088 | 0 | 2847.6088 | 0 | 2847.6088 | 0 | 2847.6088 | 0 | 0 | 2544.0748 | 0 | 0 | 0 | 0 | 1307.9556 | 0 | 0 | 0 | 0 | 1307.9556 | 0 | 0 | 0 | 0 | 0
| RPS Spent Bank | GWh | 0 | 0 | 0 | 0 | 0 | 0 | 0 | 0 | 0 | 4908.539 | 10447.021 | 15707.105 | 20211.438 | 24628.7002 | 28965.381 | 0 | 0 | 0 | 0 | 0 | 0 | 0 | 0 | 0 | 0 | 0 | 0 | 0 | 0 | 0 | 0 | 0 | 0 | 0 | 0 | 0
| SB100-eligible Resources (Hydro and Nuclear) | GWh | 0 | 0 | 0 | 0 | 0 | 0 | 0 | 53809.3916 | 53701.0561 | 44494.9036 | 35161.6046 | 35145.3597 | 0 | 35105.2633 | 0 | 35105.1763 | 0 | 34921.8966 | 0 | 0 | 34894.0988 | 0 | 0 | 0 | 0 | 34289.9186 | 0 | 0 | 0 | 0 | 32131.2825 | 0 | 0 | 0 | 0 | 0
| Storage Losses Subtracted from RPS | GWh | 0 | 0 | 0 | 0 | 0 | 0 | 0 | 1666.4519 | 2614.0653 | 3459.5136 | 4190.9307 | 4360.4876 | 0 | 5081.4911 | 0 | 5870.2428 | 0 | 6636.2308 | 0 | 0 | 9294.369 | 0 | 0 | 0 | 0 | 14438.1535 | 0 | 0 | 0 | 0 | 21924.059 | 0 | 0 | 0 | 0 | 0
| Scheduled Curtailment | GWh | 0 | 0 | 0 | 0 | 0 | 0 | 0 | 1068.3253 | 2238.2904 | 1261.7235 | 2331.4121 | 1898.1556 | 0 | 2231.5429 | 0 | 3813.8742 | 0 | 5643.885 | 0 | 0 | 7259.0396 | 0 | 0 | 0 | 0 | 11554.0502 | 0 | 0 | 0 | 0 | 35180.9386 | 0 | 0 | 0 | 0 | 0
| Customer PV Curtailment Adjustment | GWh | 0 | 0 | 0 | 0 | 0 | 0 | 0 | 72.3297 | 213.0112 | 151.3141 | 217.666 | 277.2301 | 0 | 363.3886 | 0 | 583.5365 | 0 | 842.6997 | 0 | 0 | 1101.3202 | 0 | 0 | 0 | 0 | 1531.5606 | 0 | 0 | 0 | 0 | 4032.9425
| Subhourly Curtailment | GWh | 0 | 0 | 0 | 0 | 0 | 0 | 0 | 645.9042 | 688.987 | 228.3983 | 295.8563 | 346.6243 | 0 | 420.177 | 0 | 842.8632 | 0 | 1159.7709 | 0 | 0 | 2238.4052 | 0 | 0 | 0 | 0 | 2785.1211 | 0 | 0 | 0 | 0 | 3744.5087 | 0 | 0 | 0 | 0 | 0
| RPS-bound Retail Sales | GWh | 0 | 0 | 0 | 0 | 0 | 0 | 0 | 190554.0344 | 193936.3528 | 195713.5361 | 196413.9352 | 197036.0478 | 0 | 197730.966 | 0 | 198947.0697 | 0 | 204341.4826 | 0 | 0 | 218224.4229 | 0 | 0 | 0 | 0 | 241362.6274 | 0 | 0 | 0 | 0 | 262527.4563 | 0 | 0 | 0 | 0 | 0
| Curtailment (scheduled and subhourly) | % of RPS Renew. | 0% | 0% | 0% | 0% | 0% | 0% | 0% | 1.912% | 2.978% | 1.492% | 2.307% | 2.029% | 0% | 2.264% | 0% | 3.568% | 0% | 4.727% | 0% | 0% | 5.654% | 0% | 0% | 0% | 0% | 6.778% | 0% | 0% | 0% | 0% | 13.61% | 0% | 0% | 0% | 0% | 0%
| Curtailment and Storage Losses | % of RPS Renew. | 0% | 0% | 0% | 0% | 0% | 0% | 0% | 3.696% | 5.457% | 4.637% | 5.705% | 5.536% | 0% | 6.079% | 0% | 7.566% | 0% | 8.829% | 0% | 0% | 10.61% | 0% | 0% | 0% | 0% | 12.94% | 0% | 0% | 0% | 0% | 20.55% | 0% | 0% | 0% | 0% | 0%
| RPS Target (% of retail sales) | % of Retail Sales | 0% | 0% | 0% | 0% | 0% | 0% | 0% | 38.54% | 41.26% | 43.97% | 46.68% | 49.39% | 0% | 54.82% | 0% | 60.28% | 0% | 62.24% | 0% | 0% | 68.22% | 0% | 0% | 0% | 0% | 77.92% | 0% | 0% | 0% | 0% | 87.29% | 0% | 0% | 0% | 0% | 0%
| Delivered Effective RPS Percentage - Excl. Spent Bank | % of Retail Sales | 0% | 0% | 0% | 0% | 0% | 0% | 0% | 47.25% | 51.51% | 53.68% | 59.31% | 59.75% | 0% | 63.44% | 0% | 68.52% | 0% | 72.58% | 0% | 0% | 77.29% | 0% | 0% | 0% | 0% | 85.09% | 0% | 0% | 0% | 0% | 97.08% | 0% | 0% | 0% | 0% | 0%
| Spent Bank | % of Retail Sales | 0% | 0% | 0% | 0% | 0% | 0% | 0% | 0% | 0% | 2.508% | 5.319% | 7.972% | 0% | 12.46% | 0% | 0% | 0% | 0% | 0% | 0% | 0% | 0% | 0% | 0% | 0% | 0% | 0% | 0% | 0% | 0% | 0% | 0% | 0% | 0% | 0% | 0%
| Delivered Effective RPS Percentage - Incl. Spent Bank | % of Retail Sales | 0% | 0% | 0% | 0% | 0% | 0% | 0% | 47.25% | 51.51% | 56.19% | 64.63% | 67.72% | 0% | 75.9% | 0% | 68.52% | 0% | 72.58% | 0% | 0% | 77.29% | 0% | 0% | 0% | 0% | 85.09% | 0% | 0% | 0% | 0% | 97.08% | 0% | 0% | 0% | 0% | 0%
| SB100% | % of Retail Sales | 0% | 0% | 0% | 0% | 0% | 0% | 0% | 72.26% | 75.86% | 73.22% | 74% | 74.36% | 0% | 77.84% | 0% | 82.63% | 0% | 86.08% | 0% | 0% | 89.77% | 0% | 0% | 0% | 0% | 95.91% | 0% | 0% | 0% | 0% | 105.9% | 0% | 0% | 0% | 0% | 0%
| RPS Dual | $/MWh | 0 | 0 | 0 | 0 | 0 | 0 | 0 | 0 | 0 | 0 | 0 | 0 | 0 | 0 | 0 | 0 | 0 | 0 | 0 | 0 | 0 | 0 | 0 | 0 | 0 | 0 | 0 | 0 | 0 | 0 | 0 | 0 | 0 | 0 | 0 | 0
Planning Reserve Margin Summary
| Metric | Unit | 2015 | 2016 | 2017 | 2018 | 2019 | 2020 | 2021 | 2022 | 2023 | 2024 | 2025 | 2026 | 2027 | 2028 | 2029 | 2030 | 2031 | 2032 | 2033 | 2034 | 2035 | 2036 | 2037 | 2038 | 2039 | 2040 | 2041 | 2042 | 2043 | 2044 | 2045 | 2046 | 2047 | 2048 | 2049 | 2050
| Peak Load | MW | 0 | 0 | 0 | 0 | 0 | 0 | 0 | 45601.64 | 45950.43 | 46607.25 | 46943.98 | 47373.33 | 0 | 47801.17 | 0 | 48476.22 | 0 | 49361.88 | 0 | 0 | 50955.13 | 0 | 0 | 0 | 0 | 53610.54 | 0 | 0 | 0 | 0 | 56439.35 | 0 | 0 | 0 | 0 | 0
| Reserve Margin Requirement | % | 0% | 0% | 0% | 0% | 0% | 0% | 0% | 14.9% | 14.9% | 22.55% | 19.95% | 18.32% | 0% | 22.55% | 0% | 22.55% | 0% | 22.55% | 0% | 0% | 22.55% | 0% | 0% | 0% | 0% | 22.55% | 0% | 0% | 0% | 0% | 22.55% | #DIV/0! | #DIV/0! | #DIV/0! | #DIV/0! | #DIV/0!
| Total Reserve Margin Requirement (incl. Reliability Adjustments) | MW | 0 | 0 | 0 | 0 | 0 | 0 | 0 | 53088.8744 | 53690.2641 | 59069.4922 | 58394.304 | 58274.4885 | 2000 | 61011.3327 | 0 | 61983.5647 | 0 | 63068.9125 | 0 | 0 | 65021.389 | 0 | 0 | 0 | 0 | 68275.5083 | 0 | 0 | 0 | 0 | 71742.1238 | #DIV/0! | #DIV/0! | #DIV/0! | #DIV/0! | #DIV/0!
| Firm Capacity | MW | 0 | 0 | 0 | 0 | 0 | 0 | 0 | 40913.65 | 41004.59 | 37263.97 | 35408.94 | 35339.93 | 0 | 36221.24 | 0 | 36219.43 | 0 | 35983.93 | 0 | 0 | 35617.47 | 0 | 0 | 0 | 0 | 35002.18 | 0 | 0 | 0 | 0 | 35921.28 | 0 | 0 | 0 | 0 | 0
| CCGT | MW | 0 | 0 | 0 | 0 | 0 | 0 | 0 | 15805.04 | 15805.04 | 15805.04 | 15805.04 | 15853.43 | 0 | 15853.73 | 0 | 15853.73 | 0 | 15853.73 | 0 | 0 | 15853.73 | 0 | 0 | 0 | 0 | 15853.73 | 0 | 0 | 0 | 0 | 16733.08 | 0 | 0 | 0 | 0 | 0
| Peaker | MW | 0 | 0 | 0 | 0 | 0 | 0 | 0 | 8161.21 | 8161.21 | 8161.21 | 7887.27 | 7793.87 | 0 | 7793.93 | 0 | 7793.94 | 0 | 7793.94 | 0 | 0 | 7793.94 | 0 | 0 | 0 | 0 | 7793.94 | 0 | 0 | 0 | 0 | 7793.93 | 0 | 0 | 0 | 0 | 0
| Steam Turbine | MW | 0 | 0 | 0 | 0 | 0 | 0 | 0 | 2860.59 | 2860.59 | 0 | 0 | 0 | 0 | 0 | 0 | 0 | 0 | 0 | 0 | 0 | 0 | 0 | 0 | 0 | 0 | 0 | 0 | 0 | 0 | 0 | 0 | 0 | 0 | 0 | 0 | 0
| CHP | MW | 0 | 0 | 0 | 0 | 0 | 0 | 0 | 1365.87 | 1341.45 | 1311.45 | 1243.03 | 1177.5 | 0 | 1177.5 | 0 | 1177.5 | 0 | 942 | 0 | 0 | 588.75 | 0 | 0 | 0 | 0 | 0 | 0 | 0 | 0 | 0 | 0 | 0 | 0 | 0 | 0 | 0
| Hydro (small + large) | MW | 0 | 0 | 0 | 0 | 0 | 0 | 0 | 5205.53 | 5205.53 | 5205.53 | 5205.53 | 5205.53 | 0 | 5205.53 | 0 | 5205.13 | 0 | 5205.13 | 0 | 0 | 5205.13 | 0 | 0 | 0 | 0 | 5205.13 | 0 | 0 | 0 | 0 | 5205.13 | 0 | 0 | 0 | 0 | 0
| Nuclear | MW | 0 | 0 | 0 | 0 | 0 | 0 | 0 | 2915 | 2915 | 1772.84 | 630.67 | 630.67 | 0 | 630.67 | 0 | 630.67 | 0 | 630.67 | 0 | 0 | 630.67 | 0 | 0 | 0 | 0 | 630.67 | 0 | 0 | 0 | 0 | 630.67 | 0 | 0 | 0 | 0 | 0
| Coal | MW | 0 | 0 | 0 | 0 | 0 | 0 | 0 | 479 | 479 | 479 | 0 | 0 | 0 | 0 | 0 | 0 | 0 | 0 | 0 | 0 | 0 | 0 | 0 | 0 | 0 | 0 | 0 | 0 | 0 | 0 | 0 | 0 | 0 | 0 | 0 | 0
| Geothermal | MW | 0 | 0 | 0 | 0 | 0 | 0 | 0 | 1214.52 | 1302.62 | 1302.62 | 1302.62 | 1365.6 | 0 | 2202.2 | 0 | 2202.2 | 0 | 2202.2 | 0 | 0 | 2202.2 | 0 | 0 | 0 | 0 | 2202.2 | 0 | 0 | 0 | 0 | 2202.2 | 0 | 0 | 0 | 0 | 0
| Biomass | MW | 0 | 0 | 0 | 0 | 0 | 0 | 0 | 636.39 | 662.86 | 678.27 | 698.67 | 698.67 | 0 | 721.57 | 0 | 720.15 | 0 | 720.15 | 0 | 0 | 720.15 | 0 | 0 | 0 | 0 | 720.15 | 0 | 0 | 0 | 0 | 720.16 | 0 | 0 | 0 | 0 | 0
| Shed DR | MW | 0 | 0 | 0 | 0 | 0 | 0 | 0 | 2270.5 | 2271.29 | 2548.01 | 2636.11 | 2614.66 | 0 | 2636.11 | 0 | 2636.11 | 0 | 2636.11 | 0 | 0 | 2622.9 | 0 | 0 | 0 | 0 | 2596.36 | 0 | 0 | 0 | 0 | 2636.11 | 0 | 0 | 0 | 0 | 0
| Reliability Adjustment (Imports + BTM Resources) | MW | 0 | 0 | 0 | 0 | 0 | 0 | 0 | -692.59 | -893.22 | -1953.81 | -2084.97 | -2220 | -2000 | -2432.54 | 0 | -2577.52 | 0 | -2577.52 | 0 | 0 | -2577.52 | 0 | 0 | 0 | 0 | -2577.52 | 0 | 0 | 0 | 0 | -2577.52 | 0 | 0 | 0 | 0 | 0
| Reliability Adjustment (MTR LLT Delay) | MW | 2025: -1219; 2026: -2000; 2027: -2000
| Storage | MW | 0 | 0 | 0 | 0 | 0 | 0 | 0 | 4806.71 | 6142.08 | 12745.08 | 13864.29 | 13772.62 | 0 | 15420.93 | 0 | 15671.72 | 0 | 16442.85 | 0 | 0 | 18674.84 | 0 | 0 | 0 | 0 | 22437.74 | 0 | 0 | 0 | 0 | 24380.48 | 0 | 0 | 0 | 0 | 0
| Battery (incl. BTM) | MW | 0 | 0 | 0 | 0 | 0 | 0 | 0 | 2908.21 | 4243.58 | 10846.58 | 11965.79 | 11694.45 | 0 | 12522.43 | 0 | 12772.94 | 0 | 13544.07 | 0 | 0 | 15799.94 | 0 | 0 | 0 | 0 | 19621.24 | 0 | 0 | 0 | 0 | 21481.7 | 0 | 0 | 0 | 0 | 0
| Pumped Storage | MW | 0 | 0 | 0 | 0 | 0 | 0 | 0 | 1898.5 | 1898.5 | 1898.5 | 1898.5 | 2078.17 | 0 | 2898.5 | 0 | 2898.78 | 0 | 2898.78 | 0 | 0 | 2874.9 | 0 | 0 | 0 | 0 | 2816.5 | 0 | 0 | 0 | 0 | 2898.78 | 0 | 0 | 0 | 0 | 0
| Variable Renewable ELCC (Incl. BTM) | MW | 0 | 0 | 0 | 0 | 0 | 0 | 0 | 8898.77 | 8968.26 | 9060.47 | 9121.08 | 9254.66 | 0 | 9369.15 | 0 | 10092.42 | 0 | 10642.14 | 0 | 0 | 10788 | 0 | 0 | 0 | 0 | 11159.54 | 0 | 0 | 0 | 0 | 11440.37 | 0 | 0 | 0 | 0 | 0
| Total Available Capacity | MW | 0 | 0 | 0 | 0 | 0 | 0 | 0 | 53926.54 | 55221.71 | 57115.71 | 56309.34 | 56147.21 | -2000 | 58578.78 | 0 | 59406.05 | 0 | 60491.4 | 0 | 0 | 62502.79 | 0 | 0 | 0 | 0 | 66021.94 | 0 | 0 | 0 | 0 | 69164.61 | 0 | 0 | 0 | 0 | 0
| Actual Reserve Margin | % | 0% | 0% | 0% | 0% | 0% | 0% | 0% | 18.26% | 20.18% | 22.55% | 19.95% | 18.52% | 0% | 22.55% | 0% | 22.55% | 0% | 22.55% | 0% | 0% | 22.66% | 0% | 0% | 0% | 0% | 23.15% | 0% | 0% | 0% | 0% | 22.55% | 0% | 0% | 0% | 0% | 0%
| Marginal PRM Cost | $/kW-yr. | 0 | 0 | 0 | 0 | 0 | 0 | 0 | 1e-05 | 1e-05 | 273.3257 | 527.6391 | 7e-05 | 0 | 216.51 | 0 | 71.1522 | 0 | 21.9354 | 0 | 0 | 5e-05 | 0 | 0 | 0 | 0 | 1e-05 | 0 | 0 | 0 | 0 | 74.5621 | 0 | 0 | 0 | 0 | 0
Note: Marginal ELCC Calculations reference the tab named 'ELCC_surface_facets', which is not automatically updated in this version of RESOLVE. To ensure that marginal ELCC values are synced with scenario assumptions, please copy ELCC_surface_facets.csv from the respective inputs directory.
| Solar Capacity Factor for Marginal ELCC (assumed Southern PG&E Solar) | % | 30.78% | 30.78% | 30.78% | 30.78% | 30.78% | 30.78% | 30.78% | 30.78% | 30.78% | 30.78% | 30.78% | 30.78% | 30.78% | 30.78% | 30.78% | 30.78% | 30.78% | 30.78% | 30.78% | 30.78% | 30.78% | 30.78% | 30.78% | 30.78% | 30.78% | 30.78% | 30.78% | 30.78% | 30.78% | 30.78% | 30.78% | 30.78% | 30.78% | 30.78% | 30.78% | 30.78%
| Wind Capacity Factor for Marginal ELCC (assumes Tehapachi Wind) | % | 34.3% | 34.3% | 34.3% | 34.3% | 34.3% | 34.3% | 34.3% | 34.3% | 34.3% | 34.3% | 34.3% | 34.3% | 34.3% | 34.3% | 34.3% | 34.3% | 34.3% | 34.3% | 34.3% | 34.3% | 34.3% | 34.3% | 34.3% | 34.3% | 34.3% | 34.3% | 34.3% | 34.3% | 34.3% | 34.3% | 34.3% | 34.3% | 34.3% | 34.3% | 34.3% | 34.3%
| Marginal Solar ELCC | % | 0% | 0% | 0% | 0% | 0% | 0% | 0% | 2.306% | 1.928% | 1.906% | 1.903% | 1.902% | 0% | 1.899% | 0% | 1.896% | 0% | 2.196% | 0% | 0% | 2.074% | 0% | 0% | 0% | 0% | 1.906% | 0% | 0% | 0% | 0% | 1.499% | 0% | 0% | 0% | 0% | 0%
| Marginal Wind ELCC | % | 0% | 0% | 0% | 0% | 0% | 0% | 0% | 31.98% | 32.11% | 31.74% | 31.7% | 31.67% | 0% | 31.63% | 0% | 31.58% | 0% | 20.05% | 0% | 0% | 18.93% | 0% | 0% | 0% | 0% | 17.39% | 0% | 0% | 0% | 0% | 24.96% | 0% | 0% | 0% | 0% | 0%
| Marginal 4-hour Storage ELCC | % | 0% | 0% | 0% | 0% | 0% | 0% | 0% | 100% | 100% | 73.04% | 73.04% | 73.04% | 0% | 59.65% | 0% | 59.65% | 0% | 59.65% | 0% | 0% | 49.56% | 0% | 0% | 0% | 0% | 21.69% | 0% | 0% | 0% | 0% | 6% | 0% | 0% | 0% | 0% | 0%
Imports and Exports Summary
Imports into CAISO
| Path | Unit | 2015 | 2016 | 2017 | 2018 | 2019 | 2020 | 2021 | 2022 | 2023 | 2024 | 2025 | 2026 | 2027 | 2028 | 2029 | 2030 | 2031 | 2032 | 2033 | 2034 | 2035 | 2036 | 2037 | 2038 | 2039 | 2040 | 2041 | 2042 | 2043 | 2044 | 2045 | 2046 | 2047 | 2048 | 2049 | 2050
| BANC_to_CAISO | GWh | 0 | 0 | 0 | 0 | 0 | 0 | 0 | 2218.8076 | 2420.0776 | 2497.7808 | 2785.2723 | 3156.6249 | 0 | 3317.7028 | 0 | 3065.717 | 0 | 2809.6111 | 0 | 0 | 1820.0059 | 0 | 0 | 0 | 0 | 1356.9026 | 0 | 0 | 0 | 0 | 61.5673 | 0 | 0 | 0 | 0 | 0
| LDWP_to_CAISO | GWh | 0 | 0 | 0 | 0 | 0 | 0 | 0 | 187.5256 | 156.909 | 155.2176 | 361.0882 | 413.4763 | 0 | 445.9847 | 0 | 427.1348 | 0 | 434.3547 | 0 | 0 | 230.9477 | 0 | 0 | 0 | 0 | 57.5541 | 0 | 0 | 0 | 0 | 2.9575 | 0 | 0 | 0 | 0 | 0
| IID_to_CAISO | GWh | 0 | 0 | 0 | 0 | 0 | 0 | 0 | 842.838 | 818.2803 | 1008.4357 | 1008.1794 | 1014.0175 | 0 | 935.2734 | 0 | 817.9904 | 0 | 750.0206 | 0 | 0 | 736.8932 | 0 | 0 | 0 | 0 | 698.7417 | 0 | 0 | 0 | 0 | 287.6718 | 0 | 0 | 0 | 0 | 0
| NW_to_CAISO_Unspecified | GWh | 0 | 0 | 0 | 0 | 0 | 0 | 0 | 11546.5519 | 12345.1035 | 12224.0268 | 12121.7135 | 12217.6748 | 0 | 11943.792 | 0 | 11653.9494 | 0 | 10482.1525 | 0 | 0 | 9655.871 | 0 | 0 | 0 | 0 | 7265.0991 | 0 | 0 | 0 | 0 | 2257.7973 | 0 | 0 | 0 | 0 | 0
| SW_to_CAISO | GWh | 0 | 0 | 0 | 0 | 0 | 0 | 0 | 4140.9751 | 5522.4519 | 5803.5559 | 7445.9235 | 7209.6977 | 0 | 7759.8245 | 0 | 8703.4688 | 0 | 9059.5842 | 0 | 0 | 7447.1768 | 0 | 0 | 0 | 0 | 5990.8887 | 0 | 0 | 0 | 0 | 1021.8089 | 0 | 0 | 0 | 0 | 0
Exports out of CAISO
| Path | Unit | 2015 | 2016 | 2017 | 2018 | 2019 | 2020 | 2021 | 2022 | 2023 | 2024 | 2025 | 2026 | 2027 | 2028 | 2029 | 2030 | 2031 | 2032 | 2033 | 2034 | 2035 | 2036 | 2037 | 2038 | 2039 | 2040 | 2041 | 2042 | 2043 | 2044 | 2045 | 2046 | 2047 | 2048 | 2049 | 2050
| BANC_to_CAISO | GWh | 0 | 0 | 0 | 0 | 0 | 0 | 0 | -41.763 | -87.5571 | -20.721 | -16.0537 | -11.9361 | 0 | -9.2083 | 0 | -53.1232 | 0 | -59.0313 | 0 | 0 | -39.0052 | 0 | 0 | 0 | 0 | -86.1984 | 0 | 0 | 0 | 0 | -562.7669 | 0 | 0 | 0 | 0 | 0
| LDWP_to_CAISO | GWh | 0 | 0 | 0 | 0 | 0 | 0 | 0 | -52.6198 | -93.789 | -9.2684 | -39.7358 | -12.5209 | 0 | -39.9523 | 0 | -96.5564 | 0 | -194.6828 | 0 | 0 | -278.3154 | 0 | 0 | 0 | 0 | -694.8302 | 0 | 0 | 0 | 0 | -2696.8214 | 0 | 0 | 0 | 0 | 0
| IID_to_CAISO | GWh | 0 | 0 | 0 | 0 | 0 | 0 | 0 | -1.9252 | -11.607 | -3.1674 | -10.7577 | -11.5378 | 0 | -41.2432 | 0 | -39.7129 | 0 | -66.8774 | 0 | 0 | -82.6553 | 0 | 0 | 0 | 0 | -79.1279 | 0 | 0 | 0 | 0 | -123.4047 | 0 | 0 | 0 | 0 | 0
| NW_to_CAISO_Unspecified | GWh | 0 | 0 | 0 | 0 | 0 | 0 | 0 | -251.7879 | -740.81 | -266.3349 | -356.7717 | -578.4893 | 0 | -779.903 | 0 | -1463.5128 | 0 | -2144.1841 | 0 | 0 | -2258.9623 | 0 | 0 | 0 | 0 | -2176.0832 | 0 | 0 | 0 | 0 | -3669.7714 | 0 | 0 | 0 | 0 | 0
| SW_to_CAISO | GWh | 0 | 0 | 0 | 0 | 0 | 0 | 0 | -2218.8015 | -2772.133 | -2472.8382 | -2846.1804 | -3363.5047 | 0 | -4032.3684 | 0 | -5414.9038 | 0 | -6437.8022 | 0 | 0 | -6381.0914 | 0 | 0 | 0 | 0 | -9064.4753 | 0 | 0 | 0 | 0 | -14339.7185 | 0 | 0 | 0 | 0 | 0
Fixed Costs Summary
CA Fixed Costs by Technology, excluding non-modelled, embedded costs
| Technology | Unit | 2015 | 2016 | 2017 | 2018 | 2019 | 2020 | 2021 | 2022 | 2023 | 2024 | 2025 | 2026 | 2027 | 2028 | 2029 | 2030 | 2031 | 2032 | 2033 | 2034 | 2035 | 2036 | 2037 | 2038 | 2039 | 2040 | 2041 | 2042 | 2043 | 2044 | 2045 | 2046 | 2047 | 2048 | 2049 | 2050
| CAISO_ST | $MM | 0 | 0 | 0 | 0 | 0 | 0 | 0 | 34.6845 | 34.6845 | 0 | 0 | 0 | 0 | 0 | 0 | 0 | 0 | 0 | 0 | 0 | 0 | 0 | 0 | 0 | 0 | 0 | 0 | 0 | 0 | 0 | 0 | 0 | 0 | 0 | 0 | 0
| CAISO_CCGT1 | $MM | 0 | 0 | 0 | 0 | 0 | 0 | 0 | 161.8083 | 161.8083 | 161.8083 | 161.8083 | 162.4146 | 0 | 162.4146 | 0 | 162.4146 | 0 | 162.4146 | 0 | 0 | 162.4146 | 0 | 0 | 0 | 0 | 162.4146 | 0 | 0 | 0 | 0 | 162.4146 | 0 | 0 | 0 | 0 | 0
| CAISO_CCGT2 | $MM | 0 | 0 | 0 | 0 | 0 | 0 | 0 | 35.1456 | 35.1456 | 35.1456 | 35.1456 | 35.1456 | 0 | 35.1456 | 0 | 35.1456 | 0 | 35.1456 | 0 | 0 | 35.1456 | 0 | 0 | 0 | 0 | 35.1456 | 0 | 0 | 0 | 0 | 35.1456 | 0 | 0 | 0 | 0 | 0
| CAISO_Peaker1 | $MM | 0 | 0 | 0 | 0 | 0 | 0 | 0 | 74.0572 | 74.0572 | 74.0572 | 73.2389 | 73.2389 | 0 | 73.2389 | 0 | 73.2389 | 0 | 73.2389 | 0 | 0 | 73.2389 | 0 | 0 | 0 | 0 | 73.2389 | 0 | 0 | 0 | 0 | 73.2389 | 0 | 0 | 0 | 0 | 0
| CAISO_Peaker2 | $MM | 0 | 0 | 0 | 0 | 0 | 0 | 0 | 51.3285 | 51.3285 | 51.3285 | 47.8077 | 46.329 | 0 | 46.329 | 0 | 46.329 | 0 | 46.329 | 0 | 0 | 46.329 | 0 | 0 | 0 | 0 | 46.329 | 0 | 0 | 0 | 0 | 46.329 | 0 | 0 | 0 | 0 | 0
| CAISO_Advanced_CCGT | $MM | 0 | 0 | 0 | 0 | 0 | 0 | 0 | 0.00010956 | 0.00011261 | 0.00011549 | 0.00011811 | 0.0001205 | 0 | 0.034329 | 0 | 0.034332 | 0 | 0.034334 | 0 | 0 | 0.034338 | 0 | 0 | 0 | 0 | 0.034356 | 0 | 0 | 0 | 0 | 97.2385 | 0 | 0 | 0 | 0 | 0
| CAISO_Aero_CT | $MM | 0 | 0 | 0 | 0 | 0 | 0 | 0 | 0.00013062 | 0.00013372 | 0.00013667 | 0.00013936 | 0.00014183 | 0 | 0.0087328 | 0 | 0.0087387 | 0 | 0.0087424 | 0 | 0 | 0.0087447 | 0 | 0 | 0 | 0 | 0.0087466 | 0 | 0 | 0 | 0 | 0.0087477 | 0 | 0 | 0 | 0 | 0
| CAISO_Reciprocating_Engine | $MM | 0 | 0 | 0 | 0 | 0 | 0 | 0 | 3.7845 | 3.7845 | 3.7845 | 3.7845 | 3.7845 | 0 | 3.7845 | 0 | 3.7845 | 0 | 3.7845 | 0 | 0 | 3.7845 | 0 | 0 | 0 | 0 | 3.7845 | 0 | 0 | 0 | 0 | 3.7845 | 0 | 0 | 0 | 0 | 0
| CAISO_CHP | $MM | 0 | 0 | 0 | 0 | 0 | 0 | 0 | 0 | 0 | 0 | 0 | 0 | 0 | 0 | 0 | 0 | 0 | 0 | 0 | 0 | 0 | 0 | 0 | 0 | 0 | 0 | 0 | 0 | 0 | 0 | 0 | 0 | 0 | 0 | 0 | 0
| CAISO_Coal | $MM | 0 | 0 | 0 | 0 | 0 | 0 | 0 | 0 | 0 | 0 | 0 | 0 | 0 | 0 | 0 | 0 | 0 | 0 | 0 | 0 | 0 | 0 | 0 | 0 | 0 | 0 | 0 | 0 | 0 | 0 | 0 | 0 | 0 | 0 | 0 | 0
| CAISO_Nuclear | $MM | 0 | 0 | 0 | 0 | 0 | 0 | 0 | 0 | 0 | 0 | 0 | 0 | 0 | 0 | 0 | 0 | 0 | 0 | 0 | 0 | 0 | 0 | 0 | 0 | 0 | 0 | 0 | 0 | 0 | 0 | 0 | 0 | 0 | 0 | 0 | 0
| Hydro | $MM | 0 | 0 | 0 | 0 | 0 | 0 | 0 | 0 | 0 | 0 | 0 | 0 | 0 | 0 | 0 | 0 | 0 | 0 | 0 | 0 | 0 | 0 | 0 | 0 | 0 | 0 | 0 | 0 | 0 | 0 | 0 | 0 | 0 | 0 | 0 | 0
| Hydro_NW_CAISO | $MM | 0 | 0 | 0 | 0 | 0 | 0 | 0 | 0 | 0 | 0 | 0 | 0 | 0 | 0 | 0 | 0 | 0 | 0 | 0 | 0 | 0 | 0 | 0 | 0 | 0 | 0 | 0 | 0 | 0 | 0 | 0 | 0 | 0 | 0 | 0 | 0
| CAISO_Conventional_DR | $MM | 0 | 0 | 0 | 0 | 0 | 0 | 0 | 12.2829 | 12.2829 | 28.6216 | 35.7742 | 35.7742 | 0 | 35.7742 | 0 | 35.7742 | 0 | 35.7742 | 0 | 0 | 35.7742 | 0 | 0 | 0 | 0 | 35.7742 | 0 | 0 | 0 | 0 | 35.7743 | 0 | 0 | 0 | 0 | 0
| Customer_PV | $MM | 0 | 0 | 0 | 0 | 0 | 0 | 0 | 0 | 0 | 0 | 0 | 0 | 0 | 0 | 0 | 0 | 0 | 0 | 0 | 0 | 0 | 0 | 0 | 0 | 0 | 0 | 0 | 0 | 0 | 0 | 0 | 0 | 0 | 0 | 0 | 0
| Solar | $MM | 0 | 0 | 0 | 0 | 0 | 0 | 0 | 208.2408 | 436.3194 | 510.3571 | 705.5378 | 705.5379 | 0 | 732.9514 | 0 | 919.5625 | 0 | 1115.224 | 0 | 0 | 1701.4799 | 0 | 0 | 0 | 0 | 2698.6704 | 0 | 0 | 0 | 0 | 4336.6462 | 0 | 0 | 0 | 0 | 0
| Geothermal | $MM | 0 | 0 | 0 | 0 | 0 | 0 | 0 | 7.1851 | 58.5539 | 58.5539 | 58.5539 | 93.3167 | 0 | 584.96 | 0 | 584.9602 | 0 | 584.9605 | 0 | 0 | 584.9606 | 0 | 0 | 0 | 0 | 584.9609 | 0 | 0 | 0 | 0 | 761.8107 | 0 | 0 | 0 | 0 | 0
| Biomass | $MM | 0 | 0 | 0 | 0 | 0 | 0 | 0 | 24.5244 | 47.0074 | 60.172 | 77.6962 | 77.6962 | 0 | 97.8842 | 0 | 97.8842 | 0 | 97.8842 | 0 | 0 | 97.8842 | 0 | 0 | 0 | 0 | 97.8843 | 0 | 0 | 0 | 0 | 97.886 | 0 | 0 | 0 | 0 | 0
| Small_Hydro | $MM | 0 | 0 | 0 | 0 | 0 | 0 | 0 | 0 | 0 | 0 | 0 | 0 | 0 | 0 | 0 | 0 | 0 | 0 | 0 | 0 | 0 | 0 | 0 | 0 | 0 | 0 | 0 | 0 | 0 | 0 | 0 | 0 | 0 | 0 | 0 | 0
| Wind | $MM | 0 | 0 | 0 | 0 | 0 | 0 | 0 | 281.024 | 284.7504 | 328.3307 | 526.5992 | 526.6071 | 0 | 526.6122 | 0 | 887.0945 | 0 | 887.0946 | 0 | 0 | 887.0948 | 0 | 0 | 0 | 0 | 995.0882 | 0 | 0 | 0 | 0 | 1273.7249 | 0 | 0 | 0 | 0 | 0
| Offshore_Wind | $MM | 0 | 0 | 0 | 0 | 0 | 0 | 0 | 0 | 0 | 0 | 0 | 23.7436 | 0 | 38.471 | 0 | 38.4726 | 0 | 319.3401 | 0 | 0 | 322.8781 | 0 | 0 | 0 | 0 | 322.8781 | 0 | 0 | 0 | 0 | 322.8782 | 0 | 0 | 0 | 0 | 0
| Pumped_Hydro | $MM | 0 | 0 | 0 | 0 | 0 | 0 | 0 | 0.0029529 | 0.0081469 | 0.0087709 | 0.009264 | 44.2341 | 0 | 227.1627 | 0 | 227.223 | 0 | 227.2231 | 0 | 0 | 227.2231 | 0 | 0 | 0 | 0 | 227.2232 | 0 | 0 | 0 | 0 | 227.2233 | 0 | 0 | 0 | 0 | 0
| Li_Battery | $MM | 0 | 0 | 0 | 0 | 0 | 0 | 0 | 322.5873 | 551.876 | 1095.766 | 1243.2655 | 1243.2661 | 0 | 1308.2975 | 0 | 1332.7649 | 0 | 1449.5795 | 0 | 0 | 2152.5174 | 0 | 0 | 0 | 0 | 3476.7235 | 0 | 0 | 0 | 0 | 5068.3679 | 0 | 0 | 0 | 0 | 0
| BTM_Li_Battery | $MM | 0 | 0 | 0 | 0 | 0 | 0 | 0 | 29.9112 | 36.4572 | 43.2119 | 50.1677 | 57.311 | 0 | 72.1037 | 0 | 87.5045 | 0 | 87.5045 | 0 | 0 | 87.5045 | 0 | 0 | 0 | 0 | 87.5045 | 0 | 0 | 0 | 0 | 87.5046 | 0 | 0 | 0 | 0 | 0
| Flow_Battery | $MM | 0 | 0 | 0 | 0 | 0 | 0 | 0 | 0.0089953 | 0.013199 | 0.025737 | 0.025824 | 0.025851 | 0 | 0.02623 | 0 | 0.026322 | 0 | 0.027191 | 0 | 0 | 0.027205 | 0 | 0 | 0 | 0 | 0.027228 | 0 | 0 | 0 | 0 | 0.027298 | 0 | 0 | 0 | 0 | 0
| Hydrogen_Electrolysis | $MM | 0 | 0 | 0 | 0 | 0 | 0 | 0 | 0 | 0 | 0 | 0 | 0 | 0 | 0 | 0 | 0 | 0 | 0 | 0 | 0 | 0 | 0 | 0 | 0 | 0 | 0 | 0 | 0 | 0 | 0 | 0 | 0 | 0 | 0 | 0 | 0
| Flexible_Load | $MM | 0 | 0 | 0 | 0 | 0 | 0 | 0 | 0 | 0 | 0 | 0 | 0 | 0 | 0 | 0 | 0 | 0 | 0 | 0 | 0 | 0 | 0 | 0 | 0 | 0 | 0 | 0 | 0 | 0 | 0 | 0 | 0 | 0 | 0 | 0 | 0
| Renewable Tx Build in CAISO | $MM | 0 | 0 | 0 | 0 | 0 | 0 | 0 | 3.19e-06 | 1.539e-05 | 1.583e-05 | 1.714e-05 | 2.004e-05 | 0 | 4.3977 | 0 | 4.3984 | 0 | 5.3315 | 0 | 0 | 8.9154 | 0 | 0 | 0 | 0 | 12.8907 | 0 | 0 | 0 | 0 | 304.9404 | 0 | 0 | 0 | 0 | 0
| Total | $MM | 0 | 0 | 0 | 0 | 0 | 0 | 0 | 1246.5763 | 1788.0774 | 2451.172 | 3019.4148 | 3128.4257 | 0 | 3949.5966 | 0 | 4536.6212 | 0 | 5130.8992 | 0 | 0 | 6427.2152 | 0 | 0 | 0 | 0 | 8860.581 | 0 | 0 | 0 | 0 | 12934.9436 | 0 | 0 | 0 | 0 | 0
Operating Cost Summary (incl. imports)
Annual Contracted Resource Operating Costs, including carbon cost
| Metric | Unit | 2015 | 2016 | 2017 | 2018 | 2019 | 2020 | 2021 | 2022 | 2023 | 2024 | 2025 | 2026 | 2027 | 2028 | 2029 | 2030 | 2031 | 2032 | 2033 | 2034 | 2035 | 2036 | 2037 | 2038 | 2039 | 2040 | 2041 | 2042 | 2043 | 2044 | 2045 | 2046 | 2047 | 2048 | 2049 | 2050
| Variable Operating Costs for CAISO Resources | $MM | 0 | 0 | 0 | 0 | 0 | 0 | 0 | 2663.9967 | 2401.111 | 2486.5729 | 2303.8535 | 2330.6721 | 0 | 2141.4713 | 0 | 1892.0628 | 0 | 1839.2169 | 0 | 0 | 1821.695 | 0 | 0 | 0 | 0 | 1708.3561 | 0 | 0 | 0 | 0 | 1725.1822 | 0 | 0 | 0 | 0 | 0
| Market Purchases (incl Carbon Allowance and scheduled NW Hydro) | $MM | 0 | 0 | 0 | 0 | 0 | 0 | 0 | 676.4114 | 757.4615 | 739.4391 | 828.1369 | 854.639 | 0 | 889.4079 | 0 | 922.1017 | 0 | 925.7297 | 0 | 0 | 869.4839 | 0 | 0 | 0 | 0 | 752.7917 | 0 | 0 | 0 | 0 | 203.2174 | 0 | 0 | 0 | 0 | 0
| Market Revenues | $MM | 0 | 0 | 0 | 0 | 0 | 0 | 0 | -66.454 | -94.7916 | -74.0176 | -88.3031 | -99.4054 | 0 | -128.1901 | 0 | -178.7828 | 0 | -234.4392 | 0 | 0 | -242.9386 | 0 | 0 | 0 | 0 | -360.7662 | 0 | 0 | 0 | 0 | -734.4418 | 0 | 0 | 0 | 0 | 0
| Energy Credit for non-CAISO Renewables Contracted to CAISO | $MM | 0 | 0 | 0 | 0 | 0 | 0 | 0 | -471.9611 | -472.8223 | -476.8849 | -481.9808 | -488.117 | 0 | -500.4084 | 0 | -675.8128 | 0 | -893.4559 | 0 | 0 | -938.9574 | 0 | 0 | 0 | 0 | -953.4733 | 0 | 0 | 0 | 0 | -1247.9678 | 0 | 0 | 0 | 0 | 0
| Total CAISO Operating Cost | $MM | 0 | 0 | 0 | 0 | 0 | 0 | 0 | 2801.9931 | 2590.9586 | 2675.1095 | 2561.7065 | 2597.7888 | 0 | 2402.2807 | 0 | 1959.5689 | 0 | 1637.0515 | 0 | 0 | 1509.2829 | 0 | 0 | 0 | 0 | 1146.9082 | 0 | 0 | 0 | 0 | -54.01 | 0 | 0 | 0 | 0 | 0
| Market Purchases | GWh | 0 | 0 | 0 | 0 | 0 | 0 | 0 | 30429.2158 | 32647.0007 | 33118.3931 | 35069.6109 | 35342.7177 | 0 | 35693.715 | 0 | 35960.9259 | 0 | 34645.1192 | 0 | 0 | 30972.4956 | 0 | 0 | 0 | 0 | 25846.607 | 0 | 0 | 0 | 0 | 11950.5554 | 0 | 0 | 0 | 0 | 0
| Market Sales | GWh | 0 | 0 | 0 | 0 | 0 | 0 | 0 | -2566.8973 | -3705.8961 | -2772.33 | -3269.4993 | -3977.9887 | 0 | -4902.6751 | 0 | -7067.8092 | 0 | -8902.5777 | 0 | 0 | -9040.0296 | 0 | 0 | 0 | 0 | -12100.7151 | 0 | 0 | 0 | 0 | -21392.4829 | 0 | 0 | 0 | 0 | 0
| Total OOS renewables contracted to CAISO | GWh | 0 | 0 | 0 | 0 | 0 | 0 | 0 | 4247.5173 | 4234.4683 | 4231.1481 | 4224.5718 | 4228.4636 | 0 | 4206.5795 | 0 | 4146.0544 | 0 | 4171.226 | 0 | 0 | 4115.4844 | 0 | 0 | 0 | 0 | 4082.8126 | 0 | 0 | 0 | 0 | 4086.0233 | 0 | 0 | 0 | 0 | 0
Revenue Requirement, Retail Rates and Total Resource Cost
Revenue Requirement and Retail Rate Results
| Component | Unit | 2015 | 2016 | 2017 | 2018 | 2019 | 2020 | 2021 | 2022 | 2023 | 2024 | 2025 | 2026 | 2027 | 2028 | 2029 | 2030 | 2031 | 2032 | 2033 | 2034 | 2035 | 2036 | 2037 | 2038 | 2039 | 2040 | 2041 | 2042 | 2043 | 2044 | 2045 | 2046 | 2047 | 2048 | 2049 | 2050
| Baseline Non-Modeled Costs | $MM | 0 | 0 | 0 | 0 | 0 | 29787.9624 | 31520.7142 | 32729.3321 | 32777.3587 | 32736.3176 | 32524.7906 | 32413.5618 | 32817.3651 | 33247.1811 | 33726.552 | 34219.3709 | 34634.2862 | 35059.9417 | 35496.5477 | 35944.3196 | 36403.4787 | 36874.2518 | 37356.8716 | 37851.5764 | 38358.6111 | 38878.2262 | 39410.6789 | 39956.2327 | 40515.1578 | 41087.7308 | 41674.2356 | 42274.9627 | 42890.2102 | 43520.2832 | 44165.4944 | 44815.4583
| Scenario-Specific Non-Modeled Costs | $MM | 0 | 0 | 0 | 0 | 0 | -0.0031458 | 85.9548 | 229.9507 | 257.0927 | 277.4599 | 290.0689 | 302.8392 | 313.611 | 323.3287 | 334.4841 | 346.9399 | 357.0681 | 369.8213 | 364.583 | 359.0799 | 353.3035 | 347.2451 | 340.8957 | 334.2461 | 327.2868 | 320.0081 | 312.4 | 304.4522 | 296.1543 | 287.4953 | 231.6623 | 231.6623 | 231.6623 | 231.6623 | 231.6623 | 231.6623
| Baseline Thermal Fleet Fixed Costs | $MM | 0 | 0 | 0 | 0 | 0 | 0 | 0 | 360.8085 | 360.8085 | 326.1241 | 321.7849 | 320.9126 | 0 | 320.9126 | 0 | 320.9126 | 0 | 320.9126 | 0 | 0 | 320.9126 | 0 | 0 | 0 | 0 | 320.9126 | 0 | 0 | 0 | 0 | 320.9126 | 0 | 0 | 0 | 0 | 0
| New Renewables Fixed Costs | $MM | 0 | 0 | 0 | 0 | 0 | 0 | 0 | 520.9742 | 826.6311 | 957.4136 | 1368.3871 | 1426.9015 | 0 | 1980.8788 | 0 | 2527.9742 | 0 | 3004.5034 | 0 | 0 | 3594.2977 | 0 | 0 | 0 | 0 | 4699.4819 | 0 | 0 | 0 | 0 | 6792.9459 | 0 | 0 | 0 | 0 | 0
| New Storage Fixed Costs | $MM | 0 | 0 | 0 | 0 | 0 | 0 | 0 | 352.5105 | 588.3546 | 1139.0124 | 1293.4683 | 1344.837 | 0 | 1607.5902 | 0 | 1647.5188 | 0 | 1764.3343 | 0 | 0 | 2467.2723 | 0 | 0 | 0 | 0 | 3791.4784 | 0 | 0 | 0 | 0 | 5383.1231 | 0 | 0 | 0 | 0 | 0
| New Thermal Fleet Fixed Costs | $MM | 0 | 0 | 0 | 0 | 0 | 0 | 0 | 0.00024018 | 0.00024633 | 0.00025216 | 0.00025747 | 0.00026233 | 0 | 0.043061 | 0 | 0.043071 | 0 | 0.043077 | 0 | 0 | 0.043083 | 0 | 0 | 0 | 0 | 0.043102 | 0 | 0 | 0 | 0 | 97.2473 | 0 | 0 | 0 | 0 | 0
| New DR Fixed Costs | $MM | 0 | 0 | 0 | 0 | 0 | 0 | 0 | 12.2829 | 12.2829 | 28.6216 | 35.7742 | 35.7742 | 0 | 35.7742 | 0 | 35.7742 | 0 | 35.7742 | 0 | 0 | 35.7742 | 0 | 0 | 0 | 0 | 35.7742 | 0 | 0 | 0 | 0 | 35.7743 | 0 | 0 | 0 | 0 | 0
| New Transmission Fixed Costs | $MM | 0 | 0 | 0 | 0 | 0 | 0 | 0 | 3.19e-06 | 1.539e-05 | 1.583e-05 | 1.714e-05 | 2.004e-05 | 0 | 4.3977 | 0 | 4.3984 | 0 | 5.3315 | 0 | 0 | 8.9154 | 0 | 0 | 0 | 0 | 12.8907 | 0 | 0 | 0 | 0 | 304.9404 | 0 | 0 | 0 | 0 | 0
| Total Operating Cost (Incl. Import/Export) | $MM | 0 | 0 | 0 | 0 | 0 | 0 | 0 | 2801.9931 | 2590.9586 | 2675.1095 | 2561.7065 | 2597.7888 | 0 | 2402.2807 | 0 | 1959.5689 | 0 | 1637.0515 | 0 | 0 | 1509.2829 | 0 | 0 | 0 | 0 | 1146.9082 | 0 | 0 | 0 | 0 | -54.01 | 0 | 0 | 0 | 0 | 0
| Total Revenue Requirement | $MM | 0 | 0 | 0 | 0 | 0 | 0 | 0 | 37007.8521 | 37413.4874 | 38140.0591 | 38395.9808 | 38442.6154 | 0 | 39922.3871 | 0 | 41062.5009 | 0 | 42197.7137 | 0 | 0 | 44693.2804 | 0 | 0 | 0 | 0 | 49205.7235 | 0 | 0 | 0 | 0 | 54786.8314 | 0 | 0 | 0 | 0 | 0
| Scenario-Specific Customer Costs | $MM | 0 | 0 | 0 | 0 | 0 | 1931.3567 | 2081.6445 | 2196.5772 | 2317.4175 | 2424.5797 | 2525.9154 | 2646.045 | 2757.0801 | 2859.1899 | 2953.7183 | 3042.1571 | 3138.7285 | 3233.3274 | 3327.0404 | 3419.8789 | 3511.8318 | 3602.8993 | 3693.0925 | 3782.4005 | 3870.8234 | 3958.3502 | 4044.9921 | 4130.7493 | 4215.622 | 4299.6101 | 4382.714 | 4464.9448 | 4546.2805 | 4626.7323 | 4706.3003 | 4784.9848
| Total Resource Cost | $MM | 0 | 0 | 0 | 0 | 0 | 1931.3567 | 2081.6445 | 39204.4293 | 39730.9049 | 40564.6388 | 40921.8962 | 41088.6604 | 2757.0801 | 42781.577 | 2953.7183 | 44104.658 | 3138.7285 | 45431.0411 | 3327.0404 | 3419.8789 | 48205.1123 | 3602.8993 | 3693.0925 | 3782.4005 | 3870.8234 | 53164.0737 | 4044.9921 | 4130.7493 | 4215.622 | 4299.6101 | 59169.5454 | 4464.9448 | 4546.2805 | 4626.7323 | 4706.3003 | 4784.9848
| Total Retail Sales | GWh/yr | 0 | 0 | 0 | 0 | 0 | 0 | 0 | 199200.6257 | 202629.3792 | 204417.5998 | 205162.2701 | 205812.4083 | 0 | 206574.8483 | 0 | 207879.0127 | 0 | 213298.8568 | 0 | 0 | 227201.8693 | 0 | 0 | 0 | 0 | 250385.4403 | 0 | 0 | 0 | 0 | 271703.2948 | 0 | 0 | 0 | 0 | 0
| Retail Rate | cts/kWh | 0 | 0 | 0 | 0 | 0 | 0 | 0 | 18.5782 | 18.464 | 18.6579 | 18.7149 | 18.6785 | 0 | 19.3259 | 0 | 19.7531 | 0 | 19.7834 | 0 | 0 | 19.6712 | 0 | 0 | 0 | 0 | 19.652 | 0 | 0 | 0 | 0 | 20.1642 | 0 | 0 | 0 | 0 | 0
| Residential Rev Req at 40% Cost Allocatoin | $MM | 0 | 0 | 0 | 0 | 0 | 0 | 0 | 14803.1409 | 14965.395 | 15256.0236 | 15358.3923 | 15377.0462 | 0 | 15968.9549 | 0 | 16425.0004 | 0 | 16879.0855 | 0 | 0 | 17877.3122 | 0 | 0 | 0 | 0 | 19682.2894 | 0 | 0 | 0 | 0 | 21914.7325
| CAISO Residential Sales | GWh/yr | 0 | 0 | 0 | 0 | 0 | 63853.949 | 61408.0456 | 62433.7724 | 63819.5885 | 64649.9718 | 65084.9337 | 65520.028 | 65795.6416 | 66147.6527 | 66521.8953 | 67054.2752 | 66722.5465 | 67213.9454 | 67851.201 | 68488.4566 | 69125.7123 | 69762.9679 | 70400.2235 | 71037.4791 | 71674.7348 | 72311.9904 | 72949.246 | 73586.5016 | 74223.7573 | 74861.0129 | 76613.1096
| CAISO Average Residential Rate | $/kWh | 0 | 0 | 0 | 0 | 0 | 0 | 0 | 0.2371 | 0.2345 | 0.23598 | 0.23597 | 0.23469 | 0 | 0.24141 | 0 | 0.24495 | 0 | 0.25112 | 0 | 0 | 0.25862 | 0 | 0 | 0 | 0 | 0.27219 | 0 | 0 | 0 | 0 | 0.28604
| Residential Monthly Bill at 500 kWh/mo | $/mo | 0 | 0 | 0 | 0 | 0 | 0 | 0 | 118.5507 | 117.2477 | 117.9894 | 117.9873 | 117.3462 | 0 | 120.7069 | 0 | 122.4754 | 0 | 125.5624 | 0 | 0 | 129.3101 | 0 | 0 | 0 | 0 | 136.0928 | 0 | 0 | 0 | 0 | 143.0221
| Residential Monthly Bill at 600 kWh/mo | $/mo | 0 | 0 | 0 | 0 | 0 | 0 | 0 | 142.2609 | 140.6972 | 141.5873 | 141.5848 | 140.8154 | 0 | 144.8483 | 0 | 146.9705 | 0 | 150.6749 | 0 | 0 | 155.1722 | 0 | 0 | 0 | 0 | 163.3114 | 0 | 0 | 0 | 0 | 171.6265
| PV Revenue Requirement ($MM) | 285341.2906
| Baseline Thermal Fleet Fixed Costs | 6034.9899
| New Renewables Fixed Costs | 67883.8301
| New Storage Fixed Costs | 52454.9748
| New Thermal Fleet Fixed Costs | 496.49
| New DR Fixed Costs | 611.1142
| New Transmission Costs | 1621.5573
| Operational Costs | 27007.147
| Levelized Revenue Requirement ($MM/yr) | 15385.6705
| Baseline Thermal Fleet Fixed Costs | 325.4081
| New Renewables Fixed Costs | 3660.3123
| New Storage Fixed Costs | 2828.3848
| New Thermal Fleet Fixed Costs | 26.7709
| New DR Fixed Costs | 32.9514
| New Transmission Costs | 87.4348
| Operational Costs | 1456.2318
Retail Rate (cts/kWh) Results
| Component | Unit | 2015 | 2016 | 2017 | 2018 | 2019 | 2020 | 2021 | 2022 | 2023 | 2024 | 2025 | 2026 | 2027 | 2028 | 2029 | 2030 | 2031 | 2032 | 2033 | 2034 | 2035 | 2036 | 2037 | 2038 | 2039 | 2040 | 2041 | 2042 | 2043 | 2044 | 2045 | 2046 | 2047 | 2048 | 2049 | 2050
| Baseline Non-Modeled Costs | cts/kWh | 0 | 0 | 0 | 0 | 0 | 0 | 0 | 16.4303 | 16.176 | 16.0144 | 15.8532 | 15.7491 | 0 | 16.0945 | 0 | 16.4612 | 0 | 16.437 | 0 | 0 | 16.0225 | 0 | 0 | 0 | 0 | 15.5274 | 0 | 0 | 0 | 0 | 15.3381 | 0 | 0 | 0 | 0 | 0
| DSM Non-Modeled Costs | cts/kWh | 0 | 0 | 0 | 0 | 0 | 0 | 0 | 0.11544 | 0.12688 | 0.13573 | 0.14139 | 0.14714 | 0 | 0.15652 | 0 | 0.1669 | 0 | 0.17338 | 0 | 0 | 0.1555 | 0 | 0 | 0 | 0 | 0.12781 | 0 | 0 | 0 | 0 | 0.085263 | 0 | 0 | 0 | 0 | 0
| Baseline Thermal Fleet Fixed Costs | cts/kWh | 0 | 0 | 0 | 0 | 0 | 0 | 0 | 0.18113 | 0.17806 | 0.15954 | 0.15684 | 0.15592 | 0 | 0.15535 | 0 | 0.15437 | 0 | 0.15045 | 0 | 0 | 0.14125 | 0 | 0 | 0 | 0 | 0.12817 | 0 | 0 | 0 | 0 | 0.11811 | 0 | 0 | 0 | 0 | 0
| New Renewables Fixed Costs | cts/kWh | 0 | 0 | 0 | 0 | 0 | 0 | 0 | 0.26153 | 0.40795 | 0.46836 | 0.66698 | 0.6933 | 0 | 0.95892 | 0 | 1.2161 | 0 | 1.4086 | 0 | 0 | 1.582 | 0 | 0 | 0 | 0 | 1.8769 | 0 | 0 | 0 | 0 | 2.5001 | 0 | 0 | 0 | 0 | 0
| New Storage Fixed Costs | cts/kWh | 0 | 0 | 0 | 0 | 0 | 0 | 0 | 0.17696 | 0.29036 | 0.5572 | 0.63046 | 0.65343 | 0 | 0.77821 | 0 | 0.79254 | 0 | 0.82717 | 0 | 0 | 1.0859 | 0 | 0 | 0 | 0 | 1.5143 | 0 | 0 | 0 | 0 | 1.9813 | 0 | 0 | 0 | 0 | 0
| New Thermal Fleet Fixed Costs | cts/kWh | 0 | 0 | 0 | 0 | 0 | 0 | 0 | 1.2057e-07 | 1.2157e-07 | 1.2336e-07 | 1.255e-07 | 1.2746e-07 | 0 | 2.0845e-05 | 0 | 2.0719e-05 | 0 | 2.0195e-05 | 0 | 0 | 1.8962e-05 | 0 | 0 | 0 | 0 | 1.7214e-05 | 0 | 0 | 0 | 0 | 0.035792 | 0 | 0 | 0 | 0 | 0
| Operating Cost | cts/kWh | 0 | 0 | 0 | 0 | 0 | 0 | 0 | 1.4066 | 1.2787 | 1.3086 | 1.2486 | 1.2622 | 0 | 1.1629 | 0 | 0.94265 | 0 | 0.76749 | 0 | 0 | 0.66429 | 0 | 0 | 0 | 0 | 0.45806 | 0 | 0 | 0 | 0 | -0.019878 | 0 | 0 | 0 | 0 | 0
| Total Revenue Requirement | cts/kWh | 0 | 0 | 0 | 0 | 0 | 0 | 0 | 18.5782 | 18.464 | 18.6579 | 18.7149 | 18.6785 | 0 | 19.3259 | 0 | 19.7531 | 0 | 19.7834 | 0 | 0 | 19.6712 | 0 | 0 | 0 | 0 | 19.652 | 0 | 0 | 0 | 0 | 20.1642 | 0 | 0 | 0 | 0 | 0
Total Revenue Requirement by Component
| Component | Unit | 2015 | 2016 | 2017 | 2018 | 2019 | 2020 | 2021 | 2022 | 2023 | 2024 | 2025 | 2026 | 2027 | 2028 | 2029 | 2030 | 2031 | 2032 | 2033 | 2034 | 2035 | 2036 | 2037 | 2038 | 2039 | 2040 | 2041 | 2042 | 2043 | 2044 | 2045 | 2046 | 2047 | 2048 | 2049 | 2050
| Distribution | $MM | 0 | 0 | 0 | 0 | 0 | 12908.9212 | 14687.3833 | 15334.5865 | 15511.3854 | 15689.7978 | 16086.912 | 16493.6143 | 16907.9758 | 17331.1778 | 17765.9547 | 18212.4174 | 18631.6249 | 19062.7983 | 19485.5363 | 19917.786 | 20359.7645 | 20811.6937 | 21273.8007 | 21746.3179 | 22229.483 | 22723.5393 | 23228.7357 | 23745.3267 | 24273.5729 | 24813.7408 | 25319.3014 | 25893.552 | 26480.9569 | 27081.8203 | 27696.4534 | 28325.1747
| Transmission | $MM | 0 | 0 | 0 | 0 | 0 | 3964.5973 | 3462.2443 | 4024.4139 | 4086.0143 | 4105.4531 | 4132.3696 | 4157.4074 | 4180.6316 | 4219.1752 | 4297.1981 | 4379.5047 | 4423.8944 | 4468.9275 | 4514.6137 | 4560.9628 | 4607.9847 | 4655.6894 | 4704.0872 | 4753.1886 | 4803.004 | 4853.5441 | 4904.8198 | 4956.8421 | 5009.6222 | 5063.1716 | 5117.5016 | 5172.6241 | 5228.5509 | 5285.2941 | 5342.8659 | 5401.2788
| Generation | $MM | 0 | 0 | 0 | 0 | 0 | 10848.6594 | 11226.1949 | 15454.0768 | 15658.7785 | 16252.4884 | 16105.6357 | 15742.2905 | 10014.2027 | 16364.6037 | 10011.6385 | 16504.3424 | 10008.1522 | 16776.1029 | 10008.1522 | 10008.1522 | 17944.6504 | 10008.1522 | 10008.1522 | 10008.1522 | 10008.1522 | 20015.6415 | 10008.1522 | 10008.1522 | 10008.1522 | 10008.1522 | 22889.0857 | 10008.1522 | 10008.1522 | 10008.1522 | 10008.1522 | 9997.4463
| DSM Programs | $MM | 0 | 0 | 0 | 0 | 0 | 0 | 0 | 0 | 0 | 0 | 0 | 0 | 0 | 0 | 0 | 0 | 0 | 0 | 0 | 0 | 0 | 0 | 0 | 0 | 0 | 0 | 0 | 0 | 0 | 0 | 0 | 0 | 0 | 0 | 0 | 0
| Other | $MM | 0 | 0 | 0 | 0 | 0 | 2065.7814 | 2230.8465 | 2194.7749 | 2157.3092 | 2092.3198 | 2071.0636 | 2049.3032 | 2028.166 | 2007.4304 | 1986.2448 | 1966.2364 | 1927.6827 | 1889.885 | 1852.8285 | 1816.4985 | 1780.8809 | 1745.9616 | 1711.7271 | 1678.1638 | 1645.2587 | 1612.9987 | 1581.3713 | 1550.364 | 1519.9647 | 1490.1615 | 1460.9426 | 1432.2967 | 1404.2124 | 1376.6788 | 1349.6851 | 1323.2207
| Total Revenue Requirement | $MM | 0 | 0 | 0 | 0 | 0 | 29787.9593 | 31606.669 | 37007.8521 | 37413.4874 | 38140.0591 | 38395.9808 | 38442.6154 | 33130.9761 | 39922.3871 | 34061.0361 | 41062.5009 | 34991.3543 | 42197.7137 | 35861.1307 | 36303.3995 | 44693.2804 | 37221.4969 | 37697.7672 | 38185.8225 | 38685.8978 | 49205.7235 | 39723.0789 | 40260.685 | 40811.312 | 41375.2261 | 54786.8314 | 42506.625 | 43121.8725 | 43751.9455 | 44397.1567 | 45047.1206
| Customer Costs | $MM | 0 | 0 | 0 | 0 | 0 | 1931.3567 | 2081.6445 | 2196.5772 | 2317.4175 | 2424.5797 | 2525.9154 | 2646.045 | 2757.0801 | 2859.1899 | 2953.7183 | 3042.1571 | 3138.7285 | 3233.3274 | 3327.0404 | 3419.8789 | 3511.8318 | 3602.8993 | 3693.0925 | 3782.4005 | 3870.8234 | 3958.3502 | 4044.9921 | 4130.7493 | 4215.622 | 4299.6101 | 4382.714 | 4464.9448 | 4546.2805 | 4626.7323 | 4706.3003 | 4784.9848
| Total Resource Cost | $MM | 0 | 0 | 0 | 0 | 0 | 31719.316 | 33688.3135 | 39204.4293 | 39730.9049 | 40564.6388 | 40921.8962 | 41088.6604 | 35888.0562 | 42781.577 | 37014.7544 | 44104.658 | 38130.0828 | 45431.0411 | 39188.1711 | 39723.2785 | 48205.1123 | 40824.3962 | 41390.8598 | 41968.223 | 42556.7213 | 53164.0737 | 43768.071 | 44391.4343 | 45026.934 | 45674.8362 | 59169.5454 | 46971.5698 | 47668.153 | 48378.6777 | 49103.457 | 49832.1054
Total Retail Rate by Component
| Component | Unit | 2015 | 2016 | 2017 | 2018 | 2019 | 2020 | 2021 | 2022 | 2023 | 2024 | 2025 | 2026 | 2027 | 2028 | 2029 | 2030 | 2031 | 2032 | 2033 | 2034 | 2035 | 2036 | 2037 | 2038 | 2039 | 2040 | 2041 | 2042 | 2043 | 2044 | 2045 | 2046 | 2047 | 2048 | 2049 | 2050
| Distribution | cts/kWh | 0 | 0 | 0 | 0 | 0 | 0 | 0 | 7.6981 | 7.6551 | 7.6754 | 7.8411 | 8.0139 | 0 | 8.3898 | 0 | 8.7611 | 0 | 8.9371 | 0 | 0 | 8.9611 | 0 | 0 | 0 | 0 | 9.0754 | 0 | 0 | 0 | 0 | 9.3187 | 0 | 0 | 0 | 0 | 0
| Transmission | cts/kWh | 0 | 0 | 0 | 0 | 0 | 0 | 0 | 2.0203 | 2.0165 | 2.0084 | 2.0142 | 2.02 | 0 | 2.0424 | 0 | 2.1068 | 0 | 2.0951 | 0 | 0 | 2.0281 | 0 | 0 | 0 | 0 | 1.9384 | 0 | 0 | 0 | 0 | 1.8835 | 0 | 0 | 0 | 0 | 0
| Generation | cts/kWh | 0 | 0 | 0 | 0 | 0 | 0 | 0 | 7.758 | 7.7278 | 7.9506 | 7.8502 | 7.6489 | 0 | 7.9219 | 0 | 7.9394 | 0 | 7.8651 | 0 | 0 | 7.8981 | 0 | 0 | 0 | 0 | 7.9939 | 0 | 0 | 0 | 0 | 8.4243 | 0 | 0 | 0 | 0 | 0
| DSM Programs | cts/kWh | 0 | 0 | 0 | 0 | 0 | 0 | 0 | 0 | 0 | 0 | 0 | 0 | 0 | 0 | 0 | 0 | 0 | 0 | 0 | 0 | 0 | 0 | 0 | 0 | 0 | 0 | 0 | 0 | 0 | 0 | 0 | 0 | 0 | 0 | 0 | 0
| Other | cts/kWh | 0 | 0 | 0 | 0 | 0 | 0 | 0 | 1.1018 | 1.0647 | 1.0236 | 1.0095 | 0.99571 | 0 | 0.97177 | 0 | 0.94586 | 0 | 0.88603 | 0 | 0 | 0.78383 | 0 | 0 | 0 | 0 | 0.64421 | 0 | 0 | 0 | 0 | 0.5377 | 0 | 0 | 0 | 0 | 0
| Total Retail Rate | cts/kWh | 0 | 0 | 0 | 0 | 0 | 0 | 0 | 18.5782 | 18.464 | 18.6579 | 18.7149 | 18.6785 | 0 | 19.3259 | 0 | 19.7531 | 0 | 19.7834 | 0 | 0 | 19.6712 | 0 | 0 | 0 | 0 | 19.652 | 0 | 0 | 0 | 0 | 20.1642 | 0 | 0 | 0 | 0 | 0
Emissions Summary
Emissions by Physical Zone, excluding imports/exports
| Zone | Unit | 2015 | 2016 | 2017 | 2018 | 2019 | 2020 | 2021 | 2022 | 2023 | 2024 | 2025 | 2026 | 2027 | 2028 | 2029 | 2030 | 2031 | 2032 | 2033 | 2034 | 2035 | 2036 | 2037 | 2038 | 2039 | 2040 | 2041 | 2042 | 2043 | 2044 | 2045 | 2046 | 2047 | 2048 | 2049 | 2050
| CAISO | MMtCO2/Yr | 0 | 0 | 0 | 0 | 0 | 0 | 0 | 23.625 | 20.774 | 22.3731 | 21.2862 | 21.2362 | 0 | 18.7905 | 0 | 15.8829 | 0 | 14.7863 | 0 | 0 | 13.9743 | 0 | 0 | 0 | 0 | 11.9563 | 0 | 0 | 0 | 0 | 10.697 | 0 | 0 | 0 | 0 | 0
| LDWP | MMtCO2/Yr | 0 | 0 | 0 | 0 | 0 | 0 | 0 | 1.9041 | 1.9426 | 1.6285 | 1.5628 | 1.4593 | 0 | 1.273 | 0 | 1.2321 | 0 | 1.2451 | 0 | 0 | 1.1103 | 0 | 0 | 0 | 0 | 0.9721 | 0 | 0 | 0 | 0 | 0.6144 | 0 | 0 | 0 | 0 | 0
| BANC | MMtCO2/Yr | 0 | 0 | 0 | 0 | 0 | 0 | 0 | 0.85999 | 0.73773 | 0.66106 | 0.76803 | 0.72245 | 0 | 0.60527 | 0 | 0.54932 | 0 | 0.54806 | 0 | 0 | 0.56719 | 0 | 0 | 0 | 0 | 0.56253 | 0 | 0 | 0 | 0 | 0.55099 | 0 | 0 | 0 | 0 | 0
| IID | MMtCO2/Yr | 0 | 0 | 0 | 0 | 0 | 0 | 0 | 0.00074789 | 0.00072693 | 0.00074837 | 0.00076171 | 0.00053675 | 0 | 0.00041255 | 0 | 0.00041461 | 0 | 0.00034303 | 0 | 0 | 0.00022684 | 0 | 0 | 0 | 0 | 0.00019219 | 0 | 0 | 0 | 0 | 3.6314e-05 | 0 | 0 | 0 | 0 | 0
| SW | MMtCO2/Yr | 0 | 0 | 0 | 0 | 0 | 0 | 0 | 54.2372 | 56.6273 | 58.3054 | 59.2828 | 58.1099 | 0 | 59.8063 | 0 | 61.466 | 0 | 63.642 | 0 | 0 | 69.6427 | 0 | 0 | 0 | 0 | 72.4953 | 0 | 0 | 0 | 0 | 72.1133 | 0 | 0 | 0 | 0 | 0
| NW | MMtCO2/Yr | 0 | 0 | 0 | 0 | 0 | 0 | 0 | 47.394 | 49.0827 | 52.1204 | 51.4532 | 51.9024 | 0 | 49.3358 | 0 | 50.7405 | 0 | 51.3863 | 0 | 0 | 52.5268 | 0 | 0 | 0 | 0 | 60.926 | 0 | 0 | 0 | 0 | 58.4111 | 0 | 0 | 0 | 0 | 0
| CAISO_NW_Hydro | MMtCO2/Yr | 0 | 0 | 0 | 0 | 0 | 0 | 0 | 0 | 0 | 0 | 0 | 0 | 0 | 0 | 0 | 0 | 0 | 0 | 0 | 0 | 0 | 0 | 0 | 0 | 0 | 0 | 0 | 0 | 0 | 0 | 0 | 0 | 0 | 0 | 0 | 0
| Total | MMtCO2/Yr | 0 | 0 | 0 | 0 | 0 | 0 | 0 | 128.021 | 129.1651 | 135.0893 | 134.3537 | 133.4308 | 0 | 129.8113 | 0 | 129.8711 | 0 | 131.6081 | 0 | 0 | 137.8215 | 0 | 0 | 0 | 0 | 146.9124 | 0 | 0 | 0 | 0 | 142.3868 | 0 | 0 | 0 | 0 | 0
Total CAISO Emissions and Costs Summary
|  | Unit | 2015 | 2016 | 2017 | 2018 | 2019 | 2020 | 2021 | 2022 | 2023 | 2024 | 2025 | 2026 | 2027 | 2028 | 2029 | 2030 | 2031 | 2032 | 2033 | 2034 | 2035 | 2036 | 2037 | 2038 | 2039 | 2040 | 2041 | 2042 | 2043 | 2044 | 2045 | 2046 | 2047 | 2048 | 2049 | 2050
| GHG Emissions Target | MMtCO2/Yr | 0 | 0 | 0 | 0 | 0 | 0 | 0 | 46.9746 | 44.9902 | 43.0059 | 41.0216 | 39.0373 | 0 | 35.0686 | 0 | 31.1 | 0 | 28.5869 | 0 | 0 | 24.8172 | 0 | 0 | 0 | 0 | 18.5343 | 0 | 0 | 0 | 0 | 12.2515 | 0 | 0 | 0 | 0 | 0
| CAISO BTM CHP Emissions | MMtCO2/Yr | 0 | 0 | 0 | 0 | 0 | 0 | 0 | 4.9888 | 4.9462 | 4.9039 | 4.8621 | 4.8207 | 0 | 4.7391 | 0 | 4.6591 | 0 | 3.7273 | 0 | 0 | 2.3295 | 0 | 0 | 0 | 0 | 0 | 0 | 0 | 0 | 0 | 0 | 0 | 0 | 0 | 0 | 0
| GHG Emissions Target, net of BTM CHP | MMtCO2/Yr | 0 | 0 | 0 | 0 | 0 | 0 | 0 | 41.9857 | 40.0441 | 38.102 | 36.1595 | 34.2166 | 0 | 30.3296 | 0 | 26.4409 | 0 | 24.8596 | 0 | 0 | 22.4876 | 0 | 0 | 0 | 0 | 18.5343 | 0 | 0 | 0 | 0 | 12.2515 | 0 | 0 | 0 | 0 | 0
| CAISO Generator Emissions | MMtCO2/Yr | 0 | 0 | 0 | 0 | 0 | 0 | 0 | 23.625 | 20.774 | 22.3731 | 21.2862 | 21.2362 | 0 | 18.7905 | 0 | 15.8829 | 0 | 14.7863 | 0 | 0 | 13.9743 | 0 | 0 | 0 | 0 | 11.9563 | 0 | 0 | 0 | 0 | 10.697 | 0 | 0 | 0 | 0 | 0
| Import Emissions | MMtCO2/Yr | 0 | 0 | 0 | 0 | 0 | 0 | 0 | 8.1049 | 9.1005 | 9.2829 | 10.1531 | 10.2769 | 0 | 10.4443 | 0 | 10.558 | 0 | 10.0733 | 0 | 0 | 8.5133 | 0 | 0 | 0 | 0 | 6.578 | 0 | 0 | 0 | 0 | 1.5544 | 0 | 0 | 0 | 0 | 0
| Total CAISO Emissions | MMtCO2/Yr | 0 | 0 | 0 | 0 | 0 | 0 | 0 | 36.7187 | 34.8207 | 36.5599 | 36.3013 | 36.3338 | 0 | 33.9739 | 0 | 31.1 | 0 | 28.5868 | 0 | 0 | 24.8171 | 0 | 0 | 0 | 0 | 18.5343 | 0 | 0 | 0 | 0 | 12.2514 | 0 | 0 | 0 | 0 | 0
| Marginal GHG Cost | $/tCO2 | 0 | 0 | 0 | 0 | 0 | 0 | 0 | 0 | 0 | 0 | 0 | 0 | 0 | 0 | 0 | 37.88 | 0 | 86.55 | 0 | 0 | 93.92 | 0 | 0 | 0 | 0 | 100.59 | 0 | 0 | 0 | 0 | 269.38 | 0 | 0 | 0 | 0 | 0
| CARB Floor Carbon Price | $/tCO2 | 0 | 0 | 0 | 0 | 0 | 16.7767 | 17.6479 | 18.5472 | 19.5177 | 20.5286 | 21.6027 | 22.7423 | 23.9495 | 25.2247 | 26.5581 | 27.9576 | 29.4373 | 30.9954 | 32.6359 | 34.3632 | 36.182 | 38.097 | 40.1134 | 42.2365 | 44.472 | 46.8258 | 49.3042 | 51.9137 | 54.6614 | 57.5545 | 60.6007 | 63.8082 | 67.1854 | 70.7414 | 74.4856 | 78.4279
| Total GHG Abatement Cost | $/tCO2 | 0 | 0 | 0 | 0 | 0 | 16.7767 | 17.6479 | 18.5472 | 19.5177 | 20.5286 | 21.6027 | 22.7423 | 23.9495 | 25.2247 | 26.5581 | 65.8376 | 29.4373 | 117.5454 | 32.6359 | 34.3632 | 130.102 | 38.097 | 40.1134 | 42.2365 | 44.472 | 147.4158 | 49.3042 | 51.9137 | 54.6614 | 57.5545 | 329.9807 | 63.8082 | 67.1854 | 70.7414 | 74.4856 | 78.4279
CAISO Emissions by Fuel Type
|  | Unit | 2015 | 2016 | 2017 | 2018 | 2019 | 2020 | 2021 | 2022 | 2023 | 2024 | 2025 | 2026 | 2027 | 2028 | 2029 | 2030 | 2031 | 2032 | 2033 | 2034 | 2035 | 2036 | 2037 | 2038 | 2039 | 2040 | 2041 | 2042 | 2043 | 2044 | 2045 | 2046 | 2047 | 2048 | 2049 | 2050
| CAISO_CCGT1 | MMtCO2/Yr | 0 | 0 | 0 | 0 | 0 | 0 | 0 | 19.129 | 16.4571 | 18.3362 | 17.4623 | 17.6142 | 0 | 15.1684 | 0 | 12.2593 | 0 | 11.8864 | 0 | 0 | 12.1616 | 0 | 0 | 0 | 0 | 11.9492 | 0 | 0 | 0 | 0 | 9.5263 | 0 | 0 | 0 | 0 | 0
| CAISO_CCGT2 | MMtCO2/Yr | 0 | 0 | 0 | 0 | 0 | 0 | 0 | 0.0011501 | 0.0010951 | 0.0011144 | 0.0011335 | 0.00080536 | 0 | 0.00061984 | 0 | 0.00048969 | 0 | 0.00033466 | 0 | 0 | 0.00021963 | 0 | 0 | 0 | 0 | 0.00018245 | 0 | 0 | 0 | 0 | 2.8595e-05 | 0 | 0 | 0 | 0 | 0
| CAISO_Peaker1 | MMtCO2/Yr | 0 | 0 | 0 | 0 | 0 | 0 | 0 | 0.26617 | 0.16921 | 0.0021156 | 0.00061383 | 0.00046589 | 0 | 0.00031989 | 0 | 0.00026698 | 0 | 0.00018252 | 0 | 0 | 0.00012815 | 0 | 0 | 0 | 0 | 0.0001033 | 0 | 0 | 0 | 0 | 8.2789e-06 | 0 | 0 | 0 | 0 | 0
| CAISO_Peaker2 | MMtCO2/Yr | 0 | 0 | 0 | 0 | 0 | 0 | 0 | 0.00032867 | 0.00033634 | 0.00036763 | 0.00038133 | 0.00026195 | 0 | 0.00021355 | 0 | 0.00017527 | 0 | 0.00011717 | 0 | 0 | 7.0521e-05 | 0 | 0 | 0 | 0 | 6.2639e-05 | 0 | 0 | 0 | 0 | 3.4994e-06 | 0 | 0 | 0 | 0 | 0
| CAISO_Advanced_CCGT | MMtCO2/Yr | 0 | 0 | 0 | 0 | 0 | 0 | 0 | 0 | 0 | 0 | 0 | 0 | 0 | 0.00064871 | 0 | 0.00060861 | 0 | 0.00060679 | 0 | 0 | 0.0005879 | 0 | 0 | 0 | 0 | 0.00055752 | 0 | 0 | 0 | 0 | 1.1706 | 0 | 0 | 0 | 0 | 0
| CAISO_Aero_CT | MMtCO2/Yr | 0 | 0 | 0 | 0 | 0 | 0 | 0 | 0 | 0 | 0 | 0 | 0 | 0 | 0.00015568 | 0 | 0.00013932 | 0 | 0.00011546 | 0 | 0 | 9.0879e-05 | 0 | 0 | 0 | 0 | 8.0089e-05 | 0 | 0 | 0 | 0 | 7.4157e-06 | 0 | 0 | 0 | 0 | 0
| CAISO_Reciprocating_Engine | MMtCO2/Yr | 0 | 0 | 0 | 0 | 0 | 0 | 0 | 0.032518 | 0.025872 | 0.0055546 | 0.0058627 | 0.0058282 | 0 | 0.0054325 | 0 | 0.0072156 | 0 | 0.006799 | 0 | 0 | 0.004227 | 0 | 0 | 0 | 0 | 0.0060976 | 0 | 0 | 0 | 0 | 1.1926e-05 | 0 | 0 | 0 | 0 | 0
| CAISO_Coal | MMtCO2/Yr | 0 | 0 | 0 | 0 | 0 | 0 | 0 | 0.002073 | 0.0016781 | 0.0019043 | 0 | 0 | 0 | 0 | 0 | 0 | 0 | 0 | 0 | 0 | 0 | 0 | 0 | 0 | 0 | 0 | 0 | 0 | 0 | 0 | 0 | 0 | 0 | 0 | 0 | 0
| CAISO_ST | MMtCO2/Yr | 0 | 0 | 0 | 0 | 0 | 0 | 0 | 0.0007707 | 0.00075093 | 0 | 0 | 0 | 0 | 0 | 0 | 0 | 0 | 0 | 0 | 0 | 0 | 0 | 0 | 0 | 0 | 0 | 0 | 0 | 0 | 0 | 0 | 0 | 0 | 0 | 0 | 0
| CAISO_CHP | MMtCO2/Yr | 0 | 0 | 0 | 0 | 0 | 0 | 0 | 4.193 | 4.118 | 4.0259 | 3.8159 | 3.6147 | 0 | 3.6147 | 0 | 3.6147 | 0 | 2.8917 | 0 | 0 | 1.8073 | 0 | 0 | 0 | 0 | 0 | 0 | 0 | 0 | 0 | 0 | 0 | 0 | 0 | 0 | 0
| CAISO Generation Emissions | MMtCO2/Yr | 0 | 0 | 0 | 0 | 0 | 0 | 0 | 23.625 | 20.774 | 22.3731 | 21.2862 | 21.2362 | 0 | 18.7905 | 0 | 15.8829 | 0 | 14.7863 | 0 | 0 | 13.9743 | 0 | 0 | 0 | 0 | 11.9563 | 0 | 0 | 0 | 0 | 10.697 | 0 | 0 | 0 | 0 | 0
Fuel Consumption (total, incl. starts)
| CAISO_CCGT1 | TBtu/yr | 0 | 0 | 0 | 0 | 0 | 0 | 0 | 360.9249 | 310.5115 | 345.9655 | 329.4775 | 332.3425 | 0 | 286.1962 | 0 | 231.3074 | 0 | 224.2714 | 0 | 0 | 229.4643 | 0 | 0 | 0 | 0 | 225.4562 | 0 | 0 | 0 | 0 | 179.7425 | 0 | 0 | 0 | 0 | 0
| CAISO_CCGT2 | TBtu/yr | 0 | 0 | 0 | 0 | 0 | 0 | 0 | 0.021664 | 0.020624 | 0.021027 | 0.021379 | 0.015168 | 0 | 0.011667 | 0 | 0.0092033 | 0 | 0.0062209 | 0 | 0 | 0.0041592 | 0 | 0 | 0 | 0 | 0.0035662 | 0 | 0 | 0 | 0 | 0.00067855 | 0 | 0 | 0 | 0 | 0
| CAISO_Peaker1 | TBtu/yr | 0 | 0 | 0 | 0 | 0 | 0 | 0 | 5.0221 | 3.1926 | 0.039925 | 0.011575 | 0.0087723 | 0 | 0.0060148 | 0 | 0.0050441 | 0 | 0.0034824 | 0 | 0 | 0.0024029 | 0 | 0 | 0 | 0 | 0.0019396 | 0 | 0 | 0 | 0 | 0.00037892 | 0 | 0 | 0 | 0 | 0
| CAISO_Peaker2 | TBtu/yr | 0 | 0 | 0 | 0 | 0 | 0 | 0 | 0.0062913 | 0.0063869 | 0.0068104 | 0.0070712 | 0.0050171 | 0 | 0.0039688 | 0 | 0.0031686 | 0 | 0.0021541 | 0 | 0 | 0.0014685 | 0 | 0 | 0 | 0 | 0.0012734 | 0 | 0 | 0 | 0 | 0.00027125 | 0 | 0 | 0 | 0 | 0
| CAISO_Advanced_CCGT | TBtu/yr | 0 | 0 | 0 | 0 | 0 | 0 | 0 | 8.76e-05 | 8.76e-05 | 8.76e-05 | 8.76e-05 | 8.76e-05 | 0 | 0.012193 | 0 | 0.011552 | 0 | 0.011299 | 0 | 0 | 0.011164 | 0 | 0 | 0 | 0 | 0.010651 | 0 | 0 | 0 | 0 | 22.0864 | 0 | 0 | 0 | 0 | 0
| CAISO_Aero_CT | TBtu/yr | 0 | 0 | 0 | 0 | 0 | 0 | 0 | 8.76e-05 | 8.76e-05 | 8.76e-05 | 8.76e-05 | 8.76e-05 | 0 | 0.0030945 | 0 | 0.0027523 | 0 | 0.0022341 | 0 | 0 | 0.0017383 | 0 | 0 | 0 | 0 | 0.0015545 | 0 | 0 | 0 | 0 | 0.00037726 | 0 | 0 | 0 | 0 | 0
| CAISO_Reciprocating_Engine | TBtu/yr | 0 | 0 | 0 | 0 | 0 | 0 | 0 | 0.61353 | 0.48812 | 0.10481 | 0.11069 | 0.10999 | 0 | 0.10253 | 0 | 0.13617 | 0 | 0.12842 | 0 | 0 | 0.079799 | 0 | 0 | 0 | 0 | 0.1151 | 0 | 0 | 0 | 0 | 0.00044261 | 0 | 0 | 0 | 0 | 0
| CAISO_ST | TBtu/yr | 0 | 0 | 0 | 0 | 0 | 0 | 0 | 0.014678 | 0.014143 | 0 | 0 | 0 | 0 | 0 | 0 | 0 | 0 | 0 | 0 | 0 | 0 | 0 | 0 | 0 | 0 | 0 | 0 | 0 | 0 | 0 | 0 | 0 | 0 | 0 | 0 | 0
| CAISO_Coal | TBtu/yr | 0 | 0 | 0 | 0 | 0 | 0 | 0 | 0.0221 | 0.017837 | 0.020275 | 0 | 0 | 0 | 0 | 0 | 0 | 0 | 0 | 0 | 0 | 0 | 0 | 0 | 0 | 0 | 0 | 0 | 0 | 0 | 0 | 0 | 0 | 0 | 0 | 0 | 0
| CAISO_CHP | TBtu/yr | 0 | 0 | 0 | 0 | 0 | 0 | 0 | 79.1124 | 77.6976 | 75.9602 | 71.9974 | 68.2018 | 0 | 68.2018 | 0 | 68.2018 | 0 | 54.5614 | 0 | 0 | 34.1009 | 0 | 0 | 0 | 0 | 0 | 0 | 0 | 0 | 0 | 0 | 0 | 0 | 0 | 0 | 0
Fuel Consumption (only starts, portion of above)
| CAISO_CCGT1 | TBtu/yr | 0 | 0 | 0 | 0 | 0 | 0 | 0 | 0.034243 | 0.028458 | 0.014867 | 0.02225 | 0.034469 | 0 | 0.00025549 | 0 | 0.52768 | 0 | 2.6471 | 0 | 0 | 1.9625 | 0 | 0 | 0 | 0 | 0.99415 | 0 | 0 | 0 | 0 | 1.6345 | 0 | 0 | 0 | 0 | 0
| CAISO_CCGT2 | TBtu/yr | 0 | 0 | 0 | 0 | 0 | 0 | 0 | 0.00032776 | 0.00034283 | 0.00029774 | 0.00032329 | 0.00023502 | 0 | 0.00018711 | 0 | 0.00020331 | 0 | 0.00016877 | 0 | 0 | 0.00010656 | 0 | 0 | 0 | 0 | 8.4291e-05 | 0 | 0 | 0 | 0 | 9.6542e-06 | 0 | 0 | 0 | 0 | 0
| CAISO_Peaker1 | TBtu/yr | 0 | 0 | 0 | 0 | 0 | 0 | 0 | 0.69128 | 0.45906 | 0.0046972 | 0.00041315 | 0.00037404 | 0 | 0.00017074 | 0 | 0.00017205 | 0 | 0.00012667 | 0 | 0 | 8.4077e-05 | 0 | 0 | 0 | 0 | 6.2855e-05 | 0 | 0 | 0 | 0 | 5.6455e-06 | 0 | 0 | 0 | 0 | 0
| CAISO_Peaker2 | TBtu/yr | 0 | 0 | 0 | 0 | 0 | 0 | 0 | 0.00013657 | 0.00014413 | 0.00015001 | 0.00015998 | 0.00011059 | 0 | 8.6253e-05 | 0 | 9.1293e-05 | 0 | 6.6481e-05 | 0 | 0 | 4.3437e-05 | 0 | 0 | 0 | 0 | 4.0213e-05 | 0 | 0 | 0 | 0 | 4.4874e-06 | 0 | 0 | 0 | 0 | 0
| CAISO_Advanced_CCGT | TBtu/yr | 0 | 0 | 0 | 0 | 0 | 0 | 0 | 0 | 0 | 0 | 0 | 0 | 0 | 0.00017608 | 0 | 0.00021612 | 0 | 0.00029637 | 0 | 0 | 0.00027589 | 0 | 0 | 0 | 0 | 0.00025808 | 0 | 0 | 0 | 0 | 0.68866 | 0 | 0 | 0 | 0 | 0
| CAISO_Aero_CT | TBtu/yr | 0 | 0 | 0 | 0 | 0 | 0 | 0 | 0 | 0 | 0 | 0 | 0 | 0 | 0.00021224 | 0 | 0.00020247 | 0 | 0.00016722 | 0 | 0 | 0.00013121 | 0 | 0 | 0 | 0 | 0.00011901 | 0 | 0 | 0 | 0 | 2.2415e-05 | 0 | 0 | 0 | 0 | 0
| CAISO_Reciprocating_Engine | TBtu/yr | 0 | 0 | 0 | 0 | 0 | 0 | 0 | 0.063102 | 0.059673 | 0.014986 | 0.016078 | 0.016501 | 0 | 0.015949 | 0 | 0.021443 | 0 | 0.019575 | 0 | 0 | 0.012588 | 0 | 0 | 0 | 0 | 0.015184 | 0 | 0 | 0 | 0 | 1.7228e-05 | 0 | 0 | 0 | 0 | 0
| CAISO_ST | TBtu/yr | 0 | 0 | 0 | 0 | 0 | 0 | 0 | 0.00028423 | 0.00029305 | 0 | 0 | 0 | 0 | 0 | 0 | 0 | 0 | 0 | 0 | 0 | 0 | 0 | 0 | 0 | 0 | 0 | 0 | 0 | 0 | 0 | 0 | 0 | 0 | 0 | 0 | 0
| CAISO_Coal | TBtu/yr | 0 | 0 | 0 | 0 | 0 | 0 | 0 | 0.0002353 | 0.00023477 | 0.00023505 | 0 | 0 | 0 | 0 | 0 | 0 | 0 | 0 | 0 | 0 | 0 | 0 | 0 | 0 | 0 | 0 | 0 | 0 | 0 | 0 | 0 | 0 | 0 | 0 | 0 | 0
| CAISO_CHP | TBtu/yr | 0 | 0 | 0 | 0 | 0 | 0 | 0 | 0 | 0 | 0 | 0 | 0 | 0 | 0 | 0 | 0 | 0 | 0 | 0 | 0 | 0 | 0 | 0 | 0 | 0 | 0 | 0 | 0 | 0 | 0 | 0 | 0 | 0 | 0 | 0 | 0
Average GHG Emissions Factor
| CAISO_CCGT1 | tCO2/MWh | 0 | 0 | 0 | 0 | 0 | 0 | 0 | 0.38205 | 0.38158 | 0.38018 | 0.38065 | 0.38077 | 0 | 0.38078 | 0 | 0.3818 | 0 | 0.38454 | 0 | 0 | 0.38383 | 0 | 0 | 0 | 0 | 0.38095 | 0 | 0 | 0 | 0 | 0.38351 | 0 | 0 | 0 | 0 | 0
| CAISO_CCGT2 | tCO2/MWh | 0 | 0 | 0 | 0 | 0 | 0 | 0 | 0.48268 | 0.4837 | 0.47862 | 0.48023 | 0.48295 | 0 | 0.48018 | 0 | 0.48227 | 0 | 0.492 | 0 | 0 | 0.47837 | 0 | 0 | 0 | 0 | 0.45668 | 0 | 0 | 0 | 0 | 0.40623 | 0 | 0 | 0 | 0 | 0
| CAISO_Peaker1 | tCO2/MWh | 0 | 0 | 0 | 0 | 0 | 0 | 0 | 0.61569 | 0.62355 | 0.60184 | 0.53537 | 0.53974 | 0 | 0.53278 | 0 | 0.53227 | 0 | 0.52513 | 0 | 0 | 0.54404 | 0 | 0 | 0 | 0 | 0.54295 | 0 | 0 | 0 | 0 | 0.29252 | 0 | 0 | 0 | 0 | 0
| CAISO_Peaker2 | tCO2/MWh | 0 | 0 | 0 | 0 | 0 | 0 | 0 | 0.65999 | 0.66626 | 0.69003 | 0.68175 | 0.65394 | 0 | 0.68558 | 0 | 0.70319 | 0 | 0.69211 | 0 | 0 | 0.60004 | 0 | 0 | 0 | 0 | 0.62848 | 0 | 0 | 0 | 0 | 0.40952 | 0 | 0 | 0 | 0 | 0
| CAISO_Advanced_CCGT | tCO2/MWh | 0 | 0 | 0 | 0 | 0 | 0 | 0 | 0 | 0 | 0 | 0 | 0 | 0 | 0.3884 | 0 | 0.38654 | 0 | 0.3906 | 0 | 0 | 0.37951 | 0 | 0 | 0 | 0 | 0.37501 | 0 | 0 | 0 | 0 | 0.37438 | 0 | 0 | 0 | 0 | 0
| CAISO_Aero_CT | tCO2/MWh | 0 | 0 | 0 | 0 | 0 | 0 | 0 | 0 | 0 | 0 | 0 | 0 | 0 | 0.58809 | 0 | 0.59177 | 0 | 0.60553 | 0 | 0 | 0.61936 | 0 | 0 | 0 | 0 | 0.63721 | 0 | 0 | 0 | 0 | 0.35804 | 0 | 0 | 0 | 0 | 0
| CAISO_Reciprocating_Engine | tCO2/MWh | 0 | 0 | 0 | 0 | 0 | 0 | 0 | 0.53316 | 0.54613 | 0.56149 | 0.56317 | 0.56646 | 0 | 0.57028 | 0 | 0.5718 | 0 | 0.56651 | 0 | 0 | 0.57239 | 0 | 0 | 0 | 0 | 0.54924 | 0 | 0 | 0 | 0 | 0.33602 | 0 | 0 | 0 | 0 | 0
| CAISO_ST | tCO2/MWh | 0 | 0 | 0 | 0 | 0 | 0 | 0 | 0.66087 | 0.67436 | 0 | 0 | 0 | 0 | 0 | 0 | 0 | 0 | 0 | 0 | 0 | 0 | 0 | 0 | 0 | 0 | 0 | 0 | 0 | 0 | 0 | 0 | 0 | 0 | 0 | 0 | 0
| CAISO_CHP | tCO2/MWh | 0 | 0 | 0 | 0 | 0 | 0 | 0 | 0.40312 | 0.40312 | 0.40312 | 0.40312 | 0.40312 | 0 | 0.40312 | 0 | 0.40312 | 0 | 0.40312 | 0 | 0 | 0.40312 | 0 | 0 | 0 | 0 | 0 | 0 | 0 | 0 | 0 | 0 | 0 | 0 | 0 | 0 | 0
| CAISO_Coal | tCO2/MWh | 0 | 0 | 0 | 0 | 0 | 0 | 0 | 0.99345 | 0.9978 | 0.98869 | 0 | 0 | 0 | 0 | 0 | 0 | 0 | 0 | 0 | 0 | 0 | 0 | 0 | 0 | 0 | 0 | 0 | 0 | 0 | 0 | 0 | 0 | 0 | 0 | 0 | 0
| Unspecified emissions | tCO2/MWh | 0 | 0 | 0 | 0 | 0 | 0 | 0 | 0.428 | 0.428 | 0.428 | 0.428 | 0.428 | 0 | 0.428 | 0 | 0.428 | 0 | 0.428 | 0 | 0 | 0.428 | 0 | 0 | 0 | 0 | 0.428 | 0 | 0 | 0 | 0 | 0.428 | 0 | 0 | 0 | 0 | 0
Average Heat Rate
| CAISO_CCGT1 | MMBtu/MWh | 0 | 0 | 0 | 0 | 0 | 0 | 0 | 7.2084 | 7.1995 | 7.1732 | 7.1821 | 7.1843 | 0 | 7.1845 | 0 | 7.2038 | 0 | 7.2554 | 0 | 0 | 7.2421 | 0 | 0 | 0 | 0 | 7.1877 | 0 | 0 | 0 | 0 | 7.236 | 0 | 0 | 0 | 0 | 0
| CAISO_CCGT2 | MMBtu/MWh | 0 | 0 | 0 | 0 | 0 | 0 | 0 | 9.092 | 9.1092 | 9.0312 | 9.0573 | 9.0956 | 0 | 9.0379 | 0 | 9.064 | 0 | 9.1456 | 0 | 0 | 9.059 | 0 | 0 | 0 | 0 | 8.9265 | 0 | 0 | 0 | 0 | 9.6398 | 0 | 0 | 0 | 0 | 0
| CAISO_Peaker1 | MMBtu/MWh | 0 | 0 | 0 | 0 | 0 | 0 | 0 | 11.6168 | 11.7651 | 11.3576 | 10.0954 | 10.1629 | 0 | 10.0177 | 0 | 10.0562 | 0 | 10.0192 | 0 | 0 | 10.2011 | 0 | 0 | 0 | 0 | 10.1946 | 0 | 0 | 0 | 0 | 13.3886 | 0 | 0 | 0 | 0 | 0
| CAISO_Peaker2 | MMBtu/MWh | 0 | 0 | 0 | 0 | 0 | 0 | 0 | 12.6334 | 12.6518 | 12.7828 | 12.642 | 12.5248 | 0 | 12.7418 | 0 | 12.7121 | 0 | 12.7244 | 0 | 0 | 12.4946 | 0 | 0 | 0 | 0 | 12.7759 | 0 | 0 | 0 | 0 | 31.7422 | 0 | 0 | 0 | 0 | 0
| CAISO_Advanced_CCGT | MMBtu/MWh | 0 | 0 | 0 | 0 | 0 | 0 | 0 | 0 | 0 | 0 | 0 | 0 | 0 | 7.3004 | 0 | 7.3368 | 0 | 7.2731 | 0 | 0 | 7.2068 | 0 | 0 | 0 | 0 | 7.1641 | 0 | 0 | 0 | 0 | 7.0638 | 0 | 0 | 0 | 0 | 0
| CAISO_Aero_CT | MMBtu/MWh | 0 | 0 | 0 | 0 | 0 | 0 | 0 | 0 | 0 | 0 | 0 | 0 | 0 | 11.6894 | 0 | 11.6906 | 0 | 11.7174 | 0 | 0 | 11.8469 | 0 | 0 | 0 | 0 | 12.3683 | 0 | 0 | 0 | 0 | 18.2149 | 0 | 0 | 0 | 0 | 0
| CAISO_Reciprocating_Engine | MMBtu/MWh | 0 | 0 | 0 | 0 | 0 | 0 | 0 | 10.0595 | 10.3037 | 10.5947 | 10.633 | 10.6903 | 0 | 10.7632 | 0 | 10.791 | 0 | 10.6999 | 0 | 0 | 10.8056 | 0 | 0 | 0 | 0 | 10.3672 | 0 | 0 | 0 | 0 | 12.4703 | 0 | 0 | 0 | 0 | 0
| CAISO_ST | MMBtu/MWh | 0 | 0 | 0 | 0 | 0 | 0 | 0 | 12.5866 | 12.7005 | 0 | 0 | 0 | 0 | 0 | 0 | 0 | 0 | 0 | 0 | 0 | 0 | 0 | 0 | 0 | 0 | 0 | 0 | 0 | 0 | 0 | 0 | 0 | 0 | 0 | 0 | 0
| CAISO_Coal | MMBtu/MWh | 0 | 0 | 0 | 0 | 0 | 0 | 0 | 10.591 | 10.6057 | 10.5263 | 0 | 0 | 0 | 0 | 0 | 0 | 0 | 0 | 0 | 0 | 0 | 0 | 0 | 0 | 0 | 0 | 0 | 0 | 0 | 0 | 0 | 0 | 0 | 0 | 0 | 0
| CAISO_CHP | MMBtu/MWh | 0 | 0 | 0 | 0 | 0 | 0 | 0 | 7.606 | 7.606 | 7.606 | 7.606 | 7.606 | 0 | 7.606 | 0 | 7.606 | 0 | 7.606 | 0 | 0 | 7.606 | 0 | 0 | 0 | 0 | 0 | 0 | 0 | 0 | 0 | 0 | 0 | 0 | 0 | 0 | 0
Shift DR Summary
Shift DR Shift Results
| Metric | Unit | 2015 | 2016 | 2017 | 2018 | 2019 | 2020 | 2021 | 2022 | 2023 | 2024 | 2025 | 2026 | 2027 | 2028 | 2029 | 2030 | 2031 | 2032 | 2033 | 2034 | 2035 | 2036 | 2037 | 2038 | 2039 | 2040 | 2041 | 2042 | 2043 | 2044 | 2045 | 2046 | 2047 | 2048 | 2049 | 2050
| Shift DR | MWh daily energy shift
| Max. Dispatch Fraction in one hr | -
| Max Hourly Shift DR | MW
Objective Function Summary
Objective Function Cost Summary
| Component | Unit | 2015 | 2016 | 2017 | 2018 | 2019 | 2020 | 2021 | 2022 | 2023 | 2024 | 2025 | 2026 | 2027 | 2028 | 2029 | 2030 | 2031 | 2032 | 2033 | 2034 | 2035 | 2036 | 2037 | 2038 | 2039 | 2040 | 2041 | 2042 | 2043 | 2044 | 2045 | 2046 | 2047 | 2048 | 2049 | 2050
| Baseline Thermal Fleet Costs | $MM | 0 | 0 | 0 | 0 | 0 | 0 | 0 | 360.8085 | 360.8085 | 326.1241 | 321.7849 | 320.9126 | 0 | 320.9126 | 0 | 320.9126 | 0 | 320.9126 | 0 | 0 | 320.9126 | 0 | 0 | 0 | 0 | 320.9126 | 0 | 0 | 0 | 0 | 320.9126 | 0 | 0 | 0 | 0 | 0
| New Renewables Fixed Costs | $MM | 0 | 0 | 0 | 0 | 0 | 0 | 0 | 520.9742 | 826.6311 | 957.4136 | 1368.3871 | 1426.9015 | 0 | 1980.8788 | 0 | 2527.9742 | 0 | 3004.5034 | 0 | 0 | 3594.2977 | 0 | 0 | 0 | 0 | 4699.4819 | 0 | 0 | 0 | 0 | 6792.9459 | 0 | 0 | 0 | 0 | 0
| New Storage Fixed Costs | $MM | 0 | 0 | 0 | 0 | 0 | 0 | 0 | 352.5105 | 588.3546 | 1139.0124 | 1293.4683 | 1344.837 | 0 | 1607.5902 | 0 | 1647.5188 | 0 | 1764.3343 | 0 | 0 | 2467.2723 | 0 | 0 | 0 | 0 | 3791.4784 | 0 | 0 | 0 | 0 | 5383.1231 | 0 | 0 | 0 | 0 | 0
| New Thermal Fleet Fixed Costs | $MM | 0 | 0 | 0 | 0 | 0 | 0 | 0 | 0.00024018 | 0.00024633 | 0.00025216 | 0.00025747 | 0.00026233 | 0 | 0.043061 | 0 | 0.043071 | 0 | 0.043077 | 0 | 0 | 0.043083 | 0 | 0 | 0 | 0 | 0.043102 | 0 | 0 | 0 | 0 | 97.2473 | 0 | 0 | 0 | 0 | 0
| New DR Fixed Costs | $MM | 0 | 0 | 0 | 0 | 0 | 0 | 0 | 12.2829 | 12.2829 | 28.6216 | 35.7742 | 35.7742 | 0 | 35.7742 | 0 | 35.7742 | 0 | 35.7742 | 0 | 0 | 35.7742 | 0 | 0 | 0 | 0 | 35.7742 | 0 | 0 | 0 | 0 | 35.7743 | 0 | 0 | 0 | 0 | 0
| New Transmission Costs | $MM | 0 | 0 | 0 | 0 | 0 | 0 | 0 | 3.19e-06 | 1.539e-05 | 1.583e-05 | 1.714e-05 | 2.004e-05 | 0 | 4.3977 | 0 | 4.3984 | 0 | 5.3315 | 0 | 0 | 8.9154 | 0 | 0 | 0 | 0 | 12.8907 | 0 | 0 | 0 | 0 | 304.9404 | 0 | 0 | 0 | 0 | 0
| Operational Costs | $MM | 0 | 0 | 0 | 0 | 0 | 0 | 0 | 7764.4074 | 7588.396 | 7724.84 | 7617.4212 | 7701.5713 | 0 | 7574.0403 | 0 | 7557.5068 | 0 | 7612.5397 | 0 | 0 | 7786.7215 | 0 | 0 | 0 | 0 | 7894.595 | 0 | 0 | 0 | 0 | 7734.8382 | 0 | 0 | 0 | 0 | 0
| Hurdle Rate Costs | $MM | 0 | 0 | 0 | 0 | 0 | 0 | 0 | 535.1186 | 585.4035 | 595.7294 | 637.6339 | 661.5808 | 0 | 713.4515 | 0 | 793.9744 | 0 | 835.4981 | 0 | 0 | 837.8214 | 0 | 0 | 0 | 0 | 864.0737 | 0 | 0 | 0 | 0 | 657.4192 | 0 | 0 | 0 | 0 | 0
| Total | $MM | 0 | 0 | 0 | 0 | 0 | 0 | 0 | 9546.1024 | 9961.8769 | 10771.7414 | 11274.4699 | 11491.5777 | 0 | 12237.0884 | 0 | 12888.1024 | 0 | 13578.937 | 0 | 0 | 15051.7581 | 0 | 0 | 0 | 0 | 17619.2497 | 0 | 0 | 0 | 0 | 21327.201 | 0 | 0 | 0 | 0 | 0
| Objective Function ($MM) | 285341.2906
| Baseline Thermal Fleet Fixed Costs | 6034.9899
| New Renewables Fixed Costs | 67883.8301
| New Storage Fixed Costs | 52454.9748
| New Thermal Fleet Fixed Costs | 496.49
| New DR Fixed Costs | 611.1142
| New Transmission Costs | 1621.5573
| Operational Costs | 156238.3343
| Objective Function ($MM/yr) | 15385.6705
| Baseline Thermal Fleet Costs | 325.4081
| New Renewables Fixed Costs | 3660.3123
| New Storage Fixed Costs | 2828.3848
| New Thermal Fleet Fixed Costs | 26.7709
| New DR Fixed Costs | 32.9514
| New Transmission Costs | 87.4348
| Operational Costs | 8424.4083

## 15 Capacity Factors Annual (2) (hidden)
Table 15. Capacity and usage factors, 2008 through 2020
California
Generation technology | 2020 Time adjusted capacity (MW) | Year 2020 | Year 2019 | Year 2018 | Year 2017 | Year 2016 | Year 2015 | Year 2014 | Year 2013 | Year 2012 | Year 2011 | Year 2010 | Year 2009 | Year 2008
Capacity Factors
Nuclear | 2240 | 82.6 | 82.4 | 92.8 | 91.2 | 96.1 | 94.3 | 86.6 | 91.8 | 48.6 | 95.4 | 83.9 | 82.7 | 84.3
Other, Gas | 207.6 | 79 | 76.9 | 79.8 | 78 | 77.3 | 74.3 | 71.8 | 77.4 | 74.4 | 72.5 | 70.6 | 76.7 | 82.8
Natural Gas - OTH | 135.4 | 73.3 | 72.5 | 36.9 | 63.3 | 55.5 | 53.6 | 56.1 | 53.7 | 44.5 | 4.6 | 6.1 | 0 | 0
Geothermal | 1846.4 | 68.9 | 67.9 | 76.8 | 70.5 | 68.3 | 70.1 | 70.7 | 69.7 | 68.1 | 71.5 | 71.8 | 74.3 | 74.9
Other, Biomass | 490.8 | 64.7 | 65.6 | 65.5 | 65.8 | 61.5 | 59.5 | 58.5 | 58.6 | 55.3 | 69.1 | 71.1 | 66.9 | 56.3
Coal | 57 | 63.3 | 50 | 59.2 | 61 | 65.1 | 36.3 | 37.4 | 38.8 | 54.6 | 60 | 70.9 | 80.2 | 86.8
Petroleum - ST | 20 | 55.1 | 48.8 | 85.1 | 56.9 | 60.8 | 62.3 |  | 47.3 |  | 74.6 | 87.1 | 88.3 | 88.5
Wood | 691.4 | 50.3 | 53.7 | 51.3 | 46.4 | 44.8 | 55 | 63.1 | 59.6 | 73.5 | 63.2 | 63.2 | 65.6 | 67
Natural Gas - CC | 20246 | 42.5 | 40.4 | 41.8 | 40.6 | 45.3 | 54.4 | 55.9 | 56 | 57.6 | 41.8 | 55.6 | 54.8 | 63
Other, not Biomass or Gas | 124.2 | 41.7 | 56.9 | 60 | 59.1 | 52.2 | 55.1 | 57.8 | 48.2 | 33.6 | 54 | 49.6 | 41.9 | 43.2
Solar - PV | 11714.2 | 26.9 | 27.5 | 28.5 | 28.4 | 27.9 | 28.5 | 28.7 | 25.1 | 23 | 20.9 | 22.1 | 19.7 | 6.4
Wind | 6024.4 | 25.7 | 25.9 | 27.3 | 25.7 | 27 | 23.6 | 25.5 | 26.1 | 23.9 | 25 | 25.1 | 25.1 | 25.5
Hydroelectric | 10265.1 | 23.7 | 42.8 | 29.5 | 47.4 | 32.3 | 15.5 | 18.5 | 26.7 | 30.2 | 47.9 | 37.7 | 31.4 | 27.1
Natural Gas - IC | 390 | 23.3 | 20.8 | 20.2 | 22.6 | 20.8 | 31.8 | 29.2 | 18.5 | 20.3 | 23.6 | 18 | 17.9 | 20.2
Solar - TH | 1273.8 | 20.4 | 20.5 | 22.6 | 21.9 | 22.4 | 20.6 | 16.8 | 18.7 | 24 | 24.1 | 24.7 | 23.9 | 21.2
Natural Gas - GT | 11267.8 | 12.5 | 12.4 | 13.7 | 13.3 | 14.6 | 16.6 | 17.5 | 19.7 | 22.6 | 23.3 | 25.3 | 28.8 | 30.8
Natural Gas - ST | 4670.8 | 5.5 | 2.9 | 3.7 | 4.5 | 4.1 | 6.1 | 5.6 | 6.2 | 7.8 | 4.7 | 4.6 | 8.1 | 10.8
Petroleum - IC | 212.2 | 1.4 | 1.6 | 1.6 | 1.7 | 2.8 | 2.9 | 3.4 | 3.4 | 9 | 6.8 | 7.5 | 7.6 | 10.4
Petroleum - GT | 238 | 0.3 | 0.3 | 0.3 | 0.3 | 0.3 | 1.1 | 0.4 | 0.2 | 0.6 | 0.4 | 0.4 | 0.7 | 1.2
Usage Factors
Battery | 361.1 | 5 | 5.3 | 4.7 | 5.3 | 2.6 | 2.3 | 1.6 | 10.7
Pumped Storage | 3911.9 | 4.4 | 5.3 | 5.4 | 6.7 | 5.1 | 3.7 | 3.1 | 5.1
All Sources | 76388.1
Note: Time adjusted capacity for the year is the capacity of all the generators that were included in the capacity factor calculation. Sources: U.S. Energy Information Administration, Form EIA-860, Annual Electric Generator Report. and U.S. Energy Information Administration, Form EIA-923, Power Plant Operations Report

## resolve cfs
hydro | 61962633.6 | capapcity*8760
| 18705762.0017 | gwh to mwh
| 0.30189 | CF
coal | 4204800 | capapcity*8760
| 2086.6801 | gwh to mwh
| 0.04963% | CF

## BECF-pre-ret
Expected Capacity Factor (dimensionless) | 2016 | 2017 | 2018 | 2019 | 2020 | 2021 | 2022 | 2023 | 2024 | 2025 | 2026 | 2027 | 2028 | 2029 | 2030 | 2031 | 2032 | 2033 | 2034 | 2035 | 2036 | 2037 | 2038 | 2039 | 2040 | 2041 | 2042 | 2043 | 2044 | 2045 | 2046 | 2047 | 2048 | 2049 | 2050
hard coal | 0.00049626 | 0.00049626 | 0.00049626 | 0.00049626 | 0.00049626 | 0.00049626 | 0.00049626 | 0.00049626 | 0.00049626 | 0.00049626 | 0.00049626 | 0.00049626 | 0.00049626 | 0.00049626 | 0.00049626 | 0.00049626 | 0.00049626 | 0.00049626 | 0.00049626 | 0.00049626 | 0.00049626 | 0.00049626 | 0.00049626 | 0.00049626 | 0.00049626 | 0.00049626 | 0.00049626 | 0.00049626 | 0.00049626 | 0.00049626 | 0.00049626 | 0.00049626 | 0.00049626 | 0.00049626 | 0.00049626
natural gas nonpeaker | 0.404 | 0.404 | 0.404 | 0.404 | 0.404 | 0.404 | 0.404 | 0.404 | 0.404 | 0.404 | 0.404 | 0.404 | 0.404 | 0.404 | 0.404 | 0.404 | 0.404 | 0.404 | 0.404 | 0.404 | 0.404 | 0.404 | 0.404 | 0.404 | 0.404 | 0.404 | 0.404 | 0.404 | 0.404 | 0.404 | 0.404 | 0.404 | 0.404 | 0.404 | 0.404
nuclear | 0.826 | 0.826 | 0.826 | 0.826 | 0.826 | 0.826 | 0.826 | 0.826 | 0.826 | 0.826 | 0.826 | 0.826 | 0.826 | 0.826 | 0.826 | 0.826 | 0.826 | 0.826 | 0.826 | 0.826 | 0.826 | 0.826 | 0.826 | 0.826 | 0.826 | 0.826 | 0.826 | 0.826 | 0.826 | 0.826 | 0.826 | 0.826 | 0.826 | 0.826 | 0.826
hydro | 0.30189 | 0.30189 | 0.30189 | 0.30189 | 0.30189 | 0.30189 | 0.30189 | 0.30189 | 0.30189 | 0.30189 | 0.30189 | 0.30189 | 0.30189 | 0.30189 | 0.30189 | 0.30189 | 0.30189 | 0.30189 | 0.30189 | 0.30189 | 0.30189 | 0.30189 | 0.30189 | 0.30189 | 0.30189 | 0.30189 | 0.30189 | 0.30189 | 0.30189 | 0.30189 | 0.30189 | 0.30189 | 0.30189 | 0.30189 | 0.30189
onshore wind | 0.26165 | 0.26165 | 0.26165 | 0.26165 | 0.26165 | 0.26165 | 0.26165 | 0.26165 | 0.26165 | 0.26165 | 0.26165 | 0.26165 | 0.26165 | 0.26165 | 0.26165 | 0.26165 | 0.26165 | 0.26165 | 0.26165 | 0.26165 | 0.26165 | 0.26165 | 0.26165 | 0.26165 | 0.26165 | 0.26165 | 0.26165 | 0.26165 | 0.26165 | 0.26165 | 0.26165 | 0.26165 | 0.26165 | 0.26165 | 0.26165
solar PV | 0.24346 | 0.24346 | 0.24346 | 0.24346 | 0.24346 | 0.24346 | 0.24346 | 0.24346 | 0.24346 | 0.24346 | 0.24346 | 0.24346 | 0.24346 | 0.24346 | 0.24346 | 0.24346 | 0.24346 | 0.24346 | 0.24346 | 0.24346 | 0.24346 | 0.24346 | 0.24346 | 0.24346 | 0.24346 | 0.24346 | 0.24346 | 0.24346 | 0.24346 | 0.24346 | 0.24346 | 0.24346 | 0.24346 | 0.24346 | 0.24346
solar thermal | 0.19895 | 0.19895 | 0.19895 | 0.19895 | 0.19895 | 0.19895 | 0.19895 | 0.19895 | 0.19895 | 0.19895 | 0.19895 | 0.19895 | 0.19895 | 0.19895 | 0.19895 | 0.19895 | 0.19895 | 0.19895 | 0.19895 | 0.19895 | 0.19895 | 0.19895 | 0.19895 | 0.19895 | 0.19895 | 0.19895 | 0.19895 | 0.19895 | 0.19895 | 0.19895 | 0.19895 | 0.19895 | 0.19895 | 0.19895 | 0.19895
biomass | 0.52352 | 0.52352 | 0.52352 | 0.52352 | 0.52352 | 0.52352 | 0.52352 | 0.52352 | 0.52352 | 0.52352 | 0.52352 | 0.52352 | 0.52352 | 0.52352 | 0.52352 | 0.52352 | 0.52352 | 0.52352 | 0.52352 | 0.52352 | 0.52352 | 0.52352 | 0.52352 | 0.52352 | 0.52352 | 0.52352 | 0.52352 | 0.52352 | 0.52352 | 0.52352 | 0.52352 | 0.52352 | 0.52352 | 0.52352 | 0.52352
geothermal | 0.70231 | 0.70231 | 0.70231 | 0.70231 | 0.70231 | 0.70231 | 0.70231 | 0.70231 | 0.70231 | 0.70231 | 0.70231 | 0.70231 | 0.70231 | 0.70231 | 0.70231 | 0.70231 | 0.70231 | 0.70231 | 0.70231 | 0.70231 | 0.70231 | 0.70231 | 0.70231 | 0.70231 | 0.70231 | 0.70231 | 0.70231 | 0.70231 | 0.70231 | 0.70231 | 0.70231 | 0.70231 | 0.70231 | 0.70231 | 0.70231
petroleum | 0.018203 | 0.018203 | 0.018203 | 0.018203 | 0.018203 | 0.018203 | 0.018203 | 0.018203 | 0.018203 | 0.018203 | 0.018203 | 0.018203 | 0.018203 | 0.018203 | 0.018203 | 0.018203 | 0.018203 | 0.018203 | 0.018203 | 0.018203 | 0.018203 | 0.018203 | 0.018203 | 0.018203 | 0.018203 | 0.018203 | 0.018203 | 0.018203 | 0.018203 | 0.018203 | 0.018203 | 0.018203 | 0.018203 | 0.018203 | 0.018203
natural gas peaker | 0.124 | 0.124 | 0.124 | 0.124 | 0.124 | 0.124 | 0.124 | 0.124 | 0.124 | 0.124 | 0.124 | 0.124 | 0.124 | 0.124 | 0.124 | 0.124 | 0.124 | 0.124 | 0.124 | 0.124 | 0.124 | 0.124 | 0.124 | 0.124 | 0.124 | 0.124 | 0.124 | 0.124 | 0.124 | 0.124 | 0.124 | 0.124 | 0.124 | 0.124 | 0.124
lignite | 0.044 | 0.044 | 0.044 | 0.044 | 0.044 | 0.044 | 0.044 | 0.044 | 0.044 | 0.044 | 0.044 | 0.044 | 0.044 | 0.044 | 0.044 | 0.044 | 0.044 | 0.044 | 0.044 | 0.044 | 0.044 | 0.044 | 0.044 | 0.044 | 0.044 | 0.044 | 0.044 | 0.044 | 0.044 | 0.044 | 0.044 | 0.044 | 0.044 | 0.044 | 0.044
offshore wind | 0.44 | 0.44 | 0.44 | 0.44 | 0.44 | 0.44 | 0.44 | 0.44 | 0.44 | 0.44 | 0.44 | 0.44 | 0.44 | 0.44 | 0.44 | 0.44 | 0.44 | 0.44 | 0.44 | 0.44 | 0.44 | 0.44 | 0.44 | 0.44 | 0.44 | 0.44 | 0.44 | 0.44 | 0.44 | 0.44 | 0.44 | 0.44 | 0.44 | 0.44 | 0.44
crude oil | 0.51874 | 0.51874 | 0.51874 | 0.51874 | 0.51874 | 0.51874 | 0.51874 | 0.51874 | 0.51874 | 0.51874 | 0.51874 | 0.51874 | 0.51874 | 0.51874 | 0.51874 | 0.51874 | 0.51874 | 0.51874 | 0.51874 | 0.51874 | 0.51874 | 0.51874 | 0.51874 | 0.51874 | 0.51874 | 0.51874 | 0.51874 | 0.51874 | 0.51874 | 0.51874 | 0.51874 | 0.51874 | 0.51874 | 0.51874 | 0.51874
heavy or residual fuel oil | 0.011 | 0.011 | 0.011 | 0.011 | 0.011 | 0.011 | 0.011 | 0.011 | 0.011 | 0.011 | 0.011 | 0.011 | 0.011 | 0.011 | 0.011 | 0.011 | 0.011 | 0.011 | 0.011 | 0.011 | 0.011 | 0.011 | 0.011 | 0.011 | 0.011 | 0.011 | 0.011 | 0.011 | 0.011 | 0.011 | 0.011 | 0.011 | 0.011 | 0.011 | 0.011
municipal solid waste | 0.84331 | 0.84331 | 0.84331 | 0.84331 | 0.84331 | 0.84331 | 0.84331 | 0.84331 | 0.84331 | 0.84331 | 0.84331 | 0.84331 | 0.84331 | 0.84331 | 0.84331 | 0.84331 | 0.84331 | 0.84331 | 0.84331 | 0.84331 | 0.84331 | 0.84331 | 0.84331 | 0.84331 | 0.84331 | 0.84331 | 0.84331 | 0.84331 | 0.84331 | 0.84331 | 0.84331 | 0.84331 | 0.84331 | 0.84331 | 0.84331

## BECF-pre-nonret
Expected Capacity Factor (dimensionless) | 2016 | 2017 | 2018 | 2019 | 2020 | 2021 | 2022 | 2023 | 2024 | 2025 | 2026 | 2027 | 2028 | 2029 | 2030 | 2031 | 2032 | 2033 | 2034 | 2035 | 2036 | 2037 | 2038 | 2039 | 2040 | 2041 | 2042 | 2043 | 2044 | 2045 | 2046 | 2047 | 2048 | 2049 | 2050
hard coal | 0.00049626 | 0.00049626 | 0.00049626 | 0.00049626 | 0.00049626 | 0.00049626 | 0.00049626 | 0.00049626 | 0.00049626 | 0.00049626 | 0.00049626 | 0.00049626 | 0.00049626 | 0.00049626 | 0.00049626 | 0.00049626 | 0.00049626 | 0.00049626 | 0.00049626 | 0.00049626 | 0.00049626 | 0.00049626 | 0.00049626 | 0.00049626 | 0.00049626 | 0.00049626 | 0.00049626 | 0.00049626 | 0.00049626 | 0.00049626 | 0.00049626 | 0.00049626 | 0.00049626 | 0.00049626 | 0.00049626
natural gas nonpeaker | 0.404 | 0.404 | 0.404 | 0.404 | 0.404 | 0.404 | 0.404 | 0.404 | 0.404 | 0.404 | 0.404 | 0.404 | 0.404 | 0.404 | 0.404 | 0.404 | 0.404 | 0.404 | 0.404 | 0.404 | 0.404 | 0.404 | 0.404 | 0.404 | 0.404 | 0.404 | 0.404 | 0.404 | 0.404 | 0.404 | 0.404 | 0.404 | 0.404 | 0.404 | 0.404
nuclear | 0.826 | 0.826 | 0.826 | 0.826 | 0.826 | 0.826 | 0.826 | 0.826 | 0.826 | 0.826 | 0.826 | 0.826 | 0.826 | 0.826 | 0.826 | 0.826 | 0.826 | 0.826 | 0.826 | 0.826 | 0.826 | 0.826 | 0.826 | 0.826 | 0.826 | 0.826 | 0.826 | 0.826 | 0.826 | 0.826 | 0.826 | 0.826 | 0.826 | 0.826 | 0.826
hydro | 0.30189 | 0.30189 | 0.30189 | 0.30189 | 0.30189 | 0.30189 | 0.30189 | 0.30189 | 0.30189 | 0.30189 | 0.30189 | 0.30189 | 0.30189 | 0.30189 | 0.30189 | 0.30189 | 0.30189 | 0.30189 | 0.30189 | 0.30189 | 0.30189 | 0.30189 | 0.30189 | 0.30189 | 0.30189 | 0.30189 | 0.30189 | 0.30189 | 0.30189 | 0.30189 | 0.30189 | 0.30189 | 0.30189 | 0.30189 | 0.30189
onshore wind | 0.26165 | 0.26165 | 0.26165 | 0.26165 | 0.26165 | 0.26165 | 0.26165 | 0.26165 | 0.26165 | 0.26165 | 0.26165 | 0.26165 | 0.26165 | 0.26165 | 0.26165 | 0.26165 | 0.26165 | 0.26165 | 0.26165 | 0.26165 | 0.26165 | 0.26165 | 0.26165 | 0.26165 | 0.26165 | 0.26165 | 0.26165 | 0.26165 | 0.26165 | 0.26165 | 0.26165 | 0.26165 | 0.26165 | 0.26165 | 0.26165
solar PV | 0.24346 | 0.24346 | 0.24346 | 0.24346 | 0.24346 | 0.24346 | 0.24346 | 0.24346 | 0.24346 | 0.24346 | 0.24346 | 0.24346 | 0.24346 | 0.24346 | 0.24346 | 0.24346 | 0.24346 | 0.24346 | 0.24346 | 0.24346 | 0.24346 | 0.24346 | 0.24346 | 0.24346 | 0.24346 | 0.24346 | 0.24346 | 0.24346 | 0.24346 | 0.24346 | 0.24346 | 0.24346 | 0.24346 | 0.24346 | 0.24346
solar thermal | 0.19895 | 0.19895 | 0.19895 | 0.19895 | 0.19895 | 0.19895 | 0.19895 | 0.19895 | 0.19895 | 0.19895 | 0.19895 | 0.19895 | 0.19895 | 0.19895 | 0.19895 | 0.19895 | 0.19895 | 0.19895 | 0.19895 | 0.19895 | 0.19895 | 0.19895 | 0.19895 | 0.19895 | 0.19895 | 0.19895 | 0.19895 | 0.19895 | 0.19895 | 0.19895 | 0.19895 | 0.19895 | 0.19895 | 0.19895 | 0.19895
biomass | 0.52352 | 0.52352 | 0.52352 | 0.52352 | 0.52352 | 0.52352 | 0.52352 | 0.52352 | 0.52352 | 0.52352 | 0.52352 | 0.52352 | 0.52352 | 0.52352 | 0.52352 | 0.52352 | 0.52352 | 0.52352 | 0.52352 | 0.52352 | 0.52352 | 0.52352 | 0.52352 | 0.52352 | 0.52352 | 0.52352 | 0.52352 | 0.52352 | 0.52352 | 0.52352 | 0.52352 | 0.52352 | 0.52352 | 0.52352 | 0.52352
geothermal | 0.70231 | 0.70231 | 0.70231 | 0.70231 | 0.70231 | 0.70231 | 0.70231 | 0.70231 | 0.70231 | 0.70231 | 0.70231 | 0.70231 | 0.70231 | 0.70231 | 0.70231 | 0.70231 | 0.70231 | 0.70231 | 0.70231 | 0.70231 | 0.70231 | 0.70231 | 0.70231 | 0.70231 | 0.70231 | 0.70231 | 0.70231 | 0.70231 | 0.70231 | 0.70231 | 0.70231 | 0.70231 | 0.70231 | 0.70231 | 0.70231
petroleum | 0.018203 | 0.018203 | 0.018203 | 0.018203 | 0.018203 | 0.018203 | 0.018203 | 0.018203 | 0.018203 | 0.018203 | 0.018203 | 0.018203 | 0.018203 | 0.018203 | 0.018203 | 0.018203 | 0.018203 | 0.018203 | 0.018203 | 0.018203 | 0.018203 | 0.018203 | 0.018203 | 0.018203 | 0.018203 | 0.018203 | 0.018203 | 0.018203 | 0.018203 | 0.018203 | 0.018203 | 0.018203 | 0.018203 | 0.018203 | 0.018203
natural gas peaker | 0.124 | 0.124 | 0.124 | 0.124 | 0.124 | 0.124 | 0.124 | 0.124 | 0.124 | 0.124 | 0.124 | 0.124 | 0.124 | 0.124 | 0.124 | 0.124 | 0.124 | 0.124 | 0.124 | 0.124 | 0.124 | 0.124 | 0.124 | 0.124 | 0.124 | 0.124 | 0.124 | 0.124 | 0.124 | 0.124 | 0.124 | 0.124 | 0.124 | 0.124 | 0.124
lignite | 0.044 | 0.044 | 0.044 | 0.044 | 0.044 | 0.044 | 0.044 | 0.044 | 0.044 | 0.044 | 0.044 | 0.044 | 0.044 | 0.044 | 0.044 | 0.044 | 0.044 | 0.044 | 0.044 | 0.044 | 0.044 | 0.044 | 0.044 | 0.044 | 0.044 | 0.044 | 0.044 | 0.044 | 0.044 | 0.044 | 0.044 | 0.044 | 0.044 | 0.044 | 0.044
offshore wind | 0.44 | 0.44 | 0.44 | 0.44 | 0.44 | 0.44 | 0.44 | 0.44 | 0.44 | 0.44 | 0.44 | 0.44 | 0.44 | 0.44 | 0.44 | 0.44 | 0.44 | 0.44 | 0.44 | 0.44 | 0.44 | 0.44 | 0.44 | 0.44 | 0.44 | 0.44 | 0.44 | 0.44 | 0.44 | 0.44 | 0.44 | 0.44 | 0.44 | 0.44 | 0.44
crude oil | 0.51874 | 0.51874 | 0.51874 | 0.51874 | 0.51874 | 0.51874 | 0.51874 | 0.51874 | 0.51874 | 0.51874 | 0.51874 | 0.51874 | 0.51874 | 0.51874 | 0.51874 | 0.51874 | 0.51874 | 0.51874 | 0.51874 | 0.51874 | 0.51874 | 0.51874 | 0.51874 | 0.51874 | 0.51874 | 0.51874 | 0.51874 | 0.51874 | 0.51874 | 0.51874 | 0.51874 | 0.51874 | 0.51874 | 0.51874 | 0.51874
heavy or residual fuel oil | 0.011 | 0.011 | 0.011 | 0.011 | 0.011 | 0.011 | 0.011 | 0.011 | 0.011 | 0.011 | 0.011 | 0.011 | 0.011 | 0.011 | 0.011 | 0.011 | 0.011 | 0.011 | 0.011 | 0.011 | 0.011 | 0.011 | 0.011 | 0.011 | 0.011 | 0.011 | 0.011 | 0.011 | 0.011 | 0.011 | 0.011 | 0.011 | 0.011 | 0.011 | 0.011
municipal solid waste | 0.84331 | 0.84331 | 0.84331 | 0.84331 | 0.84331 | 0.84331 | 0.84331 | 0.84331 | 0.84331 | 0.84331 | 0.84331 | 0.84331 | 0.84331 | 0.84331 | 0.84331 | 0.84331 | 0.84331 | 0.84331 | 0.84331 | 0.84331 | 0.84331 | 0.84331 | 0.84331 | 0.84331 | 0.84331 | 0.84331 | 0.84331 | 0.84331 | 0.84331 | 0.84331 | 0.84331 | 0.84331 | 0.84331 | 0.84331 | 0.84331

## BECF-new
Expected Capacity Factor (dimensionless) | 2016 | 2017 | 2018 | 2019 | 2020 | 2021 | 2022 | 2023 | 2024 | 2025 | 2026 | 2027 | 2028 | 2029 | 2030 | 2031 | 2032 | 2033 | 2034 | 2035 | 2036 | 2037 | 2038 | 2039 | 2040 | 2041 | 2042 | 2043 | 2044 | 2045 | 2046 | 2047 | 2048 | 2049 | 2050
hard coal | 0.00054589 | 0.00054589 | 0.00054589 | 0.00054589 | 0.00054589 | 0.00054589 | 0.00054589 | 0.00054589 | 0.00054589 | 0.00054589 | 0.00054589 | 0.00054589 | 0.00054589 | 0.00054589 | 0.00054589 | 0.00054589 | 0.00054589 | 0.00054589 | 0.00054589 | 0.00054589 | 0.00054589 | 0.00054589 | 0.00054589 | 0.00054589 | 0.00054589 | 0.00054589 | 0.00054589 | 0.00054589 | 0.00054589 | 0.00054589 | 0.00054589 | 0.00054589 | 0.00054589 | 0.00054589 | 0.00054589
natural gas nonpeaker | 0.4444 | 0.4444 | 0.4444 | 0.4444 | 0.4444 | 0.4444 | 0.4444 | 0.4444 | 0.4444 | 0.4444 | 0.4444 | 0.4444 | 0.4444 | 0.4444 | 0.4444 | 0.4444 | 0.4444 | 0.4444 | 0.4444 | 0.4444 | 0.4444 | 0.4444 | 0.4444 | 0.4444 | 0.4444 | 0.4444 | 0.4444 | 0.4444 | 0.4444 | 0.4444 | 0.4444 | 0.4444 | 0.4444 | 0.4444 | 0.4444
nuclear | 0.826 | 0.826 | 0.826 | 0.826 | 0.826 | 0.826 | 0.826 | 0.826 | 0.826 | 0.826 | 0.826 | 0.826 | 0.826 | 0.826 | 0.826 | 0.826 | 0.826 | 0.826 | 0.826 | 0.826 | 0.826 | 0.826 | 0.826 | 0.826 | 0.826 | 0.826 | 0.826 | 0.826 | 0.826 | 0.826 | 0.826 | 0.826 | 0.826 | 0.826 | 0.826
hydro | 0.33208 | 0.33208 | 0.33208 | 0.33208 | 0.33208 | 0.33208 | 0.33208 | 0.33208 | 0.33208 | 0.33208 | 0.33208 | 0.33208 | 0.33208 | 0.33208 | 0.33208 | 0.33208 | 0.33208 | 0.33208 | 0.33208 | 0.33208 | 0.33208 | 0.33208 | 0.33208 | 0.33208 | 0.33208 | 0.33208 | 0.33208 | 0.33208 | 0.33208 | 0.33208 | 0.33208 | 0.33208 | 0.33208 | 0.33208 | 0.33208
onshore wind | 0.27333 | 0.27333 | 0.27333 | 0.27333 | 0.273 | 0.274 | 0.27467 | 0.27433 | 0.27433 | 0.27667 | 0.27867 | 0.28375 | 0.28 | 0.26825 | 0.25875 | 0.256 | 0.253 | 0.2535 | 0.25375 | 0.254 | 0.258 | 0.26175 | 0.2655 | 0.26925 | 0.27275 | 0.278 | 0.28375 | 0.29 | 0.297 | 0.30425 | 0.3035 | 0.3035 | 0.30325 | 0.30325 | 0.3035
solar PV | 0.3 | 0.3 | 0.3 | 0.3 | 0.29867 | 0.29833 | 0.29767 | 0.291 | 0.2905 | 0.2895 | 0.2885 | 0.286 | 0.2835 | 0.27925 | 0.2755 | 0.276 | 0.276 | 0.27375 | 0.2715 | 0.2695 | 0.268 | 0.26725 | 0.26575 | 0.26475 | 0.26375 | 0.264 | 0.2645 | 0.26475 | 0.265 | 0.265 | 0.26525 | 0.2655 | 0.26575 | 0.266 | 0.26575
solar thermal | 0.612 | 0.612 | 0.612 | 0.612 | 0.612 | 0.612 | 0.612 | 0.612 | 0.612 | 0.612 | 0.612 | 0.612 | 0.612 | 0.612 | 0.612 | 0.612 | 0.612 | 0.612 | 0.612 | 0.612 | 0.612 | 0.612 | 0.612 | 0.612 | 0.612 | 0.612 | 0.612 | 0.612 | 0.612 | 0.612 | 0.612 | 0.612 | 0.612 | 0.612 | 0.612
biomass | 0.57587 | 0.57587 | 0.57587 | 0.57587 | 0.57587 | 0.57587 | 0.57587 | 0.57587 | 0.57587 | 0.57587 | 0.57587 | 0.57587 | 0.57587 | 0.57587 | 0.57587 | 0.57587 | 0.57587 | 0.57587 | 0.57587 | 0.57587 | 0.57587 | 0.57587 | 0.57587 | 0.57587 | 0.57587 | 0.57587 | 0.57587 | 0.57587 | 0.57587 | 0.57587 | 0.57587 | 0.57587 | 0.57587 | 0.57587 | 0.57587
geothermal | 0.77254 | 0.77254 | 0.77254 | 0.77254 | 0.77254 | 0.77254 | 0.77254 | 0.77254 | 0.77254 | 0.77254 | 0.77254 | 0.77254 | 0.77254 | 0.77254 | 0.77254 | 0.77254 | 0.77254 | 0.77254 | 0.77254 | 0.77254 | 0.77254 | 0.77254 | 0.77254 | 0.77254 | 0.77254 | 0.77254 | 0.77254 | 0.77254 | 0.77254 | 0.77254 | 0.77254 | 0.77254 | 0.77254 | 0.77254 | 0.77254
petroleum | 0.020023 | 0.020023 | 0.020023 | 0.020023 | 0.020023 | 0.020023 | 0.020023 | 0.020023 | 0.020023 | 0.020023 | 0.020023 | 0.020023 | 0.020023 | 0.020023 | 0.020023 | 0.020023 | 0.020023 | 0.020023 | 0.020023 | 0.020023 | 0.020023 | 0.020023 | 0.020023 | 0.020023 | 0.020023 | 0.020023 | 0.020023 | 0.020023 | 0.020023 | 0.020023 | 0.020023 | 0.020023 | 0.020023 | 0.020023 | 0.020023
natural gas peaker | 0.1364 | 0.1364 | 0.1364 | 0.1364 | 0.1364 | 0.1364 | 0.1364 | 0.1364 | 0.1364 | 0.1364 | 0.1364 | 0.1364 | 0.1364 | 0.1364 | 0.1364 | 0.1364 | 0.1364 | 0.1364 | 0.1364 | 0.1364 | 0.1364 | 0.1364 | 0.1364 | 0.1364 | 0.1364 | 0.1364 | 0.1364 | 0.1364 | 0.1364 | 0.1364 | 0.1364 | 0.1364 | 0.1364 | 0.1364 | 0.1364
lignite | 0.0484 | 0.0484 | 0.0484 | 0.0484 | 0.0484 | 0.0484 | 0.0484 | 0.0484 | 0.0484 | 0.0484 | 0.0484 | 0.0484 | 0.0484 | 0.0484 | 0.0484 | 0.0484 | 0.0484 | 0.0484 | 0.0484 | 0.0484 | 0.0484 | 0.0484 | 0.0484 | 0.0484 | 0.0484 | 0.0484 | 0.0484 | 0.0484 | 0.0484 | 0.0484 | 0.0484 | 0.0484 | 0.0484 | 0.0484 | 0.0484
offshore wind | 0.44 | 0.44 | 0.44 | 0.44 | 0.44 | 0.44 | 0.44 | 0.44 | 0.44 | 0.44 | 0.44 | 0.44 | 0.44 | 0.44 | 0.44 | 0.44 | 0.44 | 0.44 | 0.44 | 0.44 | 0.44 | 0.44 | 0.44 | 0.44 | 0.44 | 0.44 | 0.44 | 0.44 | 0.44 | 0.44 | 0.44 | 0.44 | 0.44 | 0.44 | 0.44
crude oil | 0.51874 | 0.51874 | 0.51874 | 0.51874 | 0.51874 | 0.51874 | 0.51874 | 0.51874 | 0.51874 | 0.51874 | 0.51874 | 0.51874 | 0.51874 | 0.51874 | 0.51874 | 0.51874 | 0.51874 | 0.51874 | 0.51874 | 0.51874 | 0.51874 | 0.51874 | 0.51874 | 0.51874 | 0.51874 | 0.51874 | 0.51874 | 0.51874 | 0.51874 | 0.51874 | 0.51874 | 0.51874 | 0.51874 | 0.51874 | 0.51874
heavy or residual fuel oil | 0.0121 | 0.0121 | 0.0121 | 0.0121 | 0.0121 | 0.0121 | 0.0121 | 0.0121 | 0.0121 | 0.0121 | 0.0121 | 0.0121 | 0.0121 | 0.0121 | 0.0121 | 0.0121 | 0.0121 | 0.0121 | 0.0121 | 0.0121 | 0.0121 | 0.0121 | 0.0121 | 0.0121 | 0.0121 | 0.0121 | 0.0121 | 0.0121 | 0.0121 | 0.0121 | 0.0121 | 0.0121 | 0.0121 | 0.0121 | 0.0121
municipal solid waste | 0.92765 | 0.92765 | 0.92765 | 0.92765 | 0.92765 | 0.92765 | 0.92765 | 0.92765 | 0.92765 | 0.92765 | 0.92765 | 0.92765 | 0.92765 | 0.92765 | 0.92765 | 0.92765 | 0.92765 | 0.92765 | 0.92765 | 0.92765 | 0.92765 | 0.92765 | 0.92765 | 0.92765 | 0.92765 | 0.92765 | 0.92765 | 0.92765 | 0.92765 | 0.92765 | 0.92765 | 0.92765 | 0.92765 | 0.92765 | 0.92765